## Database Formatted
Battery Number | [24 empty] | Flow Battery | Flow Battery | Flow Battery | Flow Battery | Flow Battery | [11 empty] | Flow Battery | Flow Battery | Flow Battery | Flow Battery | Flow Battery | [6 empty] | Flow Battery | Flow Battery | Flow Battery | Flow Battery | Flow Battery | Flow Battery | Flow Battery | [24 empty] | Flow Battery | Flow Battery | Flow Battery | Flow Battery | Flow Battery | [11 empty] | Flow Battery | Flow Battery | Flow Battery | Flow Battery | Flow Battery | [6 empty] | Flow Battery | Flow Battery | Flow Battery | Flow Battery | Flow Battery | Flow Battery | Flow Battery
Battery Type | CAES | Flywheel | Flywheel | Flywheel | Flywheel | Flywheel | Flywheel | Flywheel | Flywheel | Lead | Lead | Lead | Lead | Lead | Lithium | Lithium | Lithium | Lithium | Lithium | Lithium | Lithium | Lithium | Lithium | Lithium | Other | Other | Other | Other | Other | Pumped HS | Sodium | Sodium | Sodium | Sodium | Sodium | Sodium | Sodium | Thermal | Thermal | Thermal | Vanadium | Vanadium | Vanadium | Vanadium | Vanadium | Zinc | Zinc | Zinc | Zinc | Zinc | Zinc | Zinc Bromine | Zinc Bromine | Zinc Bromine | Zinc Bromine | Zinc Bromine | Zinc Bromine | Zinc Bromine | CAES | Flywheel | Flywheel | Flywheel | Flywheel | Flywheel | Flywheel | Flywheel | Flywheel | Lead | Lead | Lead | Lead | Lead | Lithium | Lithium | Lithium | Lithium | Lithium | Lithium | Lithium | Lithium | Lithium | Lithium | Other | Other | Other | Other | Other | Pumped HS | Sodium | Sodium | Sodium | Sodium | Sodium | Sodium | Sodium | Thermal | Thermal | Thermal | Vanadium | Vanadium | Vanadium | Vanadium | Vanadium | Zinc | Zinc | Zinc | Zinc | Zinc | Zinc | Zinc Bromine | Zinc Bromine | Zinc Bromine | Zinc Bromine | Zinc Bromine | Zinc Bromine | Zinc Bromine
Cost Estimate Case | High | High | High | High | High | High | High | High | High | High | High | High | High | High | High | High | High | High | High | High | High | High | High | High | High | High | High | High | High | High | High | High | High | High | High | High | High | High | High | High | High | High | High | High | High | High | High | High | High | High | High | High | High | High | High | High | High | High | Low | Low | Low | Low | Low | Low | Low | Low | Low | Low | Low | Low | Low | Low | Low | Low | Low | Low | Low | Low | Low | Low | Low | Low | Low | Low | Low | Low | Low | Low | Low | Low | Low | Low | Low | Low | Low | Low | Low | Low | Low | Low | Low | Low | Low | Low | Low | Low | Low | Low | Low | Low | Low | Low | Low | Low | Low | Low
Function | Transmission | C and I | Distribution Feeder | Island | Microgrid | Distribution Substation | Freq Reg | Freq Reg | Peaker Repl | Residential | C and I | Distribution Feeder | Island | Distribution Substation | Residential | C and I | Distribution Feeder | Island | Microgrid | Distribution Substation | Freq Reg | Freq Reg | Peaker Repl | Transmission | C and I | Island | Distribution Substation | Peaker Repl | Transmission | Transmission | Residential | C and I | Distribution Feeder | Island | Distribution Substation | Peaker Repl | Transmission | Distribution Substation | Peaker Repl | Transmission | C and I | Island | Distribution Substation | Peaker Repl | Transmission | C and I | Distribution Feeder | Island | Distribution Substation | Peaker Repl | Transmission | Residential | C and I | Distribution Feeder | Island | Distribution Substation | Peaker Repl | Transmission | Transmission | C and I | Distribution Feeder | Island | Microgrid | Distribution Substation | Freq Reg | Freq Reg | Peaker Repl | Residential | C and I | Distribution Feeder | Island | Distribution Substation | Residential | C and I | Distribution Feeder | Island | Microgrid | Distribution Substation | Freq Reg | Freq Reg | Peaker Repl | Transmission | C and I | Island | Distribution Substation | Peaker Repl | Transmission | Transmission | Residential | C and I | Distribution Feeder | Island | Distribution Substation | Peaker Repl | Transmission | Distribution Substation | Peaker Repl | Transmission | C and I | Island | Distribution Substation | Peaker Repl | Transmission | C and I | Distribution Feeder | Island | Distribution Substation | Peaker Repl | Transmission | Residential | C and I | Distribution Feeder | Island | Distribution Substation | Peaker Repl | Transmission
Power Rating MW | 100 | 0.5 | 0.5 | 1 | 2 | 4 | 10 | 10 | 100 | 0.005 | 0.5 | 0.5 | 1 | 4 | 0.005 | 0.5 | 0.5 | 1 | 2 | 4 | 10 | 10 | 100 | 100 | 0.5 | 1 | 4 | 100 | 100 | 100 | 0.005 | 0.5 | 0.5 | 1 | 4 | 100 | 100 | 4 | 100 | 100 | 0.5 | 1 | 4 | 100 | 100 | 0.5 | 0.5 | 1 | 4 | 100 | 100 | 0.005 | 0.5 | 0.5 | 1 | 4 | 100 | 100 | 100 | 0.5 | 0.5 | 1 | 2 | 4 | 10 | 10 | 100 | 0.005 | 0.5 | 0.5 | 1 | 4 | 0.005 | 0.5 | 0.5 | 1 | 2 | 4 | 10 | 10 | 100 | 100 | 0.5 | 1 | 4 | 100 | 100 | 100 | 0.005 | 0.5 | 0.5 | 1 | 4 | 100 | 100 | 4 | 100 | 100 | 0.5 | 1 | 4 | 100 | 100 | 0.5 | 0.5 | 1 | 4 | 100 | 100 | 0.005 | 0.5 | 0.5 | 1 | 4 | 100 | 100
Duration Hours | 8 | 4 | 3 | 8 | 1 | 4 | 0.5 | 0.5 | 4 | 2 | 4 | 3 | 8 | 4 | 2 | 4 | 3 | 8 | 1 | 4 | 0.5 | 0.5 | 4 | 8 | 4 | 8 | 4 | 4 | 8 | 8 | 2 | 4 | 3 | 8 | 4 | 4 | 8 | 4 | 4 | 8 | 4 | 8 | 4 | 4 | 8 | 4 | 3 | 8 | 4 | 4 | 8 | 2 | 4 | 3 | 8 | 4 | 4 | 8 | 8 | 4 | 3 | 8 | 1 | 4 | 0.5 | 0.5 | 4 | 2 | 4 | 3 | 8 | 4 | 2 | 4 | 3 | 8 | 1 | 4 | 0.5 | 0.5 | 4 | 8 | 4 | 8 | 4 | 4 | 8 | 8 | 2 | 4 | 3 | 8 | 4 | 4 | 8 | 4 | 4 | 8 | 4 | 8 | 4 | 4 | 8 | 4 | 3 | 8 | 4 | 4 | 8 | 2 | 4 | 3 | 8 | 4 | 4 | 8
Depth of Discharge Cycles/Day | 1 | 1 | 1 | 1 | 2 | 1 | 4.8 | 4.8 | 1 | 1 | 1 | 1 | 1 | 1 | 1 | 1 | 1 | 1 | 2 | 1 | 4.8 | 4.8 | 1 | 1 | 1 | 1 | 1 | 1 | 1 | 1 | 1 | 1 | 1 | 1 | 1 | 1 | 1 | 1 | 1 | 1 | 1 | 1 | 1 | 1 | 1 | 1 | 1 | 1 | 1 | 1 | 1 | 1 | 1 | 1 | 1 | 1 | 1 | 1 | 1 | 1 | 1 | 1 | 2 | 1 | 4.8 | 4.8 | 1 | 1 | 1 | 1 | 1 | 1 | 1 | 1 | 1 | 1 | 2 | 1 | 4.8 | 4.8 | 1 | 1 | 1 | 1 | 1 | 1 | 1 | 1 | 1 | 1 | 1 | 1 | 1 | 1 | 1 | 1 | 1 | 1 | 1 | 1 | 1 | 1 | 1 | 1 | 1 | 1 | 1 | 1 | 1 | 1 | 1 | 1 | 1 | 1 | 1 | 1
Project Life Years | 20 | 10 | 20 | 20 | 20 | 20 | 10 | 10 | 20 | 10 | 10 | 20 | 20 | 20 | 10 | 10 | 20 | 20 | 20 | 20 | 10 | 10 | 20 | 20 | 10 | 20 | 20 | 20 | 20 | 20 | 10 | 10 | 20 | 20 | 20 | 20 | 20 | 20 | 20 | 20 | 10 | 20 | 20 | 20 | 20 | 10 | 20 | 20 | 20 | 20 | 20 | 10 | 10 | 20 | 20 | 20 | 20 | 20 | 20 | 10 | 20 | 20 | 20 | 20 | 10 | 10 | 20 | 10 | 10 | 20 | 20 | 20 | 10 | 10 | 20 | 20 | 20 | 20 | 10 | 10 | 20 | 20 | 10 | 20 | 20 | 20 | 20 | 20 | 10 | 10 | 20 | 20 | 20 | 20 | 20 | 20 | 20 | 20 | 10 | 20 | 20 | 20 | 20 | 10 | 20 | 20 | 20 | 20 | 20 | 10 | 10 | 20 | 20 | 20 | 20 | 20
Memo: Annual Used Energy MWh | 280000 | 500 | 300 | 2800 | 1400 | 4800 | 8400 | 8400 | 140000 | 3 | 500 | 300 | 2800 | 4800 | 3 | 500 | 300 | 2800 | 1400 | 4800 | 8400 | 8400 | 140000 | 280000 | 500 | 2800 | 4800 | 140000 | 280000 | 280000 | 3 | 500 | 300 | 2800 | 4800 | 140000 | 280000 | 4800 | 140000 | 280000 | 500 | 2800 | 4800 | 140000 | 280000 | 500 | 300 | 2800 | 4800 | 140000 | 280000 | 3 | 500 | 300 | 2800 | 4800 | 140000 | 280000 | 280000 | 500 | 300 | 2800 | 1400 | 4800 | 8400 | 8400 | 140000 | 3 | 500 | 300 | 2800 | 4800 | 3 | 500 | 300 | 2800 | 1400 | 4800 | 8400 | 8400 | 140000 | 280000 | 500 | 2800 | 4800 | 140000 | 280000 | 280000 | 3 | 500 | 300 | 2800 | 4800 | 140000 | 280000 | 4800 | 140000 | 280000 | 500 | 2800 | 4800 | 140000 | 280000 | 500 | 300 | 2800 | 4800 | 140000 | 280000 | 3 | 500 | 300 | 2800 | 4800 | 140000 | 280000
Memo: Project Used Energy MWh | 5600000 | 5000 | 6000 | 56000 | 28000 | 96000 | 84000 | 84000 | 2800000 | 25 | 5000 | 6000 | 56000 | 96000 | 25 | 5000 | 6000 | 56000 | 28000 | 96000 | 84000 | 84000 | 2800000 | 5600000 | 5000 | 56000 | 96000 | 2800000 | 5600000 | 5600000 | 25 | 5000 | 6000 | 56000 | 96000 | 2800000 | 5600000 | 96000 | 2800000 | 5600000 | 5000 | 56000 | 96000 | 2800000 | 5600000 | 5000 | 6000 | 56000 | 96000 | 2800000 | 5600000 | 25 | 5000 | 6000 | 56000 | 96000 | 2800000 | 5600000 | 5600000 | 5000 | 6000 | 56000 | 28000 | 96000 | 84000 | 84000 | 2800000 | 25 | 5000 | 6000 | 56000 | 96000 | 25 | 5000 | 6000 | 56000 | 28000 | 96000 | 84000 | 84000 | 2800000 | 5600000 | 5000 | 56000 | 96000 | 2800000 | 5600000 | 5600000 | 25 | 5000 | 6000 | 56000 | 96000 | 2800000 | 5600000 | 96000 | 2800000 | 5600000 | 5000 | 56000 | 96000 | 2800000 | 5600000 | 5000 | 6000 | 56000 | 96000 | 2800000 | 5600000 | 25 | 5000 | 6000 | 56000 | 96000 | 2800000 | 5600000
Initial Capital Cost - DC /kWh |  | 898 | 898 | 898 | 898 | 898 |  |  | 898 | 1650 | 1100 | 1078 | 1233 | 1160 | 1455 | 1015 | 863 | 945 | 801 | 850 | 900 | 900 | 898 | 891 | 1000 | 950 | 1000 | 1000 | 950 | 0 | 1566 | 1233 | 1218 | 1200 | 1204 | 1182 | 1175 |  |  |  | 950 | 1000 | 950 | 950 | 1000 | 624 | 613 | 840 | 603 | 587 | 581 | 1000 | 800 | 1080 | 960 | 450 | 540 | 540 | 0 | 500 | 500 | 500 | 500 | 500 | 0 | 0 | 500 | 900 | 500 | 528 | 439 | 460 | 769 | 401 | 391 | 401 | 550 | 381 | 482 | 482 | 366 | 361 | 600 | 450 | 600 | 600 | 450 |  | 1370 | 439 | 425 | 500 | 412 | 392 | 385 | 0 | 0 | 0 | 580 | 400 | 580 | 580 | 400 | 247 | 247 | 247 | 232 | 207 | 207 | 800 | 400 | 585 | 585 | 585 | 585 | 585
Initial Capital Cost - AC /kWh |  | 51 | 68 | 26 | 204 | 51 |  |  | 51 | 102 | 51 | 68 | 26 | 51 | 102 | 51 | 68 | 26 | 204 | 51 | 584 | 584 | 51 | 26 | 51 | 26 | 51 | 51 | 26 | 0 | 102 | 51 | 68 | 26 | 51 | 51 | 26 |  |  |  | 51 | 26 | 51 | 51 | 26 | 51 | 68 | 26 | 51 | 51 | 26 | 102 | 51 | 68 | 26 | 51 | 51 | 26 | 0 | 51 | 68 | 26 | 204 | 51 | 0 | 0 | 51 | 102 | 51 | 68 | 26 | 51 | 102 | 51 | 68 | 26 | 204 | 51 | 409 | 409 | 51 | 26 | 51 | 26 | 51 | 51 | 26 |  | 102 | 51 | 68 | 26 | 51 | 51 | 26 | 0 | 0 | 0 | 51 | 26 | 51 | 51 | 26 | 51 | 68 | 26 | 51 | 51 | 26 | 102 | 51 | 68 | 26 | 51 | 51 | 26
Initial Other Owners Costs /kWh | 23 | 157 | 160 | 152 | 183 | 147 | 1200 | 1200 | 128 | 263 | 196 | 195 | 214 | 194 | 234 | 181 | 158 | 165 | 171 | 144 | 223 | 223 | 133 | 128 | 184 | 171 | 173 | 152 | 141 | 38 | 250 | 218 | 219 | 208 | 201 | 173 | 168 | 187 | 67 | 47 | 175 | 179 | 165 | 145 | 149 | 102 | 104 | 147 | 93 | 78 | 73 | 165 | 129 | 174 | 148 | 82 | 85 | 82 | 16 | 91 | 94 | 87 | 117 | 86 | 540 | 540 | 75 | 150 | 94 | 101 | 79 | 82 | 131 | 77 | 78 | 72 | 128 | 69 | 134 | 134 | 58 | 54 | 114 | 83 | 107 | 94 | 69 | 26 | 221 | 83 | 84 | 89 | 74 | 62 | 57 | 159 | 56 | 39 | 110 | 74 | 104 | 91 | 62 | 45 | 48 | 41 | 40 | 32 | 28 | 135 | 79 | 114 | 107 | 105 | 92 | 88
Total Initial Installed Cost /kWh | 210 | 1106 | 1126 | 1076 | 1285 | 1096 | 9200 | 9200 | 1077 | 2015 | 1347 | 1341 | 1472 | 1405 | 1791 | 1247 | 1089 | 1136 | 1176 | 1045 | 1706 | 1706 | 1082 | 1045 | 1235 | 1146 | 1224 | 1203 | 1117 | 350 | 1918 | 1502 | 1505 | 1434 | 1455 | 1405 | 1368 | 1353 | 543 | 434 | 1176 | 1205 | 1166 | 1146 | 1174 | 778 | 785 | 1013 | 746 | 715 | 680 | 1268 | 980 | 1322 | 1134 | 584 | 677 | 647 | 146 | 642 | 662 | 612 | 822 | 637 | 4140 | 4140 | 626 | 1153 | 645 | 697 | 543 | 593 | 1001 | 529 | 537 | 499 | 883 | 501 | 1024 | 1024 | 475 | 440 | 765 | 559 | 758 | 745 | 544 | 238 | 1693 | 573 | 577 | 615 | 537 | 505 | 468 | 1219 | 489 | 362 | 741 | 500 | 735 | 722 | 487 | 343 | 363 | 314 | 323 | 290 | 261 | 1038 | 530 | 767 | 717 | 741 | 728 | 699
Total Cost per kW | 1680 | 4424 | 3378 | 8608 | 1285 | 4384 | 4600 | 4600 | 4308 | 4030 | 5388 | 4023 | 11776 | 5620 | 3582 | 4988 | 3267 | 9088 | 1176 | 4180 | 853 | 853 | 4328 | 8360 | 4940 | 9168 | 4896 | 4812 | 8936 | 2800 | 3836 | 6008 | 4515 | 11472 | 5820 | 5620 | 10944 | 5412 | 2172 | 3472 | 4704 | 9640 | 4664 | 4584 | 9392 | 3112 | 2355 | 8104 | 2984 | 2860 | 5440 | 2536 | 3920 | 3966 | 9072 | 2336 | 2708 | 5176 | 1168 | 2568 | 1986 | 4896 | 822 | 2548 | 2070 | 2070 | 2504 | 2306 | 2580 | 2091 | 4344 | 2372 | 2002 | 2116 | 1611 | 3992 | 883 | 2004 | 512 | 512 | 1900 | 3520 | 3060 | 4472 | 3032 | 2980 | 4352 | 1904 | 3386 | 2292 | 1731 | 4920 | 2148 | 2020 | 3744 | 4876 | 1956 | 2896 | 2964 | 4000 | 2940 | 2888 | 3896 | 1372 | 1089 | 2512 | 1292 | 1160 | 2088 | 2076 | 2120 | 2301 | 5736 | 2964 | 2912 | 5592
O&M Cost /kWh | 2 | 17 | 18 | 16 | 22 | 17 | 184 | 184 | 17 | 0 | 27 | 27 | 22 | 28 | 0 | 19 | 17 | 17 | 20 | 14 | 32 | 32 | 12 | 11 | 36 | 23 | 36 | 36 | 22 | 4 | 0 | 23 | 23 | 29 | 22 | 22 | 21 | 27 | 11 | 9 | 29 | 36 | 29 | 29 | 35 | 26 | 27 | 15 | 26 | 24 | 24 | 0 | 29 | 39 | 34 | 17 | 20 | 19 | 1 | 10 | 11 | 9 | 15 | 10 | 83 | 83 | 10 | 0 | 13 | 14 | 8 | 12 | 0 | 8 | 9 | 8 | 16 | 7 | 20 | 20 | 6 | 5 | 22 | 17 | 22 | 22 | 16 | 2 | 0 | 9 | 9 | 12 | 9 | 8 | 7 | 12 | 5 | 4 | 22 | 15 | 22 | 21 | 12 | 9 | 10 | 9 | 11 | 8 | 7 | 0 | 15 | 23 | 21 | 22 | 22 | 21
O&M % of Capex | 1 | 1.5 | 1.6 | 1.5 | 1.7 | 1.6 | 2 | 2 | 1.6 | 0 | 2 | 2 | 1.5 | 2 | 0 | 1.5 | 1.6 | 1.5 | 1.7 | 1.3 | 1.9 | 1.9 | 1.1 | 1 | 3 | 2 | 3 | 3 | 2 | 1 | 0 | 1.5 | 1.6 | 2 | 1.5 | 1.5 | 1.5 | 2 | 2 | 2 | 2.5 | 3 | 2.5 | 2.5 | 3 | 3.4 | 3.4 | 1.5 | 3.4 | 3.4 | 3.5 | 0 | 2.9 | 3 | 3 | 2.9 | 3 | 3 | 1 | 1.5 | 1.6 | 1.5 | 1.8 | 1.6 | 2 | 2 | 1.6 | 0 | 2 | 2.1 | 1.6 | 2 | 0 | 1.6 | 1.6 | 1.6 | 1.8 | 1.4 | 2 | 2 | 1.2 | 1.1 | 2.9 | 3 | 3 | 3 | 3 | 1 | 0 | 1.5 | 1.6 | 2 | 1.6 | 1.6 | 1.6 | 1 | 1 | 1 | 2.9 | 3 | 3 | 3 | 2.5 | 2.8 | 2.8 | 2.8 | 3.4 | 2.7 | 2.7 | 0 | 2.9 | 2.9 | 3 | 3 | 3 | 3
Efficiency | 79 | 91 | 91 | 91 | 91 | 91 | 85 | 85 | 91 | 76 | 77 | 77 | 82 | 86 | 92 | 93 | 93 | 93 | 91 | 93 | 89 | 89 | 93 | 93 | 70 | 62 | 70 | 70 | 62 | 82 | 55 | 82 | 82 | 86 | 82 | 82 | 82 | 50 | 50 | 50 | 70 | 70 | 70 | 70 | 70 | 64 | 64 | 62 | 64 | 64 | 64 | 67 | 72 | 72 | 72 | 73 | 73 | 73 | 75 | 91 | 91 | 91 | 91 | 91 | 82 | 82 | 91 | 80 | 86 | 86 | 82 | 86 | 92 | 92 | 92 | 92 | 91 | 92 | 89 | 89 | 92 | 92 | 86 | 86 | 86 | 86 | 86 | 80 | 62 | 82 | 82 | 86 | 82 | 82 | 82 | 55 | 55 | 55 | 77 | 70 | 77 | 77 | 68 | 64 | 64 | 64 | 64 | 64 | 64 | 71 | 73 | 70 | 70 | 70 | 70 | 70
Levelized Cost of Storage /MWh | 140 | 1011 | 983 | 863 | 441 | 654 | 1251 | 1251 | 555 | 2186 | 1612 | 1710 | 1180 | 933 | 1476 | 1142 | 1014 | 923 | 507 | 657 | 277 | 277 | 581 | 561 | 1245 | 1094 | 828 | 704 | 630 | 198 | 1668 | 1367 | 1455 | 1145 | 959 | 803 | 784 | 862 | 348 | 280 | 1164 | 1107 | 770 | 657 | 690 | 811 | 815 | 1030 | 542 | 456 | 438 | 1496 | 1241 | 1346 | 1286 | 564 | 563 | 549 | 116 | 623 | 601 | 643 | 332 | 400 | 598 | 598 | 342 | 1025 | 648 | 708 | 683 | 425 | 890 | 530 | 532 | 608 | 372 | 345 | 190 | 190 | 285 | 267 | 789 | 673 | 524 | 447 | 340 | 152 | 1476 | 580 | 586 | 705 | 385 | 320 | 301 | 707 | 290 | 227 | 779 | 728 | 516 | 441 | 314 | 515 | 515 | 735 | 404 | 277 | 262 | 1241 | 741 | 779 | 845 | 524 | 448 | 434
Replacement Capital CostDC /kWh
After Year 5 | 0 | 0 | 0 | 0 | 0 | 0 | 0 | 0 | 0 | 1188 | 792 | 792 | 0 | 0 | 0 | 0 | 0 | 0 | 453 | 0 | 0 | 0 | 0 | 0 | 0 | 0 | 0 | 0 | 0 | 0 | 0 | 0 | 0 | 0 | 0 | 0 | 0 | 0 | 0 | 0 | 0 | 0 | 0 | 0 | 0 | 0 | 0 | 0 | 0 | 0 | 0 | 810 | 650 | 0 | 780 | 350 | 420 | 420 | 0 | 0 | 0 | 0 | 0 | 0 | 0 | 0 | 0 | 0 | 0 | 0 | 0 | 0 | 0 | 0 | 0 | 0 | 0 | 0 | 0 | 0 | 0 | 0 | 0 | 0 | 0 | 0 | 0 | 0 | 0 | 0 | 0 | 0 | 0 | 0 | 0 | 0 | 0 | 0 | 0 | 0 | 0 | 0 | 0 | 0 | 0 | 0 | 0 | 0 | 0 | 650 | 350 | 0 | 0 | 0 | 0 | 0
After Year 10 | 0 | 0 | 40 | 40 | 40 | 40 | 0 | 0 | 40 | 0 | 0 | 766 | 792 | 630 | 0 | 0 | 313 | 338 | 415 | 313 | 0 | 0 | 338 | 338 | 0 | 36 | 52 | 52 | 36 | 0 | 0 | 0 | 792 | 630 | 792 | 792 | 792 | 0 | 0 | 0 | 0 | 63 | 53 | 53 | 63 | 0 | 293 | 300 | 293 | 293 | 293 | 0 | 0 | 823 | 731 | 324 | 389 | 389 | 0 | 0 | 24 | 24 | 24 | 24 | 0 | 0 | 24 | 0 | 0 | 308 | 270 | 280 | 0 | 0 | 189 | 189 | 275 | 189 | 0 | 0 | 189 | 189 | 0 | 36 | 42 | 42 | 36 | 0 | 0 | 0 | 270 | 280 | 270 | 270 | 270 | 0 | 0 | 0 | 0 | 30 | 45 | 45 | 32 | 0 | 228 | 228 | 228 | 200 | 200 | 0 | 0 | 36 | 36 | 36 | 36 | 36
After Year 15 | 0 | 0 | 0 | 0 | 0 | 0 | 0 | 0 | 0 | 0 | 0 | 753 | 0 | 0 | 0 | 0 | 0 | 0 | 404 | 0 | 0 | 0 | 0 | 0 | 0 | 0 | 0 | 0 | 0 | 0 | 0 | 0 | 0 | 0 | 0 | 0 | 0 | 0 | 0 | 0 | 0 | 0 | 0 | 0 | 0 | 0 | 0 | 0 | 0 | 0 | 0 | 0 | 0 | 0 | 716 | 316 | 379 | 379 | 0 | 0 | 0 | 0 | 0 | 0 | 0 | 0 | 0 | 0 | 0 | 0 | 0 | 0 | 0 | 0 | 0 | 0 | 0 | 0 | 0 | 0 | 0 | 0 | 0 | 0 | 0 | 0 | 0 | 0 | 0 | 0 | 0 | 0 | 0 | 0 | 0 | 0 | 0 | 0 | 0 | 0 | 0 | 0 | 0 | 0 | 0 | 0 | 0 | 0 | 0 | 0 | 0 | 0 | 0 | 0 | 0 | 0
Replacement Capital CostAC /kWh
After Year 5 | 0 | 0 | 0 | 0 | 0 | 0 | 0 | 0 | 0 | 0 | 0 | 0 | 0 | 0 | 0 | 0 | 0 | 0 | 0 | 0 | 0 | 0 | 0 | 0 | 0 | 0 | 0 | 0 | 0 | 0 | 0 | 0 | 0 | 0 | 0 | 0 | 0 | 0 | 0 | 0 | 0 | 0 | 0 | 0 | 0 | 0 | 0 | 0 | 0 | 0 | 0 | 0 | 0 | 0 | 0 | 0 | 0 | 0 | 0 | 0 | 0 | 0 | 0 | 0 | 0 | 0 | 0 | 0 | 0 | 0 | 0 | 0 | 0 | 0 | 0 | 0 | 0 | 0 | 0 | 0 | 0 | 0 | 0 | 0 | 0 | 0 | 0 | 0 | 0 | 0 | 0 | 0 | 0 | 0 | 0 | 0 | 0 | 0 | 0 | 0 | 0 | 0 | 0 | 0 | 0 | 0 | 0 | 0 | 0 | 0 | 0 | 0 | 0 | 0 | 0 | 0
After Year 10 | 0 | 0 | 0 | 0 | 0 | 0 | 0 | 0 | 0 | 0 | 0 | 0 | 0 | 0 | 0 | 0 | 0 | 0 | 181 | 0 | 0 | 0 | 0 | 0 | 0 | 0 | 0 | 0 | 0 | 0 | 0 | 0 | 0 | 0 | 0 | 0 | 0 | 0 | 0 | 0 | 0 | 0 | 0 | 0 | 0 | 0 | 0 | 0 | 0 | 0 | 0 | 0 | 0 | 0 | 0 | 0 | 0 | 0 | 0 | 0 | 0 | 0 | 0 | 0 | 0 | 0 | 0 | 0 | 0 | 0 | 0 | 0 | 0 | 0 | 0 | 0 | 181 | 0 | 0 | 0 | 0 | 0 | 0 | 0 | 0 | 0 | 0 | 0 | 0 | 0 | 0 | 0 | 0 | 0 | 0 | 0 | 0 | 0 | 0 | 0 | 0 | 0 | 0 | 0 | 0 | 0 | 0 | 0 | 0 | 0 | 0 | 0 | 0 | 0 | 0 | 0
After Year 15 | 0 | 0 | 0 | 0 | 0 | 0 | 0 | 0 | 0 | 0 | 0 | 0 | 0 | 0 | 0 | 0 | 0 | 0 | 0 | 0 | 0 | 0 | 0 | 0 | 0 | 0 | 0 | 0 | 0 | 0 | 0 | 0 | 0 | 0 | 0 | 0 | 0 | 0 | 0 | 0 | 0 | 0 | 0 | 0 | 0 | 0 | 0 | 0 | 0 | 0 | 0 | 0 | 0 | 0 | 0 | 0 | 0 | 0 | 0 | 0 | 0 | 0 | 0 | 0 | 0 | 0 | 0 | 0 | 0 | 0 | 0 | 0 | 0 | 0 | 0 | 0 | 0 | 0 | 0 | 0 | 0 | 0 | 0 | 0 | 0 | 0 | 0 | 0 | 0 | 0 | 0 | 0 | 0 | 0 | 0 | 0 | 0 | 0 | 0 | 0 | 0 | 0 | 0 | 0 | 0 | 0 | 0 | 0 | 0 | 0 | 0 | 0 | 0 | 0 | 0 | 0
Investment Tax Credit | 0 | 0 | 0 | 0 | 0 | 0 | 0 | 0 | 0 | 0 | 0 | 0 | 0 | 0 | 0 | 0 | 0 | 0 | 0 | 0 | 0 | 0 | 0 | 0 | 0 | 0 | 0 | 0 | 0 | 0 | 0 | 0 | 0 | 0 | 0 | 0 | 0 | 0 | 0 | 0 | 0 | 0 | 0 | 0 | 0 | 0 | 0 | 0 | 0 | 0 | 0 | 0 | 0 | 0 | 0 | 0 | 0 | 0 | 0 | 0 | 0 | 0 | 0 | 0 | 0 | 0 | 0 | 0 | 0 | 0 | 0 | 0 | 0 | 0 | 0 | 0 | 0 | 0 | 0 | 0 | 0 | 0 | 0 | 0 | 0 | 0 | 0 | 0 | 0 | 0 | 0 | 0 | 0 | 0 | 0 | 0 | 0 | 0 | 0 | 0 | 0 | 0 | 0 | 0 | 0 | 0 | 0 | 0 | 0 | 0 | 0 | 0 | 0 | 0 | 0 | 0
Production Tax Credit /MWh | 0 | 0 | 0 | 0 | 0 | 0 | 0 | 0 | 0 | 0 | 0 | 0 | 0 | 0 | 0 | 0 | 0 | 0 | 0 | 0 | 0 | 0 | 0 | 0 | 0 | 0 | 0 | 0 | 0 | 0 | 0 | 0 | 0 | 0 | 0 | 0 | 0 | 0 | 0 | 0 | 0 | 0 | 0 | 0 | 0 | 0 | 0 | 0 | 0 | 0 | 0 | 0 | 0 | 0 | 0 | 0 | 0 | 0 | 0 | 0 | 0 | 0 | 0 | 0 | 0 | 0 | 0 | 0 | 0 | 0 | 0 | 0 | 0 | 0 | 0 | 0 | 0 | 0 | 0 | 0 | 0 | 0 | 0 | 0 | 0 | 0 | 0 | 0 | 0 | 0 | 0 | 0 | 0 | 0 | 0 | 0 | 0 | 0 | 0 | 0 | 0 | 0 | 0 | 0 | 0 | 0 | 0 | 0 | 0 | 0 | 0 | 0 | 0 | 0 | 0 | 0
Charging Cost /MWh | 35 | 69 | 36 | 281 | 105 | 36 | 47 | 47 | 35 | 124 | 69 | 36 | 281 | 36 | 124 | 69 | 36 | 281 | 105 | 36 | 47 | 47 | 35 | 35 | 69 | 281 | 36 | 35 | 35 | 35 | 124 | 69 | 36 | 281 | 36 | 35 | 35 | 36 | 35 | 35 | 69 | 281 | 36 | 35 | 35 | 69 | 36 | 281 | 36 | 35 | 35 | 124 | 69 | 36 | 281 | 36 | 35 | 35 | 35 | 69 | 36 | 281 | 105 | 36 | 47 | 47 | 35 | 124 | 69 | 36 | 281 | 36 | 124 | 69 | 36 | 281 | 105 | 36 | 47 | 47 | 35 | 35 | 69 | 281 | 36 | 35 | 35 | 35 | 124 | 69 | 36 | 281 | 36 | 35 | 35 | 36 | 35 | 35 | 69 | 281 | 36 | 35 | 35 | 69 | 36 | 281 | 36 | 35 | 35 | 124 | 69 | 36 | 281 | 36 | 35 | 35
Charging Cost Escalator | 2.5 | 2.5 | 2.5 | 2.3 | 2.3 | 2.5 | 2.5 | 2.5 | 2.5 | 2.5 | 2.5 | 2.5 | 2.3 | 2.5 | 2.5 | 2.5 | 2.5 | 2.3 | 2.3 | 2.5 | 2.5 | 2.5 | 2.5 | 2.5 | 2.5 | 2.3 | 2.5 | 2.5 | 2.5 | 2.5 | 2.5 | 2.5 | 2.5 | 2.3 | 2.5 | 2.5 | 2.5 | 2.5 | 2.5 | 2.5 | 2.5 | 2.3 | 2.5 | 2.5 | 2.5 | 2.5 | 2.5 | 2.3 | 2.5 | 2.5 | 2.5 | 2.5 | 2.5 | 2.5 | 2.3 | 2.5 | 2.5 | 2.5 | 2.5 | 2.5 | 2.5 | 2.3 | 2.3 | 2.5 | 2.5 | 2.5 | 2.5 | 2.5 | 2.5 | 2.5 | 2.3 | 2.5 | 2.5 | 2.5 | 2.5 | 2.3 | 2.3 | 2.5 | 2.5 | 2.5 | 2.5 | 2.5 | 2.5 | 2.3 | 2.5 | 2.5 | 2.5 | 2.5 | 2.5 | 2.5 | 2.5 | 2.3 | 2.5 | 2.5 | 2.5 | 2.5 | 2.5 | 2.5 | 2.5 | 2.3 | 2.5 | 2.5 | 2.5 | 2.5 | 2.5 | 2.3 | 2.5 | 2.5 | 2.5 | 2.5 | 2.5 | 2.5 | 2.3 | 2.5 | 2.5 | 2.5
Usable Energy MWh | 800 | 2 | 1.5 | 8 | 2 | 16 | 5 | 5 | 400 | 0.01 | 2 | 1.5 | 8 | 16 | 0.01 | 2 | 1.5 | 8 | 2 | 16 | 5 | 5 | 400 | 800 | 2 | 8 | 16 | 400 | 800 | 800 | 0.01 | 2 | 1.5 | 8 | 16 | 400 | 800 | 16 | 400 | 800 | 2 | 8 | 16 | 400 | 800 | 2 | 1.5 | 8 | 16 | 400 | 800 | 0.01 | 2 | 1.5 | 8 | 16 | 400 | 800 | 800 | 2 | 1.5 | 8 | 2 | 16 | 5 | 5 | 400 | 0.01 | 2 | 1.5 | 8 | 16 | 0.01 | 2 | 1.5 | 8 | 2 | 16 | 5 | 5 | 400 | 800 | 2 | 8 | 16 | 400 | 800 | 800 | 0.01 | 2 | 1.5 | 8 | 16 | 400 | 800 | 16 | 400 | 800 | 2 | 8 | 16 | 400 | 800 | 2 | 1.5 | 8 | 16 | 400 | 800 | 0.01 | 2 | 1.5 | 8 | 16 | 400 | 800
Operating Days/Year | 350 | 250 | 200 | 350 | 350 | 300 | 350 | 350 | 350 | 250 | 250 | 200 | 350 | 300 | 250 | 250 | 200 | 350 | 350 | 300 | 350 | 350 | 350 | 350 | 250 | 350 | 300 | 350 | 350 | 350 | 250 | 250 | 200 | 350 | 300 | 350 | 350 | 300 | 350 | 350 | 250 | 350 | 300 | 350 | 350 | 250 | 200 | 350 | 300 | 350 | 350 | 250 | 250 | 200 | 350 | 300 | 350 | 350 | 350 | 250 | 200 | 350 | 350 | 300 | 350 | 350 | 350 | 250 | 250 | 200 | 350 | 300 | 250 | 250 | 200 | 350 | 350 | 300 | 350 | 350 | 350 | 350 | 250 | 350 | 300 | 350 | 350 | 350 | 250 | 250 | 200 | 350 | 300 | 350 | 350 | 300 | 350 | 350 | 250 | 350 | 300 | 350 | 350 | 250 | 200 | 350 | 300 | 350 | 350 | 250 | 250 | 200 | 350 | 300 | 350 | 350
9.431%

## Database Formatted (3)
Battery Number Battery Type Cost Estimate Case Function | CAES High Transmission | Flywheel High C and I | Flywheel High Distribution Feeder | Flywheel High Island | Flywheel High Microgrid | Flywheel High Distribution Substation | Flywheel High Freq Reg | Flywheel High Freq Reg | Flywheel High Peaker Repl | Lead High Residential | Lead High C and I | Lead High Distribution Feeder | Lead High Island | Lead High Distribution Substation | Lithium High Residential | Lithium High C and I | Lithium High Distribution Feeder | Lithium High Island | Lithium High Microgrid | Lithium High Distribution Substation | Lithium High Freq Reg | Lithium High Freq Reg | Lithium High Peaker Repl | Lithium High Transmission | Flow Battery Other High C and I | Flow Battery Other High Island | Flow Battery Other High Distribution Substation | Flow Battery Other High Peaker Repl | Flow Battery Other High Transmission | Pumped HS High Transmission | Sodium High Residential | Sodium High C and I | Sodium High Distribution Feeder | Sodium High Island | Sodium High Distribution Substation | Sodium High Peaker Repl | Sodium High Transmission | Thermal High Distribution Substation | Thermal High Peaker Repl | Thermal High Transmission | Flow Battery Vanadium High C and I | Flow Battery Vanadium High Island | Flow Battery Vanadium High Distribution Substation | Flow Battery Vanadium High Peaker Repl | Flow Battery Vanadium High Transmission | Zinc High C and I | Zinc High Distribution Feeder | Zinc High Island | Zinc High Distribution Substation | Zinc High Peaker Repl | Zinc High Transmission | Flow Battery Zinc Bromine High Residential | Flow Battery Zinc Bromine High C and I | Flow Battery Zinc Bromine High Distribution Feeder | Flow Battery Zinc Bromine High Island | Flow Battery Zinc Bromine High Distribution Substation | Flow Battery Zinc Bromine High Peaker Repl | Flow Battery Zinc Bromine High Transmission | CAES Low Transmission | Flywheel Low C and I | Flywheel Low Distribution Feeder | Flywheel Low Island | Flywheel Low Microgrid | Flywheel Low Distribution Substation | Flywheel Low Freq Reg | Flywheel Low Freq Reg | Flywheel Low Peaker Repl | Lead Low Residential | Lead Low C and I | Lead Low Distribution Feeder | Lead Low Island | Lead Low Distribution Substation | Lithium Low Residential | Lithium Low C and I | Lithium Low Distribution Feeder | Lithium Low Island | Lithium Low Microgrid | Lithium Low Distribution Substation | Lithium Low Freq Reg | Lithium Low Freq Reg | Lithium Low Peaker Repl | Lithium Low Transmission | Flow Battery Other Low C and I | Flow Battery Other Low Island | Flow Battery Other Low Distribution Substation | Flow Battery Other Low Peaker Repl | Flow Battery Other Low Transmission | Pumped HS Low Transmission | Sodium Low Residential | Sodium Low C and I | Sodium Low Distribution Feeder | Sodium Low Island | Sodium Low Distribution Substation | Sodium Low Peaker Repl | Sodium Low Transmission | Thermal Low Distribution Substation | Thermal Low Peaker Repl | Thermal Low Transmission | Flow Battery Vanadium Low C and I | Flow Battery Vanadium Low Island | Flow Battery Vanadium Low Distribution Substation | Flow Battery Vanadium Low Peaker Repl | Flow Battery Vanadium Low Transmission | Zinc Low C and I | Zinc Low Distribution Feeder | Zinc Low Island | Zinc Low Distribution Substation | Zinc Low Peaker Repl | Zinc Low Transmission | Flow Battery Zinc Bromine Low Residential | Flow Battery Zinc Bromine Low C and I | Flow Battery Zinc Bromine Low Distribution Feeder | Flow Battery Zinc Bromine Low Island | Flow Battery Zinc Bromine Low Distribution Substation | Flow Battery Zinc Bromine Low Peaker Repl | Flow Battery Zinc Bromine Low Transmission
Power Rating MW | 100 | 0.5 | 0.5 | 1 | 2 | 4 | 10 | 10 | 100 | 0.005 | 0.5 | 0.5 | 1 | 4 | 0.005 | 0.5 | 0.5 | 1 | 2 | 4 | 10 | 10 | 100 | 100 | 0.5 | 1 | 4 | 100 | 100 | 100 | 0.005 | 0.5 | 0.5 | 1 | 4 | 100 | 100 | 4 | 100 | 100 | 0.5 | 1 | 4 | 100 | 100 | 0.5 | 0.5 | 1 | 4 | 100 | 100 | 0.005 | 0.5 | 0.5 | 1 | 4 | 100 | 100 | 100 | 0.5 | 0.5 | 1 | 2 | 4 | 10 | 10 | 100 | 0.005 | 0.5 | 0.5 | 1 | 4 | 0.005 | 0.5 | 0.5 | 1 | 2 | 4 | 10 | 10 | 100 | 100 | 0.5 | 1 | 4 | 100 | 100 | 100 | 0.005 | 0.5 | 0.5 | 1 | 4 | 100 | 100 | 4 | 100 | 100 | 0.5 | 1 | 4 | 100 | 100 | 0.5 | 0.5 | 1 | 4 | 100 | 100 | 0.005 | 0.5 | 0.5 | 1 | 4 | 100 | 100
Duration Hours | 8 | 4 | 3 | 8 | 1 | 4 | 0.5 | 0.5 | 4 | 2 | 4 | 3 | 8 | 4 | 2 | 4 | 3 | 8 | 1 | 4 | 0.5 | 0.5 | 4 | 8 | 4 | 8 | 4 | 4 | 8 | 8 | 2 | 4 | 3 | 8 | 4 | 4 | 8 | 4 | 4 | 8 | 4 | 8 | 4 | 4 | 8 | 4 | 3 | 8 | 4 | 4 | 8 | 2 | 4 | 3 | 8 | 4 | 4 | 8 | 8 | 4 | 3 | 8 | 1 | 4 | 0.5 | 0.5 | 4 | 2 | 4 | 3 | 8 | 4 | 2 | 4 | 3 | 8 | 1 | 4 | 0.5 | 0.5 | 4 | 8 | 4 | 8 | 4 | 4 | 8 | 8 | 2 | 4 | 3 | 8 | 4 | 4 | 8 | 4 | 4 | 8 | 4 | 8 | 4 | 4 | 8 | 4 | 3 | 8 | 4 | 4 | 8 | 2 | 4 | 3 | 8 | 4 | 4 | 8
Depth of Discharge Cycles/Day | 1 | 1 | 1 | 1 | 2 | 1 | 4.8 | 4.8 | 1 | 1 | 1 | 1 | 1 | 1 | 1 | 1 | 1 | 1 | 2 | 1 | 4.8 | 4.8 | 1 | 1 | 1 | 1 | 1 | 1 | 1 | 1 | 1 | 1 | 1 | 1 | 1 | 1 | 1 | 1 | 1 | 1 | 1 | 1 | 1 | 1 | 1 | 1 | 1 | 1 | 1 | 1 | 1 | 1 | 1 | 1 | 1 | 1 | 1 | 1 | 1 | 1 | 1 | 1 | 2 | 1 | 4.8 | 4.8 | 1 | 1 | 1 | 1 | 1 | 1 | 1 | 1 | 1 | 1 | 2 | 1 | 4.8 | 4.8 | 1 | 1 | 1 | 1 | 1 | 1 | 1 | 1 | 1 | 1 | 1 | 1 | 1 | 1 | 1 | 1 | 1 | 1 | 1 | 1 | 1 | 1 | 1 | 1 | 1 | 1 | 1 | 1 | 1 | 1 | 1 | 1 | 1 | 1 | 1 | 1
Project Life Years | 20 | 10 | 20 | 20 | 20 | 20 | 10 | 10 | 20 | 10 | 10 | 20 | 20 | 20 | 10 | 10 | 20 | 20 | 20 | 20 | 10 | 10 | 20 | 20 | 10 | 20 | 20 | 20 | 20 | 20 | 10 | 10 | 20 | 20 | 20 | 20 | 20 | 20 | 20 | 20 | 10 | 20 | 20 | 20 | 20 | 10 | 20 | 20 | 20 | 20 | 20 | 10 | 10 | 20 | 20 | 20 | 20 | 20 | 20 | 10 | 20 | 20 | 20 | 20 | 10 | 10 | 20 | 10 | 10 | 20 | 20 | 20 | 10 | 10 | 20 | 20 | 20 | 20 | 10 | 10 | 20 | 20 | 10 | 20 | 20 | 20 | 20 | 20 | 10 | 10 | 20 | 20 | 20 | 20 | 20 | 20 | 20 | 20 | 10 | 20 | 20 | 20 | 20 | 10 | 20 | 20 | 20 | 20 | 20 | 10 | 10 | 20 | 20 | 20 | 20 | 20
Memo: Annual Used Energy MWh | 280000 | 500 | 300 | 2800 | 1400 | 4800 | 8400 | 8400 | 140000 | 3 | 500 | 300 | 2800 | 4800 | 3 | 500 | 300 | 2800 | 1400 | 4800 | 8400 | 8400 | 140000 | 280000 | 500 | 2800 | 4800 | 140000 | 280000 | 280000 | 3 | 500 | 300 | 2800 | 4800 | 140000 | 280000 | 4800 | 140000 | 280000 | 500 | 2800 | 4800 | 140000 | 280000 | 500 | 300 | 2800 | 4800 | 140000 | 280000 | 3 | 500 | 300 | 2800 | 4800 | 140000 | 280000 | 280000 | 500 | 300 | 2800 | 1400 | 4800 | 8400 | 8400 | 140000 | 3 | 500 | 300 | 2800 | 4800 | 3 | 500 | 300 | 2800 | 1400 | 4800 | 8400 | 8400 | 140000 | 280000 | 500 | 2800 | 4800 | 140000 | 280000 | 280000 | 3 | 500 | 300 | 2800 | 4800 | 140000 | 280000 | 4800 | 140000 | 280000 | 500 | 2800 | 4800 | 140000 | 280000 | 500 | 300 | 2800 | 4800 | 140000 | 280000 | 3 | 500 | 300 | 2800 | 4800 | 140000 | 280000
Memo: Project Used Energy MWh | 5600000 | 5000 | 6000 | 56000 | 28000 | 96000 | 84000 | 84000 | 2800000 | 25 | 5000 | 6000 | 56000 | 96000 | 25 | 5000 | 6000 | 56000 | 28000 | 96000 | 84000 | 84000 | 2800000 | 5600000 | 5000 | 56000 | 96000 | 2800000 | 5600000 | 5600000 | 25 | 5000 | 6000 | 56000 | 96000 | 2800000 | 5600000 | 96000 | 2800000 | 5600000 | 5000 | 56000 | 96000 | 2800000 | 5600000 | 5000 | 6000 | 56000 | 96000 | 2800000 | 5600000 | 25 | 5000 | 6000 | 56000 | 96000 | 2800000 | 5600000 | 5600000 | 5000 | 6000 | 56000 | 28000 | 96000 | 84000 | 84000 | 2800000 | 25 | 5000 | 6000 | 56000 | 96000 | 25 | 5000 | 6000 | 56000 | 28000 | 96000 | 84000 | 84000 | 2800000 | 5600000 | 5000 | 56000 | 96000 | 2800000 | 5600000 | 5600000 | 25 | 5000 | 6000 | 56000 | 96000 | 2800000 | 5600000 | 96000 | 2800000 | 5600000 | 5000 | 56000 | 96000 | 2800000 | 5600000 | 5000 | 6000 | 56000 | 96000 | 2800000 | 5600000 | 25 | 5000 | 6000 | 56000 | 96000 | 2800000 | 5600000
Initial Capital Cost - DC /kWh |  | 898 | 898 | 898 | 898 | 898 |  |  | 898 | 1650 | 1100 | 1078 | 1233 | 1160 | 1455 | 1015 | 863 | 945 | 801 | 850 | 900 | 900 | 898 | 891 | 1000 | 950 | 1000 | 1000 | 950 | 0 | 1566 | 1233 | 1218 | 1200 | 1204 | 1182 | 1175 |  |  |  | 950 | 1000 | 950 | 950 | 1000 | 624 | 613 | 840 | 603 | 587 | 581 | 1000 | 800 | 1080 | 960 | 450 | 540 | 540 | 0 | 500 | 500 | 500 | 500 | 500 | 0 | 0 | 500 | 900 | 500 | 528 | 439 | 460 | 769 | 401 | 391 | 401 | 550 | 381 | 482 | 482 | 366 | 361 | 600 | 450 | 600 | 600 | 450 |  | 1370 | 439 | 425 | 500 | 412 | 392 | 385 | 0 | 0 | 0 | 580 | 400 | 580 | 580 | 400 | 247 | 247 | 247 | 232 | 207 | 207 | 800 | 400 | 585 | 585 | 585 | 585 | 585
Initial Capital Cost - AC /kWh |  | 51 | 68 | 26 | 204 | 51 |  |  | 51 | 102 | 51 | 68 | 26 | 51 | 102 | 51 | 68 | 26 | 204 | 51 | 584 | 584 | 51 | 26 | 51 | 26 | 51 | 51 | 26 | 0 | 102 | 51 | 68 | 26 | 51 | 51 | 26 |  |  |  | 51 | 26 | 51 | 51 | 26 | 51 | 68 | 26 | 51 | 51 | 26 | 102 | 51 | 68 | 26 | 51 | 51 | 26 | 0 | 51 | 68 | 26 | 204 | 51 | 0 | 0 | 51 | 102 | 51 | 68 | 26 | 51 | 102 | 51 | 68 | 26 | 204 | 51 | 409 | 409 | 51 | 26 | 51 | 26 | 51 | 51 | 26 |  | 102 | 51 | 68 | 26 | 51 | 51 | 26 | 0 | 0 | 0 | 51 | 26 | 51 | 51 | 26 | 51 | 68 | 26 | 51 | 51 | 26 | 102 | 51 | 68 | 26 | 51 | 51 | 26
Initial Other Owners Costs /kWh | 23 | 157 | 160 | 152 | 183 | 147 | 1200 | 1200 | 128 | 263 | 196 | 195 | 214 | 194 | 234 | 181 | 158 | 165 | 171 | 144 | 223 | 223 | 133 | 128 | 184 | 171 | 173 | 152 | 141 | 38 | 250 | 218 | 219 | 208 | 201 | 173 | 168 | 187 | 67 | 47 | 175 | 179 | 165 | 145 | 149 | 102 | 104 | 147 | 93 | 78 | 73 | 165 | 129 | 174 | 148 | 82 | 85 | 82 | 16 | 91 | 94 | 87 | 117 | 86 | 540 | 540 | 75 | 150 | 94 | 101 | 79 | 82 | 131 | 77 | 78 | 72 | 128 | 69 | 134 | 134 | 58 | 54 | 114 | 83 | 107 | 94 | 69 | 26 | 221 | 83 | 84 | 89 | 74 | 62 | 57 | 159 | 56 | 39 | 110 | 74 | 104 | 91 | 62 | 45 | 48 | 41 | 40 | 32 | 28 | 135 | 79 | 114 | 107 | 105 | 92 | 88
Total Initial Installed Cost /kWh | 210 | 1106 | 1126 | 1076 | 1285 | 1096 | 9200 | 9200 | 1077 | 2015 | 1347 | 1341 | 1472 | 1405 | 1791 | 1247 | 1089 | 1136 | 1176 | 1045 | 1706 | 1706 | 1082 | 1045 | 1235 | 1146 | 1224 | 1203 | 1117 | 350 | 1918 | 1502 | 1505 | 1434 | 1455 | 1405 | 1368 | 1353 | 543 | 434 | 1176 | 1205 | 1166 | 1146 | 1174 | 778 | 785 | 1013 | 746 | 715 | 680 | 1268 | 980 | 1322 | 1134 | 584 | 677 | 647 | 146 | 642 | 662 | 612 | 822 | 637 | 4140 | 4140 | 626 | 1153 | 645 | 697 | 543 | 593 | 1001 | 529 | 537 | 499 | 883 | 501 | 1024 | 1024 | 475 | 440 | 765 | 559 | 758 | 745 | 544 | 238 | 1693 | 573 | 577 | 615 | 537 | 505 | 468 | 1219 | 489 | 362 | 741 | 500 | 735 | 722 | 487 | 343 | 363 | 314 | 323 | 290 | 261 | 1038 | 530 | 767 | 717 | 741 | 728 | 699
Total Cost per kW | 1680 | 4424 | 3378 | 8608 | 1285 | 4384 | 4600 | 4600 | 4308 | 4030 | 5388 | 4023 | 11776 | 5620 | 3582 | 4988 | 3267 | 9088 | 1176 | 4180 | 853 | 853 | 4328 | 8360 | 4940 | 9168 | 4896 | 4812 | 8936 | 2800 | 3836 | 6008 | 4515 | 11472 | 5820 | 5620 | 10944 | 5412 | 2172 | 3472 | 4704 | 9640 | 4664 | 4584 | 9392 | 3112 | 2355 | 8104 | 2984 | 2860 | 5440 | 2536 | 3920 | 3966 | 9072 | 2336 | 2708 | 5176 | 1168 | 2568 | 1986 | 4896 | 822 | 2548 | 2070 | 2070 | 2504 | 2306 | 2580 | 2091 | 4344 | 2372 | 2002 | 2116 | 1611 | 3992 | 883 | 2004 | 512 | 512 | 1900 | 3520 | 3060 | 4472 | 3032 | 2980 | 4352 | 1904 | 3386 | 2292 | 1731 | 4920 | 2148 | 2020 | 3744 | 4876 | 1956 | 2896 | 2964 | 4000 | 2940 | 2888 | 3896 | 1372 | 1089 | 2512 | 1292 | 1160 | 2088 | 2076 | 2120 | 2301 | 5736 | 2964 | 2912 | 5592
O&M Cost /kWh | 2 | 17 | 18 | 16 | 22 | 17 | 184 | 184 | 17 | 0 | 27 | 27 | 22 | 28 | 0 | 19 | 17 | 17 | 20 | 14 | 32 | 32 | 12 | 11 | 36 | 23 | 36 | 36 | 22 | 4 | 0 | 23 | 23 | 29 | 22 | 22 | 21 | 27 | 11 | 9 | 29 | 36 | 29 | 29 | 35 | 26 | 27 | 15 | 26 | 24 | 24 | 0 | 29 | 39 | 34 | 17 | 20 | 19 | 1 | 10 | 11 | 9 | 15 | 10 | 83 | 83 | 10 | 0 | 13 | 14 | 8 | 12 | 0 | 8 | 9 | 8 | 16 | 7 | 20 | 20 | 6 | 5 | 22 | 17 | 22 | 22 | 16 | 2 | 0 | 9 | 9 | 12 | 9 | 8 | 7 | 12 | 5 | 4 | 22 | 15 | 22 | 21 | 12 | 9 | 10 | 9 | 11 | 8 | 7 | 0 | 15 | 23 | 21 | 22 | 22 | 21
O&M % of Capex | 1 | 1.5 | 1.6 | 1.5 | 1.7 | 1.6 | 2 | 2 | 1.6 | 0 | 2 | 2 | 1.5 | 2 | 0 | 1.5 | 1.6 | 1.5 | 1.7 | 1.3 | 1.9 | 1.9 | 1.1 | 1 | 3 | 2 | 3 | 3 | 2 | 1 | 0 | 1.5 | 1.6 | 2 | 1.5 | 1.5 | 1.5 | 2 | 2 | 2 | 2.5 | 3 | 2.5 | 2.5 | 3 | 3.4 | 3.4 | 1.5 | 3.4 | 3.4 | 3.5 | 0 | 2.9 | 3 | 3 | 2.9 | 3 | 3 | 1 | 1.5 | 1.6 | 1.5 | 1.8 | 1.6 | 2 | 2 | 1.6 | 0 | 2 | 2.1 | 1.6 | 2 | 0 | 1.6 | 1.6 | 1.6 | 1.8 | 1.4 | 2 | 2 | 1.2 | 1.1 | 2.9 | 3 | 3 | 3 | 3 | 1 | 0 | 1.5 | 1.6 | 2 | 1.6 | 1.6 | 1.6 | 1 | 1 | 1 | 2.9 | 3 | 3 | 3 | 2.5 | 2.8 | 2.8 | 2.8 | 3.4 | 2.7 | 2.7 | 0 | 2.9 | 2.9 | 3 | 3 | 3 | 3
Efficiency | 79 | 91 | 91 | 91 | 91 | 91 | 85 | 85 | 91 | 76 | 77 | 77 | 82 | 86 | 92 | 93 | 93 | 93 | 91 | 93 | 89 | 89 | 93 | 93 | 70 | 62 | 70 | 70 | 62 | 82 | 55 | 82 | 82 | 86 | 82 | 82 | 82 | 50 | 50 | 50 | 70 | 70 | 70 | 70 | 70 | 64 | 64 | 62 | 64 | 64 | 64 | 67 | 72 | 72 | 72 | 73 | 73 | 73 | 75 | 91 | 91 | 91 | 91 | 91 | 82 | 82 | 91 | 80 | 86 | 86 | 82 | 86 | 92 | 92 | 92 | 92 | 91 | 92 | 89 | 89 | 92 | 92 | 86 | 86 | 86 | 86 | 86 | 80 | 62 | 82 | 82 | 86 | 82 | 82 | 82 | 55 | 55 | 55 | 77 | 70 | 77 | 77 | 68 | 64 | 64 | 64 | 64 | 64 | 64 | 71 | 73 | 70 | 70 | 70 | 70 | 70
Levelized Cost of Storage /MWh | 140 | 1011 | 983 | 863 | 441 | 654 | 1251 | 1251 | 555 | 2186 | 1612 | 1710 | 1180 | 933 | 1476 | 1142 | 1014 | 923 | 507 | 657 | 277 | 277 | 581 | 561 | 1245 | 1094 | 828 | 704 | 630 | 198 | 1668 | 1367 | 1455 | 1145 | 959 | 803 | 784 | 862 | 348 | 280 | 1164 | 1107 | 770 | 657 | 690 | 811 | 815 | 1030 | 542 | 456 | 438 | 1496 | 1241 | 1346 | 1286 | 564 | 563 | 549 | 116 | 623 | 601 | 643 | 332 | 400 | 598 | 598 | 342 | 1025 | 648 | 708 | 683 | 425 | 890 | 530 | 532 | 608 | 372 | 345 | 190 | 190 | 285 | 267 | 789 | 673 | 524 | 447 | 340 | 152 | 1476 | 580 | 586 | 705 | 385 | 320 | 301 | 707 | 290 | 227 | 779 | 728 | 516 | 441 | 314 | 515 | 515 | 735 | 404 | 277 | 262 | 1241 | 741 | 779 | 845 | 524 | 448 | 434
Replacement Capital CostDC /kWh
After Year 5 | 0 | 0 | 0 | 0 | 0 | 0 | 0 | 0 | 0 | 1188 | 792 | 792 | 0 | 0 | 0 | 0 | 0 | 0 | 453 | 0 | 0 | 0 | 0 | 0 | 0 | 0 | 0 | 0 | 0 | 0 | 0 | 0 | 0 | 0 | 0 | 0 | 0 | 0 | 0 | 0 | 0 | 0 | 0 | 0 | 0 | 0 | 0 | 0 | 0 | 0 | 0 | 810 | 650 | 0 | 780 | 350 | 420 | 420 | 0 | 0 | 0 | 0 | 0 | 0 | 0 | 0 | 0 | 0 | 0 | 0 | 0 | 0 | 0 | 0 | 0 | 0 | 0 | 0 | 0 | 0 | 0 | 0 | 0 | 0 | 0 | 0 | 0 | 0 | 0 | 0 | 0 | 0 | 0 | 0 | 0 | 0 | 0 | 0 | 0 | 0 | 0 | 0 | 0 | 0 | 0 | 0 | 0 | 0 | 0 | 650 | 350 | 0 | 0 | 0 | 0 | 0
After Year 10 | 0 | 0 | 40 | 40 | 40 | 40 | 0 | 0 | 40 | 0 | 0 | 766 | 792 | 630 | 0 | 0 | 313 | 338 | 415 | 313 | 0 | 0 | 338 | 338 | 0 | 36 | 52 | 52 | 36 | 0 | 0 | 0 | 792 | 630 | 792 | 792 | 792 | 0 | 0 | 0 | 0 | 63 | 53 | 53 | 63 | 0 | 293 | 300 | 293 | 293 | 293 | 0 | 0 | 823 | 731 | 324 | 389 | 389 | 0 | 0 | 24 | 24 | 24 | 24 | 0 | 0 | 24 | 0 | 0 | 308 | 270 | 280 | 0 | 0 | 189 | 189 | 275 | 189 | 0 | 0 | 189 | 189 | 0 | 36 | 42 | 42 | 36 | 0 | 0 | 0 | 270 | 280 | 270 | 270 | 270 | 0 | 0 | 0 | 0 | 30 | 45 | 45 | 32 | 0 | 228 | 228 | 228 | 200 | 200 | 0 | 0 | 36 | 36 | 36 | 36 | 36
After Year 15 | 0 | 0 | 0 | 0 | 0 | 0 | 0 | 0 | 0 | 0 | 0 | 753 | 0 | 0 | 0 | 0 | 0 | 0 | 404 | 0 | 0 | 0 | 0 | 0 | 0 | 0 | 0 | 0 | 0 | 0 | 0 | 0 | 0 | 0 | 0 | 0 | 0 | 0 | 0 | 0 | 0 | 0 | 0 | 0 | 0 | 0 | 0 | 0 | 0 | 0 | 0 | 0 | 0 | 0 | 716 | 316 | 379 | 379 | 0 | 0 | 0 | 0 | 0 | 0 | 0 | 0 | 0 | 0 | 0 | 0 | 0 | 0 | 0 | 0 | 0 | 0 | 0 | 0 | 0 | 0 | 0 | 0 | 0 | 0 | 0 | 0 | 0 | 0 | 0 | 0 | 0 | 0 | 0 | 0 | 0 | 0 | 0 | 0 | 0 | 0 | 0 | 0 | 0 | 0 | 0 | 0 | 0 | 0 | 0 | 0 | 0 | 0 | 0 | 0 | 0 | 0
Replacement Capital CostAC /kWh
After Year 5 | 0 | 0 | 0 | 0 | 0 | 0 | 0 | 0 | 0 | 0 | 0 | 0 | 0 | 0 | 0 | 0 | 0 | 0 | 0 | 0 | 0 | 0 | 0 | 0 | 0 | 0 | 0 | 0 | 0 | 0 | 0 | 0 | 0 | 0 | 0 | 0 | 0 | 0 | 0 | 0 | 0 | 0 | 0 | 0 | 0 | 0 | 0 | 0 | 0 | 0 | 0 | 0 | 0 | 0 | 0 | 0 | 0 | 0 | 0 | 0 | 0 | 0 | 0 | 0 | 0 | 0 | 0 | 0 | 0 | 0 | 0 | 0 | 0 | 0 | 0 | 0 | 0 | 0 | 0 | 0 | 0 | 0 | 0 | 0 | 0 | 0 | 0 | 0 | 0 | 0 | 0 | 0 | 0 | 0 | 0 | 0 | 0 | 0 | 0 | 0 | 0 | 0 | 0 | 0 | 0 | 0 | 0 | 0 | 0 | 0 | 0 | 0 | 0 | 0 | 0 | 0
After Year 10 | 0 | 0 | 0 | 0 | 0 | 0 | 0 | 0 | 0 | 0 | 0 | 0 | 0 | 0 | 0 | 0 | 0 | 0 | 181 | 0 | 0 | 0 | 0 | 0 | 0 | 0 | 0 | 0 | 0 | 0 | 0 | 0 | 0 | 0 | 0 | 0 | 0 | 0 | 0 | 0 | 0 | 0 | 0 | 0 | 0 | 0 | 0 | 0 | 0 | 0 | 0 | 0 | 0 | 0 | 0 | 0 | 0 | 0 | 0 | 0 | 0 | 0 | 0 | 0 | 0 | 0 | 0 | 0 | 0 | 0 | 0 | 0 | 0 | 0 | 0 | 0 | 181 | 0 | 0 | 0 | 0 | 0 | 0 | 0 | 0 | 0 | 0 | 0 | 0 | 0 | 0 | 0 | 0 | 0 | 0 | 0 | 0 | 0 | 0 | 0 | 0 | 0 | 0 | 0 | 0 | 0 | 0 | 0 | 0 | 0 | 0 | 0 | 0 | 0 | 0 | 0
After Year 15 | 0 | 0 | 0 | 0 | 0 | 0 | 0 | 0 | 0 | 0 | 0 | 0 | 0 | 0 | 0 | 0 | 0 | 0 | 0 | 0 | 0 | 0 | 0 | 0 | 0 | 0 | 0 | 0 | 0 | 0 | 0 | 0 | 0 | 0 | 0 | 0 | 0 | 0 | 0 | 0 | 0 | 0 | 0 | 0 | 0 | 0 | 0 | 0 | 0 | 0 | 0 | 0 | 0 | 0 | 0 | 0 | 0 | 0 | 0 | 0 | 0 | 0 | 0 | 0 | 0 | 0 | 0 | 0 | 0 | 0 | 0 | 0 | 0 | 0 | 0 | 0 | 0 | 0 | 0 | 0 | 0 | 0 | 0 | 0 | 0 | 0 | 0 | 0 | 0 | 0 | 0 | 0 | 0 | 0 | 0 | 0 | 0 | 0 | 0 | 0 | 0 | 0 | 0 | 0 | 0 | 0 | 0 | 0 | 0 | 0 | 0 | 0 | 0 | 0 | 0 | 0
Investment Tax Credit | 0 | 0 | 0 | 0 | 0 | 0 | 0 | 0 | 0 | 0 | 0 | 0 | 0 | 0 | 0 | 0 | 0 | 0 | 0 | 0 | 0 | 0 | 0 | 0 | 0 | 0 | 0 | 0 | 0 | 0 | 0 | 0 | 0 | 0 | 0 | 0 | 0 | 0 | 0 | 0 | 0 | 0 | 0 | 0 | 0 | 0 | 0 | 0 | 0 | 0 | 0 | 0 | 0 | 0 | 0 | 0 | 0 | 0 | 0 | 0 | 0 | 0 | 0 | 0 | 0 | 0 | 0 | 0 | 0 | 0 | 0 | 0 | 0 | 0 | 0 | 0 | 0 | 0 | 0 | 0 | 0 | 0 | 0 | 0 | 0 | 0 | 0 | 0 | 0 | 0 | 0 | 0 | 0 | 0 | 0 | 0 | 0 | 0 | 0 | 0 | 0 | 0 | 0 | 0 | 0 | 0 | 0 | 0 | 0 | 0 | 0 | 0 | 0 | 0 | 0 | 0
Production Tax Credit /MWh | 0 | 0 | 0 | 0 | 0 | 0 | 0 | 0 | 0 | 0 | 0 | 0 | 0 | 0 | 0 | 0 | 0 | 0 | 0 | 0 | 0 | 0 | 0 | 0 | 0 | 0 | 0 | 0 | 0 | 0 | 0 | 0 | 0 | 0 | 0 | 0 | 0 | 0 | 0 | 0 | 0 | 0 | 0 | 0 | 0 | 0 | 0 | 0 | 0 | 0 | 0 | 0 | 0 | 0 | 0 | 0 | 0 | 0 | 0 | 0 | 0 | 0 | 0 | 0 | 0 | 0 | 0 | 0 | 0 | 0 | 0 | 0 | 0 | 0 | 0 | 0 | 0 | 0 | 0 | 0 | 0 | 0 | 0 | 0 | 0 | 0 | 0 | 0 | 0 | 0 | 0 | 0 | 0 | 0 | 0 | 0 | 0 | 0 | 0 | 0 | 0 | 0 | 0 | 0 | 0 | 0 | 0 | 0 | 0 | 0 | 0 | 0 | 0 | 0 | 0 | 0
Charging Cost /MWh | 35 | 69 | 36 | 281 | 105 | 36 | 47 | 47 | 35 | 124 | 69 | 36 | 281 | 36 | 124 | 69 | 36 | 281 | 105 | 36 | 47 | 47 | 35 | 35 | 69 | 281 | 36 | 35 | 35 | 35 | 124 | 69 | 36 | 281 | 36 | 35 | 35 | 36 | 35 | 35 | 69 | 281 | 36 | 35 | 35 | 69 | 36 | 281 | 36 | 35 | 35 | 124 | 69 | 36 | 281 | 36 | 35 | 35 | 35 | 69 | 36 | 281 | 105 | 36 | 47 | 47 | 35 | 124 | 69 | 36 | 281 | 36 | 124 | 69 | 36 | 281 | 105 | 36 | 47 | 47 | 35 | 35 | 69 | 281 | 36 | 35 | 35 | 35 | 124 | 69 | 36 | 281 | 36 | 35 | 35 | 36 | 35 | 35 | 69 | 281 | 36 | 35 | 35 | 69 | 36 | 281 | 36 | 35 | 35 | 124 | 69 | 36 | 281 | 36 | 35 | 35
Charging Cost Escalator | 2.5 | 2.5 | 2.5 | 2.3 | 2.3 | 2.5 | 2.5 | 2.5 | 2.5 | 2.5 | 2.5 | 2.5 | 2.3 | 2.5 | 2.5 | 2.5 | 2.5 | 2.3 | 2.3 | 2.5 | 2.5 | 2.5 | 2.5 | 2.5 | 2.5 | 2.3 | 2.5 | 2.5 | 2.5 | 2.5 | 2.5 | 2.5 | 2.5 | 2.3 | 2.5 | 2.5 | 2.5 | 2.5 | 2.5 | 2.5 | 2.5 | 2.3 | 2.5 | 2.5 | 2.5 | 2.5 | 2.5 | 2.3 | 2.5 | 2.5 | 2.5 | 2.5 | 2.5 | 2.5 | 2.3 | 2.5 | 2.5 | 2.5 | 2.5 | 2.5 | 2.5 | 2.3 | 2.3 | 2.5 | 2.5 | 2.5 | 2.5 | 2.5 | 2.5 | 2.5 | 2.3 | 2.5 | 2.5 | 2.5 | 2.5 | 2.3 | 2.3 | 2.5 | 2.5 | 2.5 | 2.5 | 2.5 | 2.5 | 2.3 | 2.5 | 2.5 | 2.5 | 2.5 | 2.5 | 2.5 | 2.5 | 2.3 | 2.5 | 2.5 | 2.5 | 2.5 | 2.5 | 2.5 | 2.5 | 2.3 | 2.5 | 2.5 | 2.5 | 2.5 | 2.5 | 2.3 | 2.5 | 2.5 | 2.5 | 2.5 | 2.5 | 2.5 | 2.3 | 2.5 | 2.5 | 2.5
Usable Energy MWh | 800 | 2 | 1.5 | 8 | 2 | 16 | 5 | 5 | 400 | 0.01 | 2 | 1.5 | 8 | 16 | 0.01 | 2 | 1.5 | 8 | 2 | 16 | 5 | 5 | 400 | 800 | 2 | 8 | 16 | 400 | 800 | 800 | 0.01 | 2 | 1.5 | 8 | 16 | 400 | 800 | 16 | 400 | 800 | 2 | 8 | 16 | 400 | 800 | 2 | 1.5 | 8 | 16 | 400 | 800 | 0.01 | 2 | 1.5 | 8 | 16 | 400 | 800 | 800 | 2 | 1.5 | 8 | 2 | 16 | 5 | 5 | 400 | 0.01 | 2 | 1.5 | 8 | 16 | 0.01 | 2 | 1.5 | 8 | 2 | 16 | 5 | 5 | 400 | 800 | 2 | 8 | 16 | 400 | 800 | 800 | 0.01 | 2 | 1.5 | 8 | 16 | 400 | 800 | 16 | 400 | 800 | 2 | 8 | 16 | 400 | 800 | 2 | 1.5 | 8 | 16 | 400 | 800 | 0.01 | 2 | 1.5 | 8 | 16 | 400 | 800
Operating Days/Year | 350 | 250 | 200 | 350 | 350 | 300 | 350 | 350 | 350 | 250 | 250 | 200 | 350 | 300 | 250 | 250 | 200 | 350 | 350 | 300 | 350 | 350 | 350 | 350 | 250 | 350 | 300 | 350 | 350 | 350 | 250 | 250 | 200 | 350 | 300 | 350 | 350 | 300 | 350 | 350 | 250 | 350 | 300 | 350 | 350 | 250 | 200 | 350 | 300 | 350 | 350 | 250 | 250 | 200 | 350 | 300 | 350 | 350 | 350 | 250 | 200 | 350 | 350 | 300 | 350 | 350 | 350 | 250 | 250 | 200 | 350 | 300 | 250 | 250 | 200 | 350 | 350 | 300 | 350 | 350 | 350 | 350 | 250 | 350 | 300 | 350 | 350 | 350 | 250 | 250 | 200 | 350 | 300 | 350 | 350 | 300 | 350 | 350 | 250 | 350 | 300 | 350 | 350 | 250 | 200 | 350 | 300 | 350 | 350 | 250 | 250 | 200 | 350 | 300 | 350 | 350
9.431%

## Transposed Data
Battery Number Battery Type | Cost Estimate Case | Function | Other | Power Rating MW | Duration Hours | Depth of Discharge Cycles/Day | Project Life Years | Memo: Annual Used Energy MWh | Memo: Project Used Energy MWh | Initial Capital Cost - DC /kWh | Initial Capital Cost - AC /kWh | Initial Other Owners Costs /kWh | Total Initial Installed Cost /kWh | Total Cost per kW | O&M Cost /kWh | O&M % of Capex | Efficiency | Levelized Cost of Storage /MWh | Replacement Capital CostDC /kWh | After Year 5 DC | After Year 10 DC | After Year 15 DC | Replacement Capital CostAC /kWh | After Year 5 AC | After Year 10 AC | After Year 15 AC | Investment Tax Credit | Production Tax Credit /MWh | Charging Cost /MWh | Charging Cost Escalator | Usable Energy MWh | Operating Days/Year
CAES | High | Transmission | CAES High Transmission | 100 | 8 | 1 | 20 | 280000 | 5600000 |  |  | 23 | 210 | 1680 | 2 | 1 | 79 | 140 |  | 0 | 0 | 0 |  | 0 | 0 | 0 | 0 | 0 | 35 | 2.5 | 800 | 350
Flywheel | High | C and I | Flywheel High C and I | 0.5 | 4 | 1 | 10 | 500 | 5000 | 898 | 51 | 157 | 1106 | 4424 | 17 | 1.5 | 91 | 1011 |  | 0 | 0 | 0 |  | 0 | 0 | 0 | 0 | 0 | 69 | 2.5 | 2 | 250
Flywheel | High | Distribution Feeder | Flywheel High Distribution Feeder | 0.5 | 3 | 1 | 20 | 300 | 6000 | 898 | 68 | 160 | 1126 | 3378 | 18 | 1.6 | 91 | 983 |  | 0 | 40 | 0 |  | 0 | 0 | 0 | 0 | 0 | 36 | 2.5 | 1.5 | 200
Flywheel | High | Island | Flywheel High Island | 1 | 8 | 1 | 20 | 2800 | 56000 | 898 | 26 | 152 | 1076 | 8608 | 16 | 1.5 | 91 | 863 |  | 0 | 40 | 0 |  | 0 | 0 | 0 | 0 | 0 | 281 | 2.3 | 8 | 350
Flywheel | High | Microgrid | Flywheel High Microgrid | 2 | 1 | 2 | 20 | 1400 | 28000 | 898 | 204 | 183 | 1285 | 1285 | 22 | 1.7 | 91 | 441 |  | 0 | 40 | 0 |  | 0 | 0 | 0 | 0 | 0 | 105 | 2.3 | 2 | 350
Flywheel | High | Distribution Substation | Flywheel High Distribution Substation | 4 | 4 | 1 | 20 | 4800 | 96000 | 898 | 51 | 147 | 1096 | 4384 | 17 | 1.6 | 91 | 654 |  | 0 | 40 | 0 |  | 0 | 0 | 0 | 0 | 0 | 36 | 2.5 | 16 | 300
Flywheel | High | Freq Reg | Flywheel High Freq Reg | 10 | 0.5 | 4.8 | 10 | 8400 | 84000 |  |  | 1200 | 9200 | 4600 | 184 | 2 | 85 | 1251 |  | 0 | 0 | 0 |  | 0 | 0 | 0 | 0 | 0 | 47 | 2.5 | 5 | 350
Flywheel | High | Freq Reg | Flywheel High Freq Reg | 10 | 0.5 | 4.8 | 10 | 8400 | 84000 |  |  | 1200 | 9200 | 4600 | 184 | 2 | 85 | 1251 |  | 0 | 0 | 0 |  | 0 | 0 | 0 | 0 | 0 | 47 | 2.5 | 5 | 350
Flywheel | High | Peaker Repl | Flywheel High Peaker Repl | 100 | 4 | 1 | 20 | 140000 | 2800000 | 898 | 51 | 128 | 1077 | 4308 | 17 | 1.6 | 91 | 555 |  | 0 | 40 | 0 |  | 0 | 0 | 0 | 0 | 0 | 35 | 2.5 | 400 | 350
Lead | High | Residential | Lead High Residential | 0.005 | 2 | 1 | 10 | 3 | 25 | 1650 | 102 | 263 | 2015 | 4030 | 0 | 0 | 76 | 2186 |  | 1188 | 0 | 0 |  | 0 | 0 | 0 | 0 | 0 | 124 | 2.5 | 0.01 | 250
Lead | High | C and I | Lead High C and I | 0.5 | 4 | 1 | 10 | 500 | 5000 | 1100 | 51 | 196 | 1347 | 5388 | 27 | 2 | 77 | 1612 |  | 792 | 0 | 0 |  | 0 | 0 | 0 | 0 | 0 | 69 | 2.5 | 2 | 250
Lead | High | Distribution Feeder | Lead High Distribution Feeder | 0.5 | 3 | 1 | 20 | 300 | 6000 | 1078 | 68 | 195 | 1341 | 4023 | 27 | 2 | 77 | 1710 |  | 792 | 766 | 753 |  | 0 | 0 | 0 | 0 | 0 | 36 | 2.5 | 1.5 | 200
Lead | High | Island | Lead High Island | 1 | 8 | 1 | 20 | 2800 | 56000 | 1233 | 26 | 214 | 1472 | 11776 | 22 | 1.5 | 82 | 1180 |  | 0 | 792 | 0 |  | 0 | 0 | 0 | 0 | 0 | 281 | 2.3 | 8 | 350
Lead | High | Distribution Substation | Lead High Distribution Substation | 4 | 4 | 1 | 20 | 4800 | 96000 | 1160 | 51 | 194 | 1405 | 5620 | 28 | 2 | 86 | 933 |  | 0 | 630 | 0 |  | 0 | 0 | 0 | 0 | 0 | 36 | 2.5 | 16 | 300
Lithium | High | Residential | Lithium High Residential | 0.005 | 2 | 1 | 10 | 3 | 25 | 1455 | 102 | 234 | 1791 | 3582 | 0 | 0 | 92 | 1476 |  | 0 | 0 | 0 |  | 0 | 0 | 0 | 0 | 0 | 124 | 2.5 | 0.01 | 250
Lithium | High | C and I | Lithium High C and I | 0.5 | 4 | 1 | 10 | 500 | 5000 | 1015 | 51 | 181 | 1247 | 4988 | 19 | 1.5 | 93 | 1142 |  | 0 | 0 | 0 |  | 0 | 0 | 0 | 0 | 0 | 69 | 2.5 | 2 | 250
Lithium | High | Distribution Feeder | Lithium High Distribution Feeder | 0.5 | 3 | 1 | 20 | 300 | 6000 | 863 | 68 | 158 | 1089 | 3267 | 17 | 1.6 | 93 | 1014 |  | 0 | 313 | 0 |  | 0 | 0 | 0 | 0 | 0 | 36 | 2.5 | 1.5 | 200
Lithium | High | Island | Lithium High Island | 1 | 8 | 1 | 20 | 2800 | 56000 | 945 | 26 | 165 | 1136 | 9088 | 17 | 1.5 | 93 | 923 |  | 0 | 338 | 0 |  | 0 | 0 | 0 | 0 | 0 | 281 | 2.3 | 8 | 350
Lithium | High | Microgrid | Lithium High Microgrid | 2 | 1 | 2 | 20 | 1400 | 28000 | 801 | 204 | 171 | 1176 | 1176 | 20 | 1.7 | 91 | 507 |  | 453 | 415 | 404 |  | 0 | 181 | 0 | 0 | 0 | 105 | 2.3 | 2 | 350
Lithium | High | Distribution Substation | Lithium High Distribution Substation | 4 | 4 | 1 | 20 | 4800 | 96000 | 850 | 51 | 144 | 1045 | 4180 | 14 | 1.3 | 93 | 657 |  | 0 | 313 | 0 |  | 0 | 0 | 0 | 0 | 0 | 36 | 2.5 | 16 | 300
Lithium | High | Freq Reg | Lithium High Freq Reg | 10 | 0.5 | 4.8 | 10 | 8400 | 84000 | 900 | 584 | 223 | 1706 | 853 | 32 | 1.9 | 89 | 277 |  | 0 | 0 | 0 |  | 0 | 0 | 0 | 0 | 0 | 47 | 2.5 | 5 | 350
Lithium | High | Freq Reg | Lithium High Freq Reg | 10 | 0.5 | 4.8 | 10 | 8400 | 84000 | 900 | 584 | 223 | 1706 | 853 | 32 | 1.9 | 89 | 277 |  | 0 | 0 | 0 |  | 0 | 0 | 0 | 0 | 0 | 47 | 2.5 | 5 | 350
Lithium | High | Peaker Repl | Lithium High Peaker Repl | 100 | 4 | 1 | 20 | 140000 | 2800000 | 898 | 51 | 133 | 1082 | 4328 | 12 | 1.1 | 93 | 581 |  | 0 | 338 | 0 |  | 0 | 0 | 0 | 0 | 0 | 35 | 2.5 | 400 | 350
Lithium | High | Transmission | Lithium High Transmission | 100 | 8 | 1 | 20 | 280000 | 5600000 | 891 | 26 | 128 | 1045 | 8360 | 11 | 1 | 93 | 561 |  | 0 | 338 | 0 |  | 0 | 0 | 0 | 0 | 0 | 35 | 2.5 | 800 | 350
Flow Battery Other | High | C and I | Flow Battery Other High C and I | 0.5 | 4 | 1 | 10 | 500 | 5000 | 1000 | 51 | 184 | 1235 | 4940 | 36 | 3 | 70 | 1245 |  | 0 | 0 | 0 |  | 0 | 0 | 0 | 0 | 0 | 69 | 2.5 | 2 | 250
Flow Battery Other | High | Island | Flow Battery Other High Island | 1 | 8 | 1 | 20 | 2800 | 56000 | 950 | 26 | 171 | 1146 | 9168 | 23 | 2 | 62 | 1094 |  | 0 | 36 | 0 |  | 0 | 0 | 0 | 0 | 0 | 281 | 2.3 | 8 | 350
Flow Battery Other | High | Distribution Substation | Flow Battery Other High Distribution Substation | 4 | 4 | 1 | 20 | 4800 | 96000 | 1000 | 51 | 173 | 1224 | 4896 | 36 | 3 | 70 | 828 |  | 0 | 52 | 0 |  | 0 | 0 | 0 | 0 | 0 | 36 | 2.5 | 16 | 300
Flow Battery Other | High | Peaker Repl | Flow Battery Other High Peaker Repl | 100 | 4 | 1 | 20 | 140000 | 2800000 | 1000 | 51 | 152 | 1203 | 4812 | 36 | 3 | 70 | 704 |  | 0 | 52 | 0 |  | 0 | 0 | 0 | 0 | 0 | 35 | 2.5 | 400 | 350
Flow Battery Other | High | Transmission | Flow Battery Other High Transmission | 100 | 8 | 1 | 20 | 280000 | 5600000 | 950 | 26 | 141 | 1117 | 8936 | 22 | 2 | 62 | 630 |  | 0 | 36 | 0 |  | 0 | 0 | 0 | 0 | 0 | 35 | 2.5 | 800 | 350
Pumped HS | High | Transmission | Pumped HS High Transmission | 100 | 8 | 1 | 20 | 280000 | 5600000 | 0 | 0 | 38 | 350 | 2800 | 4 | 1 | 82 | 198 |  | 0 | 0 | 0 |  | 0 | 0 | 0 | 0 | 0 | 35 | 2.5 | 800 | 350
Sodium | High | Residential | Sodium High Residential | 0.005 | 2 | 1 | 10 | 3 | 25 | 1566 | 102 | 250 | 1918 | 3836 | 0 | 0 | 55 | 1668 |  | 0 | 0 | 0 |  | 0 | 0 | 0 | 0 | 0 | 124 | 2.5 | 0.01 | 250
Sodium | High | C and I | Sodium High C and I | 0.5 | 4 | 1 | 10 | 500 | 5000 | 1233 | 51 | 218 | 1502 | 6008 | 23 | 1.5 | 82 | 1367 |  | 0 | 0 | 0 |  | 0 | 0 | 0 | 0 | 0 | 69 | 2.5 | 2 | 250
Sodium | High | Distribution Feeder | Sodium High Distribution Feeder | 0.5 | 3 | 1 | 20 | 300 | 6000 | 1218 | 68 | 219 | 1505 | 4515 | 23 | 1.6 | 82 | 1455 |  | 0 | 792 | 0 |  | 0 | 0 | 0 | 0 | 0 | 36 | 2.5 | 1.5 | 200
Sodium | High | Island | Sodium High Island | 1 | 8 | 1 | 20 | 2800 | 56000 | 1200 | 26 | 208 | 1434 | 11472 | 29 | 2 | 86 | 1145 |  | 0 | 630 | 0 |  | 0 | 0 | 0 | 0 | 0 | 281 | 2.3 | 8 | 350
Sodium | High | Distribution Substation | Sodium High Distribution Substation | 4 | 4 | 1 | 20 | 4800 | 96000 | 1204 | 51 | 201 | 1455 | 5820 | 22 | 1.5 | 82 | 959 |  | 0 | 792 | 0 |  | 0 | 0 | 0 | 0 | 0 | 36 | 2.5 | 16 | 300
Sodium | High | Peaker Repl | Sodium High Peaker Repl | 100 | 4 | 1 | 20 | 140000 | 2800000 | 1182 | 51 | 173 | 1405 | 5620 | 22 | 1.5 | 82 | 803 |  | 0 | 792 | 0 |  | 0 | 0 | 0 | 0 | 0 | 35 | 2.5 | 400 | 350
Sodium | High | Transmission | Sodium High Transmission | 100 | 8 | 1 | 20 | 280000 | 5600000 | 1175 | 26 | 168 | 1368 | 10944 | 21 | 1.5 | 82 | 784 |  | 0 | 792 | 0 |  | 0 | 0 | 0 | 0 | 0 | 35 | 2.5 | 800 | 350
Thermal | High | Distribution Substation | Thermal High Distribution Substation | 4 | 4 | 1 | 20 | 4800 | 96000 |  |  | 187 | 1353 | 5412 | 27 | 2 | 50 | 862 |  | 0 | 0 | 0 |  | 0 | 0 | 0 | 0 | 0 | 36 | 2.5 | 16 | 300
Thermal | High | Peaker Repl | Thermal High Peaker Repl | 100 | 4 | 1 | 20 | 140000 | 2800000 |  |  | 67 | 543 | 2172 | 11 | 2 | 50 | 348 |  | 0 | 0 | 0 |  | 0 | 0 | 0 | 0 | 0 | 35 | 2.5 | 400 | 350
Thermal | High | Transmission | Thermal High Transmission | 100 | 8 | 1 | 20 | 280000 | 5600000 |  |  | 47 | 434 | 3472 | 9 | 2 | 50 | 280 |  | 0 | 0 | 0 |  | 0 | 0 | 0 | 0 | 0 | 35 | 2.5 | 800 | 350
Flow Battery Vanadium | High | C and I | Flow Battery Vanadium High C and I | 0.5 | 4 | 1 | 10 | 500 | 5000 | 950 | 51 | 175 | 1176 | 4704 | 29 | 2.5 | 70 | 1164 |  | 0 | 0 | 0 |  | 0 | 0 | 0 | 0 | 0 | 69 | 2.5 | 2 | 250
Flow Battery Vanadium | High | Island | Flow Battery Vanadium High Island | 1 | 8 | 1 | 20 | 2800 | 56000 | 1000 | 26 | 179 | 1205 | 9640 | 36 | 3 | 70 | 1107 |  | 0 | 63 | 0 |  | 0 | 0 | 0 | 0 | 0 | 281 | 2.3 | 8 | 350
Flow Battery Vanadium | High | Distribution Substation | Flow Battery Vanadium High Distribution Substation | 4 | 4 | 1 | 20 | 4800 | 96000 | 950 | 51 | 165 | 1166 | 4664 | 29 | 2.5 | 70 | 770 |  | 0 | 53 | 0 |  | 0 | 0 | 0 | 0 | 0 | 36 | 2.5 | 16 | 300
Flow Battery Vanadium | High | Peaker Repl | Flow Battery Vanadium High Peaker Repl | 100 | 4 | 1 | 20 | 140000 | 2800000 | 950 | 51 | 145 | 1146 | 4584 | 29 | 2.5 | 70 | 657 |  | 0 | 53 | 0 |  | 0 | 0 | 0 | 0 | 0 | 35 | 2.5 | 400 | 350
Flow Battery Vanadium | High | Transmission | Flow Battery Vanadium High Transmission | 100 | 8 | 1 | 20 | 280000 | 5600000 | 1000 | 26 | 149 | 1174 | 9392 | 35 | 3 | 70 | 690 |  | 0 | 63 | 0 |  | 0 | 0 | 0 | 0 | 0 | 35 | 2.5 | 800 | 350
Zinc | High | C and I | Zinc High C and I | 0.5 | 4 | 1 | 10 | 500 | 5000 | 624 | 51 | 102 | 778 | 3112 | 26 | 3.4 | 64 | 811 |  | 0 | 0 | 0 |  | 0 | 0 | 0 | 0 | 0 | 69 | 2.5 | 2 | 250
Zinc | High | Distribution Feeder | Zinc High Distribution Feeder | 0.5 | 3 | 1 | 20 | 300 | 6000 | 613 | 68 | 104 | 785 | 2355 | 27 | 3.4 | 64 | 815 |  | 0 | 293 | 0 |  | 0 | 0 | 0 | 0 | 0 | 36 | 2.5 | 1.5 | 200
Zinc | High | Island | Zinc High Island | 1 | 8 | 1 | 20 | 2800 | 56000 | 840 | 26 | 147 | 1013 | 8104 | 15 | 1.5 | 62 | 1030 |  | 0 | 300 | 0 |  | 0 | 0 | 0 | 0 | 0 | 281 | 2.3 | 8 | 350
Zinc | High | Distribution Substation | Zinc High Distribution Substation | 4 | 4 | 1 | 20 | 4800 | 96000 | 603 | 51 | 93 | 746 | 2984 | 26 | 3.4 | 64 | 542 |  | 0 | 293 | 0 |  | 0 | 0 | 0 | 0 | 0 | 36 | 2.5 | 16 | 300
Zinc | High | Peaker Repl | Zinc High Peaker Repl | 100 | 4 | 1 | 20 | 140000 | 2800000 | 587 | 51 | 78 | 715 | 2860 | 24 | 3.4 | 64 | 456 |  | 0 | 293 | 0 |  | 0 | 0 | 0 | 0 | 0 | 35 | 2.5 | 400 | 350
Zinc | High | Transmission | Zinc High Transmission | 100 | 8 | 1 | 20 | 280000 | 5600000 | 581 | 26 | 73 | 680 | 5440 | 24 | 3.5 | 64 | 438 |  | 0 | 293 | 0 |  | 0 | 0 | 0 | 0 | 0 | 35 | 2.5 | 800 | 350
Flow Battery Zinc Bromine | High | Residential | Flow Battery Zinc Bromine High Residential | 0.005 | 2 | 1 | 10 | 3 | 25 | 1000 | 102 | 165 | 1268 | 2536 | 0 | 0 | 67 | 1496 |  | 810 | 0 | 0 |  | 0 | 0 | 0 | 0 | 0 | 124 | 2.5 | 0.01 | 250
Flow Battery Zinc Bromine | High | C and I | Flow Battery Zinc Bromine High C and I | 0.5 | 4 | 1 | 10 | 500 | 5000 | 800 | 51 | 129 | 980 | 3920 | 29 | 2.9 | 72 | 1241 |  | 650 | 0 | 0 |  | 0 | 0 | 0 | 0 | 0 | 69 | 2.5 | 2 | 250
Flow Battery Zinc Bromine | High | Distribution Feeder | Flow Battery Zinc Bromine High Distribution Feeder | 0.5 | 3 | 1 | 20 | 300 | 6000 | 1080 | 68 | 174 | 1322 | 3966 | 39 | 3 | 72 | 1346 |  | 0 | 823 | 0 |  | 0 | 0 | 0 | 0 | 0 | 36 | 2.5 | 1.5 | 200
Flow Battery Zinc Bromine | High | Island | Flow Battery Zinc Bromine High Island | 1 | 8 | 1 | 20 | 2800 | 56000 | 960 | 26 | 148 | 1134 | 9072 | 34 | 3 | 72 | 1286 |  | 780 | 731 | 716 |  | 0 | 0 | 0 | 0 | 0 | 281 | 2.3 | 8 | 350
Flow Battery Zinc Bromine | High | Distribution Substation | Flow Battery Zinc Bromine High Distribution Substation | 4 | 4 | 1 | 20 | 4800 | 96000 | 450 | 51 | 82 | 584 | 2336 | 17 | 2.9 | 73 | 564 |  | 350 | 324 | 316 |  | 0 | 0 | 0 | 0 | 0 | 36 | 2.5 | 16 | 300
Flow Battery Zinc Bromine | High | Peaker Repl | Flow Battery Zinc Bromine High Peaker Repl | 100 | 4 | 1 | 20 | 140000 | 2800000 | 540 | 51 | 85 | 677 | 2708 | 20 | 3 | 73 | 563 |  | 420 | 389 | 379 |  | 0 | 0 | 0 | 0 | 0 | 35 | 2.5 | 400 | 350
Flow Battery Zinc Bromine | High | Transmission | Flow Battery Zinc Bromine High Transmission | 100 | 8 | 1 | 20 | 280000 | 5600000 | 540 | 26 | 82 | 647 | 5176 | 19 | 3 | 73 | 549 |  | 420 | 389 | 379 |  | 0 | 0 | 0 | 0 | 0 | 35 | 2.5 | 800 | 350
CAES | Low | Transmission | CAES Low Transmission | 100 | 8 | 1 | 20 | 280000 | 5600000 | 0 | 0 | 16 | 146 | 1168 | 1 | 1 | 75 | 116 |  | 0 | 0 | 0 |  | 0 | 0 | 0 | 0 | 0 | 35 | 2.5 | 800 | 350
Flywheel | Low | C and I | Flywheel Low C and I | 0.5 | 4 | 1 | 10 | 500 | 5000 | 500 | 51 | 91 | 642 | 2568 | 10 | 1.5 | 91 | 623 |  | 0 | 0 | 0 |  | 0 | 0 | 0 | 0 | 0 | 69 | 2.5 | 2 | 250
Flywheel | Low | Distribution Feeder | Flywheel Low Distribution Feeder | 0.5 | 3 | 1 | 20 | 300 | 6000 | 500 | 68 | 94 | 662 | 1986 | 11 | 1.6 | 91 | 601 |  | 0 | 24 | 0 |  | 0 | 0 | 0 | 0 | 0 | 36 | 2.5 | 1.5 | 200
Flywheel | Low | Island | Flywheel Low Island | 1 | 8 | 1 | 20 | 2800 | 56000 | 500 | 26 | 87 | 612 | 4896 | 9 | 1.5 | 91 | 643 |  | 0 | 24 | 0 |  | 0 | 0 | 0 | 0 | 0 | 281 | 2.3 | 8 | 350
Flywheel | Low | Microgrid | Flywheel Low Microgrid | 2 | 1 | 2 | 20 | 1400 | 28000 | 500 | 204 | 117 | 822 | 822 | 15 | 1.8 | 91 | 332 |  | 0 | 24 | 0 |  | 0 | 0 | 0 | 0 | 0 | 105 | 2.3 | 2 | 350
Flywheel | Low | Distribution Substation | Flywheel Low Distribution Substation | 4 | 4 | 1 | 20 | 4800 | 96000 | 500 | 51 | 86 | 637 | 2548 | 10 | 1.6 | 91 | 400 |  | 0 | 24 | 0 |  | 0 | 0 | 0 | 0 | 0 | 36 | 2.5 | 16 | 300
Flywheel | Low | Freq Reg | Flywheel Low Freq Reg | 10 | 0.5 | 4.8 | 10 | 8400 | 84000 | 0 | 0 | 540 | 4140 | 2070 | 83 | 2 | 82 | 598 |  | 0 | 0 | 0 |  | 0 | 0 | 0 | 0 | 0 | 47 | 2.5 | 5 | 350
Flywheel | Low | Freq Reg | Flywheel Low Freq Reg | 10 | 0.5 | 4.8 | 10 | 8400 | 84000 | 0 | 0 | 540 | 4140 | 2070 | 83 | 2 | 82 | 598 |  | 0 | 0 | 0 |  | 0 | 0 | 0 | 0 | 0 | 47 | 2.5 | 5 | 350
Flywheel | Low | Peaker Repl | Flywheel Low Peaker Repl | 100 | 4 | 1 | 20 | 140000 | 2800000 | 500 | 51 | 75 | 626 | 2504 | 10 | 1.6 | 91 | 342 |  | 0 | 24 | 0 |  | 0 | 0 | 0 | 0 | 0 | 35 | 2.5 | 400 | 350
Lead | Low | Residential | Lead Low Residential | 0.005 | 2 | 1 | 10 | 3 | 25 | 900 | 102 | 150 | 1153 | 2306 | 0 | 0 | 80 | 1025 |  | 0 | 0 | 0 |  | 0 | 0 | 0 | 0 | 0 | 124 | 2.5 | 0.01 | 250
Lead | Low | C and I | Lead Low C and I | 0.5 | 4 | 1 | 10 | 500 | 5000 | 500 | 51 | 94 | 645 | 2580 | 13 | 2 | 86 | 648 |  | 0 | 0 | 0 |  | 0 | 0 | 0 | 0 | 0 | 69 | 2.5 | 2 | 250
Lead | Low | Distribution Feeder | Lead Low Distribution Feeder | 0.5 | 3 | 1 | 20 | 300 | 6000 | 528 | 68 | 101 | 697 | 2091 | 14 | 2.1 | 86 | 708 |  | 0 | 308 | 0 |  | 0 | 0 | 0 | 0 | 0 | 36 | 2.5 | 1.5 | 200
Lead | Low | Island | Lead Low Island | 1 | 8 | 1 | 20 | 2800 | 56000 | 439 | 26 | 79 | 543 | 4344 | 8 | 1.6 | 82 | 683 |  | 0 | 270 | 0 |  | 0 | 0 | 0 | 0 | 0 | 281 | 2.3 | 8 | 350
Lead | Low | Distribution Substation | Lead Low Distribution Substation | 4 | 4 | 1 | 20 | 4800 | 96000 | 460 | 51 | 82 | 593 | 2372 | 12 | 2 | 86 | 425 |  | 0 | 280 | 0 |  | 0 | 0 | 0 | 0 | 0 | 36 | 2.5 | 16 | 300
Lithium | Low | Residential | Lithium Low Residential | 0.005 | 2 | 1 | 10 | 3 | 25 | 769 | 102 | 131 | 1001 | 2002 | 0 | 0 | 92 | 890 |  | 0 | 0 | 0 |  | 0 | 0 | 0 | 0 | 0 | 124 | 2.5 | 0.01 | 250
Lithium | Low | C and I | Lithium Low C and I | 0.5 | 4 | 1 | 10 | 500 | 5000 | 401 | 51 | 77 | 529 | 2116 | 8 | 1.6 | 92 | 530 |  | 0 | 0 | 0 |  | 0 | 0 | 0 | 0 | 0 | 69 | 2.5 | 2 | 250
Lithium | Low | Distribution Feeder | Lithium Low Distribution Feeder | 0.5 | 3 | 1 | 20 | 300 | 6000 | 391 | 68 | 78 | 537 | 1611 | 9 | 1.6 | 92 | 532 |  | 0 | 189 | 0 |  | 0 | 0 | 0 | 0 | 0 | 36 | 2.5 | 1.5 | 200
Lithium | Low | Island | Lithium Low Island | 1 | 8 | 1 | 20 | 2800 | 56000 | 401 | 26 | 72 | 499 | 3992 | 8 | 1.6 | 92 | 608 |  | 0 | 189 | 0 |  | 0 | 0 | 0 | 0 | 0 | 281 | 2.3 | 8 | 350
Lithium | Low | Microgrid | Lithium Low Microgrid | 2 | 1 | 2 | 20 | 1400 | 28000 | 550 | 204 | 128 | 883 | 883 | 16 | 1.8 | 91 | 372 |  | 0 | 275 | 0 |  | 0 | 181 | 0 | 0 | 0 | 105 | 2.3 | 2 | 350
Lithium | Low | Distribution Substation | Lithium Low Distribution Substation | 4 | 4 | 1 | 20 | 4800 | 96000 | 381 | 51 | 69 | 501 | 2004 | 7 | 1.4 | 92 | 345 |  | 0 | 189 | 0 |  | 0 | 0 | 0 | 0 | 0 | 36 | 2.5 | 16 | 300
Lithium | Low | Freq Reg | Lithium Low Freq Reg | 10 | 0.5 | 4.8 | 10 | 8400 | 84000 | 482 | 409 | 134 | 1024 | 512 | 20 | 2 | 89 | 190 |  | 0 | 0 | 0 |  | 0 | 0 | 0 | 0 | 0 | 47 | 2.5 | 5 | 350
Lithium | Low | Freq Reg | Lithium Low Freq Reg | 10 | 0.5 | 4.8 | 10 | 8400 | 84000 | 482 | 409 | 134 | 1024 | 512 | 20 | 2 | 89 | 190 |  | 0 | 0 | 0 |  | 0 | 0 | 0 | 0 | 0 | 47 | 2.5 | 5 | 350
Lithium | Low | Peaker Repl | Lithium Low Peaker Repl | 100 | 4 | 1 | 20 | 140000 | 2800000 | 366 | 51 | 58 | 475 | 1900 | 6 | 1.2 | 92 | 285 |  | 0 | 189 | 0 |  | 0 | 0 | 0 | 0 | 0 | 35 | 2.5 | 400 | 350
Lithium | Low | Transmission | Lithium Low Transmission | 100 | 8 | 1 | 20 | 280000 | 5600000 | 361 | 26 | 54 | 440 | 3520 | 5 | 1.1 | 92 | 267 |  | 0 | 189 | 0 |  | 0 | 0 | 0 | 0 | 0 | 35 | 2.5 | 800 | 350
Flow Battery Other | Low | C and I | Flow Battery Other Low C and I | 0.5 | 4 | 1 | 10 | 500 | 5000 | 600 | 51 | 114 | 765 | 3060 | 22 | 2.9 | 86 | 789 |  | 0 | 0 | 0 |  | 0 | 0 | 0 | 0 | 0 | 69 | 2.5 | 2 | 250
Flow Battery Other | Low | Island | Flow Battery Other Low Island | 1 | 8 | 1 | 20 | 2800 | 56000 | 450 | 26 | 83 | 559 | 4472 | 17 | 3 | 86 | 673 |  | 0 | 36 | 0 |  | 0 | 0 | 0 | 0 | 0 | 281 | 2.3 | 8 | 350
Flow Battery Other | Low | Distribution Substation | Flow Battery Other Low Distribution Substation | 4 | 4 | 1 | 20 | 4800 | 96000 | 600 | 51 | 107 | 758 | 3032 | 22 | 3 | 86 | 524 |  | 0 | 42 | 0 |  | 0 | 0 | 0 | 0 | 0 | 36 | 2.5 | 16 | 300
Flow Battery Other | Low | Peaker Repl | Flow Battery Other Low Peaker Repl | 100 | 4 | 1 | 20 | 140000 | 2800000 | 600 | 51 | 94 | 745 | 2980 | 22 | 3 | 86 | 447 |  | 0 | 42 | 0 |  | 0 | 0 | 0 | 0 | 0 | 35 | 2.5 | 400 | 350
Flow Battery Other | Low | Transmission | Flow Battery Other Low Transmission | 100 | 8 | 1 | 20 | 280000 | 5600000 | 450 | 26 | 69 | 544 | 4352 | 16 | 3 | 86 | 340 |  | 0 | 36 | 0 |  | 0 | 0 | 0 | 0 | 0 | 35 | 2.5 | 800 | 350
Pumped HS | Low | Transmission | Pumped HS Low Transmission | 100 | 8 | 1 | 20 | 280000 | 5600000 |  |  | 26 | 238 | 1904 | 2 | 1 | 80 | 152 |  | 0 | 0 | 0 |  | 0 | 0 | 0 | 0 | 0 | 35 | 2.5 | 800 | 350
Sodium | Low | Residential | Sodium Low Residential | 0.005 | 2 | 1 | 10 | 3 | 25 | 1370 | 102 | 221 | 1693 | 3386 | 0 | 0 | 62 | 1476 |  | 0 | 0 | 0 |  | 0 | 0 | 0 | 0 | 0 | 124 | 2.5 | 0.01 | 250
Sodium | Low | C and I | Sodium Low C and I | 0.5 | 4 | 1 | 10 | 500 | 5000 | 439 | 51 | 83 | 573 | 2292 | 9 | 1.5 | 82 | 580 |  | 0 | 0 | 0 |  | 0 | 0 | 0 | 0 | 0 | 69 | 2.5 | 2 | 250
Sodium | Low | Distribution Feeder | Sodium Low Distribution Feeder | 0.5 | 3 | 1 | 20 | 300 | 6000 | 425 | 68 | 84 | 577 | 1731 | 9 | 1.6 | 82 | 586 |  | 0 | 270 | 0 |  | 0 | 0 | 0 | 0 | 0 | 36 | 2.5 | 1.5 | 200
Sodium | Low | Island | Sodium Low Island | 1 | 8 | 1 | 20 | 2800 | 56000 | 500 | 26 | 89 | 615 | 4920 | 12 | 2 | 86 | 705 |  | 0 | 280 | 0 |  | 0 | 0 | 0 | 0 | 0 | 281 | 2.3 | 8 | 350
Sodium | Low | Distribution Substation | Sodium Low Distribution Substation | 4 | 4 | 1 | 20 | 4800 | 96000 | 412 | 51 | 74 | 537 | 2148 | 9 | 1.6 | 82 | 385 |  | 0 | 270 | 0 |  | 0 | 0 | 0 | 0 | 0 | 36 | 2.5 | 16 | 300
Sodium | Low | Peaker Repl | Sodium Low Peaker Repl | 100 | 4 | 1 | 20 | 140000 | 2800000 | 392 | 51 | 62 | 505 | 2020 | 8 | 1.6 | 82 | 320 |  | 0 | 270 | 0 |  | 0 | 0 | 0 | 0 | 0 | 35 | 2.5 | 400 | 350
Sodium | Low | Transmission | Sodium Low Transmission | 100 | 8 | 1 | 20 | 280000 | 5600000 | 385 | 26 | 57 | 468 | 3744 | 7 | 1.6 | 82 | 301 |  | 0 | 270 | 0 |  | 0 | 0 | 0 | 0 | 0 | 35 | 2.5 | 800 | 350
Thermal | Low | Distribution Substation | Thermal Low Distribution Substation | 4 | 4 | 1 | 20 | 4800 | 96000 | 0 | 0 | 159 | 1219 | 4876 | 12 | 1 | 55 | 707 |  | 0 | 0 | 0 |  | 0 | 0 | 0 | 0 | 0 | 36 | 2.5 | 16 | 300
Thermal | Low | Peaker Repl | Thermal Low Peaker Repl | 100 | 4 | 1 | 20 | 140000 | 2800000 | 0 | 0 | 56 | 489 | 1956 | 5 | 1 | 55 | 290 |  | 0 | 0 | 0 |  | 0 | 0 | 0 | 0 | 0 | 35 | 2.5 | 400 | 350
Thermal | Low | Transmission | Thermal Low Transmission | 100 | 8 | 1 | 20 | 280000 | 5600000 | 0 | 0 | 39 | 362 | 2896 | 4 | 1 | 55 | 227 |  | 0 | 0 | 0 |  | 0 | 0 | 0 | 0 | 0 | 35 | 2.5 | 800 | 350
Flow Battery Vanadium | Low | C and I | Flow Battery Vanadium Low C and I | 0.5 | 4 | 1 | 10 | 500 | 5000 | 580 | 51 | 110 | 741 | 2964 | 22 | 2.9 | 77 | 779 |  | 0 | 0 | 0 |  | 0 | 0 | 0 | 0 | 0 | 69 | 2.5 | 2 | 250
Flow Battery Vanadium | Low | Island | Flow Battery Vanadium Low Island | 1 | 8 | 1 | 20 | 2800 | 56000 | 400 | 26 | 74 | 500 | 4000 | 15 | 3 | 70 | 728 |  | 0 | 30 | 0 |  | 0 | 0 | 0 | 0 | 0 | 281 | 2.3 | 8 | 350
Flow Battery Vanadium | Low | Distribution Substation | Flow Battery Vanadium Low Distribution Substation | 4 | 4 | 1 | 20 | 4800 | 96000 | 580 | 51 | 104 | 735 | 2940 | 22 | 3 | 77 | 516 |  | 0 | 45 | 0 |  | 0 | 0 | 0 | 0 | 0 | 36 | 2.5 | 16 | 300
Flow Battery Vanadium | Low | Peaker Repl | Flow Battery Vanadium Low Peaker Repl | 100 | 4 | 1 | 20 | 140000 | 2800000 | 580 | 51 | 91 | 722 | 2888 | 21 | 3 | 77 | 441 |  | 0 | 45 | 0 |  | 0 | 0 | 0 | 0 | 0 | 35 | 2.5 | 400 | 350
Flow Battery Vanadium | Low | Transmission | Flow Battery Vanadium Low Transmission | 100 | 8 | 1 | 20 | 280000 | 5600000 | 400 | 26 | 62 | 487 | 3896 | 12 | 2.5 | 68 | 314 |  | 0 | 32 | 0 |  | 0 | 0 | 0 | 0 | 0 | 35 | 2.5 | 800 | 350
Zinc | Low | C and I | Zinc Low C and I | 0.5 | 4 | 1 | 10 | 500 | 5000 | 247 | 51 | 45 | 343 | 1372 | 9 | 2.8 | 64 | 515 |  | 0 | 0 | 0 |  | 0 | 0 | 0 | 0 | 0 | 69 | 2.5 | 2 | 250
Zinc | Low | Distribution Feeder | Zinc Low Distribution Feeder | 0.5 | 3 | 1 | 20 | 300 | 6000 | 247 | 68 | 48 | 363 | 1089 | 10 | 2.8 | 64 | 515 |  | 0 | 228 | 0 |  | 0 | 0 | 0 | 0 | 0 | 36 | 2.5 | 1.5 | 200
Zinc | Low | Island | Zinc Low Island | 1 | 8 | 1 | 20 | 2800 | 56000 | 247 | 26 | 41 | 314 | 2512 | 9 | 2.8 | 64 | 735 |  | 0 | 228 | 0 |  | 0 | 0 | 0 | 0 | 0 | 281 | 2.3 | 8 | 350
Zinc | Low | Distribution Substation | Zinc Low Distribution Substation | 4 | 4 | 1 | 20 | 4800 | 96000 | 232 | 51 | 40 | 323 | 1292 | 11 | 3.4 | 64 | 404 |  | 0 | 228 | 0 |  | 0 | 0 | 0 | 0 | 0 | 36 | 2.5 | 16 | 300
Zinc | Low | Peaker Repl | Zinc Low Peaker Repl | 100 | 4 | 1 | 20 | 140000 | 2800000 | 207 | 51 | 32 | 290 | 1160 | 8 | 2.7 | 64 | 277 |  | 0 | 200 | 0 |  | 0 | 0 | 0 | 0 | 0 | 35 | 2.5 | 400 | 350
Zinc | Low | Transmission | Zinc Low Transmission | 100 | 8 | 1 | 20 | 280000 | 5600000 | 207 | 26 | 28 | 261 | 2088 | 7 | 2.7 | 64 | 262 |  | 0 | 200 | 0 |  | 0 | 0 | 0 | 0 | 0 | 35 | 2.5 | 800 | 350
Flow Battery Zinc Bromine | Low | Residential | Flow Battery Zinc Bromine Low Residential | 0.005 | 2 | 1 | 10 | 3 | 25 | 800 | 102 | 135 | 1038 | 2076 | 0 | 0 | 71 | 1241 |  | 650 | 0 | 0 |  | 0 | 0 | 0 | 0 | 0 | 124 | 2.5 | 0.01 | 250
Flow Battery Zinc Bromine | Low | C and I | Flow Battery Zinc Bromine Low C and I | 0.5 | 4 | 1 | 10 | 500 | 5000 | 400 | 51 | 79 | 530 | 2120 | 15 | 2.9 | 73 | 741 |  | 350 | 0 | 0 |  | 0 | 0 | 0 | 0 | 0 | 69 | 2.5 | 2 | 250
Flow Battery Zinc Bromine | Low | Distribution Feeder | Flow Battery Zinc Bromine Low Distribution Feeder | 0.5 | 3 | 1 | 20 | 300 | 6000 | 585 | 68 | 114 | 767 | 2301 | 23 | 2.9 | 70 | 779 |  | 0 | 36 | 0 |  | 0 | 0 | 0 | 0 | 0 | 36 | 2.5 | 1.5 | 200
Flow Battery Zinc Bromine | Low | Island | Flow Battery Zinc Bromine Low Island | 1 | 8 | 1 | 20 | 2800 | 56000 | 585 | 26 | 107 | 717 | 5736 | 21 | 3 | 70 | 845 |  | 0 | 36 | 0 |  | 0 | 0 | 0 | 0 | 0 | 281 | 2.3 | 8 | 350
Flow Battery Zinc Bromine | Low | Distribution Substation | Flow Battery Zinc Bromine Low Distribution Substation | 4 | 4 | 1 | 20 | 4800 | 96000 | 585 | 51 | 105 | 741 | 2964 | 22 | 3 | 70 | 524 |  | 0 | 36 | 0 |  | 0 | 0 | 0 | 0 | 0 | 36 | 2.5 | 16 | 300
Flow Battery Zinc Bromine | Low | Peaker Repl | Flow Battery Zinc Bromine Low Peaker Repl | 100 | 4 | 1 | 20 | 140000 | 2800000 | 585 | 51 | 92 | 728 | 2912 | 22 | 3 | 70 | 448 |  | 0 | 36 | 0 |  | 0 | 0 | 0 | 0 | 0 | 35 | 2.5 | 400 | 350
Flow Battery Zinc Bromine | Low | Transmission | Flow Battery Zinc Bromine Low Transmission | 100 | 8 | 1 | 20 | 280000 | 5600000 | 585 | 26 | 88 | 699 | 5592 | 21 | 3 | 70 | 434 |  | 0 | 36 | 0 |  | 0 | 0 | 0 | 0 | 0 | 35 | 2.5 | 800 | 350
Index Num |  | 1
CAES | High | Transmission | CAES High Transmission | 100 | 8 | 1 | 20 | 280000 | 5600000 | 0 | 0 | 23 | 210 | 1680 | 2 | 1 | 79 | 140 | 0 | 0 | 0 | 0 | 0 | 0 | 0 | 0 | 0 | 0 | 35 | 2.5 | 800 | 350

## Database Formatted (2)
Battery Number Battery Type | CAES | Flywheel | Flywheel | Flywheel | Flywheel | Flywheel | Flywheel | Flywheel | Flywheel | Lead | Lead | Lead | Lead | Lead | Lithium | Lithium | Lithium | Lithium | Lithium | Lithium | Lithium | Lithium | Lithium | Lithium | Flow Battery Other | Flow Battery Other | Flow Battery Other | Flow Battery Other | Flow Battery Other | Pumped HS | Sodium | Sodium | Sodium | Sodium | Sodium | Sodium | Sodium | Thermal | Thermal | Thermal | Flow Battery Vanadium | Flow Battery Vanadium | Flow Battery Vanadium | Flow Battery Vanadium | Flow Battery Vanadium | Zinc | Zinc | Zinc | Zinc | Zinc | Zinc | Flow Battery Zinc Bromine | Flow Battery Zinc Bromine | Flow Battery Zinc Bromine | Flow Battery Zinc Bromine | Flow Battery Zinc Bromine | Flow Battery Zinc Bromine | Flow Battery Zinc Bromine | CAES | Flywheel | Flywheel | Flywheel | Flywheel | Flywheel | Flywheel | Flywheel | Flywheel | Lead | Lead | Lead | Lead | Lead | Lithium | Lithium | Lithium | Lithium | Lithium | Lithium | Lithium | Lithium | Lithium | Lithium | Flow Battery Other | Flow Battery Other | Flow Battery Other | Flow Battery Other | Flow Battery Other | Pumped HS | Sodium | Sodium | Sodium | Sodium | Sodium | Sodium | Sodium | Thermal | Thermal | Thermal | Flow Battery Vanadium | Flow Battery Vanadium | Flow Battery Vanadium | Flow Battery Vanadium | Flow Battery Vanadium | Zinc | Zinc | Zinc | Zinc | Zinc | Zinc | Flow Battery Zinc Bromine | Flow Battery Zinc Bromine | Flow Battery Zinc Bromine | Flow Battery Zinc Bromine | Flow Battery Zinc Bromine | Flow Battery Zinc Bromine | Flow Battery Zinc Bromine
Cost Estimate Case | High | High | High | High | High | High | High | High | High | High | High | High | High | High | High | High | High | High | High | High | High | High | High | High | High | High | High | High | High | High | High | High | High | High | High | High | High | High | High | High | High | High | High | High | High | High | High | High | High | High | High | High | High | High | High | High | High | High | Low | Low | Low | Low | Low | Low | Low | Low | Low | Low | Low | Low | Low | Low | Low | Low | Low | Low | Low | Low | Low | Low | Low | Low | Low | Low | Low | Low | Low | Low | Low | Low | Low | Low | Low | Low | Low | Low | Low | Low | Low | Low | Low | Low | Low | Low | Low | Low | Low | Low | Low | Low | Low | Low | Low | Low | Low | Low
Function | Transmission | C and I | Distribution Feeder | Island | Microgrid | Distribution Substation | Freq Reg | Freq Reg | Peaker Repl | Residential | C and I | Distribution Feeder | Island | Distribution Substation | Residential | C and I | Distribution Feeder | Island | Microgrid | Distribution Substation | Freq Reg | Freq Reg | Peaker Repl | Transmission | C and I | Island | Distribution Substation | Peaker Repl | Transmission | Transmission | Residential | C and I | Distribution Feeder | Island | Distribution Substation | Peaker Repl | Transmission | Distribution Substation | Peaker Repl | Transmission | C and I | Island | Distribution Substation | Peaker Repl | Transmission | C and I | Distribution Feeder | Island | Distribution Substation | Peaker Repl | Transmission | Residential | C and I | Distribution Feeder | Island | Distribution Substation | Peaker Repl | Transmission | Transmission | C and I | Distribution Feeder | Island | Microgrid | Distribution Substation | Freq Reg | Freq Reg | Peaker Repl | Residential | C and I | Distribution Feeder | Island | Distribution Substation | Residential | C and I | Distribution Feeder | Island | Microgrid | Distribution Substation | Freq Reg | Freq Reg | Peaker Repl | Transmission | C and I | Island | Distribution Substation | Peaker Repl | Transmission | Transmission | Residential | C and I | Distribution Feeder | Island | Distribution Substation | Peaker Repl | Transmission | Distribution Substation | Peaker Repl | Transmission | C and I | Island | Distribution Substation | Peaker Repl | Transmission | C and I | Distribution Feeder | Island | Distribution Substation | Peaker Repl | Transmission | Residential | C and I | Distribution Feeder | Island | Distribution Substation | Peaker Repl | Transmission
Power Rating MW | 100 | 0.5 | 0.5 | 1 | 2 | 4 | 10 | 10 | 100 | 0.005 | 0.5 | 0.5 | 1 | 4 | 0.005 | 0.5 | 0.5 | 1 | 2 | 4 | 10 | 10 | 100 | 100 | 0.5 | 1 | 4 | 100 | 100 | 100 | 0.005 | 0.5 | 0.5 | 1 | 4 | 100 | 100 | 4 | 100 | 100 | 0.5 | 1 | 4 | 100 | 100 | 0.5 | 0.5 | 1 | 4 | 100 | 100 | 0.005 | 0.5 | 0.5 | 1 | 4 | 100 | 100 | 100 | 0.5 | 0.5 | 1 | 2 | 4 | 10 | 10 | 100 | 0.005 | 0.5 | 0.5 | 1 | 4 | 0.005 | 0.5 | 0.5 | 1 | 2 | 4 | 10 | 10 | 100 | 100 | 0.5 | 1 | 4 | 100 | 100 | 100 | 0.005 | 0.5 | 0.5 | 1 | 4 | 100 | 100 | 4 | 100 | 100 | 0.5 | 1 | 4 | 100 | 100 | 0.5 | 0.5 | 1 | 4 | 100 | 100 | 0.005 | 0.5 | 0.5 | 1 | 4 | 100 | 100
Duration Hours | 8 | 4 | 3 | 8 | 1 | 4 | 0.5 | 0.5 | 4 | 2 | 4 | 3 | 8 | 4 | 2 | 4 | 3 | 8 | 1 | 4 | 0.5 | 0.5 | 4 | 8 | 4 | 8 | 4 | 4 | 8 | 8 | 2 | 4 | 3 | 8 | 4 | 4 | 8 | 4 | 4 | 8 | 4 | 8 | 4 | 4 | 8 | 4 | 3 | 8 | 4 | 4 | 8 | 2 | 4 | 3 | 8 | 4 | 4 | 8 | 8 | 4 | 3 | 8 | 1 | 4 | 0.5 | 0.5 | 4 | 2 | 4 | 3 | 8 | 4 | 2 | 4 | 3 | 8 | 1 | 4 | 0.5 | 0.5 | 4 | 8 | 4 | 8 | 4 | 4 | 8 | 8 | 2 | 4 | 3 | 8 | 4 | 4 | 8 | 4 | 4 | 8 | 4 | 8 | 4 | 4 | 8 | 4 | 3 | 8 | 4 | 4 | 8 | 2 | 4 | 3 | 8 | 4 | 4 | 8
Depth of Discharge Cycles/Day | 1 | 1 | 1 | 1 | 2 | 1 | 4.8 | 4.8 | 1 | 1 | 1 | 1 | 1 | 1 | 1 | 1 | 1 | 1 | 2 | 1 | 4.8 | 4.8 | 1 | 1 | 1 | 1 | 1 | 1 | 1 | 1 | 1 | 1 | 1 | 1 | 1 | 1 | 1 | 1 | 1 | 1 | 1 | 1 | 1 | 1 | 1 | 1 | 1 | 1 | 1 | 1 | 1 | 1 | 1 | 1 | 1 | 1 | 1 | 1 | 1 | 1 | 1 | 1 | 2 | 1 | 4.8 | 4.8 | 1 | 1 | 1 | 1 | 1 | 1 | 1 | 1 | 1 | 1 | 2 | 1 | 4.8 | 4.8 | 1 | 1 | 1 | 1 | 1 | 1 | 1 | 1 | 1 | 1 | 1 | 1 | 1 | 1 | 1 | 1 | 1 | 1 | 1 | 1 | 1 | 1 | 1 | 1 | 1 | 1 | 1 | 1 | 1 | 1 | 1 | 1 | 1 | 1 | 1 | 1
Project Life Years | 20 | 10 | 20 | 20 | 20 | 20 | 10 | 10 | 20 | 10 | 10 | 20 | 20 | 20 | 10 | 10 | 20 | 20 | 20 | 20 | 10 | 10 | 20 | 20 | 10 | 20 | 20 | 20 | 20 | 20 | 10 | 10 | 20 | 20 | 20 | 20 | 20 | 20 | 20 | 20 | 10 | 20 | 20 | 20 | 20 | 10 | 20 | 20 | 20 | 20 | 20 | 10 | 10 | 20 | 20 | 20 | 20 | 20 | 20 | 10 | 20 | 20 | 20 | 20 | 10 | 10 | 20 | 10 | 10 | 20 | 20 | 20 | 10 | 10 | 20 | 20 | 20 | 20 | 10 | 10 | 20 | 20 | 10 | 20 | 20 | 20 | 20 | 20 | 10 | 10 | 20 | 20 | 20 | 20 | 20 | 20 | 20 | 20 | 10 | 20 | 20 | 20 | 20 | 10 | 20 | 20 | 20 | 20 | 20 | 10 | 10 | 20 | 20 | 20 | 20 | 20
Memo: Annual Used Energy MWh | 280000 | 500 | 300 | 2800 | 1400 | 4800 | 8400 | 8400 | 140000 | 3 | 500 | 300 | 2800 | 4800 | 3 | 500 | 300 | 2800 | 1400 | 4800 | 8400 | 8400 | 140000 | 280000 | 500 | 2800 | 4800 | 140000 | 280000 | 280000 | 3 | 500 | 300 | 2800 | 4800 | 140000 | 280000 | 4800 | 140000 | 280000 | 500 | 2800 | 4800 | 140000 | 280000 | 500 | 300 | 2800 | 4800 | 140000 | 280000 | 3 | 500 | 300 | 2800 | 4800 | 140000 | 280000 | 280000 | 500 | 300 | 2800 | 1400 | 4800 | 8400 | 8400 | 140000 | 3 | 500 | 300 | 2800 | 4800 | 3 | 500 | 300 | 2800 | 1400 | 4800 | 8400 | 8400 | 140000 | 280000 | 500 | 2800 | 4800 | 140000 | 280000 | 280000 | 3 | 500 | 300 | 2800 | 4800 | 140000 | 280000 | 4800 | 140000 | 280000 | 500 | 2800 | 4800 | 140000 | 280000 | 500 | 300 | 2800 | 4800 | 140000 | 280000 | 3 | 500 | 300 | 2800 | 4800 | 140000 | 280000
Memo: Project Used Energy MWh | 5600000 | 5000 | 6000 | 56000 | 28000 | 96000 | 84000 | 84000 | 2800000 | 25 | 5000 | 6000 | 56000 | 96000 | 25 | 5000 | 6000 | 56000 | 28000 | 96000 | 84000 | 84000 | 2800000 | 5600000 | 5000 | 56000 | 96000 | 2800000 | 5600000 | 5600000 | 25 | 5000 | 6000 | 56000 | 96000 | 2800000 | 5600000 | 96000 | 2800000 | 5600000 | 5000 | 56000 | 96000 | 2800000 | 5600000 | 5000 | 6000 | 56000 | 96000 | 2800000 | 5600000 | 25 | 5000 | 6000 | 56000 | 96000 | 2800000 | 5600000 | 5600000 | 5000 | 6000 | 56000 | 28000 | 96000 | 84000 | 84000 | 2800000 | 25 | 5000 | 6000 | 56000 | 96000 | 25 | 5000 | 6000 | 56000 | 28000 | 96000 | 84000 | 84000 | 2800000 | 5600000 | 5000 | 56000 | 96000 | 2800000 | 5600000 | 5600000 | 25 | 5000 | 6000 | 56000 | 96000 | 2800000 | 5600000 | 96000 | 2800000 | 5600000 | 5000 | 56000 | 96000 | 2800000 | 5600000 | 5000 | 6000 | 56000 | 96000 | 2800000 | 5600000 | 25 | 5000 | 6000 | 56000 | 96000 | 2800000 | 5600000
Initial Capital Cost - DC /kWh |  | 898 | 898 | 898 | 898 | 898 |  |  | 898 | 1650 | 1100 | 1078 | 1233 | 1160 | 1455 | 1015 | 863 | 945 | 801 | 850 | 900 | 900 | 898 | 891 | 1000 | 950 | 1000 | 1000 | 950 | 0 | 1566 | 1233 | 1218 | 1200 | 1204 | 1182 | 1175 |  |  |  | 950 | 1000 | 950 | 950 | 1000 | 624 | 613 | 840 | 603 | 587 | 581 | 1000 | 800 | 1080 | 960 | 450 | 540 | 540 | 0 | 500 | 500 | 500 | 500 | 500 | 0 | 0 | 500 | 900 | 500 | 528 | 439 | 460 | 769 | 401 | 391 | 401 | 550 | 381 | 482 | 482 | 366 | 361 | 600 | 450 | 600 | 600 | 450 |  | 1370 | 439 | 425 | 500 | 412 | 392 | 385 | 0 | 0 | 0 | 580 | 400 | 580 | 580 | 400 | 247 | 247 | 247 | 232 | 207 | 207 | 800 | 400 | 585 | 585 | 585 | 585 | 585
Initial Capital Cost - AC /kWh |  | 51 | 68 | 26 | 204 | 51 |  |  | 51 | 102 | 51 | 68 | 26 | 51 | 102 | 51 | 68 | 26 | 204 | 51 | 584 | 584 | 51 | 26 | 51 | 26 | 51 | 51 | 26 | 0 | 102 | 51 | 68 | 26 | 51 | 51 | 26 |  |  |  | 51 | 26 | 51 | 51 | 26 | 51 | 68 | 26 | 51 | 51 | 26 | 102 | 51 | 68 | 26 | 51 | 51 | 26 | 0 | 51 | 68 | 26 | 204 | 51 | 0 | 0 | 51 | 102 | 51 | 68 | 26 | 51 | 102 | 51 | 68 | 26 | 204 | 51 | 409 | 409 | 51 | 26 | 51 | 26 | 51 | 51 | 26 |  | 102 | 51 | 68 | 26 | 51 | 51 | 26 | 0 | 0 | 0 | 51 | 26 | 51 | 51 | 26 | 51 | 68 | 26 | 51 | 51 | 26 | 102 | 51 | 68 | 26 | 51 | 51 | 26
Initial Other Owners Costs /kWh | 23 | 157 | 160 | 152 | 183 | 147 | 1200 | 1200 | 128 | 263 | 196 | 195 | 214 | 194 | 234 | 181 | 158 | 165 | 171 | 144 | 223 | 223 | 133 | 128 | 184 | 171 | 173 | 152 | 141 | 38 | 250 | 218 | 219 | 208 | 201 | 173 | 168 | 187 | 67 | 47 | 175 | 179 | 165 | 145 | 149 | 102 | 104 | 147 | 93 | 78 | 73 | 165 | 129 | 174 | 148 | 82 | 85 | 82 | 16 | 91 | 94 | 87 | 117 | 86 | 540 | 540 | 75 | 150 | 94 | 101 | 79 | 82 | 131 | 77 | 78 | 72 | 128 | 69 | 134 | 134 | 58 | 54 | 114 | 83 | 107 | 94 | 69 | 26 | 221 | 83 | 84 | 89 | 74 | 62 | 57 | 159 | 56 | 39 | 110 | 74 | 104 | 91 | 62 | 45 | 48 | 41 | 40 | 32 | 28 | 135 | 79 | 114 | 107 | 105 | 92 | 88
Total Initial Installed Cost /kWh | 210 | 1106 | 1126 | 1076 | 1285 | 1096 | 9200 | 9200 | 1077 | 2015 | 1347 | 1341 | 1472 | 1405 | 1791 | 1247 | 1089 | 1136 | 1176 | 1045 | 1706 | 1706 | 1082 | 1045 | 1235 | 1146 | 1224 | 1203 | 1117 | 350 | 1918 | 1502 | 1505 | 1434 | 1455 | 1405 | 1368 | 1353 | 543 | 434 | 1176 | 1205 | 1166 | 1146 | 1174 | 778 | 785 | 1013 | 746 | 715 | 680 | 1268 | 980 | 1322 | 1134 | 584 | 677 | 647 | 146 | 642 | 662 | 612 | 822 | 637 | 4140 | 4140 | 626 | 1153 | 645 | 697 | 543 | 593 | 1001 | 529 | 537 | 499 | 883 | 501 | 1024 | 1024 | 475 | 440 | 765 | 559 | 758 | 745 | 544 | 238 | 1693 | 573 | 577 | 615 | 537 | 505 | 468 | 1219 | 489 | 362 | 741 | 500 | 735 | 722 | 487 | 343 | 363 | 314 | 323 | 290 | 261 | 1038 | 530 | 767 | 717 | 741 | 728 | 699
Total Cost per kW | 1680 | 4424 | 3378 | 8608 | 1285 | 4384 | 4600 | 4600 | 4308 | 4030 | 5388 | 4023 | 11776 | 5620 | 3582 | 4988 | 3267 | 9088 | 1176 | 4180 | 853 | 853 | 4328 | 8360 | 4940 | 9168 | 4896 | 4812 | 8936 | 2800 | 3836 | 6008 | 4515 | 11472 | 5820 | 5620 | 10944 | 5412 | 2172 | 3472 | 4704 | 9640 | 4664 | 4584 | 9392 | 3112 | 2355 | 8104 | 2984 | 2860 | 5440 | 2536 | 3920 | 3966 | 9072 | 2336 | 2708 | 5176 | 1168 | 2568 | 1986 | 4896 | 822 | 2548 | 2070 | 2070 | 2504 | 2306 | 2580 | 2091 | 4344 | 2372 | 2002 | 2116 | 1611 | 3992 | 883 | 2004 | 512 | 512 | 1900 | 3520 | 3060 | 4472 | 3032 | 2980 | 4352 | 1904 | 3386 | 2292 | 1731 | 4920 | 2148 | 2020 | 3744 | 4876 | 1956 | 2896 | 2964 | 4000 | 2940 | 2888 | 3896 | 1372 | 1089 | 2512 | 1292 | 1160 | 2088 | 2076 | 2120 | 2301 | 5736 | 2964 | 2912 | 5592
O&M Cost /kWh | 2 | 17 | 18 | 16 | 22 | 17 | 184 | 184 | 17 | 0 | 27 | 27 | 22 | 28 | 0 | 19 | 17 | 17 | 20 | 14 | 32 | 32 | 12 | 11 | 36 | 23 | 36 | 36 | 22 | 4 | 0 | 23 | 23 | 29 | 22 | 22 | 21 | 27 | 11 | 9 | 29 | 36 | 29 | 29 | 35 | 26 | 27 | 15 | 26 | 24 | 24 | 0 | 29 | 39 | 34 | 17 | 20 | 19 | 1 | 10 | 11 | 9 | 15 | 10 | 83 | 83 | 10 | 0 | 13 | 14 | 8 | 12 | 0 | 8 | 9 | 8 | 16 | 7 | 20 | 20 | 6 | 5 | 22 | 17 | 22 | 22 | 16 | 2 | 0 | 9 | 9 | 12 | 9 | 8 | 7 | 12 | 5 | 4 | 22 | 15 | 22 | 21 | 12 | 9 | 10 | 9 | 11 | 8 | 7 | 0 | 15 | 23 | 21 | 22 | 22 | 21
O&M % of Capex | 1 | 1.5 | 1.6 | 1.5 | 1.7 | 1.6 | 2 | 2 | 1.6 | 0 | 2 | 2 | 1.5 | 2 | 0 | 1.5 | 1.6 | 1.5 | 1.7 | 1.3 | 1.9 | 1.9 | 1.1 | 1 | 3 | 2 | 3 | 3 | 2 | 1 | 0 | 1.5 | 1.6 | 2 | 1.5 | 1.5 | 1.5 | 2 | 2 | 2 | 2.5 | 3 | 2.5 | 2.5 | 3 | 3.4 | 3.4 | 1.5 | 3.4 | 3.4 | 3.5 | 0 | 2.9 | 3 | 3 | 2.9 | 3 | 3 | 1 | 1.5 | 1.6 | 1.5 | 1.8 | 1.6 | 2 | 2 | 1.6 | 0 | 2 | 2.1 | 1.6 | 2 | 0 | 1.6 | 1.6 | 1.6 | 1.8 | 1.4 | 2 | 2 | 1.2 | 1.1 | 2.9 | 3 | 3 | 3 | 3 | 1 | 0 | 1.5 | 1.6 | 2 | 1.6 | 1.6 | 1.6 | 1 | 1 | 1 | 2.9 | 3 | 3 | 3 | 2.5 | 2.8 | 2.8 | 2.8 | 3.4 | 2.7 | 2.7 | 0 | 2.9 | 2.9 | 3 | 3 | 3 | 3
Efficiency | 79 | 91 | 91 | 91 | 91 | 91 | 85 | 85 | 91 | 76 | 77 | 77 | 82 | 86 | 92 | 93 | 93 | 93 | 91 | 93 | 89 | 89 | 93 | 93 | 70 | 62 | 70 | 70 | 62 | 82 | 55 | 82 | 82 | 86 | 82 | 82 | 82 | 50 | 50 | 50 | 70 | 70 | 70 | 70 | 70 | 64 | 64 | 62 | 64 | 64 | 64 | 67 | 72 | 72 | 72 | 73 | 73 | 73 | 75 | 91 | 91 | 91 | 91 | 91 | 82 | 82 | 91 | 80 | 86 | 86 | 82 | 86 | 92 | 92 | 92 | 92 | 91 | 92 | 89 | 89 | 92 | 92 | 86 | 86 | 86 | 86 | 86 | 80 | 62 | 82 | 82 | 86 | 82 | 82 | 82 | 55 | 55 | 55 | 77 | 70 | 77 | 77 | 68 | 64 | 64 | 64 | 64 | 64 | 64 | 71 | 73 | 70 | 70 | 70 | 70 | 70
Levelized Cost of Storage /MWh | 140 | 1011 | 983 | 863 | 441 | 654 | 1251 | 1251 | 555 | 2186 | 1612 | 1710 | 1180 | 933 | 1476 | 1142 | 1014 | 923 | 507 | 657 | 277 | 277 | 581 | 561 | 1245 | 1094 | 828 | 704 | 630 | 198 | 1668 | 1367 | 1455 | 1145 | 959 | 803 | 784 | 862 | 348 | 280 | 1164 | 1107 | 770 | 657 | 690 | 811 | 815 | 1030 | 542 | 456 | 438 | 1496 | 1241 | 1346 | 1286 | 564 | 563 | 549 | 116 | 623 | 601 | 643 | 332 | 400 | 598 | 598 | 342 | 1025 | 648 | 708 | 683 | 425 | 890 | 530 | 532 | 608 | 372 | 345 | 190 | 190 | 285 | 267 | 789 | 673 | 524 | 447 | 340 | 152 | 1476 | 580 | 586 | 705 | 385 | 320 | 301 | 707 | 290 | 227 | 779 | 728 | 516 | 441 | 314 | 515 | 515 | 735 | 404 | 277 | 262 | 1241 | 741 | 779 | 845 | 524 | 448 | 434
Replacement Capital CostDC /kWh
After Year 5 | 0 | 0 | 0 | 0 | 0 | 0 | 0 | 0 | 0 | 1188 | 792 | 792 | 0 | 0 | 0 | 0 | 0 | 0 | 453 | 0 | 0 | 0 | 0 | 0 | 0 | 0 | 0 | 0 | 0 | 0 | 0 | 0 | 0 | 0 | 0 | 0 | 0 | 0 | 0 | 0 | 0 | 0 | 0 | 0 | 0 | 0 | 0 | 0 | 0 | 0 | 0 | 810 | 650 | 0 | 780 | 350 | 420 | 420 | 0 | 0 | 0 | 0 | 0 | 0 | 0 | 0 | 0 | 0 | 0 | 0 | 0 | 0 | 0 | 0 | 0 | 0 | 0 | 0 | 0 | 0 | 0 | 0 | 0 | 0 | 0 | 0 | 0 | 0 | 0 | 0 | 0 | 0 | 0 | 0 | 0 | 0 | 0 | 0 | 0 | 0 | 0 | 0 | 0 | 0 | 0 | 0 | 0 | 0 | 0 | 650 | 350 | 0 | 0 | 0 | 0 | 0
After Year 10 | 0 | 0 | 40 | 40 | 40 | 40 | 0 | 0 | 40 | 0 | 0 | 766 | 792 | 630 | 0 | 0 | 313 | 338 | 415 | 313 | 0 | 0 | 338 | 338 | 0 | 36 | 52 | 52 | 36 | 0 | 0 | 0 | 792 | 630 | 792 | 792 | 792 | 0 | 0 | 0 | 0 | 63 | 53 | 53 | 63 | 0 | 293 | 300 | 293 | 293 | 293 | 0 | 0 | 823 | 731 | 324 | 389 | 389 | 0 | 0 | 24 | 24 | 24 | 24 | 0 | 0 | 24 | 0 | 0 | 308 | 270 | 280 | 0 | 0 | 189 | 189 | 275 | 189 | 0 | 0 | 189 | 189 | 0 | 36 | 42 | 42 | 36 | 0 | 0 | 0 | 270 | 280 | 270 | 270 | 270 | 0 | 0 | 0 | 0 | 30 | 45 | 45 | 32 | 0 | 228 | 228 | 228 | 200 | 200 | 0 | 0 | 36 | 36 | 36 | 36 | 36
After Year 15 | 0 | 0 | 0 | 0 | 0 | 0 | 0 | 0 | 0 | 0 | 0 | 753 | 0 | 0 | 0 | 0 | 0 | 0 | 404 | 0 | 0 | 0 | 0 | 0 | 0 | 0 | 0 | 0 | 0 | 0 | 0 | 0 | 0 | 0 | 0 | 0 | 0 | 0 | 0 | 0 | 0 | 0 | 0 | 0 | 0 | 0 | 0 | 0 | 0 | 0 | 0 | 0 | 0 | 0 | 716 | 316 | 379 | 379 | 0 | 0 | 0 | 0 | 0 | 0 | 0 | 0 | 0 | 0 | 0 | 0 | 0 | 0 | 0 | 0 | 0 | 0 | 0 | 0 | 0 | 0 | 0 | 0 | 0 | 0 | 0 | 0 | 0 | 0 | 0 | 0 | 0 | 0 | 0 | 0 | 0 | 0 | 0 | 0 | 0 | 0 | 0 | 0 | 0 | 0 | 0 | 0 | 0 | 0 | 0 | 0 | 0 | 0 | 0 | 0 | 0 | 0
Replacement Capital CostAC /kWh
After Year 5 | 0 | 0 | 0 | 0 | 0 | 0 | 0 | 0 | 0 | 0 | 0 | 0 | 0 | 0 | 0 | 0 | 0 | 0 | 0 | 0 | 0 | 0 | 0 | 0 | 0 | 0 | 0 | 0 | 0 | 0 | 0 | 0 | 0 | 0 | 0 | 0 | 0 | 0 | 0 | 0 | 0 | 0 | 0 | 0 | 0 | 0 | 0 | 0 | 0 | 0 | 0 | 0 | 0 | 0 | 0 | 0 | 0 | 0 | 0 | 0 | 0 | 0 | 0 | 0 | 0 | 0 | 0 | 0 | 0 | 0 | 0 | 0 | 0 | 0 | 0 | 0 | 0 | 0 | 0 | 0 | 0 | 0 | 0 | 0 | 0 | 0 | 0 | 0 | 0 | 0 | 0 | 0 | 0 | 0 | 0 | 0 | 0 | 0 | 0 | 0 | 0 | 0 | 0 | 0 | 0 | 0 | 0 | 0 | 0 | 0 | 0 | 0 | 0 | 0 | 0 | 0
After Year 10 | 0 | 0 | 0 | 0 | 0 | 0 | 0 | 0 | 0 | 0 | 0 | 0 | 0 | 0 | 0 | 0 | 0 | 0 | 181 | 0 | 0 | 0 | 0 | 0 | 0 | 0 | 0 | 0 | 0 | 0 | 0 | 0 | 0 | 0 | 0 | 0 | 0 | 0 | 0 | 0 | 0 | 0 | 0 | 0 | 0 | 0 | 0 | 0 | 0 | 0 | 0 | 0 | 0 | 0 | 0 | 0 | 0 | 0 | 0 | 0 | 0 | 0 | 0 | 0 | 0 | 0 | 0 | 0 | 0 | 0 | 0 | 0 | 0 | 0 | 0 | 0 | 181 | 0 | 0 | 0 | 0 | 0 | 0 | 0 | 0 | 0 | 0 | 0 | 0 | 0 | 0 | 0 | 0 | 0 | 0 | 0 | 0 | 0 | 0 | 0 | 0 | 0 | 0 | 0 | 0 | 0 | 0 | 0 | 0 | 0 | 0 | 0 | 0 | 0 | 0 | 0
After Year 15 | 0 | 0 | 0 | 0 | 0 | 0 | 0 | 0 | 0 | 0 | 0 | 0 | 0 | 0 | 0 | 0 | 0 | 0 | 0 | 0 | 0 | 0 | 0 | 0 | 0 | 0 | 0 | 0 | 0 | 0 | 0 | 0 | 0 | 0 | 0 | 0 | 0 | 0 | 0 | 0 | 0 | 0 | 0 | 0 | 0 | 0 | 0 | 0 | 0 | 0 | 0 | 0 | 0 | 0 | 0 | 0 | 0 | 0 | 0 | 0 | 0 | 0 | 0 | 0 | 0 | 0 | 0 | 0 | 0 | 0 | 0 | 0 | 0 | 0 | 0 | 0 | 0 | 0 | 0 | 0 | 0 | 0 | 0 | 0 | 0 | 0 | 0 | 0 | 0 | 0 | 0 | 0 | 0 | 0 | 0 | 0 | 0 | 0 | 0 | 0 | 0 | 0 | 0 | 0 | 0 | 0 | 0 | 0 | 0 | 0 | 0 | 0 | 0 | 0 | 0 | 0
Investment Tax Credit | 0 | 0 | 0 | 0 | 0 | 0 | 0 | 0 | 0 | 0 | 0 | 0 | 0 | 0 | 0 | 0 | 0 | 0 | 0 | 0 | 0 | 0 | 0 | 0 | 0 | 0 | 0 | 0 | 0 | 0 | 0 | 0 | 0 | 0 | 0 | 0 | 0 | 0 | 0 | 0 | 0 | 0 | 0 | 0 | 0 | 0 | 0 | 0 | 0 | 0 | 0 | 0 | 0 | 0 | 0 | 0 | 0 | 0 | 0 | 0 | 0 | 0 | 0 | 0 | 0 | 0 | 0 | 0 | 0 | 0 | 0 | 0 | 0 | 0 | 0 | 0 | 0 | 0 | 0 | 0 | 0 | 0 | 0 | 0 | 0 | 0 | 0 | 0 | 0 | 0 | 0 | 0 | 0 | 0 | 0 | 0 | 0 | 0 | 0 | 0 | 0 | 0 | 0 | 0 | 0 | 0 | 0 | 0 | 0 | 0 | 0 | 0 | 0 | 0 | 0 | 0
Production Tax Credit /MWh | 0 | 0 | 0 | 0 | 0 | 0 | 0 | 0 | 0 | 0 | 0 | 0 | 0 | 0 | 0 | 0 | 0 | 0 | 0 | 0 | 0 | 0 | 0 | 0 | 0 | 0 | 0 | 0 | 0 | 0 | 0 | 0 | 0 | 0 | 0 | 0 | 0 | 0 | 0 | 0 | 0 | 0 | 0 | 0 | 0 | 0 | 0 | 0 | 0 | 0 | 0 | 0 | 0 | 0 | 0 | 0 | 0 | 0 | 0 | 0 | 0 | 0 | 0 | 0 | 0 | 0 | 0 | 0 | 0 | 0 | 0 | 0 | 0 | 0 | 0 | 0 | 0 | 0 | 0 | 0 | 0 | 0 | 0 | 0 | 0 | 0 | 0 | 0 | 0 | 0 | 0 | 0 | 0 | 0 | 0 | 0 | 0 | 0 | 0 | 0 | 0 | 0 | 0 | 0 | 0 | 0 | 0 | 0 | 0 | 0 | 0 | 0 | 0 | 0 | 0 | 0
Charging Cost /MWh | 35 | 69 | 36 | 281 | 105 | 36 | 47 | 47 | 35 | 124 | 69 | 36 | 281 | 36 | 124 | 69 | 36 | 281 | 105 | 36 | 47 | 47 | 35 | 35 | 69 | 281 | 36 | 35 | 35 | 35 | 124 | 69 | 36 | 281 | 36 | 35 | 35 | 36 | 35 | 35 | 69 | 281 | 36 | 35 | 35 | 69 | 36 | 281 | 36 | 35 | 35 | 124 | 69 | 36 | 281 | 36 | 35 | 35 | 35 | 69 | 36 | 281 | 105 | 36 | 47 | 47 | 35 | 124 | 69 | 36 | 281 | 36 | 124 | 69 | 36 | 281 | 105 | 36 | 47 | 47 | 35 | 35 | 69 | 281 | 36 | 35 | 35 | 35 | 124 | 69 | 36 | 281 | 36 | 35 | 35 | 36 | 35 | 35 | 69 | 281 | 36 | 35 | 35 | 69 | 36 | 281 | 36 | 35 | 35 | 124 | 69 | 36 | 281 | 36 | 35 | 35
Charging Cost Escalator | 2.5 | 2.5 | 2.5 | 2.3 | 2.3 | 2.5 | 2.5 | 2.5 | 2.5 | 2.5 | 2.5 | 2.5 | 2.3 | 2.5 | 2.5 | 2.5 | 2.5 | 2.3 | 2.3 | 2.5 | 2.5 | 2.5 | 2.5 | 2.5 | 2.5 | 2.3 | 2.5 | 2.5 | 2.5 | 2.5 | 2.5 | 2.5 | 2.5 | 2.3 | 2.5 | 2.5 | 2.5 | 2.5 | 2.5 | 2.5 | 2.5 | 2.3 | 2.5 | 2.5 | 2.5 | 2.5 | 2.5 | 2.3 | 2.5 | 2.5 | 2.5 | 2.5 | 2.5 | 2.5 | 2.3 | 2.5 | 2.5 | 2.5 | 2.5 | 2.5 | 2.5 | 2.3 | 2.3 | 2.5 | 2.5 | 2.5 | 2.5 | 2.5 | 2.5 | 2.5 | 2.3 | 2.5 | 2.5 | 2.5 | 2.5 | 2.3 | 2.3 | 2.5 | 2.5 | 2.5 | 2.5 | 2.5 | 2.5 | 2.3 | 2.5 | 2.5 | 2.5 | 2.5 | 2.5 | 2.5 | 2.5 | 2.3 | 2.5 | 2.5 | 2.5 | 2.5 | 2.5 | 2.5 | 2.5 | 2.3 | 2.5 | 2.5 | 2.5 | 2.5 | 2.5 | 2.3 | 2.5 | 2.5 | 2.5 | 2.5 | 2.5 | 2.5 | 2.3 | 2.5 | 2.5 | 2.5
Usable Energy MWh | 800 | 2 | 1.5 | 8 | 2 | 16 | 5 | 5 | 400 | 0.01 | 2 | 1.5 | 8 | 16 | 0.01 | 2 | 1.5 | 8 | 2 | 16 | 5 | 5 | 400 | 800 | 2 | 8 | 16 | 400 | 800 | 800 | 0.01 | 2 | 1.5 | 8 | 16 | 400 | 800 | 16 | 400 | 800 | 2 | 8 | 16 | 400 | 800 | 2 | 1.5 | 8 | 16 | 400 | 800 | 0.01 | 2 | 1.5 | 8 | 16 | 400 | 800 | 800 | 2 | 1.5 | 8 | 2 | 16 | 5 | 5 | 400 | 0.01 | 2 | 1.5 | 8 | 16 | 0.01 | 2 | 1.5 | 8 | 2 | 16 | 5 | 5 | 400 | 800 | 2 | 8 | 16 | 400 | 800 | 800 | 0.01 | 2 | 1.5 | 8 | 16 | 400 | 800 | 16 | 400 | 800 | 2 | 8 | 16 | 400 | 800 | 2 | 1.5 | 8 | 16 | 400 | 800 | 0.01 | 2 | 1.5 | 8 | 16 | 400 | 800
Operating Days/Year | 350 | 250 | 200 | 350 | 350 | 300 | 350 | 350 | 350 | 250 | 250 | 200 | 350 | 300 | 250 | 250 | 200 | 350 | 350 | 300 | 350 | 350 | 350 | 350 | 250 | 350 | 300 | 350 | 350 | 350 | 250 | 250 | 200 | 350 | 300 | 350 | 350 | 300 | 350 | 350 | 250 | 350 | 300 | 350 | 350 | 250 | 200 | 350 | 300 | 350 | 350 | 250 | 250 | 200 | 350 | 300 | 350 | 350 | 350 | 250 | 200 | 350 | 350 | 300 | 350 | 350 | 350 | 250 | 250 | 200 | 350 | 300 | 250 | 250 | 200 | 350 | 350 | 300 | 350 | 350 | 350 | 350 | 250 | 350 | 300 | 350 | 350 | 350 | 250 | 250 | 200 | 350 | 300 | 350 | 350 | 300 | 350 | 350 | 250 | 350 | 300 | 350 | 350 | 250 | 200 | 350 | 300 | 350 | 350 | 250 | 250 | 200 | 350 | 300 | 350 | 350
9.431%

## Master Database
|  |  | Flow Battery | Flow Battery | Flow Battery | Flow Battery | Flow Battery | Flow Battery | [14 empty] | Flow Battery | Flow Battery | [6 empty] | Flow Battery | Flow Battery | Flow Battery | Flow Battery | Flow Battery | Flow Battery | [10 empty] | Flow Battery | Flow Battery | Flow Battery | Flow Battery | Flow Battery | Flow Battery | [12 empty] | Flow Battery | Flow Battery | [20 empty] | Flow Battery | Flow Battery | Flow Battery | Flow Battery | Flow Battery | Flow Battery | [12 empty] | Flow Battery | Flow Battery | Flow Battery | Flow Battery | Flow Battery | Flow Battery
Battery Type | Zinc | Zinc | Vanadium | Vanadium | Zinc Bromine | Zinc Bromine | Other | Other | Lithium | Lithium | Lead | Lead | Sodium | Sodium | Flywheel | Flywheel | Thermal | Thermal | Lithium | Lithium | Lead | Lead | Zinc Bromine | Zinc Bromine | Sodium | Sodium | Zinc | Zinc | Lithium | Lithium | Vanadium | Vanadium | Zinc Bromine | Zinc Bromine | Other | Other | Lead | Lead | Sodium | Sodium | Flywheel | Flywheel | Zinc | Zinc | Lithium | Lithium | Vanadium | Vanadium | Zinc Bromine | Zinc Bromine | Other | Other | Lead | Lead | Sodium | Sodium | Flywheel | Flywheel | Flywheel | Flywheel | Lithium | Lithium | Zinc | Zinc | Zinc Bromine | Zinc Bromine | Lithium | Lithium | Flywheel | Flywheel | Lead | Lead | Sodium | Sodium | Lithium | Lithium | Flywheel | Flywheel | Lithium | Lithium | Flywheel | Flywheel | Zinc | Zinc | Lithium | Lithium | Vanadium | Vanadium | Zinc Bromine | Zinc Bromine | Other | Other | Sodium | Sodium | Flywheel | Flywheel | Thermal | Thermal | Pumped HS | Pumped HS | Zinc | Zinc | CAES | CAES | Vanadium | Vanadium | Zinc Bromine | Zinc Bromine | Other | Other | Lithium | Lithium | Sodium | Sodium | Thermal | Thermal
Cost Estimate Case | Low | High | Low | High | Low | High | Low | High | Low | High | Low | High | Low | High | Low | High | Low | High | Low | High | Low | High | Low | High | Low | High | Low | High | Low | High | Low | High | Low | High | Low | High | Low | High | Low | High | Low | High | Low | High | Low | High | Low | High | Low | High | Low | High | Low | High | Low | High | Low | High | Low | High | Low | High | Low | High | Low | High | Low | High | Low | High | Low | High | Low | High | Low | High | Low | High | Low | High | Low | High | Low | High | Low | High | Low | High | Low | High | Low | High | Low | High | Low | High | Low | High | Low | High | Low | High | Low | High | Low | High | Low | High | Low | High | Low | High | Low | High | Low | High
Function | Distribution Substation | Distribution Substation | Distribution Substation | Distribution Substation | Distribution Substation | Distribution Substation | Distribution Substation | Distribution Substation | Distribution Substation | Distribution Substation | Distribution Substation | Distribution Substation | Distribution Substation | Distribution Substation | Distribution Substation | Distribution Substation | Distribution Substation | Distribution Substation | Residential | Residential | Residential | Residential | Residential | Residential | Residential | Residential | C and I | C and I | C and I | C and I | C and I | C and I | C and I | C and I | C and I | C and I | C and I | C and I | C and I | C and I | C and I | C and I | Island | Island | Island | Island | Island | Island | Island | Island | Island | Island | Island | Island | Island | Island | Island | Island | Microgrid | Microgrid | Microgrid | Microgrid | Distribution Feeder | Distribution Feeder | Distribution Feeder | Distribution Feeder | Distribution Feeder | Distribution Feeder | Distribution Feeder | Distribution Feeder | Distribution Feeder | Distribution Feeder | Distribution Feeder | Distribution Feeder | Freq Reg | Freq Reg | Freq Reg | Freq Reg | Freq Reg | Freq Reg | Freq Reg | Freq Reg | Peaker Repl | Peaker Repl | Peaker Repl | Peaker Repl | Peaker Repl | Peaker Repl | Peaker Repl | Peaker Repl | Peaker Repl | Peaker Repl | Peaker Repl | Peaker Repl | Peaker Repl | Peaker Repl | Peaker Repl | Peaker Repl | Transmission | Transmission | Transmission | Transmission | Transmission | Transmission | Transmission | Transmission | Transmission | Transmission | Transmission | Transmission | Transmission | Transmission | Transmission | Transmission | Transmission | Transmission
Power Rating MW | 4 | 4 | 4 | 4 | 4 | 4 | 4 | 4 | 4 | 4 | 4 | 4 | 4 | 4 | 4 | 4 | 4 | 4 | 0.005 | 0.005 | 0.005 | 0.005 | 0.005 | 0.005 | 0.005 | 0.005 | 0.5 | 0.5 | 0.5 | 0.5 | 0.5 | 0.5 | 0.5 | 0.5 | 0.5 | 0.5 | 0.5 | 0.5 | 0.5 | 0.5 | 0.5 | 0.5 | 1 | 1 | 1 | 1 | 1 | 1 | 1 | 1 | 1 | 1 | 1 | 1 | 1 | 1 | 1 | 1 | 2 | 2 | 2 | 2 | 0.5 | 0.5 | 0.5 | 0.5 | 0.5 | 0.5 | 0.5 | 0.5 | 0.5 | 0.5 | 0.5 | 0.5 | 10 | 10 | 10 | 10 | 10 | 10 | 10 | 10 | 100 | 100 | 100 | 100 | 100 | 100 | 100 | 100 | 100 | 100 | 100 | 100 | 100 | 100 | 100 | 100 | 100 | 100 | 100 | 100 | 100 | 100 | 100 | 100 | 100 | 100 | 100 | 100 | 100 | 100 | 100 | 100 | 100 | 100
Duration Hours | 4 | 4 | 4 | 4 | 4 | 4 | 4 | 4 | 4 | 4 | 4 | 4 | 4 | 4 | 4 | 4 | 4 | 4 | 2 | 2 | 2 | 2 | 2 | 2 | 2 | 2 | 4 | 4 | 4 | 4 | 4 | 4 | 4 | 4 | 4 | 4 | 4 | 4 | 4 | 4 | 4 | 4 | 8 | 8 | 8 | 8 | 8 | 8 | 8 | 8 | 8 | 8 | 8 | 8 | 8 | 8 | 8 | 8 | 1 | 1 | 1 | 1 | 3 | 3 | 3 | 3 | 3 | 3 | 3 | 3 | 3 | 3 | 3 | 3 | 0.5 | 0.5 | 0.5 | 0.5 | 0.5 | 0.5 | 0.5 | 0.5 | 4 | 4 | 4 | 4 | 4 | 4 | 4 | 4 | 4 | 4 | 4 | 4 | 4 | 4 | 4 | 4 | 8 | 8 | 8 | 8 | 8 | 8 | 8 | 8 | 8 | 8 | 8 | 8 | 8 | 8 | 8 | 8 | 8 | 8
Usable Energy MWh | 16 | 16 | 16 | 16 | 16 | 16 | 16 | 16 | 16 | 16 | 16 | 16 | 16 | 16 | 16 | 16 | 16 | 16 | 0.01 | 0.01 | 0.01 | 0.01 | 0.01 | 0.01 | 0.01 | 0.01 | 2 | 2 | 2 | 2 | 2 | 2 | 2 | 2 | 2 | 2 | 2 | 2 | 2 | 2 | 2 | 2 | 8 | 8 | 8 | 8 | 8 | 8 | 8 | 8 | 8 | 8 | 8 | 8 | 8 | 8 | 8 | 8 | 2 | 2 | 2 | 2 | 1.5 | 1.5 | 1.5 | 1.5 | 1.5 | 1.5 | 1.5 | 1.5 | 1.5 | 1.5 | 1.5 | 1.5 | 5 | 5 | 5 | 5 | 5 | 5 | 5 | 5 | 400 | 400 | 400 | 400 | 400 | 400 | 400 | 400 | 400 | 400 | 400 | 400 | 400 | 400 | 400 | 400 | 800 | 800 | 800 | 800 | 800 | 800 | 800 | 800 | 800 | 800 | 800 | 800 | 800 | 800 | 800 | 800 | 800 | 800
Depth of Discharge Cycles/Day | 1 | 1 | 1 | 1 | 1 | 1 | 1 | 1 | 1 | 1 | 1 | 1 | 1 | 1 | 1 | 1 | 1 | 1 | 1 | 1 | 1 | 1 | 1 | 1 | 1 | 1 | 1 | 1 | 1 | 1 | 1 | 1 | 1 | 1 | 1 | 1 | 1 | 1 | 1 | 1 | 1 | 1 | 1 | 1 | 1 | 1 | 1 | 1 | 1 | 1 | 1 | 1 | 1 | 1 | 1 | 1 | 1 | 1 | 2 | 2 | 2 | 2 | 1 | 1 | 1 | 1 | 1 | 1 | 1 | 1 | 1 | 1 | 1 | 1 | 4.8 | 4.8 | 4.8 | 4.8 | 4.8 | 4.8 | 4.8 | 4.8 | 1 | 1 | 1 | 1 | 1 | 1 | 1 | 1 | 1 | 1 | 1 | 1 | 1 | 1 | 1 | 1 | 1 | 1 | 1 | 1 | 1 | 1 | 1 | 1 | 1 | 1 | 1 | 1 | 1 | 1 | 1 | 1 | 1 | 1
Operating Days/Year | 300 | 300 | 300 | 300 | 300 | 300 | 300 | 300 | 300 | 300 | 300 | 300 | 300 | 300 | 300 | 300 | 300 | 300 | 250 | 250 | 250 | 250 | 250 | 250 | 250 | 250 | 250 | 250 | 250 | 250 | 250 | 250 | 250 | 250 | 250 | 250 | 250 | 250 | 250 | 250 | 250 | 250 | 350 | 350 | 350 | 350 | 350 | 350 | 350 | 350 | 350 | 350 | 350 | 350 | 350 | 350 | 350 | 350 | 350 | 350 | 350 | 350 | 200 | 200 | 200 | 200 | 200 | 200 | 200 | 200 | 200 | 200 | 200 | 200 | 350 | 350 | 350 | 350 | 350 | 350 | 350 | 350 | 350 | 350 | 350 | 350 | 350 | 350 | 350 | 350 | 350 | 350 | 350 | 350 | 350 | 350 | 350 | 350 | 350 | 350 | 350 | 350 | 350 | 350 | 350 | 350 | 350 | 350 | 350 | 350 | 350 | 350 | 350 | 350 | 350 | 350
Project Life Years | 20 | 20 | 20 | 20 | 20 | 20 | 20 | 20 | 20 | 20 | 20 | 20 | 20 | 20 | 20 | 20 | 20 | 20 | 10 | 10 | 10 | 10 | 10 | 10 | 10 | 10 | 10 | 10 | 10 | 10 | 10 | 10 | 10 | 10 | 10 | 10 | 10 | 10 | 10 | 10 | 10 | 10 | 20 | 20 | 20 | 20 | 20 | 20 | 20 | 20 | 20 | 20 | 20 | 20 | 20 | 20 | 20 | 20 | 20 | 20 | 20 | 20 | 20 | 20 | 20 | 20 | 20 | 20 | 20 | 20 | 20 | 20 | 20 | 20 | 10 | 10 | 10 | 10 | 10 | 10 | 10 | 10 | 20 | 20 | 20 | 20 | 20 | 20 | 20 | 20 | 20 | 20 | 20 | 20 | 20 | 20 | 20 | 20 | 20 | 20 | 20 | 20 | 20 | 20 | 20 | 20 | 20 | 20 | 20 | 20 | 20 | 20 | 20 | 20 | 20 | 20
Memo: Annual Used Energy MWh | 4800 | 4800 | 4800 | 4800 | 4800 | 4800 | 4800 | 4800 | 4800 | 4800 | 4800 | 4800 | 4800 | 4800 | 4800 | 4800 | 4800 | 4800 | 3 | 3 | 3 | 3 | 3 | 3 | 3 | 3 | 500 | 500 | 500 | 500 | 500 | 500 | 500 | 500 | 500 | 500 | 500 | 500 | 500 | 500 | 500 | 500 | 2800 | 2800 | 2800 | 2800 | 2800 | 2800 | 2800 | 2800 | 2800 | 2800 | 2800 | 2800 | 2800 | 2800 | 2800 | 2800 | 1400 | 1400 | 1400 | 1400 | 300 | 300 | 300 | 300 | 300 | 300 | 300 | 300 | 300 | 300 | 300 | 300 | 8400 | 8400 | 8400 | 8400 | 8400 | 8400 | 8400 | 8400 | 140000 | 140000 | 140000 | 140000 | 140000 | 140000 | 140000 | 140000 | 140000 | 140000 | 140000 | 140000 | 140000 | 140000 | 140000 | 140000 | 280000 | 280000 | 280000 | 280000 | 280000 | 280000 | 280000 | 280000 | 280000 | 280000 | 280000 | 280000 | 280000 | 280000 | 280000 | 280000 | 280000 | 280000
Memo: Project Used Energy MWh | 96000 | 96000 | 96000 | 96000 | 96000 | 96000 | 96000 | 96000 | 96000 | 96000 | 96000 | 96000 | 96000 | 96000 | 96000 | 96000 | 96000 | 96000 | 25 | 25 | 25 | 25 | 25 | 25 | 25 | 25 | 5000 | 5000 | 5000 | 5000 | 5000 | 5000 | 5000 | 5000 | 5000 | 5000 | 5000 | 5000 | 5000 | 5000 | 5000 | 5000 | 56000 | 56000 | 56000 | 56000 | 56000 | 56000 | 56000 | 56000 | 56000 | 56000 | 56000 | 56000 | 56000 | 56000 | 56000 | 56000 | 28000 | 28000 | 28000 | 28000 | 6000 | 6000 | 6000 | 6000 | 6000 | 6000 | 6000 | 6000 | 6000 | 6000 | 6000 | 6000 | 84000 | 84000 | 84000 | 84000 | 84000 | 84000 | 84000 | 84000 | 2800000 | 2800000 | 2800000 | 2800000 | 2800000 | 2800000 | 2800000 | 2800000 | 2800000 | 2800000 | 2800000 | 2800000 | 2800000 | 2800000 | 2800000 | 2800000 | 5600000 | 5600000 | 5600000 | 5600000 | 5600000 | 5600000 | 5600000 | 5600000 | 5600000 | 5600000 | 5600000 | 5600000 | 5600000 | 5600000 | 5600000 | 5600000 | 5600000 | 5600000
Initial Capital CostDC /kWh | 232 | 603 | 580 | 950 | 585 | 450 | 600 | 1000 | 381 | 850 | 460 | 1160 | 412 | 1204 | 500 | 898 | 0 |  | 769 | 1455 | 900 | 1650 | 800 | 1000 | 1370 | 1566 | 247 | 624 | 401 | 1015 | 580 | 950 | 400 | 800 | 600 | 1000 | 500 | 1100 | 439 | 1233 | 500 | 898 | 247 | 840 | 401 | 945 | 400 | 1000 | 585 | 960 | 450 | 950 | 439 | 1233 | 500 | 1200 | 500 | 898 | 500 | 898 | 550 | 801 | 247 | 613 | 585 | 1080 | 391 | 863 | 500 | 898 | 528 | 1078 | 425 | 1218 | 482 | 900 | 0 |  | 482 | 900 | 0 |  | 207 | 587 | 366 | 898 | 580 | 950 | 585 | 540 | 600 | 1000 | 392 | 1182 | 500 | 898 | 0 |  |  | 0 | 207 | 581 | 0 |  | 400 | 1000 | 585 | 540 | 450 | 950 | 361 | 891 | 385 | 1175 | 0
Initial Capital CostAC /kWh | 51 | 51 | 51 | 51 | 51 | 51 | 51 | 51 | 51 | 51 | 51 | 51 | 51 | 51 | 51 | 51 | 0 |  | 102 | 102 | 102 | 102 | 102 | 102 | 102 | 102 | 51 | 51 | 51 | 51 | 51 | 51 | 51 | 51 | 51 | 51 | 51 | 51 | 51 | 51 | 51 | 51 | 26 | 26 | 26 | 26 | 26 | 26 | 26 | 26 | 26 | 26 | 26 | 26 | 26 | 26 | 26 | 26 | 204 | 204 | 204 | 204 | 68 | 68 | 68 | 68 | 68 | 68 | 68 | 68 | 68 | 68 | 68 | 68 | 409 | 584 | 0 |  | 409 | 584 | 0 |  | 51 | 51 | 51 | 51 | 51 | 51 | 51 | 51 | 51 | 51 | 51 | 51 | 51 | 51 | 0 |  |  | 0 | 26 | 26 | 0 |  | 26 | 26 | 26 | 26 | 26 | 26 | 26 | 26 | 26 | 26 | 0
Initial Other Owners Costs /kWh | 40 | 93 | 104 | 165 | 105 | 82 | 107 | 173 | 69 | 144 | 82 | 194 | 74 | 201 | 86 | 147 | 159 | 187 | 131 | 234 | 150 | 263 | 135 | 165 | 221 | 250 | 45 | 102 | 77 | 181 | 110 | 175 | 79 | 129 | 114 | 184 | 94 | 196 | 83 | 218 | 91 | 157 | 41 | 147 | 72 | 165 | 74 | 179 | 107 | 148 | 83 | 171 | 79 | 214 | 89 | 208 | 87 | 152 | 117 | 183 | 128 | 171 | 48 | 104 | 114 | 174 | 78 | 158 | 94 | 160 | 101 | 195 | 84 | 219 | 134 | 223 | 540 | 1200 | 134 | 223 | 540 | 1200 | 32 | 78 | 58 | 133 | 91 | 145 | 92 | 85 | 94 | 152 | 62 | 173 | 75 | 128 | 56 | 67 | 26 | 38 | 28 | 73 | 16 | 23 | 62 | 149 | 88 | 82 | 69 | 141 | 54 | 128 | 57 | 168 | 39 | 47
Total Initial Installed Cost /kWh | 323 | 746 | 735 | 1166 | 741 | 584 | 758 | 1224 | 501 | 1045 | 593 | 1405 | 537 | 1455 | 637 | 1096 | 1219 | 1353 | 1001 | 1791 | 1153 | 2015 | 1038 | 1268 | 1693 | 1918 | 343 | 778 | 529 | 1247 | 741 | 1176 | 530 | 980 | 765 | 1235 | 645 | 1347 | 573 | 1502 | 642 | 1106 | 314 | 1013 | 499 | 1136 | 500 | 1205 | 717 | 1134 | 559 | 1146 | 543 | 1472 | 615 | 1434 | 612 | 1076 | 822 | 1285 | 883 | 1176 | 363 | 785 | 767 | 1322 | 537 | 1089 | 662 | 1126 | 697 | 1341 | 577 | 1505 | 1024 | 1706 | 4140 | 9200 | 1024 | 1706 | 4140 | 9200 | 290 | 715 | 475 | 1082 | 722 | 1146 | 728 | 677 | 745 | 1203 | 505 | 1405 | 626 | 1077 | 489 | 543 | 238 | 350 | 261 | 680 | 146 | 210 | 487 | 1174 | 699 | 647 | 544 | 1117 | 440 | 1045 | 468 | 1368 | 362 | 434
Replacement Capital CostDC /kWh
After Year 5 | 0 | 0 | 0 | 0 | 0 | 350 | 0 | 0 | 0 | 0 | 0 | 0 | 0 | 0 | 0 | 0 | 0 | 0 | 0 | 0 | 0 | 1188 | 650 | 810 | 0 | 0 | 0 | 0 | 0 | 0 | 0 | 0 | 350 | 650 | 0 | 0 | 0 | 792 | 0 | 0 | 0 | 0 | 0 | 0 | 0 | 0 | 0 | 0 | 0 | 780 | 0 | 0 | 0 | 0 | 0 | 0 | 0 | 0 | 0 | 0 | 0 | 453 | 0 | 0 | 0 | 0 | 0 | 0 | 0 | 0 | 0 | 792 | 0 | 0 | 0 | 0 | 0 | 0 | 0 | 0 | 0 | 0 | 0 | 0 | 0 | 0 | 0 | 0 | 0 | 420 | 0 | 0 | 0 | 0 | 0 | 0 | 0 | 0 | 0 | 0 | 0 | 0 | 0 | 0 | 0 | 0 | 0 | 420 | 0 | 0 | 0 | 0 | 0 | 0 | 0 | 0
After Year 10 | 228 | 293 | 45 | 53 | 36 | 324 | 42 | 52 | 189 | 313 | 280 | 630 | 270 | 792 | 24 | 40 | 0 | 0 | 0 | 0 | 0 | 0 | 0 | 0 | 0 | 0 | 0 | 0 | 0 | 0 | 0 | 0 | 0 | 0 | 0 | 0 | 0 | 0 | 0 | 0 | 0 | 0 | 228 | 300 | 189 | 338 | 30 | 63 | 36 | 731 | 36 | 36 | 270 | 792 | 280 | 630 | 24 | 40 | 24 | 40 | 275 | 415 | 228 | 293 | 36 | 823 | 189 | 313 | 24 | 40 | 308 | 766 | 270 | 792 | 0 | 0 | 0 | 0 | 0 | 0 | 0 | 0 | 200 | 293 | 189 | 338 | 45 | 53 | 36 | 389 | 42 | 52 | 270 | 792 | 24 | 40 | 0 | 0 | 0 | 0 | 200 | 293 | 0 | 0 | 32 | 63 | 36 | 389 | 36 | 36 | 189 | 338 | 270 | 792 | 0 | 0
After Year 15 | 0 | 0 | 0 | 0 | 0 | 316 | 0 | 0 | 0 | 0 | 0 | 0 | 0 | 0 | 0 | 0 | 0 | 0 | 0 | 0 | 0 | 0 | 0 | 0 | 0 | 0 | 0 | 0 | 0 | 0 | 0 | 0 | 0 | 0 | 0 | 0 | 0 | 0 | 0 | 0 | 0 | 0 | 0 | 0 | 0 | 0 | 0 | 0 | 0 | 716 | 0 | 0 | 0 | 0 | 0 | 0 | 0 | 0 | 0 | 0 | 0 | 404 | 0 | 0 | 0 | 0 | 0 | 0 | 0 | 0 | 0 | 753 | 0 | 0 | 0 | 0 | 0 | 0 | 0 | 0 | 0 | 0 | 0 | 0 | 0 | 0 | 0 | 0 | 0 | 379 | 0 | 0 | 0 | 0 | 0 | 0 | 0 | 0 | 0 | 0 | 0 | 0 | 0 | 0 | 0 | 0 | 0 | 379 | 0 | 0 | 0 | 0 | 0 | 0 | 0 | 0
Replacement Capital CostAC /kWh
After Year 5 | 0 | 0 | 0 | 0 | 0 | 0 | 0 | 0 | 0 | 0 | 0 | 0 | 0 | 0 | 0 | 0 | 0 | 0 | 0 | 0 | 0 | 0 | 0 | 0 | 0 | 0 | 0 | 0 | 0 | 0 | 0 | 0 | 0 | 0 | 0 | 0 | 0 | 0 | 0 | 0 | 0 | 0 | 0 | 0 | 0 | 0 | 0 | 0 | 0 | 0 | 0 | 0 | 0 | 0 | 0 | 0 | 0 | 0 | 0 | 0 | 0 | 0 | 0 | 0 | 0 | 0 | 0 | 0 | 0 | 0 | 0 | 0 | 0 | 0 | 0 | 0 | 0 | 0 | 0 | 0 | 0 | 0 | 0 | 0 | 0 | 0 | 0 | 0 | 0 | 0 | 0 | 0 | 0 | 0 | 0 | 0 | 0 | 0 | 0 | 0 | 0 | 0 | 0 | 0 | 0 | 0 | 0 | 0 | 0 | 0 | 0 | 0 | 0 | 0 | 0 | 0
After Year 10 | 0 | 0 | 0 | 0 | 0 | 0 | 0 | 0 | 0 | 0 | 0 | 0 | 0 | 0 | 0 | 0 | 0 | 0 | 0 | 0 | 0 | 0 | 0 | 0 | 0 | 0 | 0 | 0 | 0 | 0 | 0 | 0 | 0 | 0 | 0 | 0 | 0 | 0 | 0 | 0 | 0 | 0 | 0 | 0 | 0 | 0 | 0 | 0 | 0 | 0 | 0 | 0 | 0 | 0 | 0 | 0 | 0 | 0 | 0 | 0 | 181 | 181 | 0 | 0 | 0 | 0 | 0 | 0 | 0 | 0 | 0 | 0 | 0 | 0 | 0 | 0 | 0 | 0 | 0 | 0 | 0 | 0 | 0 | 0 | 0 | 0 | 0 | 0 | 0 | 0 | 0 | 0 | 0 | 0 | 0 | 0 | 0 | 0 | 0 | 0 | 0 | 0 | 0 | 0 | 0 | 0 | 0 | 0 | 0 | 0 | 0 | 0 | 0 | 0 | 0 | 0
After Year 15 | 0 | 0 | 0 | 0 | 0 | 0 | 0 | 0 | 0 | 0 | 0 | 0 | 0 | 0 | 0 | 0 | 0 | 0 | 0 | 0 | 0 | 0 | 0 | 0 | 0 | 0 | 0 | 0 | 0 | 0 | 0 | 0 | 0 | 0 | 0 | 0 | 0 | 0 | 0 | 0 | 0 | 0 | 0 | 0 | 0 | 0 | 0 | 0 | 0 | 0 | 0 | 0 | 0 | 0 | 0 | 0 | 0 | 0 | 0 | 0 | 0 | 0 | 0 | 0 | 0 | 0 | 0 | 0 | 0 | 0 | 0 | 0 | 0 | 0 | 0 | 0 | 0 | 0 | 0 | 0 | 0 | 0 | 0 | 0 | 0 | 0 | 0 | 0 | 0 | 0 | 0 | 0 | 0 | 0 | 0 | 0 | 0 | 0 | 0 | 0 | 0 | 0 | 0 | 0 | 0 | 0 | 0 | 0 | 0 | 0 | 0 | 0 | 0 | 0 | 0 | 0
O&M Cost /kWh | 11 | 26 | 22 | 29 | 22 | 17 | 22 | 36 | 7 | 14 | 12 | 28 | 9 | 22 | 10 | 17 | 12 | 27 | 0 | 0 | 0 | 0 | 0 | 0 | 0 | 0 | 9 | 26 | 8 | 19 | 22 | 29 | 15 | 29 | 22 | 36 | 13 | 27 | 9 | 23 | 10 | 17 | 9 | 15 | 8 | 17 | 15 | 36 | 21 | 34 | 17 | 23 | 8 | 22 | 12 | 29 | 9 | 16 | 15 | 22 | 16 | 20 | 10 | 27 | 23 | 39 | 9 | 17 | 11 | 18 | 14 | 27 | 9 | 23 | 20 | 32 | 83 | 184 | 20 | 32 | 83 | 184 | 8 | 24 | 6 | 12 | 21 | 29 | 22 | 20 | 22 | 36 | 8 | 22 | 10 | 17 | 5 | 11 | 2 | 4 | 7 | 24 | 1 | 2 | 12 | 35 | 21 | 19 | 16 | 22 | 5 | 11 | 7 | 21 | 4 | 9
O&M of Capex | 3.4 | 3.4 | 3 | 2.5 | 3 | 2.9 | 3 | 3 | 1.4 | 1.3 | 2 | 2 | 1.6 | 1.5 | 1.6 | 1.6 | 1 | 2 | 0 | 0 | 0 | 0 | 0 | 0 | 0 | 0 | 2.8 | 3.4 | 1.6 | 1.5 | 2.9 | 2.5 | 2.9 | 2.9 | 2.9 | 3 | 2 | 2 | 1.5 | 1.5 | 1.5 | 1.5 | 2.8 | 1.5 | 1.6 | 1.5 | 3 | 3 | 3 | 3 | 3 | 2 | 1.6 | 1.5 | 2 | 2 | 1.5 | 1.5 | 1.8 | 1.7 | 1.8 | 1.7 | 2.8 | 3.4 | 2.9 | 3 | 1.6 | 1.6 | 1.6 | 1.6 | 2.1 | 2 | 1.6 | 1.6 | 2 | 1.9 | 2 | 2 | 2 | 1.9 | 2 | 2 | 2.7 | 3.4 | 1.2 | 1.1 | 3 | 2.5 | 3 | 3 | 3 | 3 | 1.6 | 1.5 | 1.6 | 1.6 | 1 | 2 | 1 | 1 | 2.7 | 3.5 | 1 | 1 | 2.5 | 3 | 3 | 3 | 3 | 2 | 1.1 | 1 | 1.6 | 1.5 | 1 | 2
Investment Tax Credit | 0 | 0 | 0 | 0 | 0 | 0 | 0 | 0 | 0 | 0 | 0 | 0 | 0 | 0 | 0 | 0 | 0 | 0 | 0 | 0 | 0 | 0 | 0 | 0 | 0 | 0 | 0 | 0 | 0 | 0 | 0 | 0 | 0 | 0 | 0 | 0 | 0 | 0 | 0 | 0 | 0 | 0 | 0 | 0 | 0 | 0 | 0 | 0 | 0 | 0 | 0 | 0 | 0 | 0 | 0 | 0 | 0 | 0 | 0 | 0 | 0 | 0 | 0 | 0 | 0 | 0 | 0 | 0 | 0 | 0 | 0 | 0 | 0 | 0 | 0 | 0 | 0 | 0 | 0 | 0 | 0 | 0 | 0 | 0 | 0 | 0 | 0 | 0 | 0 | 0 | 0 | 0 | 0 | 0 | 0 | 0 | 0 | 0 | 0 | 0 | 0 | 0 | 0 | 0 | 0 | 0 | 0 | 0 | 0 | 0 | 0 | 0 | 0 | 0 | 0 | 0
Production Tax Credit /MWh | 0 | 0 | 0 | 0 | 0 | 0 | 0 | 0 | 0 | 0 | 0 | 0 | 0 | 0 | 0 | 0 | 0 | 0 | 0 | 0 | 0 | 0 | 0 | 0 | 0 | 0 | 0 | 0 | 0 | 0 | 0 | 0 | 0 | 0 | 0 | 0 | 0 | 0 | 0 | 0 | 0 | 0 | 0 | 0 | 0 | 0 | 0 | 0 | 0 | 0 | 0 | 0 | 0 | 0 | 0 | 0 | 0 | 0 | 0 | 0 | 0 | 0 | 0 | 0 | 0 | 0 | 0 | 0 | 0 | 0 | 0 | 0 | 0 | 0 | 0 | 0 | 0 | 0 | 0 | 0 | 0 | 0 | 0 | 0 | 0 | 0 | 0 | 0 | 0 | 0 | 0 | 0 | 0 | 0 | 0 | 0 | 0 | 0 | 0 | 0 | 0 | 0 | 0 | 0 | 0 | 0 | 0 | 0 | 0 | 0 | 0 | 0 | 0 | 0 | 0 | 0
Charging Cost /MWh | 36 | 36 | 36 | 36 | 36 | 36 | 36 | 36 | 36 | 36 | 36 | 36 | 36 | 36 | 36 | 36 | 36 | 36 | 124 | 124 | 124 | 124 | 124 | 124 | 124 | 124 | 69 | 69 | 69 | 69 | 69 | 69 | 69 | 69 | 69 | 69 | 69 | 69 | 69 | 69 | 69 | 69 | 281 | 281 | 281 | 281 | 281 | 281 | 281 | 281 | 281 | 281 | 281 | 281 | 281 | 281 | 281 | 281 | 105 | 105 | 105 | 105 | 36 | 36 | 36 | 36 | 36 | 36 | 36 | 36 | 36 | 36 | 36 | 36 | 47 | 47 | 47 | 47 | 47 | 47 | 47 | 47 | 35 | 35 | 35 | 35 | 35 | 35 | 35 | 35 | 35 | 35 | 35 | 35 | 35 | 35 | 35 | 35 | 35 | 35 | 35 | 35 | 35 | 35 | 35 | 35 | 35 | 35 | 35 | 35 | 35 | 35 | 35 | 35 | 35 | 35
Charging Cost Escalator | 2.5 | 2.5 | 2.5 | 2.5 | 2.5 | 2.5 | 2.5 | 2.5 | 2.5 | 2.5 | 2.5 | 2.5 | 2.5 | 2.5 | 2.5 | 2.5 | 2.5 | 2.5 | 2.5 | 2.5 | 2.5 | 2.5 | 2.5 | 2.5 | 2.5 | 2.5 | 2.5 | 2.5 | 2.5 | 2.5 | 2.5 | 2.5 | 2.5 | 2.5 | 2.5 | 2.5 | 2.5 | 2.5 | 2.5 | 2.5 | 2.5 | 2.5 | 2.3 | 2.3 | 2.3 | 2.3 | 2.3 | 2.3 | 2.3 | 2.3 | 2.3 | 2.3 | 2.3 | 2.3 | 2.3 | 2.3 | 2.3 | 2.3 | 2.3 | 2.3 | 2.3 | 2.3 | 2.5 | 2.5 | 2.5 | 2.5 | 2.5 | 2.5 | 2.5 | 2.5 | 2.5 | 2.5 | 2.5 | 2.5 | 2.5 | 2.5 | 2.5 | 2.5 | 2.5 | 2.5 | 2.5 | 2.5 | 2.5 | 2.5 | 2.5 | 2.5 | 2.5 | 2.5 | 2.5 | 2.5 | 2.5 | 2.5 | 2.5 | 2.5 | 2.5 | 2.5 | 2.5 | 2.5 | 2.5 | 2.5 | 2.5 | 2.5 | 2.5 | 2.5 | 2.5 | 2.5 | 2.5 | 2.5 | 2.5 | 2.5 | 2.5 | 2.5 | 2.5 | 2.5 | 2.5 | 2.5
Efficiency | 64 | 64 | 77 | 70 | 70 | 73 | 86 | 70 | 92 | 93 | 86 | 86 | 82 | 82 | 91 | 91 | 55 | 50 | 92 | 92 | 80 | 76 | 71 | 67 | 62 | 55 | 64 | 64 | 92 | 93 | 77 | 70 | 73 | 72 | 86 | 70 | 86 | 77 | 82 | 82 | 91 | 91 | 64 | 62 | 92 | 93 | 70 | 70 | 70 | 72 | 86 | 62 | 82 | 82 | 86 | 86 | 91 | 91 | 91 | 91 | 91 | 91 | 64 | 64 | 70 | 72 | 92 | 93 | 91 | 91 | 86 | 77 | 82 | 82 | 89 | 89 | 82 | 85 | 89 | 89 | 82 | 85 | 64 | 64 | 92 | 93 | 77 | 70 | 70 | 73 | 86 | 70 | 82 | 82 | 91 | 91 | 55 | 50 | 80 | 82 | 64 | 64 | 75 | 79 | 68 | 70 | 70 | 73 | 86 | 62 | 92 | 93 | 82 | 82 | 55 | 50
Levelized Cost of Storage /MWh | 404 | 542 | 516 | 770 | 524 | 564 | 524 | 828 | 345 | 657 | 425 | 933 | 385 | 959 | 400 | 654 | 707 | 862 | 890 | 1476 | 1025 | 2186 | 1241 | 1496 | 1476 | 1668 | 515 | 811 | 530 | 1142 | 779 | 1164 | 741 | 1241 | 789 | 1245 | 648 | 1612 | 580 | 1367 | 623 | 1011 | 735 | 1030 | 608 | 923 | 728 | 1107 | 845 | 1286 | 673 | 1094 | 683 | 1180 | 705 | 1145 | 643 | 863 | 332 | 441 | 372 | 507 | 515 | 815 | 779 | 1346 | 532 | 1014 | 601 | 983 | 708 | 1710 | 586 | 1455 | 190 | 277 | 598 | 1251 | 190 | 277 | 598 | 1251 | 277 | 456 | 285 | 581 | 441 | 657 | 448 | 563 | 447 | 704 | 320 | 803 | 342 | 555 | 290 | 348 | 152 | 198 | 262 | 438 | 116 | 140 | 314 | 690 | 434 | 549 | 340 | 630 | 267 | 561 | 301 | 784 | 227 | 280

## Residential
[5 empty] | Flow Battery | Flow Battery
Units | Lithium | Lithium | Lead | Lead | (Zinc-Bromine) | (Zinc-Bromine) | Sodium | Sodium
| Low | High | Low | High | Low | High | Low | High
| Residential | Residential | Residential | Residential | Residential | Residential | Residential | Residential
Power Rating MW | 0.005 | 0.005 | 0.005 | 0.005 | 0.005 | 0.005 | 0.005 | 0.005
Duration Hours | 2 | 2 | 2 | 2 | 2 | 2 | 2 | 2
Usable Energy MWh | 0.01 | 0.01 | 0.01 | 0.01 | 0.01 | 0.01 | 0.01 | 0.01
Depth of Discharge Cycles/Day | 1 | 1 | 1 | 1 | 1 | 1 | 1 | 1
Operating Days/Year | 250 | 250 | 250 | 250 | 250 | 250 | 250 | 250
Project Life Years | 10 | 10 | 10 | 10 | 10 | 10 | 10 | 10
Memo: Annual Used Energy MWh | 3 | 3 | 3 | 3 | 3 | 3 | 3 | 3
Memo: Project Used Energy MWh | 25 | 25 | 25 | 25 | 25 | 25 | 25 | 25
Initial Capital CostDC /kWh | 769 | 1455 | 900 | 1650 | 800 | 1000 | 1370 | 1566
Initial Capital CostAC /kWh | 102 | 102 | 102 | 102 | 102 | 102 | 102 | 102
Initial Other Owners Costs /kWh | 131 | 234 | 150 | 263 | 135 | 165 | 221 | 250
Total Initial Installed Cost /kWh | 1001 | 1791 | 1153 | 2015 | 1038 | 1268 | 1693 | 1918
Replacement Capital CostDC /kWh
After Year | 0 | 0 | 0 | 1188 | 650 | 810 | 0 | 0
After Year | 0 | 0 | 0 | 0 | 0 | 0 | 0 | 0
After Year | 0 | 0 | 0 | 0 | 0 | 0 | 0 | 0
Replacement Capital CostAC /kWh
After Year | 0 | 0 | 0 | 0 | 0 | 0 | 0 | 0
After Year | 0 | 0 | 0 | 0 | 0 | 0 | 0 | 0
After Year | 0 | 0 | 0 | 0 | 0 | 0 | 0 | 0
O&M Cost /kWh | 0 | 0 | 0 | 0 | 0 | 0 | 0 | 0
O&M of Capex | 0 | 0 | 0 | 0 | 0 | 0 | 0 | 0
Investment Tax Credit | 0 | 0 | 0 | 0 | 0 | 0 | 0 | 0
Production Tax Credit /MWh | 0 | 0 | 0 | 0 | 0 | 0 | 0 | 0
Charging Cost /MWh | 124 | 124 | 124 | 124 | 124 | 124 | 124 | 124
Charging Cost Escalator | 2.5 | 2.5 | 2.5 | 2.5 | 2.5 | 2.5 | 2.5 | 2.5
Efficiency | 92 | 92 | 80 | 76 | 71 | 67 | 62 | 55
Levelized Cost of Storage /MWh | 890 | 1476 | 1025 | 2186 | 1241 | 1496 | 1476 | 1668
Flow Battery
| Units | Lithium | Lead | (Zinc-Bromine) | Sodium

## Commercial
[5 empty] | Flow Battery | Flow Battery
Units | Lithium | Lithium | Lead | Lead | (Zinc-Bromine) | (Zinc-Bromine) | Sodium | Sodium
| Low | High | Low | High | Low | High | Low | High
| Commercial | Commercial | Commercial | Commercial | Commercial | Commercial | Commercial | Commercial
Power Rating MW | 0.005 | 0.005 | 0.005 | 0.005 | 0.005 | 0.005 | 0.005 | 0.005
Duration Hours | 2 | 2 | 2 | 2 | 2 | 2 | 2 | 2
Usable Energy MWh | 0.01 | 0.01 | 0.01 | 0.01 | 0.01 | 0.01 | 0.01 | 0.01
Depth of Discharge Cycles/Day | 1 | 1 | 1 | 1 | 1 | 1 | 1 | 1
Operating Days/Year | 250 | 250 | 250 | 250 | 250 | 250 | 250 | 250
Project Life Years | 10 | 10 | 10 | 10 | 10 | 10 | 10 | 10
Memo: Annual Used Energy MWh | 3 | 3 | 3 | 3 | 3 | 3 | 3 | 3
Memo: Project Used Energy MWh | 25 | 25 | 25 | 25 | 25 | 25 | 25 | 25
Initial Capital CostDC /kWh | 769 | 1455 | 900 | 1650 | 800 | 1000 | 1370 | 1566
Initial Capital CostAC /kWh | 102 | 102 | 102 | 102 | 102 | 102 | 102 | 102
Initial Other Owners Costs /kWh | 131 | 234 | 150 | 263 | 135 | 165 | 221 | 250
Total Initial Installed Cost /kWh | 1001 | 1791 | 1153 | 2015 | 1038 | 1268 | 1693 | 1918
Replacement Capital CostDC /kWh
After Year | 0 | 0 | 0 | 1188 | 650 | 810 | 0 | 0
After Year | 0 | 0 | 0 | 0 | 0 | 0 | 0 | 0
After Year | 0 | 0 | 0 | 0 | 0 | 0 | 0 | 0
Replacement Capital CostAC /kWh
After Year | 0 | 0 | 0 | 0 | 0 | 0 | 0 | 0
After Year | 0 | 0 | 0 | 0 | 0 | 0 | 0 | 0
After Year | 0 | 0 | 0 | 0 | 0 | 0 | 0 | 0
O&M Cost /kWh | 0 | 0 | 0 | 0 | 0 | 0 | 0 | 0
O&M of Capex | 0 | 0 | 0 | 0 | 0 | 0 | 0 | 0
Investment Tax Credit | 0 | 0 | 0 | 0 | 0 | 0 | 0 | 0
Production Tax Credit /MWh | 0 | 0 | 0 | 0 | 0 | 0 | 0 | 0
Charging Cost /MWh | 124 | 124 | 124 | 124 | 124 | 124 | 124 | 124
Charging Cost Escalator | 2.5 | 2.5 | 2.5 | 2.5 | 2.5 | 2.5 | 2.5 | 2.5
Efficiency | 92 | 92 | 80 | 76 | 71 | 67 | 62 | 55
Levelized Cost of Storage /MWh | 890 | 1476 | 1025 | 2186 | 1241 | 1496 | 1476 | 1668

## C and I
[5 empty] | Flow Battery | Flow Battery | Flow Battery | Flow Battery | Flow Battery | Flow Battery
Units | Zinc | Zinc | Lithium | Lithium | Vanadium | Vanadium | Zinc Bromine | Zinc Bromine | Other | Other | Lead | Lead | Sodium | Sodium | Flywheel | Flywheel
| Low | High | Low | High | Low | High | Low | High | Low | High | Low | High | Low | High | Low | High
| C and I | C and I | C and I | C and I | C and I | C and I | C and I | C and I | C and I | C and I | C and I | C and I | C and I | C and I | C and I | C and I
Power Rating MW | 0.5 | 0.5 | 0.5 | 0.5 | 0.5 | 0.5 | 0.5 | 0.5 | 0.5 | 0.5 | 0.5 | 0.5 | 0.5 | 0.5 | 0.5 | 0.5
Duration Hours | 4 | 4 | 4 | 4 | 4 | 4 | 4 | 4 | 4 | 4 | 4 | 4 | 4 | 4 | 4 | 4
Usable Energy MWh | 2 | 2 | 2 | 2 | 2 | 2 | 2 | 2 | 2 | 2 | 2 | 2 | 2 | 2 | 2 | 2
Depth of Discharge Cycles/Day | 1 | 1 | 1 | 1 | 1 | 1 | 1 | 1 | 1 | 1 | 1 | 1 | 1 | 1 | 1 | 1
Operating Days/Year | 250 | 250 | 250 | 250 | 250 | 250 | 250 | 250 | 250 | 250 | 250 | 250 | 250 | 250 | 250 | 250
Project Life Years | 10 | 10 | 10 | 10 | 10 | 10 | 10 | 10 | 10 | 10 | 10 | 10 | 10 | 10 | 10 | 10
Memo: Annual Used Energy MWh | 500 | 500 | 500 | 500 | 500 | 500 | 500 | 500 | 500 | 500 | 500 | 500 | 500 | 500 | 500 | 500
Memo: Project Used Energy MWh | 5000 | 5000 | 5000 | 5000 | 5000 | 5000 | 5000 | 5000 | 5000 | 5000 | 5000 | 5000 | 5000 | 5000 | 5000 | 5000
Initial Capital CostDC /kWh | 247 | 624 | 401 | 1015 | 580 | 950 | 400 | 800 | 600 | 1000 | 500 | 1100 | 439 | 1233 | 500 | 898
Initial Capital CostAC /kWh | 51 | 51 | 51 | 51 | 51 | 51 | 51 | 51 | 51 | 51 | 51 | 51 | 51 | 51 | 51 | 51
Initial Other Owners Costs /kWh | 45 | 102 | 77 | 181 | 110 | 175 | 79 | 129 | 114 | 184 | 94 | 196 | 83 | 218 | 91 | 157
Total Initial Installed Cost /kWh | 343 | 778 | 529 | 1247 | 741 | 1176 | 530 | 980 | 765 | 1235 | 645 | 1347 | 573 | 1502 | 642 | 1106
Replacement Capital CostDC /kWh
After Year | 0 | 0 | 0 | 0 | 0 | 0 | 350 | 650 | 0 | 0 | 0 | 792 | 0 | 0 | 0 | 0
After Year | 0 | 0 | 0 | 0 | 0 | 0 | 0 | 0 | 0 | 0 | 0 | 0 | 0 | 0 | 0 | 0
After Year | 0 | 0 | 0 | 0 | 0 | 0 | 0 | 0 | 0 | 0 | 0 | 0 | 0 | 0 | 0 | 0
Replacement Capital CostAC /kWh
After Year | 0 | 0 | 0 | 0 | 0 | 0 | 0 | 0 | 0 | 0 | 0 | 0 | 0 | 0 | 0 | 0
After Year | 0 | 0 | 0 | 0 | 0 | 0 | 0 | 0 | 0 | 0 | 0 | 0 | 0 | 0 | 0 | 0
After Year | 0 | 0 | 0 | 0 | 0 | 0 | 0 | 0 | 0 | 0 | 0 | 0 | 0 | 0 | 0 | 0
O&M Cost /kWh | 9 | 26 | 8 | 19 | 22 | 29 | 15 | 29 | 22 | 36 | 13 | 27 | 9 | 23 | 10 | 17
O&M of Capex | 2.8 | 3.4 | 1.6 | 1.5 | 2.9 | 2.5 | 2.9 | 2.9 | 2.9 | 3 | 2 | 2 | 1.5 | 1.5 | 1.5 | 1.5
Investment Tax Credit | 0 | 0 | 0 | 0 | 0 | 0 | 0 | 0 | 0 | 0 | 0 | 0 | 0 | 0 | 0 | 0
Production Tax Credit /MWh | 0 | 0 | 0 | 0 | 0 | 0 | 0 | 0 | 0 | 0 | 0 | 0 | 0 | 0 | 0 | 0
Charging Cost /MWh | 69 | 69 | 69 | 69 | 69 | 69 | 69 | 69 | 69 | 69 | 69 | 69 | 69 | 69 | 69 | 69
Charging Cost Escalator | 2.5 | 2.5 | 2.5 | 2.5 | 2.5 | 2.5 | 2.5 | 2.5 | 2.5 | 2.5 | 2.5 | 2.5 | 2.5 | 2.5 | 2.5 | 2.5
Efficiency | 64 | 64 | 92 | 93 | 77 | 70 | 73 | 72 | 86 | 70 | 86 | 77 | 82 | 82 | 91 | 91
Levelized Cost of Storage /MWh | 515 | 811 | 530 | 1142 | 779 | 1164 | 741 | 1241 | 789 | 1245 | 648 | 1612 | 580 | 1367 | 623 | 1011

## Island
[5 empty] | Flow Battery | Flow Battery | Flow Battery | Flow Battery | Flow Battery | Flow Battery
Units | Zinc | Zinc | Lithium | Lithium | Vanadium | Vanadium | Zinc Bromine | Zinc Bromine | Other | Other | Lead | Lead | Sodium | Sodium | Flywheel | Flywheel
| Low | High | Low | High | Low | High | Low | High | Low | High | Low | High | Low | High | Low | High
| Island | Island | Island | Island | Island | Island | Island | Island | Island | Island | Island | Island | Island | Island | Island | Island
Power Rating MW | 1 | 1 | 1 | 1 | 1 | 1 | 1 | 1 | 1 | 1 | 1 | 1 | 1 | 1 | 1 | 1
Duration Hours | 8 | 8 | 8 | 8 | 8 | 8 | 8 | 8 | 8 | 8 | 8 | 8 | 8 | 8 | 8 | 8
Usable Energy MWh | 8 | 8 | 8 | 8 | 8 | 8 | 8 | 8 | 8 | 8 | 8 | 8 | 8 | 8 | 8 | 8
100 Depth of Discharge Cycles/Day | 1 | 1 | 1 | 1 | 1 | 1 | 1 | 1 | 1 | 1 | 1 | 1 | 1 | 1 | 1 | 1
Operating Days/Year | 350 | 350 | 350 | 350 | 350 | 350 | 350 | 350 | 350 | 350 | 350 | 350 | 350 | 350 | 350 | 350
Project Life Years | 20 | 20 | 20 | 20 | 20 | 20 | 20 | 20 | 20 | 20 | 20 | 20 | 20 | 20 | 20 | 20
Memo: Annual Used Energy MWh | 2800 | 2800 | 2800 | 2800 | 2800 | 2800 | 2800 | 2800 | 2800 | 2800 | 2800 | 2800 | 2800 | 2800 | 2800 | 2800
Memo: Project Used Energy MWh | 56000 | 56000 | 56000 | 56000 | 56000 | 56000 | 56000 | 56000 | 56000 | 56000 | 56000 | 56000 | 56000 | 56000 | 56000 | 56000
Initial Capital Cost - DC /kWh | 247 | 840 | 401 | 945 | 400 | 1000 | 585 | 960 | 450 | 950 | 439 | 1233 | 500 | 1200 | 500 | 898
Initial Capital Cost - AC /kWh | 26 | 26 | 26 | 26 | 26 | 26 | 26 | 26 | 26 | 26 | 26 | 26 | 26 | 26 | 26 | 26
Initial Other Owners Costs /kWh | 41 | 147 | 72 | 165 | 74 | 179 | 107 | 148 | 83 | 171 | 79 | 214 | 89 | 208 | 87 | 152
Total Initial Installed Cost /kWh | 314 | 1013 | 499 | 1136 | 500 | 1205 | 717 | 1134 | 559 | 1146 | 543 | 1472 | 615 | 1434 | 612 | 1076
Replacement Capital Cost0DC /kWh
After Year 5 | 0 | 0 | 0 | 0 | 0 | 0 | 0 | 780 | 0 | 0 | 0 | 0 | 0 | 0 | 0 | 0
After Year 10 | 228 | 300 | 189 | 338 | 30 | 63 | 36 | 731 | 36 | 36 | 270 | 792 | 280 | 630 | 24 | 40
After Year 15 | 0 | 0 | 0 | 0 | 0 | 0 | 0 | 716 | 0 | 0 | 0 | 0 | 0 | 0 | 0 | 0
Replacement Capital Cost0AC /kWh
After Year 5 | 0 | 0 | 0 | 0 | 0 | 0 | 0 | 0 | 0 | 0 | 0 | 0 | 0 | 0 | 0 | 0
After Year 10 | 0 | 0 | 0 | 0 | 0 | 0 | 0 | 0 | 0 | 0 | 0 | 0 | 0 | 0 | 0 | 0
After Year 15 | 0 | 0 | 0 | 0 | 0 | 0 | 0 | 0 | 0 | 0 | 0 | 0 | 0 | 0 | 0 | 0
O&M Cost /kWh | 9 | 15 | 8 | 17 | 15 | 36 | 21 | 34 | 17 | 23 | 8 | 22 | 12 | 29 | 9 | 16
O&M of Capex | 2.8 | 1.5 | 1.6 | 1.5 | 3 | 3 | 3 | 3 | 3 | 2 | 1.6 | 1.5 | 2 | 2 | 1.5 | 1.5
Investment Tax Credit | 0 | 0 | 0 | 0 | 0 | 0 | 0 | 0 | 0 | 0 | 0 | 0 | 0 | 0 | 0 | 0
Production Tax Credit /MWh | 0 | 0 | 0 | 0 | 0 | 0 | 0 | 0 | 0 | 0 | 0 | 0 | 0 | 0 | 0 | 0
Charging Cost /MWh | 281 | 281 | 281 | 281 | 281 | 281 | 281 | 281 | 281 | 281 | 281 | 281 | 281 | 281 | 281 | 281
Charging Cost Escalator | 2.3 | 2.3 | 2.3 | 2.3 | 2.3 | 2.3 | 2.3 | 2.3 | 2.3 | 2.3 | 2.3 | 2.3 | 2.3 | 2.3 | 2.3 | 2.3
Efficiency | 64 | 62 | 92 | 93 | 70 | 70 | 70 | 72 | 86 | 62 | 82 | 82 | 86 | 86 | 91 | 91
Levelized Cost of Storage /MWh | 735 | 1030 | 608 | 923 | 728 | 1107 | 845 | 1286 | 673 | 1094 | 683 | 1180 | 705 | 1145 | 643 | 863

## Microgrid
Units | Flywheel | Flywheel | Lithium | Lithium
| Low | High | Low | High
| Microgrid | Microgrid | Microgrid | Microgrid
Power Rating MW | 2 | 2 | 2 | 2
Duration Hours | 1 | 1 | 1 | 1
Usable Energy MWh | 2 | 2 | 2 | 2
100 Depth of Discharge Cycles/Day | 2 | 2 | 2 | 2
Operating Days/Year | 350 | 350 | 350 | 350
Project Life Years | 20 | 20 | 20 | 20
Memo: Annual Used Energy MWh | 1400 | 1400 | 1400 | 1400
Memo: Project Used Energy MWh | 28000 | 28000 | 28000 | 28000
Initial Capital Cost0DC /kWh | 500 | 898 | 550 | 801
Initial Capital Cost0AC /kWh | 204 | 204 | 204 | 204
Initial Other Owners Costs /kWh | 117 | 183 | 128 | 171
Total Initial Installed Cost /kWh | 822 | 1285 | 883 | 1176
Replacement Capital Cost0DC /kWh
After Year 5 | 0 | 0 | 0 | 453
After Year 10 | 24 | 40 | 275 | 415
After Year 15 | 0 | 0 | 0 | 404
Replacement Capital Cost0AC /kWh
After Year 5 | 0 | 0 | 0 | 0
After Year 10 | 0 | 0 | 181 | 181
After Year 15 | 0 | 0 | 0 | 0
O&M Cost /kWh | 15 | 22 | 16 | 20
O&M of Capex | 1.8 | 1.7 | 1.8 | 1.7
Investment Tax Credit | 0 | 0 | 0 | 0
Production Tax Credit /MWh | 0 | 0 | 0 | 0
Charging Cost /MWh | 105 | 105 | 105 | 105
Charging Cost Escalator | 2.3 | 2.3 | 2.3 | 2.3
Efficiency | 91 | 91 | 91 | 91
Levelized Cost of Storage /MWh | 332 | 441 | 372 | 507

## Distribution Feeder
|  |  | Flow Battery | Flow Battery
Units | Zinc | Zinc | Zinc Bromine | Zinc Bromine | Lithium | Lithium | Flywheel | Flywheel | Lead | Lead | Sodium | Sodium | Lithium | Lithium | Flywheel | Flywheel
| Low | High | Low | High | Low | High | Low | High | Low | High | Low | High | Low | High | Low | High
| Distribution Feeder | Distribution Feeder | Distribution Feeder | Distribution Feeder | Distribution Feeder | Distribution Feeder | Distribution Feeder | Distribution Feeder | Distribution Feeder | Distribution Feeder | Distribution Feeder | Distribution Feeder | Freq Reg | Freq Reg | Freq Reg | Freq Reg
Power Rating MW | 0.5 | 0.5 | 0.5 | 0.5 | 0.5 | 0.5 | 0.5 | 0.5 | 0.5 | 0.5 | 0.5 | 0.5 | 10 | 10 | 10 | 10
Duration Hours | 3 | 3 | 3 | 3 | 3 | 3 | 3 | 3 | 3 | 3 | 3 | 3 | 0.5 | 0.5 | 0.5 | 0.5
Usable Energy MWh | 1.5 | 1.5 | 1.5 | 1.5 | 1.5 | 1.5 | 1.5 | 1.5 | 1.5 | 1.5 | 1.5 | 1.5 | 5 | 5 | 5 | 5
100 Depth of Discharge Cycles/Day | 1 | 1 | 1 | 1 | 1 | 1 | 1 | 1 | 1 | 1 | 1 | 1 | 4.8 | 4.8 | 4.8 | 4.8
Operating Days/Year | 200 | 200 | 200 | 200 | 200 | 200 | 200 | 200 | 200 | 200 | 200 | 200 | 350 | 350 | 350 | 350
Project Life Years | 20 | 20 | 20 | 20 | 20 | 20 | 20 | 20 | 20 | 20 | 20 | 20 | 10 | 10 | 10 | 10
Memo: Annual Used Energy MWh | 300 | 300 | 300 | 300 | 300 | 300 | 300 | 300 | 300 | 300 | 300 | 300 | 8400 | 8400 | 8400 | 8400
Memo: Project Used Energy MWh | 6000 | 6000 | 6000 | 6000 | 6000 | 6000 | 6000 | 6000 | 6000 | 6000 | 6000 | 6000 | 84000 | 84000 | 84000 | 84000
Initial Capital Cost0DC /kWh | 247 | 613 | 585 | 1080 | 391 | 863 | 500 | 898 | 528 | 1078 | 425 | 1218 | 482 | 900 | 0
Initial Capital Cost0AC /kWh | 68 | 68 | 68 | 68 | 68 | 68 | 68 | 68 | 68 | 68 | 68 | 68 | 409 | 584 | 0
Initial Other Owners Costs /kWh | 48 | 104 | 114 | 174 | 78 | 158 | 94 | 160 | 101 | 195 | 84 | 219 | 134 | 223 | 540 | 1200
Total Initial Installed Cost /kWh | 363 | 785 | 767 | 1322 | 537 | 1089 | 662 | 1126 | 697 | 1341 | 577 | 1505 | 1024 | 1706 | 4140 | 9200
Replacement Capital Cost0DC /kWh
After Year 5 | 0 | 0 | 0 | 0 | 0 | 0 | 0 | 0 | 0 | 792 | 0 | 0 | 0 | 0 | 0 | 0
After Year 10 | 228 | 293 | 36 | 823 | 189 | 313 | 24 | 40 | 308 | 766 | 270 | 792 | 0 | 0 | 0 | 0
After Year 15 | 0 | 0 | 0 | 0 | 0 | 0 | 0 | 0 | 0 | 753 | 0 | 0 | 0 | 0 | 0 | 0
Replacement Capital Cost0AC /kWh
After Year 5 | 0 | 0 | 0 | 0 | 0 | 0 | 0 | 0 | 0 | 0 | 0 | 0 | 0 | 0 | 0 | 0
After Year 10 | 0 | 0 | 0 | 0 | 0 | 0 | 0 | 0 | 0 | 0 | 0 | 0 | 0 | 0 | 0 | 0
After Year 15 | 0 | 0 | 0 | 0 | 0 | 0 | 0 | 0 | 0 | 0 | 0 | 0 | 0 | 0 | 0 | 0
O&M Cost /kWh | 10 | 27 | 23 | 39 | 9 | 17 | 11 | 18 | 14 | 27 | 9 | 23 | 20 | 32 | 83 | 184
O&M of Capex | 2.8 | 3.4 | 2.9 | 3 | 1.6 | 1.6 | 1.6 | 1.6 | 2.1 | 2 | 1.6 | 1.6 | 2 | 1.9 | 2 | 2
Investment Tax Credit | 0 | 0 | 0 | 0 | 0 | 0 | 0 | 0 | 0 | 0 | 0 | 0 | 0 | 0 | 0 | 0
Production Tax Credit /MWh | 0 | 0 | 0 | 0 | 0 | 0 | 0 | 0 | 0 | 0 | 0 | 0 | 0 | 0 | 0 | 0
Charging Cost /MWh | 36 | 36 | 36 | 36 | 36 | 36 | 36 | 36 | 36 | 36 | 36 | 36 | 47 | 47 | 47 | 47
Charging Cost Escalator | 2.5 | 2.5 | 2.5 | 2.5 | 2.5 | 2.5 | 2.5 | 2.5 | 2.5 | 2.5 | 2.5 | 2.5 | 2.5 | 2.5 | 2.5 | 2.5
Efficiency | 64 | 64 | 70 | 72 | 92 | 93 | 91 | 91 | 86 | 77 | 82 | 82 | 89 | 89 | 82 | 85
Levelized Cost of Storage /MWh | 515 | 815 | 779 | 1346 | 532 | 1014 | 601 | 983 | 708 | 1710 | 586 | 1455 | 190 | 277 | 598 | 1251

## Distribution Substation (2)
|  |  | Flow Battery | Flow Battery | Flow Battery | Flow Battery | Flow Battery | Flow Battery
Units | Zinc | Zinc | (Vanadium) | (Vanadium) | (Zinc-Bromine) | (Zinc-Bromine) | (Other) | (Other) | Lithium | Lithium | Lead | Lead | Sodium | Sodium | Flywheel | Flywheel | Thermal | Thermal
| Low | High | Low | High | Low | High | Low | High | Low | High | Low | High | Low | High | Low | High | Low | High
| Distribution Substation | Distribution Substation | Distribution Substation | Distribution Substation | Distribution Substation | Distribution Substation | Distribution Substation | Distribution Substation | Distribution Substation | Distribution Substation | Distribution Substation | Distribution Substation | Distribution Substation | Distribution Substation | Distribution Substation | Distribution Substation | Distribution Substation | Distribution Substation
Power Rating MW | 4 | 4 | 4 | 4 | 4 | 4 | 4 | 4 | 4 | 4 | 4 | 4 | 4 | 4 | 4 | 4 | 4 | 4
Duration Hours | 4 | 4 | 4 | 4 | 4 | 4 | 4 | 4 | 4 | 4 | 4 | 4 | 4 | 4 | 4 | 4 | 4 | 4
Usable Energy MWh | 16 | 16 | 16 | 16 | 16 | 16 | 16 | 16 | 16 | 16 | 16 | 16 | 16 | 16 | 16 | 16 | 16 | 16
Depth of Discharge Cycles/Day | 1 | 1 | 1 | 1 | 1 | 1 | 1 | 1 | 1 | 1 | 1 | 1 | 1 | 1 | 1 | 1 | 1 | 1
Operating Days/Year | 300 | 300 | 300 | 300 | 300 | 300 | 300 | 300 | 300 | 300 | 300 | 300 | 300 | 300 | 300 | 300 | 300 | 300
Project Life Years | 20 | 20 | 20 | 20 | 20 | 20 | 20 | 20 | 20 | 20 | 20 | 20 | 20 | 20 | 20 | 20 | 20 | 20
Memo: Annual Used Energy MWh | 4800 | 4800 | 4800 | 4800 | 4800 | 4800 | 4800 | 4800 | 4800 | 4800 | 4800 | 4800 | 4800 | 4800 | 4800 | 4800 | 4800 | 4800
Memo: Project Used Energy MWh | 96000 | 96000 | 96000 | 96000 | 96000 | 96000 | 96000 | 96000 | 96000 | 96000 | 96000 | 96000 | 96000 | 96000 | 96000 | 96000 | 96000 | 96000
Initial Capital CostDC /kWh | 232 | 603 | 580 | 950 | 585 | 450 | 600 | 1000 | 381 | 850 | 460 | 1160 | 412 | 1204 | 500 | 898 | 0
Initial Capital CostAC /kWh | 51 | 51 | 51 | 51 | 51 | 51 | 51 | 51 | 51 | 51 | 51 | 51 | 51 | 51 | 51 | 51 | 0
Initial Other Owners Costs /kWh | 40 | 93 | 104 | 165 | 105 | 82 | 107 | 173 | 69 | 144 | 82 | 194 | 74 | 201 | 86 | 147 | 159 | 187
Total Initial Installed Cost /kWh | 323 | 746 | 735 | 1166 | 741 | 584 | 758 | 1224 | 501 | 1045 | 593 | 1405 | 537 | 1455 | 637 | 1096 | 1219 | 1353
Replacement Capital CostDC /kWh
After Year 5 | 0 | 0 | 0 | 0 | 0 | 350 | 0 | 0 | 0 | 0 | 0 | 0 | 0 | 0 | 0 | 0 | 0 | 0
After Year 10 | 228 | 293 | 45 | 53 | 36 | 324 | 42 | 52 | 189 | 313 | 280 | 630 | 270 | 792 | 24 | 40 | 0 | 0
After Year 15 | 0 | 0 | 0 | 0 | 0 | 316 | 0 | 0 | 0 | 0 | 0 | 0 | 0 | 0 | 0 | 0 | 0 | 0
Replacement Capital CostAC /kWh
After Year 5 | 0 | 0 | 0 | 0 | 0 | 0 | 0 | 0 | 0 | 0 | 0 | 0 | 0 | 0 | 0 | 0 | 0 | 0
After Year 10 | 0 | 0 | 0 | 0 | 0 | 0 | 0 | 0 | 0 | 0 | 0 | 0 | 0 | 0 | 0 | 0 | 0 | 0
After Year 15 | 0 | 0 | 0 | 0 | 0 | 0 | 0 | 0 | 0 | 0 | 0 | 0 | 0 | 0 | 0 | 0 | 0 | 0
O&M Cost /kWh | 11 | 26 | 22 | 29 | 22 | 17 | 22 | 36 | 7 | 14 | 12 | 28 | 9 | 22 | 10 | 17 | 12 | 27
O&M of Capex | 3.4 | 3.4 | 3 | 2.5 | 3 | 2.9 | 3 | 3 | 1.4 | 1.3 | 2 | 2 | 1.6 | 1.5 | 1.6 | 1.6 | 1 | 2
Investment Tax Credit | 0 | 0 | 0 | 0 | 0 | 0 | 0 | 0 | 0 | 0 | 0 | 0 | 0 | 0 | 0 | 0 | 0 | 0
Production Tax Credit /MWh | 0 | 0 | 0 | 0 | 0 | 0 | 0 | 0 | 0 | 0 | 0 | 0 | 0 | 0 | 0 | 0 | 0 | 0
Charging Cost /MWh | 36 | 36 | 36 | 36 | 36 | 36 | 36 | 36 | 36 | 36 | 36 | 36 | 36 | 36 | 36 | 36 | 36 | 36
Charging Cost Escalator | 2.5 | 2.5 | 2.5 | 2.5 | 2.5 | 2.5 | 2.5 | 2.5 | 2.5 | 2.5 | 2.5 | 2.5 | 2.5 | 2.5 | 2.5 | 2.5 | 2.5 | 2.5
Efficiency | 64 | 64 | 77 | 70 | 70 | 73 | 86 | 70 | 92 | 93 | 86 | 86 | 82 | 82 | 91 | 91 | 55 | 50
Levelized Cost of Storage /MWh | 404 | 542 | 516 | 770 | 524 | 564 | 524 | 828 | 345 | 657 | 425 | 933 | 385 | 959 | 400 | 654 | 707 | 862

## Frequency Regulation (2)
Units | Lithium | Lithium | Flywheel | Flywheel
| Low | High | Low | High
| Freq Reg | Freq Reg | Freq Reg | Freq Reg
Power Rating MW | 10 | 10 | 10 | 10
Duration Hours | 0.5 | 0.5 | 0.5 | 0.5
Usable Energy MWh | 5 | 5 | 5 | 5
Depth of Discharge Cycles/Day | 4.8 | 4.8 | 4.8 | 4.8
Operating Days/Year | 350 | 350 | 350 | 350
Project Life Years | 10 | 10 | 10 | 10
Memo: Annual Used Energy MWh | 8400 | 8400 | 8400 | 8400
Memo: Project Used Energy MWh | 84000 | 84000 | 84000 | 84000
Initial Capital CostDC /kWh | 482 | 900 | 0
Initial Capital CostAC /kWh | 409 | 584 | 0
Initial Other Owners Costs /kWh | 134 | 223 | 540 | 1200
Total Initial Installed Cost /kWh | 1024 | 1706 | 4140 | 9200
Replacement Capital CostDC /kWh
After Year | 0 | 0 | 0 | 0
After Year | 0 | 0 | 0 | 0
After Year | 0 | 0 | 0 | 0
Replacement Capital CostAC /kWh
After Year | 0 | 0 | 0 | 0
After Year | 0 | 0 | 0 | 0
After Year | 0 | 0 | 0 | 0
O&M Cost /kWh | 20 | 32 | 83 | 184
O&M of Capex | 2 | 1.9 | 2 | 2
Investment Tax Credit | 0 | 0 | 0 | 0
Production Tax Credit /MWh | 0 | 0 | 0 | 0
Charging Cost /MWh | 47 | 47 | 47 | 47
Charging Cost Escalator | 2.5 | 2.5 | 2.5 | 2.5
Efficiency | 89 | 89 | 82 | 85
Levelized Cost of Storage /MWh | 190 | 277 | 598 | 1251

## Peaker Repl (2)
[5 empty] | Flow Battery | Flow Battery | Flow Battery | Flow Battery | Flow Battery | Flow Battery
Units | Zinc | Zinc | Lithium | Lithium | (Vanadium) | (Vanadium) | (Zinc-Bromine) | (Zinc-Bromine) | (Other) | (Other) | Sodium | Sodium | Flywheel | Flywheel | Thermal | Thermal
| Low | High | Low | High | Low | High | Low | High | Low | High | Low | High | Low | High | Low | High
| Peaker Repl | Peaker Repl | Peaker Repl | Peaker Repl | Peaker Repl | Peaker Repl | Peaker Repl | Peaker Repl | Peaker Repl | Peaker Repl | Peaker Repl | Peaker Repl | Peaker Repl | Peaker Repl | Peaker Repl | Peaker Repl
Power Rating MW | 100 | 100 | 100 | 100 | 100 | 100 | 100 | 100 | 100 | 100 | 100 | 100 | 100 | 100 | 100 | 100
Duration Hours | 4 | 4 | 4 | 4 | 4 | 4 | 4 | 4 | 4 | 4 | 4 | 4 | 4 | 4 | 4 | 4
Usable Energy MWh | 400 | 400 | 400 | 400 | 400 | 400 | 400 | 400 | 400 | 400 | 400 | 400 | 400 | 400 | 400 | 400
100 Depth of Discharge Cycles/Day | 1 | 1 | 1 | 1 | 1 | 1 | 1 | 1 | 1 | 1 | 1 | 1 | 1 | 1 | 1 | 1
Operating Days/Year | 350 | 350 | 350 | 350 | 350 | 350 | 350 | 350 | 350 | 350 | 350 | 350 | 350 | 350 | 350 | 350
Project Life Years | 20 | 20 | 20 | 20 | 20 | 20 | 20 | 20 | 20 | 20 | 20 | 20 | 20 | 20 | 20 | 20
Memo: Annual Used Energy MWh | 140000 | 140000 | 140000 | 140000 | 140000 | 140000 | 140000 | 140000 | 140000 | 140000 | 140000 | 140000 | 140000 | 140000 | 140000 | 140000
Memo: Project Used Energy MWh | 2800000 | 2800000 | 2800000 | 2800000 | 2800000 | 2800000 | 2800000 | 2800000 | 2800000 | 2800000 | 2800000 | 2800000 | 2800000 | 2800000 | 2800000 | 2800000
Initial Capital Cost0DC /kWh | 207 | 587 | 366 | 898 | 580 | 950 | 585 | 540 | 600 | 1000 | 392 | 1182 | 500 | 898 | 0
Initial Capital Cost0AC /kWh | 51 | 51 | 51 | 51 | 51 | 51 | 51 | 51 | 51 | 51 | 51 | 51 | 51 | 51 | 0
Initial Other Owners Costs /kWh | 32 | 78 | 58 | 133 | 91 | 145 | 92 | 85 | 94 | 152 | 62 | 173 | 75 | 128 | 56 | 67
Total Initial Installed Cost /kWh | 290 | 715 | 475 | 1082 | 722 | 1146 | 728 | 677 | 745 | 1203 | 505 | 1405 | 626 | 1077 | 489 | 543
Replacement Capital Cost0DC /kWh
After Year 5 | 0 | 0 | 0 | 0 | 0 | 0 | 0 | 420 | 0 | 0 | 0 | 0 | 0 | 0 | 0 | 0
After Year 10 | 200 | 293 | 189 | 338 | 45 | 53 | 36 | 389 | 42 | 52 | 270 | 792 | 24 | 40 | 0 | 0
After Year 15 | 0 | 0 | 0 | 0 | 0 | 0 | 0 | 379 | 0 | 0 | 0 | 0 | 0 | 0 | 0 | 0
Replacement Capital Cost0AC /kWh
After Year 5 | 0 | 0 | 0 | 0 | 0 | 0 | 0 | 0 | 0 | 0 | 0 | 0 | 0 | 0 | 0 | 0
After Year 10 | 0 | 0 | 0 | 0 | 0 | 0 | 0 | 0 | 0 | 0 | 0 | 0 | 0 | 0 | 0 | 0
After Year 15 | 0 | 0 | 0 | 0 | 0 | 0 | 0 | 0 | 0 | 0 | 0 | 0 | 0 | 0 | 0 | 0
O&M Cost /kWh | 8 | 24 | 6 | 12 | 21 | 29 | 22 | 20 | 22 | 36 | 8 | 22 | 10 | 17 | 5 | 11
O&M of Capex | 2.7 | 3.4 | 1.2 | 1.1 | 3 | 2.5 | 3 | 3 | 3 | 3 | 1.6 | 1.5 | 1.6 | 1.6 | 1 | 2
Investment Tax Credit | 0 | 0 | 0 | 0 | 0 | 0 | 0 | 0 | 0 | 0 | 0 | 0 | 0 | 0 | 0 | 0
Production Tax Credit /MWh | 0 | 0 | 0 | 0 | 0 | 0 | 0 | 0 | 0 | 0 | 0 | 0 | 0 | 0 | 0 | 0
Charging Cost /MWh | 35 | 35 | 35 | 35 | 35 | 35 | 35 | 35 | 35 | 35 | 35 | 35 | 35 | 35 | 35 | 35
Charging Cost Escalator | 2.5 | 2.5 | 2.5 | 2.5 | 2.5 | 2.5 | 2.5 | 2.5 | 2.5 | 2.5 | 2.5 | 2.5 | 2.5 | 2.5 | 2.5 | 2.5
Efficiency | 64 | 64 | 92 | 93 | 77 | 70 | 70 | 73 | 86 | 70 | 82 | 82 | 91 | 91 | 55 | 50
Levelized Cost of Storage /MWh | 277 | 456 | 285 | 581 | 441 | 657 | 448 | 563 | 447 | 704 | 320 | 803 | 342 | 555 | 290 | 348

## Transmission (2)
[7 empty] | Flow Battery | Flow Battery | Flow Battery | Flow Battery | Flow Battery | Flow Battery
Units | Pumped HS | Pumped HS | Zinc | Zinc | CAES | CAES | (Vanadium) | (Vanadium) | (Zinc-Bromine) | (Zinc-Bromine) | (Other) | (Other) | Lithium | Lithium | Sodium | Sodium | Thermal | Thermal
| Low | High | Low | High | Low | High | Low | High | Low | High | Low | High | Low | High | Low | High | Low | High
| Transmission | Transmission | Transmission | Transmission | Transmission | Transmission | Transmission | Transmission | Transmission | Transmission | Transmission | Transmission | Transmission | Transmission | Transmission | Transmission | Transmission | Transmission
Power Rating MW | 100 | 100 | 100 | 100 | 100 | 100 | 100 | 100 | 100 | 100 | 100 | 100 | 100 | 100 | 100 | 100 | 100 | 100
Duration Hours | 8 | 8 | 8 | 8 | 8 | 8 | 8 | 8 | 8 | 8 | 8 | 8 | 8 | 8 | 8 | 8 | 8 | 8
Usable Energy MWh | 800 | 800 | 800 | 800 | 800 | 800 | 800 | 800 | 800 | 800 | 800 | 800 | 800 | 800 | 800 | 800 | 800 | 800
100 Depth of Discharge Cycles/Day | 1 | 1 | 1 | 1 | 1 | 1 | 1 | 1 | 1 | 1 | 1 | 1 | 1 | 1 | 1 | 1 | 1 | 1
Operating Days/Year | 350 | 350 | 350 | 350 | 350 | 350 | 350 | 350 | 350 | 350 | 350 | 350 | 350 | 350 | 350 | 350 | 350 | 350
Project Life Years | 20 | 20 | 20 | 20 | 20 | 20 | 20 | 20 | 20 | 20 | 20 | 20 | 20 | 20 | 20 | 20 | 20 | 20
Memo: Annual Used Energy MWh | 280000 | 280000 | 280000 | 280000 | 280000 | 280000 | 280000 | 280000 | 280000 | 280000 | 280000 | 280000 | 280000 | 280000 | 280000 | 280000 | 280000 | 280000
Memo: Project Used Energy MWh | 5600000 | 5600000 | 5600000 | 5600000 | 5600000 | 5600000 | 5600000 | 5600000 | 5600000 | 5600000 | 5600000 | 5600000 | 5600000 | 5600000 | 5600000 | 5600000 | 5600000 | 5600000
Initial Capital Cost0DC /kWh |  | 0 | 207 | 581 | 0 |  | 400 | 1000 | 585 | 540 | 450 | 950 | 361 | 891 | 385 | 1175 | 0
Initial Capital Cost0AC /kWh |  | 0 | 26 | 26 | 0 |  | 26 | 26 | 26 | 26 | 26 | 26 | 26 | 26 | 26 | 26 | 0
Initial Other Owners Costs /kWh | 26 | 38 | 28 | 73 | 16 | 23 | 62 | 149 | 88 | 82 | 69 | 141 | 54 | 128 | 57 | 168 | 39 | 47
Total Initial Installed Cost /kWh | 238 | 350 | 261 | 680 | 146 | 210 | 487 | 1174 | 699 | 647 | 544 | 1117 | 440 | 1045 | 468 | 1368 | 362 | 434
Replacement Capital Cost0DC /kWh
After Year 5 | 0 | 0 | 0 | 0 | 0 | 0 | 0 | 0 | 0 | 420 | 0 | 0 | 0 | 0 | 0 | 0 | 0 | 0
After Year 10 | 0 | 0 | 200 | 293 | 0 | 0 | 32 | 63 | 36 | 389 | 36 | 36 | 189 | 338 | 270 | 792 | 0 | 0
After Year 15 | 0 | 0 | 0 | 0 | 0 | 0 | 0 | 0 | 0 | 379 | 0 | 0 | 0 | 0 | 0 | 0 | 0 | 0
Replacement Capital Cost0AC /kWh
After Year 5 | 0 | 0 | 0 | 0 | 0 | 0 | 0 | 0 | 0 | 0 | 0 | 0 | 0 | 0 | 0 | 0 | 0 | 0
After Year 10 | 0 | 0 | 0 | 0 | 0 | 0 | 0 | 0 | 0 | 0 | 0 | 0 | 0 | 0 | 0 | 0 | 0 | 0
After Year 15 | 0 | 0 | 0 | 0 | 0 | 0 | 0 | 0 | 0 | 0 | 0 | 0 | 0 | 0 | 0 | 0 | 0 | 0
O&M Cost /kWh | 2 | 4 | 7 | 24 | 1 | 2 | 12 | 35 | 21 | 19 | 16 | 22 | 5 | 11 | 7 | 21 | 4 | 9
O&M of Capex | 1 | 1 | 2.7 | 3.5 | 1 | 1 | 2.5 | 3 | 3 | 3 | 3 | 2 | 1.1 | 1 | 1.6 | 1.5 | 1 | 2
Investment Tax Credit | 0 | 0 | 0 | 0 | 0 | 0 | 0 | 0 | 0 | 0 | 0 | 0 | 0 | 0 | 0 | 0 | 0 | 0
Production Tax Credit /MWh | 0 | 0 | 0 | 0 | 0 | 0 | 0 | 0 | 0 | 0 | 0 | 0 | 0 | 0 | 0 | 0 | 0 | 0
Charging Cost /MWh | 35 | 35 | 35 | 35 | 35 | 35 | 35 | 35 | 35 | 35 | 35 | 35 | 35 | 35 | 35 | 35 | 35 | 35
Charging Cost Escalator | 2.5 | 2.5 | 2.5 | 2.5 | 2.5 | 2.5 | 2.5 | 2.5 | 2.5 | 2.5 | 2.5 | 2.5 | 2.5 | 2.5 | 2.5 | 2.5 | 2.5 | 2.5
Efficiency | 80 | 82 | 64 | 64 | 75 | 79 | 68 | 70 | 70 | 73 | 86 | 62 | 92 | 93 | 82 | 82 | 55 | 50
Levelized Cost of Storage /MWh | 152 | 198 | 262 | 438 | 116 | 140 | 314 | 690 | 434 | 549 | 340 | 630 | 267 | 561 | 301 | 784 | 227 | 280

## EIA
| Nominal | Heat | Overnight | Fixed | Variable | NEMS
| Capacity | Rate | Capital Cost | O&M | O&M | Input
| (MW) | (Btu/kWh) | ($/kW) | ($/kW‐yr) | ($/MWh) | Coal
Ultra Supercritical Coal (USC)10 | 650 | 8800 | 3636 | 42.1 | 4.6
Ultra Supercritical Coal with CCS (USC/CCS)11 | 650 | 9750 | 5084 | 70 | 7.1
Pulverized Coal Conversion to 0tural Gas(CTNG) | 300 | 10300 | 226 | 22 | 1.3
Pulverized Coal Greenfield with 10‐15 percent | 300 | 8960 | 4620 | 50.9 | 5
Pulverized Coal Conversion to 10 percent biomass 0 | 300 | 10360 | 537 | 50.9 | 5
NaturalGas
Natural Gas Combined Cycle (NGCC) | 702 | 6600 | 978 | 11 | 3.5
Advanced Natural Gas Combined Cycle (ANGCC)13 | 429 | 6300 | 1104 | 10 | 2
Combustion Turbine (CT) | 100 | 10000 | 1101 | 17.5 | 3.5
Advanced Combustion Turbine (ACT) | 237 | 9800 | 678 | 6.8 | 10.7
Reciprocating Inter0l Combustion Engine (RICE) | 85 | 8500 | 1342 | 6.9 | 5.85
Uranium
Advanced Nuclear(AN) | 2234 | 0 | 5945 | 100.28 | 2.3
Biomass
Biomass(BBFB) | 50 | 13500 | 4985 | 110 | 4.2
Wind
Onshore Wind (WN) | 100 | 0 | 1877 | 39.7 | 0
Solar
Photovoltaic 0 Fixed | 20 | 0 | 2671 | 23.4 | 0
Photovoltaic Tracking | 0 | 20 | 2644 | 23.9 | 0
Photovoltaic 0 Tracking | 150 | 0 | 2534 | 21.8 | 0
Storage
Battery Storage (BES) | 4 | 0 | 2813 | 40 | 8