## Storage Case Study Notes
Battery Cost (USD 000's) | 54080
MWH of Storage | 250
Battery Capacity | 33
Cost per kWh of Storage | 216.32
Hours of Storage | 7.5758
Battery Degradation | 2.6% | 0.7684
Round Trip Efficiency | 90%
Depth of Discharge | 80%
Cost/kWh for 1/2 Hour | 400
Replacement Cost | 35933
Replacement Cost % | 0.66444
MW of Storage | 33
Hours of Storage | 6.5552
Replacement Year | 15
P50 | 1444
P90/P50 | 0.9
P50 Cap Factor | 16.47%
Solar EPC Cost/kW | 550
Solar O&M/kW-yr | 8
Adder Percent | 50%
With Adder | 12.219
Battery O&M Cost/kWh | 5.408
Battery O&M as % of Cap Exp | 2.5%
Adder Percent | 50%
Total Battery/kW-yr | 3.75%
Project IRR | 5%
Equity IRR | 7%
72
43874
609.3611
|  |  | Solar O&M | 21890000
|  |  | kWp | 72000
|  |  | Cost/kWp - Life | 304.0278
|  |  | Cost/kWp - yr | 10.1343
|  |  | Battery Cost | 44048
|  |  | Per Year | 1468.2667
|  |  | Capital Cost | 54080
|  |  | % of Capita | 2.715%
|  |  | Asset Mgmt & Ins | 34774
|  |  | Pure Costs | 65938
|  |  | Adder | 52.74%

## Chart Title
Solar Cost | 520 | Target IRR | 7% | Debt/Cap | 79% | Nat Gas | 3

## LCOE Calculator
[5 empty] | 1 | [22 empty] | 12
[28 empty] | Cost/kW-yr | 15.8229 |  |  |  |  | 13.1157
[6 empty] | 1 | 2 | 3 | 4 | 5 | 6 | 7 | 8 | 9 | 10 | 11 | 12 | 13 | 14 | 15 | 16 | 17 | 18 | 19 | 20 | 21 | 22 | 23 | 24 | 25 | 26 | 27 | 28 | 29 | 30 | 31 | 32 | 33 | 34 | 35 | 36 | 37 | 38 | 39 | 40 | 41 | 42 | 43 | 44 | 45 | 46 | 47
[33 empty] | 49.01% | 50.99% | [6 empty] | 49.01% | 50.99%
[28 empty] | Battery Analysis - Ancillary Service |  |  |  | Battery Analysis - Ancillary Service and Replacement |  |  |  |  | Battery Analysis - Peaker |  |  | Battery Analysis - Load Shifting with No Backup |  |  |  |  | Battery Analysis - Load Shifting with NGCC Backup
Drivers | [5 empty] | UAE No Tracking | UAE Tracking | Natural Gas CC | Natural Gas CT | Diesel | On-Shore Wind | Off-Shore Wind | Hydro | S Africa No Tracking | S Africa Tracking | Ghana No Tracking | Ghana Tracking | Chile No Tracking | Chile With Tracking | Montreal No Tracking | Montreal With Tracking | Malaysia No Tracking | Malaysia With Tracking | Frankfrut No Tracking | Frankfrut With Tracking | Paris No Tracking | Paris With Tracking | Ghana Tracking | Battery for Ancillary Service | Total Battery and Solar |  | Ghana Tracking | Initial Battery | Replacement Battery | Total Solar and Weighted Battery |  | Natural Gas CT | Battery Required On-Peak Price |  | Paris Fixed | Initial Battery | Replacement Battery | Total Cost of Serving Load |  | Initial Battery | Initial Battery | Replacement Battery | Total Cost of Serving Load | [7 empty] | UAE No Tracking
|  | Units |  |  |  | USD/MWH | USD/MWH | USD/MWH | USD/MWH | USD/MWH | USD/MWH | USD/MWH | USD/MWH | USD/MWH | USD/MWH | USD/MWH | USD/MWH | USD/MWH | USD/MWH | USD/MWH | USD/MWH | USD/MWH | USD/MWH | USD/MWH | USD/MWH | USD/MWH | USD/MWH | USD/MWH | USD/MWH | USD/MWH |  | USD/MWH | USD/MWH | USD/MWH | USD/MWH |  | USD/MWH | USD/MWH |  | USD/MWH |  |  |  |  | USD/MWH | [10 empty] | USD/MWH
|  | Resulting Levelised Cost per Unit |  |  |  | 16.7811 | 14.595 | 35.147 | 113.7474 | 112.3414 | 29.6451 | 41.4048 | 61.0421 | 33.6768 | 15.2732 | 21.418 | 18.2055 | 30.2576 | 14.8879 | 27.108 | 23.1968 | 28.293 | 23 | 33.7734 | 30.276 | 31.1272 | 27.4015 | 18.2055 | 6.4752 | 24.6807 |  | 18.2055 | 6.4752 | 4.3024 | 23.5728 |  | 113.7474 | 214.948 |  | 21.3223 | 61.881 | 37.1286 | 70.5829 |  | 6.4752
[14 empty] | 23.5 | 23.5 | 23.5 | 23.5 | 23.5 | 23.5 | 23.5 | 23.5 | 23.5 | 23.5 | 23.5 | 23.5 | 23.5 | 23.5 | 23.5 | 23.5 | 23.5 |  | 23.5 | 23.5 | 23.5 | 23.5
Project Inputs
|  |  | Size in MW per Hour | MW |  | 1 | 1 | 1 | 1 | 1 | 1 | 1 | 1 | 1 | 1 | 1 | 1 | 1 | 1 | 1 | 1 | 1 | 1 | 1 | 1 | 1 | 1 | 1 |  | 0 |  | 1 | 0 | 0 |  |  | 1 |  |  | 304.244 | [15 empty] | 1
|  |  | Size in MWH | MWH |  | 15.8229 24: 0.25; 15.8229 27: 0; 15.8229 28: 0.25; 13.1157 29: 0.25; 13.1157 32: 0; 13.1157 33: 5; 13.1157 36: 856.4808; 13.1157 37: 856.4808
|  |  | Cost/kW | USD/kW | 520 | 520 | 598 | 900 | 900 | 1000 | 1200 | 2600 | 4000 | 520 | 598 | 520 | 598 | 520 | 598 | 520 | 598 | 520 | 598 | 520 | 598 | 520 | 598 | 598 |  | 598 |  | 598 | 0 | 0 |  |  | 900 |  |  | 598 | [15 empty] | 520
|  |  | Cost/kWh | USD/kWh |  | 15.8229 24: 400; 15.8229 27: 0; 15.8229 28: 400; 13.1157 29: 265.7766; 13.1157 32: 0; 13.1157 33: 250; 13.1157 36: 250; 13.1157 37: 150
|  |  | Total Up-Front Cost | USD |  | 520000 | 598000 | 900000 | 900000 | 1000000 | 1200000 | 2600000 | 4000000 | 520000 | 598000 | 520000 | 598000 | 520000 | 598000 | 520000 | 598000 | 520000 | 598000 | 520000 | 598000 | 520000 | 598000 | 598000 | 100000 | 0 |  | 598000 | 100000 | 66444.1568 |  |  | 900000 | 1250000 | 0 | 181937909.6059 | 214120195.525 | 128472117.315 | 0 | 0 | 0 | 0 | 0 | 0 | 0 | 0 | 0 | 0 | 0 | 0 | 0 | 520000
[6 empty] | 15.8229 27: 0; 15.8229 28: 0; 13.1157 29: 0; 13.1157 32: 0 |  |  |  | 0
|  |  | Capacity Factor | % |  | 1: 22.37%; 2: 29.58%; 3: 70%; 4: 10%; 5: 50%; 6: 38%; 7: 55%; 8: 60%; 9: 13.1%; 10: 33.23%; 11: 20.6%; 12: 27.88%; 13: 14.58%; 14: 34.09%; 15: 16.28%; 16: 21.88%; 17: 15.6%; 18: 22.07%; 19: 13.07%; 20: 16.76%; 21: 14.18%; 22: 18.52%; Cost/kW-yr 23: 27.88%; 15.8229 27: 27.88%; 15.8229 28: 0%; 13.1157 29: 0%; 13.1157 32: 10%; 13.1157 33: 30% |  |  |  | 22.37%
|  |  | Battery Round Trip Efficiency | % |  | 15.8229 24: 100%; 15.8229 27: 0%; 15.8229 28: 100%; 13.1157 29: 100%; 13.1157 32: 0%; 13.1157 33: 90%
|  |  | Hours of Operation at Load Factor | Hours/Year |  | 1961.1103 | 2593.0909 | 6136.2 | 876.6 | 4383 | 3331.08 | 4821.3 | 5259.6 | 1148.7062 | 2912.7777 | 1806.1779 | 2443.6282 | 1278.5151 | 2988.1583 | 1427.0628 | 1917.8267 | 1367.2937 | 1934.2361 | 1145.422 | 1469.4008 | 1242.7966 | 1623.5413 | 2443.6282 | 2443.6282 | 2443.6282 |  | 2443.6282 | 2443.6282 | 2443.6282 |  |  | 876.6 | 876.6 | [17 empty] | 1961.1103
|  |  | Annual Energy | MWh/Year |  | 1961.1103 | 2593.0909 | 6136.2 | 876.6 | 4383 | 3331.08 | 4821.3 | 5259.6 | 1148.7062 | 2912.7777 | 1806.1779 | 2443.6282 | 1278.5151 | 2988.1583 | 1427.0628 | 1917.8267 | 1367.2937 | 1934.2361 | 1145.422 | 1469.4008 | 1242.7966 | 1623.5413 | 2443.6282 | 2443.6282 | 2443.6282 |  | 2443.6282 | 2443.6282 | 2443.6282 |  |  | 876.6 | 876.6 |  | 634783.2075 | 634783.2075 | 634783.2075 | 634783.2075 | [12 empty] | 1961.1103
|  |  | MW Hours/Yr | Hours |  | 1961.1103 | 2593.0909 | 6136.2 | 876.6 | 4383 | 3331.08 | 4821.3 | 5259.6 | 1148.7062 | 2912.7777 | 1806.1779 | 2443.6282 | 1278.5151 | 2988.1583 | 1427.0628 | 1917.8267 | 1367.2937 | 1934.2361 | 1145.422 | 1469.4008 | 1242.7966 | 1623.5413 | 2443.6282 | 2443.6282 | 2443.6282 |  | 2443.6282 | 2443.6282 | 2443.6282 |  |  | 876.6 | 876.6 |  | 634783.2075 | 634783.2075 | 634783.2075 | 634783.2075 | [12 empty] | 1961.1103
[32 empty] | 0 | 0 | 0 |  |  | 0
|  |  | Battery as Percent of Cap Exp | % |  | 15.8229 24: 1.3%; 15.8229 27: 0; 15.8229 28: 1.3%; 13.1157 29: 1.3%; 13.1157 32: 0%; 13.1157 33: 1.3%; 13.1157 36: 1.5%; 13.1157 37: 1.5%
|  |  | Fixed O&M | USD/kW-Year |  | 1: 10; 2: 11.5; 3: 16; 4: 14; 5: 14; 6: 32; 7: 55; 8: 10; 9: 10; 10: 11.5; 11: 10; 12: 11.5; 13: 10; 14: 11.5; 15: 10; 16: 11.5; 17: 10; 18: 11.5; 19: 10; 20: 11.5; 21: 10; 22: 11.5; Cost/kW-yr 23: 11.5; 15.8229 27: 11.5; 15.8229 28: 0; 13.1157 29: 0; 13.1157 32: 14; 13.1157 35: 11.5 |  |  |  | 10
[32 empty] | 0 | 0 | 0 |  |  | 0
|  |  | Heat Rate | MMBTU/MWH |  | 3: 6.5; 4: 9.5; 5: 9.5; 13.1157 32: 9.5
|  |  | Natural Gas Price/Diesel Price | USD/MMBTU |  | 3: 3; 4: 3; 5: 8.99; 13.1157 32: 3
|  |  | Natural Gas Cost per MWH | USD/MWH |  | 3: 19.5; 4: 28.5; 5: 85.405; 13.1157 32: 28.5
|  |  | Variable Cost of NGCC | USD/MWH |  | 3: 4; 4: 6; 5: 6; 13.1157 32: 6
|  |  | Total Variable Cost | USD/MWH |  | 3: 23.5; 4: 34.5; 5: 91.405; 13.1157 32: 34.5
|  |  | Variable Cost per Year | USD/Year |  | 3: 144200.7; 4: 30242.7; 5: 400628.115; 13.1157 32: 30242.7
|  |  | Energy Purchased for Battery | MWH/Year |  | 13.1157 33: 974
|  |  | Cost of Energy Purchased | USD/MWH |  | 13.1157 33: 15
|  |  | Battery Charging Cost (Peaker) | USD/MWH |  | 13.1157 32: 0; 13.1157 33: 14610
[32 empty] | 0 | 0 | 0 | 0 |  | 0
|  |  | Total O&M Cost per Year | USD/year |  | 10000 | 11500 | 160200.7 | 44242.7 | 414628.115 | 32000 | 55000 | 10000 | 10000 | 11500 | 10000 | 11500 | 10000 | 11500 | 10000 | 11500 | 10000 | 11500 | 10000 | 11500 | 10000 | 11500 | 11500 | 1300 | 0 | 0 | 11500 | 1300 | 863.774 | 0 | 0 | 44242.7 | 30860 | 0 | 3498805.954 | 3211802.9329 | 1927081.7597 | 0 | [12 empty] | 10000
|  |  | Fixed O&M | USD/kW-Year |  | 10 | 11.5 | 160.2007 | 44.2427 | 414.6281 | 32 | 55 | 10 | 10 | 11.5 | 10 | 11.5 | 10 | 11.5 | 10 | 11.5 | 10 | 11.5 | 10 | 11.5 | 10 | 11.5 | 11.5 | 5.2 | 0 | 0 | 11.5 | 5.2 | 3.4551 | 0 | 0 | 44.2427 | 6.172 | 0 | 11.5 | 3.75 | 2.25 | 0 | 0 | 0 | 0 | 0 | 0 | 0 | 0 | 0 | 0 | 0 | 0 | 0 | 10
0
| Capital Charge Inputs |  |  |  |  | 13.1157 39: 0
|  |  | Plant Life from Maximum Hours | Years |  | 35 | 35 | 20 | 20 | 20 | 30 | 30 | 20 | 35 | 35 | 35 | 35 | 35 | 35 | 35 | 35 | 35 | 35 | 35 | 35 | 35 | 35 | 35 | 12 | 23.5 | 20 | 35 | 12 | 12 | 20 | 20 | 20 | 15 | 20 | 35 | 10 | 10 | 20 | 35
|  |  | Number of Battery Replacements | Number
0
|  |  | Income Tax Rate | % p.a. |  | 25% | 25% | 25% | 25% | 25% | 25% | 25% | 25% | 25% | 25% | 25% | 25% | 25% | 25% | 25% | 25% | 25% | 25% | 25% | 25% | 25% | 25% | 25% | 25% | 25% | 25% | 25% | 25% | 25% | 25% | 25% | 25% | 25% | 25% | 25% | 25% | 25% | 25% | 25%
|  |  | Tax Life | Year |  | 10 | 10 | 10 | 10 | 10 | 10 | 10 | 10 | 10 | 10 | 10 | 10 | 10 | 10 | 10 | 10 | 10 | 10 | 10 | 10 | 10 | 10 | 10 | 10 | 10 | 10 | 10 | 10 | 10 | 10 | 10 | 10 | 10 | 10 | 10 | 10 | 10 | 10 | 10
|  |  | Variable Delicing Factor (1-SL) | Factor | bar: 1 to 13.1157 39
|  |  | Value of Depreciation Deduction | % |  | 20.75% | 20.75% | 20.75% | 20.75% | 0% | 0% | 0% | 0% | 0% | 0% | 0% | 0% | 0% | 0% | 0% | 0% | 0% | 0% | 0% | 0% | 0% | 0% | 0% | 0% | 0% | 0% | 0% | 0% | 0% | 0% | 0% | 0% | 0% | 0% | 0% | 0% | 0% | 0% | 20.75%
0%
|  |  | Degradation | % p.a. |  | 0.5% | 0.5% | 0% | 0% | 0% | 0% | 0% | 0% | 0.5% | 0.5% | 0.5% | 0.5% | 0.5% | 0.5% | 0.5% | 0.5% | 0.5% | 0.5% | 0.5% | 0.5% | 0.5% | 0.5% | 0.5% | 2.5% | 2.5% | 0.5% | 0.5% | 2.5% | 2.5% | 2.5% | 0% | 0% | 2.5% | 2.5% | 0.5% | 2.6% | 2.6% | 2.6% | 0.5%
|  |  | Inflation Rate | % p.a. | bar: 1 to 13.1157 39
0%
|  |  | Debt Percent | % | 79 | 79% | 79% | 79% | 79% | 79% | 79% | 79% | 79% | 79% | 79% | 79% | 79% | 79% | 79% | 79% | 79% | 79% | 79% | 79% | 79% | 79% | 79% | 79% | 79% | 79% | 79% | 79% | 79% | 79% | 79% | 79% | 79% | 79% | 79% | 79% | 79% | 79% | 79% | 79%
|  |  | Equity Percent | % |  | 21% | 21% | 21% | 21% | 21% | 21% | 21% | 21% | 21% | 21% | 21% | 21% | 21% | 21% | 21% | 21% | 21% | 21% | 21% | 21% | 21% | 21% | 21% | 21% | 21% | 21% | 21% | 21% | 21% | 21% | 21% | 21% | 21% | 21% | 21% | 21% | 21% | 21% | 21%
|  |  | Pre-tax Interest Rate | % |  | 3.5% | 3.5% | 3.5% | 3.5% | 3.5% | 3.5% | 3.5% | 3.5% | 3.5% | 3.5% | 3.5% | 3.5% | 3.5% | 3.5% | 3.5% | 3.5% | 3.5% | 3.5% | 3.5% | 3.5% | 3.5% | 3.5% | 3.5% | 3.5% | 3.5% | 3.5% | 3.5% | 3.5% | 3.5% | 3.5% | 3.5% | 3.5% | 3.5% | 3.5% | 3.5% | 3.5% | 3.5% | 3.5% | 3.5%
|  |  | Interest Rate | % |  | 2.625% | 2.625% | 2.625% | 2.625% | 2.625% | 2.625% | 2.625% | 2.625% | 2.625% | 2.625% | 2.625% | 2.625% | 2.625% | 2.625% | 2.625% | 2.625% | 2.625% | 2.625% | 2.625% | 2.625% | 2.625% | 2.625% | 2.625% | 2.625% | 2.625% | 2.625% | 2.625% | 2.625% | 2.625% | 2.625% | 2.625% | 2.625% | 2.625% | 2.625% | 2.625% | 2.625% | 2.625% | 2.625% | 2.625%
|  |  | Minimum Target Equity IRR | % | 70 | bar: 1 to 13.1157 39
|  |  | WACC | % |  | 3.544% | 3.544% | 3.544% | 3.544% | 3.544% | 3.544% | 3.544% | 3.544% | 3.544% | 3.544% | 3.544% | 3.544% | 3.544% | 3.544% | 3.544% | 3.544% | 3.544% | 3.544% | 3.544% | 3.544% | 3.544% | 3.544% | 3.544% | 3.544% | 3.544% | 3.544% | 3.544% | 3.544% | 3.544% | 3.544% | 3.544% | 3.544% | 3.544% | 3.544% | 3.544% | 3.544% | 3.544% | 3.544% | 3.544%
0%
|  |  | Required Pre-tax Project IRR - Nominal | % p.a. |  | 3.544% | 3.544% | 3.544% | 3.544% | 3.544% | 3.544% | 3.544% | 3.544% | 3.544% | 3.544% | 3.544% | 3.544% | 3.544% | 3.544% | 3.544% | 3.544% | 3.544% | 3.544% | 3.544% | 3.544% | 3.544% | 3.544% | 3.544% | 3.544% | 3.544% | 3.544% | 3.544% | 3.544% | 3.544% | 3.544% | 3.544% | 3.544% | 3.544% | 3.544% | 3.544% | 3.544% | 3.544% | 3.544% | 3.544%
|  |  | Required Real IRR | % p.a. |  | 1.513% | 1.513% | 1.513% | 1.513% | 1.513% | 1.513% | 1.513% | 1.513% | 1.513% | 1.513% | 1.513% | 1.513% | 1.513% | 1.513% | 1.513% | 1.513% | 1.513% | 1.513% | 1.513% | 1.513% | 1.513% | 1.513% | 1.513% | 1.513% | 1.513% | 1.513% | 1.513% | 1.513% | 1.513% | 1.513% | 1.513% | 1.513% | 1.513% | 1.513% | 1.513% | 1.513% | 1.513% | 1.513% | 1.513% |  |  | =(1+J60)/(1+J51)-1
0%
|  |  | Nominal Adjusted IRR for Degradation | % p.a. |  | 4.064% | 4.064% | 3.544% | 3.544% | 3.544% | 3.544% | 3.544% | 3.544% | 4.064% | 4.064% | 4.064% | 4.064% | 4.064% | 4.064% | 4.064% | 4.064% | 4.064% | 4.064% | 4.064% | 4.064% | 4.064% | 4.064% | 4.064% | 6.199% | 6.199% | 4.064% | 4.064% | 6.199% | 6.199% | 6.199% | 3.544% | 3.544% | 6.199% | 6.199% | 4.064% | 6.308% | 6.308% | 6.308% | 4.064% |  |  | =(1+J60)/(1-J50)-1
|  |  | Real Adjusted IRR for Degradation | % p.a. |  | 2.024% | 2.024% | 1.513% | 1.513% | 1.513% | 1.513% | 1.513% | 1.513% | 2.024% | 2.024% | 2.024% | 2.024% | 2.024% | 2.024% | 2.024% | 2.024% | 2.024% | 2.024% | 2.024% | 2.024% | 2.024% | 2.024% | 2.024% | 4.116% | 4.116% | 2.024% | 2.024% | 4.116% | 4.116% | 4.116% | 1.513% | 1.513% | 4.116% | 4.116% | 2.024% | 4.223% | 4.223% | 4.223% | 2.024% |  |  | =(1+J61)/(1-J50)-1
0%
|  |  | Carrying charge rate - Nominal | % p.a. |  | 7.206% | 7.206% | 9.419% | 9.419% | 9.419% | 7.289% | 7.289% | 9.419% | 7.206% | 7.206% | 7.206% | 7.206% | 7.206% | 7.206% | 7.206% | 7.206% | 7.206% | 7.206% | 7.206% | 7.206% | 7.206% | 7.206% | 7.206% | 16.08% | 10.92% | 9.867% | 7.206% | 16.08% | 16.08% | 11.81% | 9.419% | 9.419% | 13.91% | 11.81% | 7.206% | 18.38% | 18.38% | 11.92% | 7.206% |  |  | =PMT(J63,J42,-1)/(1-J45)
|  |  | Carrying charge rate - Real | % p.a. |  | 5.353% | 5.353% | 7.776% | 7.776% | 7.776% | 5.563% | 5.563% | 7.776% | 5.353% | 5.353% | 5.353% | 5.353% | 5.353% | 5.353% | 5.353% | 5.353% | 5.353% | 5.353% | 5.353% | 5.353% | 5.353% | 5.353% | 5.353% | 14.3% | 8.961% | 8.173% | 5.353% | 14.3% | 14.3% | 9.912% | 7.776% | 7.776% | 12.09% | 9.912% | 5.353% | 16.62% | 16.62% | 10.01% | 5.353% |  |  | =PMT(J64,J42,-1)/(1-J45)
0%
|  |  | Total Capital to be Recovered | USD |  | 520000 | 598000 | 900000 | 900000 | 1000000 | 1200000 | 2600000 | 4000000 | 520000 | 598000 | 520000 | 598000 | 520000 | 598000 | 520000 | 598000 | 520000 | 598000 | 520000 | 598000 | 520000 | 598000 | 598000 | 100000 | 0 | 0 | 598000 | 100000 | 66444.1568 | 0 | 0 | 900000 | 1250000 | 0 | 181937909.6059 | 214120195.525 | 128472117.315 | 0 | 520000
|  |  | Capexp Recovery - Nominal | USD/Year |  | 37470.7215 | 43091.3298 | 84767.882 | 84767.882 | 94186.5356 | 87471.6333 | 189521.8721 | 376746.1424 | 37470.7215 | 43091.3298 | 37470.7215 | 43091.3298 | 37470.7215 | 43091.3298 | 37470.7215 | 43091.3298 | 37470.7215 | 43091.3298 | 37470.7215 | 43091.3298 | 37470.7215 | 43091.3298 | 43091.3298 | 16077.3189 | 0 | 0 | 43091.3298 | 16077.3189 | 10682.439 | 0 | 0 | 84767.882 | 173839.6792 | 0 | 13110278.3639 | 39356971.1641 | 23614182.6985 | 0 | 37470.7215
|  |  | Capexp Recovery - After Tax Shield | USD/Year |  | 29697.143 | 34151.7144 | 67182.1574 | 67182.1574 | 94186.5356 | 87471.6333 | 189521.8721 | 376746.1424 | 37470.7215 | 43091.3298 | 37470.7215 | 43091.3298 | 37470.7215 | 43091.3298 | 37470.7215 | 43091.3298 | 37470.7215 | 43091.3298 | 37470.7215 | 43091.3298 | 37470.7215 | 43091.3298 | 43091.3298 | 16077.3189 | 0 | 0 | 43091.3298 | 16077.3189 | 10682.439 | 0 | 0 | 84767.882 | 173839.6792 | 0 | 13110278.3639 | 39356971.1641 | 23614182.6985 | 0 | 29697.143
|  |  | Total Production | MWH/Year |  | 1961.1103 | 2593.0909 | 6136.2 | 876.6 | 4383 | 3331.08 | 4821.3 | 5259.6 | 1148.7062 | 2912.7777 | 1806.1779 | 2443.6282 | 1278.5151 | 2988.1583 | 1427.0628 | 1917.8267 | 1367.2937 | 1934.2361 | 1145.422 | 1469.4008 | 1242.7966 | 1623.5413 | 2443.6282 | 2443.6282 | 2443.6282 | 0 | 2443.6282 | 2443.6282 | 2443.6282 | 0 | 0 | 876.6 | 876.6 | 0 | 634783.2075 | 634783.2075 | 634783.2075 | 634783.2075 | 1961.1103
|  |  | Capexp Recovery - Nominal | USD/MWH |  | 15.143 | 13.1703 | 10.9485 | 76.6395 | 21.4891 | 26.2592 | 39.3093 | 71.6302 | 32.6199 | 14.7939 | 20.7459 | 17.6342 | 29.308 | 14.4207 | 26.2572 | 22.4688 | 27.405 | 22.2782 | 32.7135 | 29.3258 | 30.1503 | 26.5416 | 17.6342 | 6.5793 | 0 | 0 | 17.6342 | 6.5793 | 4.3715 | 0 | 0 | 96.7008 | 198.3113 | 0 | 20.6532 | 62.0006 | 37.2004 | 0 | 15.143
|  |  | Capexp Recovery - Real | USD/Year |  | 22062.4922 | 25371.8661 | 55468.3124 | 55468.3124 | 77764.2218 | 66750.0824 | 144625.1785 | 311056.887 | 27837.6107 | 32013.2523 | 27837.6107 | 32013.2523 | 27837.6107 | 32013.2523 | 27837.6107 | 32013.2523 | 27837.6107 | 32013.2523 | 27837.6107 | 32013.2523 | 27837.6107 | 32013.2523 | 32013.2523 | 14303.0648 | 0 | 0 | 32013.2523 | 14303.0648 | 9503.5508 | 0 | 0 | 69987.7996 | 151124.3596 | 0 | 9739839.7932 | 35591114.5625 | 21354668.7375 | 0 | 22062.4922
|  |  | Capexp Recovery - Real | USD/MWH |  | 11.25 | 9.7844 | 9.0395 | 63.2767 | 17.7422 | 20.0386 | 29.9971 | 59.1408 | 24.2339 | 10.9906 | 15.4124 | 13.1007 | 21.7734 | 10.7134 | 19.5069 | 16.6925 | 20.3596 | 16.5509 | 24.3034 | 21.7866 | 22.3992 | 19.7182 | 13.1007 | 5.8532 | 0 | 0 | 13.1007 | 5.8532 | 3.8891 | 0 | 0 | 79.8401 | 172.3983 | 0 | 15.3436 | 56.0681 | 33.6409 | 0 | 11.25
0
|  |  | O&M Cost - Real Current | USD/Year |  | 10000 | 11500 | 160200.7 | 44242.7 | 414628.115 | 32000 | 55000 | 10000 | 10000 | 11500 | 10000 | 11500 | 10000 | 11500 | 10000 | 11500 | 10000 | 11500 | 10000 | 11500 | 10000 | 11500 | 11500 | 1300 | 0 | 0 | 11500 | 1300 | 863.774 | 0 | 0 | 44242.7 | 30860 | 0 | 3498805.954 | 3211802.9329 | 1927081.7597 | 0 | 10000
|  |  | O&M Cost - Nominal | USD/Year |  | 14600.8251 | 16790.9488 | 194032.0188 | 53585.9107 | 502189.6296 | 41933.9148 | 72073.916 | 12111.8084 | 14600.8251 | 16790.9488 | 14600.8251 | 16790.9488 | 14600.8251 | 16790.9488 | 14600.8251 | 16790.9488 | 14600.8251 | 16790.9488 | 14600.8251 | 16790.9488 | 14600.8251 | 16790.9488 | 16790.9488 | 1708.3587 | 0 | 0 | 16790.9488 | 1708.3587 | 1135.1045 | 0 | 0 | 53585.9107 | 42905.3883 | 0 | 5108545.3637 | 4080354.5138 | 2448212.7083 | 0 | 14600.8251
|  |  | O&M Cost - Nominal | USD/MWH |  | 7.4452 | 6.4753 | 31.6209 | 61.1293 | 114.5767 | 12.5887 | 14.9491 | 2.3028 | 12.7107 | 5.7646 | 8.0838 | 6.8713 | 11.4201 | 5.6192 | 10.2314 | 8.7552 | 10.6786 | 8.6809 | 12.7471 | 11.4271 | 11.7484 | 10.3422 | 6.8713 | 0.69911 | 0 | 0 | 6.8713 | 0.69911 | 0.46452 | 0 | 0 | 61.1293 | 48.9452 | 0 | 8.0477 | 6.4279 | 3.8568 | 0 | 7.4452
|  |  | O&M Cost - Real Degradation | USD/kW-yr |  | 10847.1913 | 12474.2699 | 160200.7 | 44242.7 | 414628.115 | 32000 | 55000 | 10000 | 10847.1913 | 12474.2699 | 10847.1913 | 12474.2699 | 10847.1913 | 12474.2699 | 10847.1913 | 12474.2699 | 10847.1913 | 12474.2699 | 10847.1913 | 12474.2699 | 10847.1913 | 12474.2699 | 12474.2699 | 1519.8283 | 0 | 0 | 12474.2699 | 1519.8283 | 1009.8371 | 0 | 0 | 44242.7 | 37299.018 | 0 | 3795221.7365 | 3689927.3664 | 2213956.4198 | 0 | 10847.1913
|  |  | O&M Cost - Real | USD/MWH |  | 5.5311 | 4.8106 | 26.1075 | 50.4708 | 94.5992 | 9.6065 | 11.4077 | 1.9013 | 9.443 | 4.2826 | 6.0056 | 5.1048 | 8.4842 | 4.1746 | 7.6011 | 6.5044 | 7.9333 | 6.4492 | 9.47 | 8.4894 | 8.728 | 7.6834 | 5.1048 | 0.62196 | 0 | 0 | 5.1048 | 0.62196 | 0.41325 | 0 | 0 | 50.4708 | 42.5496 | 0 | 5.9788 | 5.8129 | 3.4877 | 0 | 5.5311
0
|  |  | LCOE - Real | USD/MWH |  | 16.7811 | 14.595 | 35.147 | 113.7474 | 112.3414 | 29.6451 | 41.4048 | 61.0421 | 33.6768 | 15.2732 | 21.418 | 18.2055 | 30.2576 | 14.8879 | 27.108 | 23.1968 | 28.293 | 23 | 33.7734 | 30.276 | 31.1272 | 27.4015 | 18.2055 | 6.4752 | 0 | 0 | 18.2055 | 6.4752 | 4.3024 | 0 | 0 | 130.3109 | 214.948 | 0 | 21.3223 | 61.881 | 37.1286 |  | 16.7811
|  |  | LCOE - Nominal | USD/MWH |  | 22.5882 | 19.6455 | 42.5694 | 137.7687 | 136.0657 | 38.8479 | 54.2584 | 73.933 | 45.3306 | 20.5585 | 28.8297 | 24.5055 | 40.7281 | 20.0399 | 36.4886 | 31.224 | 38.0837 | 30.9591 | 45.4606 | 40.7529 | 41.8987 | 36.8837 | 24.5055 | 7.2784 | 0 | 0 | 24.5055 | 7.2784 | 4.8361 | 0 | 0 | 157.83 | 247.2565 | 0 | 28.7009 | 68.4286 | 41.0572 |  | 22.5882
| Proof w/ financial model |  |  | Driver
|  | Timeline |  |  | 0 | 1 | 2 | 3 | 4 | 5 | 6 | 7 | 8 | 9 | 10 | 11 | 12 | 13 | 14 | 15 | 16 | 17 | 18 | 19 | 20 | 21 | 22 | 23 | 24 | 25 | 26 | 27 | 28 | 29 | 30 | 31 | 32 | 33 | 34 | 35 | 36 | 37 | 38 | 39 | 40 | 41 | 42 | 43 | 44 | 45 | 46 | 47 | 48 | 49 | 50 | 51 | 52 | 53 | 54 | 55 | 56 | 57 | 58 | 59 | 60 | 61 | 62 | 63 | 64 | 65 | 66 | 67 | 68 | 69 | 70 | 71 | 72 | 73 | 74 | 75 | 76 | 77 | 78 | 79 | 80 | 81 | 82 | 83 | 84 | 85 | 86 | 87 | 88 | 89 | 90 | 91 | 92 | 93 | 94 | 95 | 96 | 97 | 98 | 99 | 100
|  | Flag |  | 35 |  | TRUE | TRUE | TRUE | TRUE | TRUE | TRUE | TRUE | TRUE | TRUE | TRUE | TRUE | TRUE | TRUE | TRUE | TRUE | TRUE | TRUE | TRUE | TRUE | TRUE | TRUE | TRUE | TRUE | TRUE | TRUE | TRUE | TRUE | TRUE | TRUE | TRUE | TRUE | TRUE | TRUE | TRUE | TRUE | FALSE | FALSE | FALSE | FALSE | FALSE | FALSE | FALSE | FALSE | FALSE | FALSE | FALSE | FALSE | FALSE | FALSE | FALSE | FALSE | FALSE | FALSE | FALSE | FALSE | FALSE | FALSE | FALSE | FALSE | FALSE | FALSE | FALSE | FALSE | FALSE | FALSE | FALSE | FALSE | FALSE | FALSE | FALSE | FALSE | FALSE | FALSE | FALSE | FALSE | FALSE | FALSE | FALSE | FALSE | FALSE | FALSE | FALSE | FALSE | FALSE | FALSE | FALSE | FALSE | FALSE | FALSE | FALSE | FALSE | FALSE | FALSE | FALSE | FALSE | FALSE | FALSE | FALSE | FALSE | FALSE
Nominal
|  |  | Price per MWH | 22.5882 |  | 22.5882 | 22.5882 | 22.5882 | 22.5882 | 22.5882 | 22.5882 | 22.5882 | 22.5882 | 22.5882 | 22.5882 | 22.5882 | 22.5882 | 22.5882 | 22.5882 | 22.5882 | 22.5882 | 22.5882 | 22.5882 | 22.5882 | 22.5882 | 22.5882 | 22.5882 | 22.5882 | 22.5882 | 22.5882 | 22.5882 | 22.5882 | 22.5882 | 22.5882 | 22.5882 | 22.5882 | 22.5882 | 22.5882 | 22.5882 | 22.5882 | 22.5882 | 22.5882 | 22.5882 | 22.5882 | 22.5882 | 22.5882 | 22.5882 | 22.5882 | 22.5882 | 22.5882 | 22.5882 | 22.5882 | 22.5882 | 22.5882 | 22.5882 | 22.5882 | 22.5882 | 22.5882 | 22.5882 | 22.5882 | 22.5882 | 22.5882 | 22.5882 | 22.5882 | 22.5882 | 22.5882 | 22.5882 | 22.5882 | 22.5882 | 22.5882 | 22.5882 | 22.5882 | 22.5882 | 22.5882 | 22.5882 | 22.5882 | 22.5882 | 22.5882 | 22.5882 | 22.5882 | 22.5882 | 22.5882 | 22.5882 | 22.5882 | 22.5882 | 22.5882 | 22.5882 | 22.5882 | 22.5882 | 22.5882 | 22.5882 | 22.5882 | 22.5882 | 22.5882 | 22.5882 | 22.5882 | 22.5882 | 22.5882 | 22.5882 | 22.5882 | 22.5882 | 22.5882 | 22.5882 | 22.5882 | 22.5882
|  |  | Production without Degradation | 1961.1103 |  | 1961.1103 | 1961.1103 | 1961.1103 | 1961.1103 | 1961.1103 | 1961.1103 | 1961.1103 | 1961.1103 | 1961.1103 | 1961.1103 | 1961.1103 | 1961.1103 | 1961.1103 | 1961.1103 | 1961.1103 | 1961.1103 | 1961.1103 | 1961.1103 | 1961.1103 | 1961.1103 | 1961.1103 | 1961.1103 | 1961.1103 | 1961.1103 | 1961.1103 | 1961.1103 | 1961.1103 | 1961.1103 | 1961.1103 | 1961.1103 | 1961.1103 | 1961.1103 | 1961.1103 | 1961.1103 | 1961.1103 | 0 | 0 | 0 | 0 | 0 | 0 | 0 | 0 | 0 | 0 | 0 | 0 | 0 | 0 | 0 | 0 | 0 | 0 | 0 | 0 | 0 | 0 | 0 | 0 | 0 | 0 | 0 | 0 | 0 | 0 | 0 | 0 | 0 | 0 | 0 | 0 | 0 | 0 | 0 | 0 | 0 | 0 | 0 | 0 | 0 | 0 | 0 | 0 | 0 | 0 | 0 | 0 | 0 | 0 | 0 | 0 | 0 | 0 | 0 | 0 | 0 | 0 | 0 | 0 | 0
|  |  | Degradation Index | 0.5% | 1 | 0.995 | 0.99003 | 0.98507 | 0.98015 | 0.97525 | 0.97037 | 0.96552 | 0.96069 | 0.95589 | 0.95111 | 0.94635 | 0.94162 | 0.93691 | 0.93223 | 0.92757 | 0.92293 | 0.91832 | 0.91372 | 0.90916 | 0.90461 | 0.90009 | 0.89559 | 0.89111 | 0.88665 | 0.88222 | 0.87781 | 0.87342 | 0.86905 | 0.86471 | 0.86038 | 0.85608 | 0.8518 | 0.84754 | 0.84331 | 0.83909 | 0.83489 | 0.83072 | 0.82657 | 0.82243 | 0.81832 | 0.81423 | 0.81016 | 0.80611 | 0.80208 | 0.79807 | 0.79408 | 0.7901 | 0.78615 | 0.78222 | 0.77831 | 0.77442 | 0.77055 | 0.7667 | 0.76286 | 0.75905 | 0.75525 | 0.75148 | 0.74772 | 0.74398 | 0.74026 | 0.73656 | 0.73288 | 0.72921 | 0.72557 | 0.72194 | 0.71833 | 0.71474 | 0.71116 | 0.70761 | 0.70407 | 0.70055 | 0.69705 | 0.69356 | 0.69009 | 0.68664 | 0.68321 | 0.67979 | 0.67639 | 0.67301 | 0.66965 | 0.6663 | 0.66297 | 0.65965 | 0.65635 | 0.65307 | 0.64981 | 0.64656 | 0.64333 | 0.64011 | 0.63691 | 0.63372 | 0.63056 | 0.6274 | 0.62427 | 0.62114 | 0.61804 | 0.61495 | 0.61187 | 0.60881 | 0.60577
|  |  | Final Production with Degradation |  |  | 1951.3048 | 1941.5482 | 1931.8405 | 1922.1813 | 1912.5704 | 1903.0075 | 1893.4925 | 1884.025 | 1874.6049 | 1865.2319 | 1855.9057 | 1846.6262 | 1837.3931 | 1828.2061 | 1819.0651 | 1809.9697 | 1800.9199 | 1791.9153 | 1782.9557 | 1774.0409 | 1765.1707 | 1756.3449 | 1747.5632 | 1738.8253 | 1730.1312 | 1721.4806 | 1712.8732 | 1704.3088 | 1695.7872 | 1687.3083 | 1678.8718 | 1670.4774 | 1662.125 | 1653.8144 | 1645.5453 | 0 | 0 | 0 | 0 | 0 | 0 | 0 | 0 | 0 | 0 | 0 | 0 | 0 | 0 | 0 | 0 | 0 | 0 | 0 | 0 | 0 | 0 | 0 | 0 | 0 | 0 | 0 | 0 | 0 | 0 | 0 | 0 | 0 | 0 | 0 | 0 | 0 | 0 | 0 | 0 | 0 | 0 | 0 | 0 | 0 | 0 | 0 | 0 | 0 | 0 | 0 | 0 | 0 | 0 | 0 | 0 | 0 | 0 | 0 | 0 | 0 | 0 | 0 | 0 | 0
|  |  | Nominal Revenues |  |  | 44076.4782 | 43856.0958 | 43636.8153 | 43418.6312 | 43201.5381 | 42985.5304 | 42770.6027 | 42556.7497 | 42343.966 | 42132.2461 | 41921.5849 | 41711.977 | 41503.4171 | 41295.9 | 41089.4205 | 40883.9734 | 40679.5535 | 40476.1558 | 40273.775 | 40072.4061 | 39872.0441 | 39672.6839 | 39474.3205 | 39276.9489 | 39080.5641 | 38885.1613 | 38690.7355 | 38497.2818 | 38304.7954 | 38113.2714 | 37922.7051 | 37733.0915 | 37544.4261 | 37356.7039 | 37169.9204 | 0 | 0 | 0 | 0 | 0 | 0 | 0 | 0 | 0 | 0 | 0 | 0 | 0 | 0 | 0 | 0 | 0 | 0 | 0 | 0 | 0 | 0 | 0 | 0 | 0 | 0 | 0 | 0 | 0 | 0 | 0 | 0 | 0 | 0 | 0 | 0 | 0 | 0 | 0 | 0 | 0 | 0 | 0 | 0 | 0 | 0 | 0 | 0 | 0 | 0 | 0 | 0 | 0 | 0 | 0 | 0 | 0 | 0 | 0 | 0 | 0 | 0 | 0 | 0 | 0
|  |  | Inflation Index | 2% | 1 | 1.02 | 1.0404 | 1.0612 | 1.0824 | 1.1041 | 1.1262 | 1.1487 | 1.1717 | 1.1951 | 1.219 | 1.2434 | 1.2682 | 1.2936 | 1.3195 | 1.3459 | 1.3728 | 1.4002 | 1.4282 | 1.4568 | 1.4859 | 1.5157 | 1.546 | 1.5769 | 1.6084 | 1.6406 | 1.6734 | 1.7069 | 1.741 | 1.7758 | 1.8114 | 1.8476 | 1.8845 | 1.9222 | 1.9607 | 1.9999 | 2.0399 | 2.0807 | 2.1223 | 2.1647 | 2.208 | 2.2522 | 2.2972 | 2.3432 | 2.3901 | 2.4379 | 2.4866 | 2.5363 | 2.5871 | 2.6388 | 2.6916 | 2.7454 | 2.8003 | 2.8563 | 2.9135 | 2.9717 | 3.0312 | 3.0918 | 3.1536 | 3.2167 | 3.281 | 3.3467 | 3.4136 | 3.4819 | 3.5515 | 3.6225 | 3.695 | 3.7689 | 3.8443 | 3.9211 | 3.9996 | 4.0795 | 4.1611 | 4.2444 | 4.3293 | 4.4158 | 4.5042 | 4.5942 | 4.6861 | 4.7798 | 4.8754 | 4.9729 | 5.0724 | 5.1739 | 5.2773 | 5.3829 | 5.4905 | 5.6003 | 5.7124 | 5.8266 | 5.9431 | 6.062 | 6.1832 | 6.3069 | 6.433 | 6.5617 | 6.6929 | 6.8268 | 6.9633 | 7.1026 | 7.2446
|  |  | O&M Cost per year | 10000 |  | 10200 | 10404 | 10612.08 | 10824.3216 | 11040.808 | 11261.6242 | 11486.8567 | 11716.5938 | 11950.9257 | 12189.9442 | 12433.7431 | 12682.4179 | 12936.0663 | 13194.7876 | 13458.6834 | 13727.8571 | 14002.4142 | 14282.4625 | 14568.1117 | 14859.474 | 15156.6634 | 15459.7967 | 15768.9926 | 16084.3725 | 16406.0599 | 16734.1811 | 17068.8648 | 17410.2421 | 17758.4469 | 18113.6158 | 18475.8882 | 18845.4059 | 19222.314 | 19606.7603 | 19998.8955 | 0 | 0 | 0 | 0 | 0 | 0 | 0 | 0 | 0 | 0 | 0 | 0 | 0 | 0 | 0 | 0 | 0 | 0 | 0 | 0 | 0 | 0 | 0 | 0 | 0 | 0 | 0 | 0 | 0 | 0 | 0 | 0 | 0 | 0 | 0 | 0 | 0 | 0 | 0 | 0 | 0 | 0 | 0 | 0 | 0 | 0 | 0 | 0 | 0 | 0 | 0 | 0 | 0 | 0 | 0 | 0 | 0 | 0 | 0 | 0 | 0 | 0 | 0 | 0 | 0
|  |  | EBITDA |  |  | 33876.4782 | 33452.0958 | 33024.7353 | 32594.3096 | 32160.73 | 31723.9062 | 31283.7461 | 30840.1559 | 30393.0403 | 29942.3019 | 29487.8418 | 29029.559 | 28567.3508 | 28101.1124 | 27630.7371 | 27156.1164 | 26677.1394 | 26193.6933 | 25705.6633 | 25212.9322 | 24715.3807 | 24212.8872 | 23705.3278 | 23192.5764 | 22674.5042 | 22150.9801 | 21621.8707 | 21087.0397 | 20546.3485 | 19999.6556 | 19446.8169 | 18887.6856 | 18322.112 | 17749.9436 | 17171.0249 | 0 | 0 | 0 | 0 | 0 | 0 | 0 | 0 | 0 | 0 | 0 | 0 | 0 | 0 | 0 | 0 | 0 | 0 | 0 | 0 | 0 | 0 | 0 | 0 | 0 | 0 | 0 | 0 | 0 | 0 | 0 | 0 | 0 | 0 | 0 | 0 | 0 | 0 | 0 | 0 | 0 | 0 | 0 | 0 | 0 | 0 | 0 | 0 | 0 | 0 | 0 | 0 | 0 | 0 | 0 | 0 | 0 | 0 | 0 | 0 | 0 | 0 | 0 | 0 | 0
|  |  | Less: Tax Depreciation | 520000 |  | 52000 | 52000 | 52000 | 52000 | 52000 | 52000 | 52000 | 52000 | 52000 | 52000 | 0 | 0 | 0 | 0 | 0 | 0 | 0 | 0 | 0 | 0 | 0 | 0 | 0 | 0 | 0 | 0 | 0 | 0 | 0 | 0 | 0 | 0 | 0 | 0 | 0 | 0 | 0 | 0 | 0 | 0 | 0 | 0 | 0 | 0 | 0 | 0 | 0 | 0 | 0 | 0 | 0 | 0 | 0 | 0 | 0 | 0 | 0 | 0 | 0 | 0 | 0 | 0 | 0 | 0 | 0 | 0 | 0 | 0 | 0 | 0 | 0 | 0 | 0 | 0 | 0 | 0 | 0 | 0 | 0 | 0 | 0 | 0 | 0 | 0 | 0 | 0 | 0 | 0 | 0 | 0 | 0 | 0 | 0 | 0 | 0 | 0 | 0 | 0 | 0 | 0
|  |  | Less: Interest | FALSE |  | 0 | 0 | 0 | 0 | 0 | 0 | 0 | 0 | 0 | 0 | 0 | 0 | 0 | 0 | 0 | 0 | 0 | 0 | 0 | 0 | 0 | 0 | 0 | 0 | 0 | 0 | 0 | 0 | 0 | 0 | 0 | 0 | 0 | 0 | 0 | 0 | 0 | 0 | 0 | 0 | 0 | 0 | 0 | 0 | 0 | 0 | 0 | 0 | 0 | 0 | 0 | 0 | 0 | 0 | 0 | 0 | 0 | 0 | 0 | 0 | 0 | 0 | 0 | 0 | 0 | 0 | 0 | 0 | 0 | 0 | 0 | 0 | 0 | 0 | 0 | 0 | 0 | 0 | 0 | 0 | 0 | 0 | 0 | 0 | 0 | 0 | 0 | 0 | 0 | 0 | 0 | 0 | 0 | 0 | 0 | 0 | 0 | 0 | 0 | 0
|  |  | Taxable Income |  |  | -18123.5218 | -18547.9042 | -18975.2647 | -19405.6904 | -19839.27 | -20276.0938 | -20716.2539 | -21159.8441 | -21606.9597 | -22057.6981 | 29487.8418 | 29029.559 | 28567.3508 | 28101.1124 | 27630.7371 | 27156.1164 | 26677.1394 | 26193.6933 | 25705.6633 | 25212.9322 | 24715.3807 | 24212.8872 | 23705.3278 | 23192.5764 | 22674.5042 | 22150.9801 | 21621.8707 | 21087.0397 | 20546.3485 | 19999.6556 | 19446.8169 | 18887.6856 | 18322.112 | 17749.9436 | 17171.0249 | 0 | 0 | 0 | 0 | 0 | 0 | 0 | 0 | 0 | 0 | 0 | 0 | 0 | 0 | 0 | 0 | 0 | 0 | 0 | 0 | 0 | 0 | 0 | 0 | 0 | 0 | 0 | 0 | 0 | 0 | 0 | 0 | 0 | 0 | 0 | 0 | 0 | 0 | 0 | 0 | 0 | 0 | 0 | 0 | 0 | 0 | 0 | 0 | 0 | 0 | 0 | 0 | 0 | 0 | 0 | 0 | 0 | 0 | 0 | 0 | 0 | 0 | 0 | 0 | 0
|  |  | Taxes | 25% |  | -4530.8805 | -4636.9761 | -4743.8162 | -4851.4226 | -4959.8175 | -5069.0235 | -5179.0635 | -5289.961 | -5401.7399 | -5514.4245 | 7371.9605 | 7257.3898 | 7141.8377 | 7025.2781 | 6907.6843 | 6789.0291 | 6669.2848 | 6548.4233 | 6426.4158 | 6303.233 | 6178.8452 | 6053.2218 | 5926.332 | 5798.1441 | 5668.626 | 5537.745 | 5405.4677 | 5271.7599 | 5136.5871 | 4999.9139 | 4861.7042 | 4721.9214 | 4580.528 | 4437.4859 | 4292.7562 | 0 | 0 | 0 | 0 | 0 | 0 | 0 | 0 | 0 | 0 | 0 | 0 | 0 | 0 | 0 | 0 | 0 | 0 | 0 | 0 | 0 | 0 | 0 | 0 | 0 | 0 | 0 | 0 | 0 | 0 | 0 | 0 | 0 | 0 | 0 | 0 | 0 | 0 | 0 | 0 | 0 | 0 | 0 | 0 | 0 | 0 | 0 | 0 | 0 | 0 | 0 | 0 | 0 | 0 | 0 | 0 | 0 | 0 | 0 | 0 | 0 | 0 | 0 | 0 | 0
|  |  | Less: Debt Service |  |  | 26567.5883 | 26461.1581 | 26355.7921 | 26251.523 | 26148.3845 | 26046.4124 | 25945.6439 | 25846.118 | 25747.8755 | 25650.9591 | 15285.4135 | 15096.9297 | 14906.5684 | 14714.2621 | 14519.9413 | 14323.5346 | 14124.9685 | 13924.1674 | 13721.0535 | 13515.5468 | 13307.5648 | 13097.0228 | 12883.8336 | 12667.9073 | 12449.1514 | 12227.4709 | 12002.7676 | 11774.9406 | 11543.8862 | 11309.4971 | 11071.6634 | 10830.2714 | 10585.2043 | 10336.3416 | 10083.5592 | 1.3274e-11 | 1.3274e-11 | 1.3274e-11 | 1.3274e-11 | 1.3274e-11 | 1.3274e-11 | 1.3274e-11 | 1.3274e-11 | 1.3274e-11 | 1.3274e-11 | 1.3274e-11 | 1.3274e-11 | 1.3274e-11 | 1.3274e-11 | 1.3274e-11 | 1.3274e-11 | 1.3274e-11 | 1.3274e-11 | 1.3274e-11 | 1.3274e-11 | 1.3274e-11 | 1.3274e-11 | 1.3274e-11 | 1.3274e-11 | 1.3274e-11 | 1.3274e-11 | 1.3274e-11 | 1.3274e-11 | 1.3274e-11 | 1.3274e-11 | 1.3274e-11 | 1.3274e-11 | 1.3274e-11 | 1.3274e-11 | 1.3274e-11 | 1.3274e-11 | 1.3274e-11 | 1.3274e-11 | 1.3274e-11 | 1.3274e-11 | 1.3274e-11 | 1.3274e-11 | 1.3274e-11 | 1.3274e-11 | 1.3274e-11 | 1.3274e-11 | 1.3274e-11 | 1.3274e-11 | 1.3274e-11 | 1.3274e-11 | 1.3274e-11 | 1.3274e-11 | 1.3274e-11 | 1.3274e-11 | 1.3274e-11 | 1.3274e-11 | 1.3274e-11 | 1.3274e-11 | 1.3274e-11 | 1.3274e-11 | 1.3274e-11 | 1.3274e-11 | 1.3274e-11 | 1.3274e-11 | 1.3274e-11
|  |  | Capital Expenditure |  | 0: -520000
|  |  | Equity Cash Flow |  | -109200 | 11839.7703 | 11627.9138 | 11412.7593 | 11194.2092 | 10972.163 | 10746.5172 | 10517.1656 | 10283.9989 | 10046.9047 | 9805.7673 | 6830.4679 | 6675.2396 | 6518.9447 | 6361.5722 | 6203.1116 | 6043.5527 | 5882.886 | 5721.1026 | 5558.1939 | 5394.1524 | 5228.9707 | 5062.6425 | 4895.1623 | 4726.525 | 4556.7267 | 4385.7642 | 4213.6355 | 4040.3392 | 3865.8752 | 3690.2445 | 3513.4493 | 3335.4928 | 3156.3798 | 2976.1162 | 2794.7095 | -1.3274e-11 | -1.3274e-11 | -1.3274e-11 | -1.3274e-11 | -1.3274e-11 | -1.3274e-11 | -1.3274e-11 | -1.3274e-11 | -1.3274e-11 | -1.3274e-11 | -1.3274e-11 | -1.3274e-11 | -1.3274e-11 | -1.3274e-11 | -1.3274e-11 | -1.3274e-11 | -1.3274e-11 | -1.3274e-11 | -1.3274e-11 | -1.3274e-11 | -1.3274e-11 | -1.3274e-11 | -1.3274e-11 | -1.3274e-11 | -1.3274e-11 | -1.3274e-11 | -1.3274e-11 | -1.3274e-11 | -1.3274e-11 | -1.3274e-11 | -1.3274e-11 | -1.3274e-11 | -1.3274e-11 | -1.3274e-11 | -1.3274e-11 | -1.3274e-11 | -1.3274e-11 | -1.3274e-11 | -1.3274e-11 | -1.3274e-11 | -1.3274e-11 | -1.3274e-11 | -1.3274e-11 | -1.3274e-11 | -1.3274e-11 | -1.3274e-11 | -1.3274e-11 | -1.3274e-11 | -1.3274e-11 | -1.3274e-11 | -1.3274e-11 | -1.3274e-11 | -1.3274e-11 | -1.3274e-11 | -1.3274e-11 | -1.3274e-11 | -1.3274e-11 | -1.3274e-11 | -1.3274e-11 | -1.3274e-11 | -1.3274e-11 | -1.3274e-11 | -1.3274e-11 | -1.3274e-11 | -1.3274e-11
|  |  | Equity IRR |  | 0: 7%; 1: Target; 2: 7%; 3: Test; 4: TRUE
|  |  | Project Cash Flow Pre-tax |  | -520000 | 33876.4782 | 33452.0958 | 33024.7353 | 32594.3096 | 32160.73 | 31723.9062 | 31283.7461 | 30840.1559 | 30393.0403 | 29942.3019 | 29487.8418 | 29029.559 | 28567.3508 | 28101.1124 | 27630.7371 | 27156.1164 | 26677.1394 | 26193.6933 | 25705.6633 | 25212.9322 | 24715.3807 | 24212.8872 | 23705.3278 | 23192.5764 | 22674.5042 | 22150.9801 | 21621.8707 | 21087.0397 | 20546.3485 | 19999.6556 | 19446.8169 | 18887.6856 | 18322.112 | 17749.9436 | 17171.0249 | 0 | 0 | 0 | 0 | 0 | 0 | 0 | 0 | 0 | 0 | 0 | 0 | 0 | 0 | 0 | 0 | 0 | 0 | 0 | 0 | 0 | 0 | 0 | 0 | 0 | 0 | 0 | 0 | 0 | 0 | 0 | 0 | 0 | 0 | 0 | 0 | 0 | 0 | 0 | 0 | 0 | 0 | 0 | 0 | 0 | 0 | 0 | 0 | 0 | 0 | 0 | 0 | 0 | 0 | 0 | 0 | 0 | 0 | 0 | 0 | 0 | 0 | 0 | 0 | 0
|  |  | Pre-tax IRR |  | 0: 3.995%
|  |  | Project After-tax Cash Flow |  | -520000 | 38407.3586 | 38089.0718 | 37768.5515 | 37445.7322 | 37120.5475 | 36792.9296 | 36462.8095 | 36130.1169 | 35794.7802 | 35456.7265 | 22115.8814 | 21772.1693 | 21425.5131 | 21075.8343 | 20723.0529 | 20367.0873 | 20007.8545 | 19645.27 | 19279.2475 | 18909.6991 | 18536.5355 | 18159.6654 | 17778.9959 | 17394.4323 | 17005.8781 | 16613.2351 | 16216.403 | 15815.2798 | 15409.7614 | 14999.7417 | 14585.1127 | 14165.7642 | 13741.584 | 13312.4577 | 12878.2687 | 0 | 0 | 0 | 0 | 0 | 0 | 0 | 0 | 0 | 0 | 0 | 0 | 0 | 0 | 0 | 0 | 0 | 0 | 0 | 0 | 0 | 0 | 0 | 0 | 0 | 0 | 0 | 0 | 0 | 0 | 0 | 0 | 0 | 0 | 0 | 0 | 0 | 0 | 0 | 0 | 0 | 0 | 0 | 0 | 0 | 0 | 0 | 0 | 0 | 0 | 0 | 0 | 0 | 0 | 0 | 0 | 0 | 0 | 0 | 0 | 0 | 0 | 0 | 0 | 0
|  |  | After-tax Project IRR |  | 0: 3.544%
Asset Balance
|  |  | Straight Line Depreciation | 35 | 520000 | 14857.1429 | 14857.1429 | 14857.1429 | 14857.1429 | 14857.1429 | 14857.1429 | 14857.1429 | 14857.1429 | 14857.1429 | 14857.1429 | 14857.1429 | 14857.1429 | 14857.1429 | 14857.1429 | 14857.1429 | 14857.1429 | 14857.1429 | 14857.1429 | 14857.1429 | 14857.1429 | 14857.1429 | 14857.1429 | 14857.1429 | 14857.1429 | 14857.1429 | 14857.1429 | 14857.1429 | 14857.1429 | 14857.1429 | 14857.1429 | 14857.1429 | 14857.1429 | 14857.1429 | 14857.1429 | 14857.1429 | 0 | 0 | 0 | 0 | 0 | 0 | 0 | 0 | 0 | 0 | 0 | 0 | 0 | 0 | 0 | 0 | 0 | 0 | 0 | 0 | 0 | 0 | 0 | 0 | 0 | 0 | 0 | 0 | 0 | 0 | 0 | 0 | 0 | 0 | 0 | 0 | 0 | 0 | 0 | 0 | 0 | 0 | 0 | 0 | 0 | 0 | 0 | 0 | 0 | 0 | 0 | 0 | 0 | 0 | 0 | 0 | 0 | 0 | 0 | 0 | 0 | 0 | 0 | 0 | 0
|  |  | NPV of Future Project Cash Flow |  | 520000 | 500020.1414 | 479650.5333 | 458879.5976 | 437695.4111 | 416085.6947 | 394037.8018 | 371538.7069 | 348574.9929 | 325132.839 | 301198.0075 | 289755.8305 | 278251.8835 | 266686.9215 | 255061.805 | 243377.5049 | 231635.1079 | 219835.8225 | 207980.9845 | 196072.0632 | 184110.6678 | 172098.5541 | 160037.6313 | 147929.969 | 135777.805 | 123583.5528 | 111349.8099 | 99079.3657 | 86775.2109 | 74440.5461 | 62078.7913 | 49693.5957 | 37288.8483 | 24868.6879 | 12437.5143 | 0 | 0 | 0 | 0 | 0 | 0 | 0 | 0 | 0 | 0 | 0 | 0 | 0 | 0 | 0 | 0 | 0 | 0 | 0 | 0 | 0 | 0 | 0 | 0 | 0 | 0 | 0 | 0 | 0 | 0 | 0 | 0 | 0 | 0 | 0 | 0 | 0 | 0 | 0 | 0 | 0 | 0 | 0 | 0 | 0 | 0 | 0 | 0 | 0 | 0 | 0 | 0 | 0 | 0 | 0 | 0 | 0 | 0 | 0 | 0 | 0 | 0 | 0 | 0 | 0 | 0
|  |  | Economic Depreciation from NPV of After Tax Cash Flow |  |  | 19979.8586 | 20369.6081 | 20770.9357 | 21184.1865 | 21609.7164 | 22047.8928 | 22499.0949 | 22963.714 | 23442.1539 | 23934.8315 | 11442.177 | 11503.947 | 11564.962 | 11625.1165 | 11684.3001 | 11742.3969 | 11799.2854 | 11854.838 | 11908.9213 | 11961.3954 | 12012.1137 | 12060.9229 | 12107.6623 | 12152.164 | 12194.2522 | 12233.743 | 12270.4442 | 12304.1548 | 12334.6648 | 12361.7548 | 12385.1955 | 12404.7474 | 12420.1605 | 12431.1736 | 12437.5143 | 0 | 0 | 0 | 0 | 0 | 0 | 0 | 0 | 0 | 0 | 0 | 0 | 0 | 0 | 0 | 0 | 0 | 0 | 0 | 0 | 0 | 0 | 0 | 0 | 0 | 0 | 0 | 0 | 0 | 0 | 0 | 0 | 0 | 0 | 0 | 0 | 0 | 0 | 0 | 0 | 0 | 0 | 0 | 0 | 0 | 0 | 0 | 0 | 0 | 0 | 0 | 0 | 0 | 0 | 0 | 0 | 0 | 0 | 0 | 0 | 0 | 0 | 0 | 0 | 0
|  |  | Income with Straight Line Depreciation | 291403.3492 |  | 23550.2158 | 23231.929 | 22911.4086 | 22588.5894 | 22263.4047 | 21935.7868 | 21605.6667 | 21272.9741 | 20937.6374 | 20599.5836 | 7258.7385 | 6915.0264 | 6568.3702 | 6218.6914 | 5865.91 | 5509.9444 | 5150.7117 | 4788.1271 | 4422.1046 | 4052.5563 | 3679.3926 | 3302.5225 | 2921.853 | 2537.2894 | 2148.7353 | 1756.0923 | 1359.2602 | 958.137 | 552.6185 | 142.5988 | -272.0302 | -691.3786 | -1115.5588 | -1544.6851 | -1978.8742 | 0 | 0 | 0 | 0 | 0 | 0 | 0 | 0 | 0 | 0 | 0 | 0 | 0 | 0 | 0 | 0 | 0 | 0 | 0 | 0 | 0 | 0 | 0 | 0 | 0 | 0 | 0 | 0 | 0 | 0 | 0 | 0 | 0 | 0 | 0 | 0 | 0 | 0 | 0 | 0 | 0 | 0 | 0 | 0 | 0 | 0 | 0 | 0 | 0 | 0 | 0 | 0 | 0 | 0 | 0 | 0 | 0 | 0 | 0 | 0 | 0 | 0 | 0 | 0 | 0
|  |  | Income with Economic Depreciation | 120878.4263 |  | 7644 | 7350.2961 | 7050.8628 | 6745.5301 | 6434.1225 | 6116.4597 | 5792.3557 | 5461.619 | 5124.0524 | 4779.4527 | 4427.6107 | 4259.4107 | 4090.3027 | 3920.2977 | 3749.4085 | 3577.6493 | 3405.0361 | 3231.5866 | 3057.3205 | 2882.2593 | 2706.4268 | 2529.8487 | 2352.5532 | 2174.5705 | 1995.9337 | 1816.6782 | 1636.8422 | 1456.4667 | 1275.5956 | 1094.276 | 912.5582 | 730.4959 | 548.1461 | 365.5697 | 182.8315 | -1.3274e-11 | -1.3274e-11 | -1.3274e-11 | -1.3274e-11 | -1.3274e-11 | -1.3274e-11 | -1.3274e-11 | -1.3274e-11 | -1.3274e-11 | -1.3274e-11 | -1.3274e-11 | -1.3274e-11 | -1.3274e-11 | -1.3274e-11 | -1.3274e-11 | -1.3274e-11 | -1.3274e-11 | -1.3274e-11 | -1.3274e-11 | -1.3274e-11 | -1.3274e-11 | -1.3274e-11 | -1.3274e-11 | -1.3274e-11 | -1.3274e-11 | -1.3274e-11 | -1.3274e-11 | -1.3274e-11 | -1.3274e-11 | -1.3274e-11 | -1.3274e-11 | -1.3274e-11 | -1.3274e-11 | -1.3274e-11 | -1.3274e-11 | -1.3274e-11 | -1.3274e-11 | -1.3274e-11 | -1.3274e-11 | -1.3274e-11 | -1.3274e-11 | -1.3274e-11 | -1.3274e-11 | -1.3274e-11 | -1.3274e-11 | -1.3274e-11 | -1.3274e-11 | -1.3274e-11 | -1.3274e-11 | -1.3274e-11 | -1.3274e-11 | -1.3274e-11 | -1.3274e-11 | -1.3274e-11 | -1.3274e-11 | -1.3274e-11 | -1.3274e-11 | -1.3274e-11 | -1.3274e-11 | -1.3274e-11 | -1.3274e-11 | -1.3274e-11 | -1.3274e-11 | -1.3274e-11 | -1.3274e-11
|  |  | Gross Plant |  | 520000 | 520000 | 520000 | 520000 | 520000 | 520000 | 520000 | 520000 | 520000 | 520000 | 520000 | 520000 | 520000 | 520000 | 520000 | 520000 | 520000 | 520000 | 520000 | 520000 | 520000 | 520000 | 520000 | 520000 | 520000 | 520000 | 520000 | 520000 | 520000 | 520000 | 520000 | 520000 | 520000 | 520000 | 520000 | 520000 | 520000 | 520000 | 520000 | 520000 | 520000 | 520000 | 520000 | 520000 | 520000 | 520000 | 520000 | 520000 | 520000 | 520000 | 520000 | 520000 | 520000 | 520000 | 520000 | 520000 | 520000 | 520000 | 520000 | 520000 | 520000 | 520000 | 520000 | 520000 | 520000 | 520000 | 520000 | 520000 | 520000 | 520000 | 520000 | 520000 | 520000 | 520000 | 520000 | 520000 | 520000 | 520000 | 520000 | 520000 | 520000 | 520000 | 520000 | 520000 | 520000 | 520000 | 520000 | 520000 | 520000 | 520000 | 520000 | 520000 | 520000 | 520000 | 520000 | 520000 | 520000 | 520000 | 520000 | 520000 | 520000
|  |  | Less: Accumulated Depreciation |  |  | 19979.8586 | 40349.4667 | 61120.4024 | 82304.5889 | 103914.3053 | 125962.1982 | 148461.2931 | 171425.0071 | 194867.161 | 218801.9925 | 230244.1695 | 241748.1165 | 253313.0785 | 264938.195 | 276622.4951 | 288364.8921 | 300164.1775 | 312019.0155 | 323927.9368 | 335889.3322 | 347901.4459 | 359962.3687 | 372070.031 | 384222.195 | 396416.4472 | 408650.1901 | 420920.6343 | 433224.7891 | 445559.4539 | 457921.2087 | 470306.4043 | 482711.1517 | 495131.3121 | 507562.4857 | 520000 | 520000 | 520000 | 520000 | 520000 | 520000 | 520000 | 520000 | 520000 | 520000 | 520000 | 520000 | 520000 | 520000 | 520000 | 520000 | 520000 | 520000 | 520000 | 520000 | 520000 | 520000 | 520000 | 520000 | 520000 | 520000 | 520000 | 520000 | 520000 | 520000 | 520000 | 520000 | 520000 | 520000 | 520000 | 520000 | 520000 | 520000 | 520000 | 520000 | 520000 | 520000 | 520000 | 520000 | 520000 | 520000 | 520000 | 520000 | 520000 | 520000 | 520000 | 520000 | 520000 | 520000 | 520000 | 520000 | 520000 | 520000 | 520000 | 520000 | 520000 | 520000 | 520000 | 520000 | 520000 | 520000
|  |  | Net Plant |  | 520000 | 500020.1414 | 479650.5333 | 458879.5976 | 437695.4111 | 416085.6947 | 394037.8018 | 371538.7069 | 348574.9929 | 325132.839 | 301198.0075 | 289755.8305 | 278251.8835 | 266686.9215 | 255061.805 | 243377.5049 | 231635.1079 | 219835.8225 | 207980.9845 | 196072.0632 | 184110.6678 | 172098.5541 | 160037.6313 | 147929.969 | 135777.805 | 123583.5528 | 111349.8099 | 99079.3657 | 86775.2109 | 74440.5461 | 62078.7913 | 49693.5957 | 37288.8483 | 24868.6879 | 12437.5143 | 6.4028e-10 | 6.4028e-10 | 6.4028e-10 | 6.4028e-10 | 6.4028e-10 | 6.4028e-10 | 6.4028e-10 | 6.4028e-10 | 6.4028e-10 | 6.4028e-10 | 6.4028e-10 | 6.4028e-10 | 6.4028e-10 | 6.4028e-10 | 6.4028e-10 | 6.4028e-10 | 6.4028e-10 | 6.4028e-10 | 6.4028e-10 | 6.4028e-10 | 6.4028e-10 | 6.4028e-10 | 6.4028e-10 | 6.4028e-10 | 6.4028e-10 | 6.4028e-10 | 6.4028e-10 | 6.4028e-10 | 6.4028e-10 | 6.4028e-10 | 6.4028e-10 | 6.4028e-10 | 6.4028e-10 | 6.4028e-10 | 6.4028e-10 | 6.4028e-10 | 6.4028e-10 | 6.4028e-10 | 6.4028e-10 | 6.4028e-10 | 6.4028e-10 | 6.4028e-10 | 6.4028e-10 | 6.4028e-10 | 6.4028e-10 | 6.4028e-10 | 6.4028e-10 | 6.4028e-10 | 6.4028e-10 | 6.4028e-10 | 6.4028e-10 | 6.4028e-10 | 6.4028e-10 | 6.4028e-10 | 6.4028e-10 | 6.4028e-10 | 6.4028e-10 | 6.4028e-10 | 6.4028e-10 | 6.4028e-10 | 6.4028e-10 | 6.4028e-10 | 6.4028e-10 | 6.4028e-10 | 6.4028e-10 | 6.4028e-10
Capital Balance
|  |  | Deferred Taxes | 25% |  | 8005.0353 | 7907.598 | 7807.2661 | 7703.9534 | 7597.5709 | 7488.0268 | 7375.2263 | 7259.0715 | 7139.4615 | 7016.2921 | -2860.5442 | -2875.9868 | -2891.2405 | -2906.2791 | -2921.075 | -2935.5992 | -2949.8213 | -2963.7095 | -2977.2303 | -2990.3488 | -3003.0284 | -3015.2307 | -3026.9156 | -3038.041 | -3048.563 | -3058.4357 | -3067.611 | -3076.0387 | -3083.6662 | -3090.4387 | -3096.2989 | -3101.1869 | -3105.0401 | -3107.7934 | -3109.3786 | 0 | 0 | 0 | 0 | 0 | 0 | 0 | 0 | 0 | 0 | 0 | 0 | 0 | 0 | 0 | 0 | 0 | 0 | 0 | 0 | 0 | 0 | 0 | 0 | 0 | 0 | 0 | 0 | 0 | 0 | 0 | 0 | 0 | 0 | 0 | 0 | 0 | 0 | 0 | 0 | 0 | 0 | 0 | 0 | 0 | 0 | 0 | 0 | 0 | 0 | 0 | 0 | 0 | 0 | 0 | 0 | 0 | 0 | 0 | 0 | 0 | 0 | 0 | 0 | 0
Accumulated Deferred Taxes
|  |  | Net Capital |  | 520000 | 500020.1414 | 479650.5333 | 458879.5976 | 437695.4111 | 416085.6947 | 394037.8018 | 371538.7069 | 348574.9929 | 325132.839 | 301198.0075 | 289755.8305 | 278251.8835 | 266686.9215 | 255061.805 | 243377.5049 | 231635.1079 | 219835.8225 | 207980.9845 | 196072.0632 | 184110.6678 | 172098.5541 | 160037.6313 | 147929.969 | 135777.805 | 123583.5528 | 111349.8099 | 99079.3657 | 86775.2109 | 74440.5461 | 62078.7913 | 49693.5957 | 37288.8483 | 24868.6879 | 12437.5143 | 6.4028e-10 | 6.4028e-10 | 6.4028e-10 | 6.4028e-10 | 6.4028e-10 | 6.4028e-10 | 6.4028e-10 | 6.4028e-10 | 6.4028e-10 | 6.4028e-10 | 6.4028e-10 | 6.4028e-10 | 6.4028e-10 | 6.4028e-10 | 6.4028e-10 | 6.4028e-10 | 6.4028e-10 | 6.4028e-10 | 6.4028e-10 | 6.4028e-10 | 6.4028e-10 | 6.4028e-10 | 6.4028e-10 | 6.4028e-10 | 6.4028e-10 | 6.4028e-10 | 6.4028e-10 | 6.4028e-10 | 6.4028e-10 | 6.4028e-10 | 6.4028e-10 | 6.4028e-10 | 6.4028e-10 | 6.4028e-10 | 6.4028e-10 | 6.4028e-10 | 6.4028e-10 | 6.4028e-10 | 6.4028e-10 | 6.4028e-10 | 6.4028e-10 | 6.4028e-10 | 6.4028e-10 | 6.4028e-10 | 6.4028e-10 | 6.4028e-10 | 6.4028e-10 | 6.4028e-10 | 6.4028e-10 | 6.4028e-10 | 6.4028e-10 | 6.4028e-10 | 6.4028e-10 | 6.4028e-10 | 6.4028e-10 | 6.4028e-10 | 6.4028e-10 | 6.4028e-10 | 6.4028e-10 | 6.4028e-10 | 6.4028e-10 | 6.4028e-10 | 6.4028e-10 | 6.4028e-10 | 6.4028e-10 | 6.4028e-10
|  |  | Debt Balance | 79% | 410800 | 395015.9117 | 378923.9213 | 362514.8821 | 345779.3748 | 328707.6988 | 311289.8635 | 293515.5785 | 275374.2444 | 256854.9428 | 237946.4259 | 228907.1061 | 219818.988 | 210682.668 | 201498.826 | 192268.2288 | 182991.7353 | 173670.2998 | 164304.9778 | 154896.9299 | 145447.4276 | 135957.8578 | 126429.7287 | 116864.6755 | 107264.4659 | 97631.0067 | 87966.3498 | 78272.6989 | 68552.4166 | 58808.0314 | 49042.2451 | 39257.9406 | 29458.1902 | 19646.2634 | 9825.6363 | 5.0582e-10 | 5.0582e-10 | 5.0582e-10 | 5.0582e-10 | 5.0582e-10 | 5.0582e-10 | 5.0582e-10 | 5.0582e-10 | 5.0582e-10 | 5.0582e-10 | 5.0582e-10 | 5.0582e-10 | 5.0582e-10 | 5.0582e-10 | 5.0582e-10 | 5.0582e-10 | 5.0582e-10 | 5.0582e-10 | 5.0582e-10 | 5.0582e-10 | 5.0582e-10 | 5.0582e-10 | 5.0582e-10 | 5.0582e-10 | 5.0582e-10 | 5.0582e-10 | 5.0582e-10 | 5.0582e-10 | 5.0582e-10 | 5.0582e-10 | 5.0582e-10 | 5.0582e-10 | 5.0582e-10 | 5.0582e-10 | 5.0582e-10 | 5.0582e-10 | 5.0582e-10 | 5.0582e-10 | 5.0582e-10 | 5.0582e-10 | 5.0582e-10 | 5.0582e-10 | 5.0582e-10 | 5.0582e-10 | 5.0582e-10 | 5.0582e-10 | 5.0582e-10 | 5.0582e-10 | 5.0582e-10 | 5.0582e-10 | 5.0582e-10 | 5.0582e-10 | 5.0582e-10 | 5.0582e-10 | 5.0582e-10 | 5.0582e-10 | 5.0582e-10 | 5.0582e-10 | 5.0582e-10 | 5.0582e-10 | 5.0582e-10 | 5.0582e-10 | 5.0582e-10 | 5.0582e-10 | 5.0582e-10 | 5.0582e-10
|  |  | Equity Balance | 21% | 109200 | 105004.2297 | 100726.612 | 96364.7155 | 91916.0363 | 87377.9959 | 82747.9384 | 78023.1284 | 73200.7485 | 68277.8962 | 63251.5816 | 60848.7244 | 58432.8955 | 56004.2535 | 53562.9791 | 51109.276 | 48643.3727 | 46165.5227 | 43676.0068 | 41175.1333 | 38663.2402 | 36140.6964 | 33607.9026 | 31065.2935 | 28513.339 | 25952.5461 | 23383.4601 | 20806.6668 | 18222.7943 | 15632.5147 | 13036.5462 | 10435.6551 | 7830.6581 | 5222.4245 | 2611.878 | 1.3446e-10 | 1.3446e-10 | 1.3446e-10 | 1.3446e-10 | 1.3446e-10 | 1.3446e-10 | 1.3446e-10 | 1.3446e-10 | 1.3446e-10 | 1.3446e-10 | 1.3446e-10 | 1.3446e-10 | 1.3446e-10 | 1.3446e-10 | 1.3446e-10 | 1.3446e-10 | 1.3446e-10 | 1.3446e-10 | 1.3446e-10 | 1.3446e-10 | 1.3446e-10 | 1.3446e-10 | 1.3446e-10 | 1.3446e-10 | 1.3446e-10 | 1.3446e-10 | 1.3446e-10 | 1.3446e-10 | 1.3446e-10 | 1.3446e-10 | 1.3446e-10 | 1.3446e-10 | 1.3446e-10 | 1.3446e-10 | 1.3446e-10 | 1.3446e-10 | 1.3446e-10 | 1.3446e-10 | 1.3446e-10 | 1.3446e-10 | 1.3446e-10 | 1.3446e-10 | 1.3446e-10 | 1.3446e-10 | 1.3446e-10 | 1.3446e-10 | 1.3446e-10 | 1.3446e-10 | 1.3446e-10 | 1.3446e-10 | 1.3446e-10 | 1.3446e-10 | 1.3446e-10 | 1.3446e-10 | 1.3446e-10 | 1.3446e-10 | 1.3446e-10 | 1.3446e-10 | 1.3446e-10 | 1.3446e-10 | 1.3446e-10 | 1.3446e-10 | 1.3446e-10 | 1.3446e-10 | 1.3446e-10 | 1.3446e-10
|  |  | Debt Percent |  |  | 79% | 79% | 79% | 79% | 79% | 79% | 79% | 79% | 79% | 79% | 79% | 79% | 79% | 79% | 79% | 79% | 79% | 79% | 79% | 79% | 79% | 79% | 79% | 79% | 79% | 79% | 79% | 79% | 79% | 79% | 79% | 79% | 79% | 79% | 79% | 79% | 79% | 79% | 79% | 79% | 79% | 79% | 79% | 79% | 79% | 79% | 79% | 79% | 79% | 79% | 79% | 79% | 79% | 79% | 79% | 79% | 79% | 79% | 79% | 79% | 79% | 79% | 79% | 79% | 79% | 79% | 79% | 79% | 79% | 79% | 79% | 79% | 79% | 79% | 79% | 79% | 79% | 79% | 79% | 79% | 79% | 79% | 79% | 79% | 79% | 79% | 79% | 79% | 79% | 79% | 79% | 79% | 79% | 79% | 79% | 79% | 79% | 79% | 79% | 79%
|  |  | Equity Percent |  |  | 21% | 21% | 21% | 21% | 21% | 21% | 21% | 21% | 21% | 21% | 21% | 21% | 21% | 21% | 21% | 21% | 21% | 21% | 21% | 21% | 21% | 21% | 21% | 21% | 21% | 21% | 21% | 21% | 21% | 21% | 21% | 21% | 21% | 21% | 21% | 21% | 21% | 21% | 21% | 21% | 21% | 21% | 21% | 21% | 21% | 21% | 21% | 21% | 21% | 21% | 21% | 21% | 21% | 21% | 21% | 21% | 21% | 21% | 21% | 21% | 21% | 21% | 21% | 21% | 21% | 21% | 21% | 21% | 21% | 21% | 21% | 21% | 21% | 21% | 21% | 21% | 21% | 21% | 21% | 21% | 21% | 21% | 21% | 21% | 21% | 21% | 21% | 21% | 21% | 21% | 21% | 21% | 21% | 21% | 21% | 21% | 21% | 21% | 21% | 21%
Debt Balance
|  |  | Debt Repayment |  |  | 15784.0883 | 16091.9904 | 16409.0392 | 16735.5073 | 17071.676 | 17417.8353 | 17774.285 | 18141.3341 | 18519.3016 | 18908.5169 | 9039.3198 | 9088.1182 | 9136.32 | 9183.842 | 9230.5971 | 9276.4936 | 9321.4354 | 9365.322 | 9408.0478 | 9449.5024 | 9489.5698 | 9528.1291 | 9565.0532 | 9600.2096 | 9633.4592 | 9664.6569 | 9693.6509 | 9720.2823 | 9744.3852 | 9765.7863 | 9784.3045 | 9799.7505 | 9811.9268 | 9820.6271 | 9825.6363 | 0 | 0 | 0 | 0 | 0 | 0 | 0 | 0 | 0 | 0 | 0 | 0 | 0 | 0 | 0 | 0 | 0 | 0 | 0 | 0 | 0 | 0 | 0 | 0 | 0 | 0 | 0 | 0 | 0 | 0 | 0 | 0 | 0 | 0 | 0 | 0 | 0 | 0 | 0 | 0 | 0 | 0 | 0 | 0 | 0 | 0 | 0 | 0 | 0 | 0 | 0 | 0 | 0 | 0 | 0 | 0 | 0 | 0 | 0 | 0 | 0 | 0 | 0 | 0 | 0
|  |  | Opening Balance |  |  | 410800 | 395015.9117 | 378923.9213 | 362514.8821 | 345779.3748 | 328707.6988 | 311289.8635 | 293515.5785 | 275374.2444 | 256854.9428 | 237946.4259 | 228907.1061 | 219818.988 | 210682.668 | 201498.826 | 192268.2288 | 182991.7353 | 173670.2998 | 164304.9778 | 154896.9299 | 145447.4276 | 135957.8578 | 126429.7287 | 116864.6755 | 107264.4659 | 97631.0067 | 87966.3498 | 78272.6989 | 68552.4166 | 58808.0314 | 49042.2451 | 39257.9406 | 29458.1902 | 19646.2634 | 9825.6363 | 5.0568e-10 | 5.0568e-10 | 5.0568e-10 | 5.0568e-10 | 5.0568e-10 | 5.0568e-10 | 5.0568e-10 | 5.0568e-10 | 5.0568e-10 | 5.0568e-10 | 5.0568e-10 | 5.0568e-10 | 5.0568e-10 | 5.0568e-10 | 5.0568e-10 | 5.0568e-10 | 5.0568e-10 | 5.0568e-10 | 5.0568e-10 | 5.0568e-10 | 5.0568e-10 | 5.0568e-10 | 5.0568e-10 | 5.0568e-10 | 5.0568e-10 | 5.0568e-10 | 5.0568e-10 | 5.0568e-10 | 5.0568e-10 | 5.0568e-10 | 5.0568e-10 | 5.0568e-10 | 5.0568e-10 | 5.0568e-10 | 5.0568e-10 | 5.0568e-10 | 5.0568e-10 | 5.0568e-10 | 5.0568e-10 | 5.0568e-10 | 5.0568e-10 | 5.0568e-10 | 5.0568e-10 | 5.0568e-10 | 5.0568e-10 | 5.0568e-10 | 5.0568e-10 | 5.0568e-10 | 5.0568e-10 | 5.0568e-10 | 5.0568e-10 | 5.0568e-10 | 5.0568e-10 | 5.0568e-10 | 5.0568e-10 | 5.0568e-10 | 5.0568e-10 | 5.0568e-10 | 5.0568e-10 | 5.0568e-10 | 5.0568e-10 | 5.0568e-10 | 5.0568e-10 | 5.0568e-10 | 5.0568e-10
|  |  | Debt Repayment |  |  | 15784.0883 | 16091.9904 | 16409.0392 | 16735.5073 | 17071.676 | 17417.8353 | 17774.285 | 18141.3341 | 18519.3016 | 18908.5169 | 9039.3198 | 9088.1182 | 9136.32 | 9183.842 | 9230.5971 | 9276.4936 | 9321.4354 | 9365.322 | 9408.0478 | 9449.5024 | 9489.5698 | 9528.1291 | 9565.0532 | 9600.2096 | 9633.4592 | 9664.6569 | 9693.6509 | 9720.2823 | 9744.3852 | 9765.7863 | 9784.3045 | 9799.7505 | 9811.9268 | 9820.6271 | 9825.6363 | 0 | 0 | 0 | 0 | 0 | 0 | 0 | 0 | 0 | 0 | 0 | 0 | 0 | 0 | 0 | 0 | 0 | 0 | 0 | 0 | 0 | 0 | 0 | 0 | 0 | 0 | 0 | 0 | 0 | 0 | 0 | 0 | 0 | 0 | 0 | 0 | 0 | 0 | 0 | 0 | 0 | 0 | 0 | 0 | 0 | 0 | 0 | 0 | 0 | 0 | 0 | 0 | 0 | 0 | 0 | 0 | 0 | 0 | 0 | 0 | 0 | 0 | 0 | 0 | 0
|  |  | Closing Balance |  | 410800 | 395015.9117 | 378923.9213 | 362514.8821 | 345779.3748 | 328707.6988 | 311289.8635 | 293515.5785 | 275374.2444 | 256854.9428 | 237946.4259 | 228907.1061 | 219818.988 | 210682.668 | 201498.826 | 192268.2288 | 182991.7353 | 173670.2998 | 164304.9778 | 154896.9299 | 145447.4276 | 135957.8578 | 126429.7287 | 116864.6755 | 107264.4659 | 97631.0067 | 87966.3498 | 78272.6989 | 68552.4166 | 58808.0314 | 49042.2451 | 39257.9406 | 29458.1902 | 19646.2634 | 9825.6363 | 5.0568e-10 | 5.0568e-10 | 5.0568e-10 | 5.0568e-10 | 5.0568e-10 | 5.0568e-10 | 5.0568e-10 | 5.0568e-10 | 5.0568e-10 | 5.0568e-10 | 5.0568e-10 | 5.0568e-10 | 5.0568e-10 | 5.0568e-10 | 5.0568e-10 | 5.0568e-10 | 5.0568e-10 | 5.0568e-10 | 5.0568e-10 | 5.0568e-10 | 5.0568e-10 | 5.0568e-10 | 5.0568e-10 | 5.0568e-10 | 5.0568e-10 | 5.0568e-10 | 5.0568e-10 | 5.0568e-10 | 5.0568e-10 | 5.0568e-10 | 5.0568e-10 | 5.0568e-10 | 5.0568e-10 | 5.0568e-10 | 5.0568e-10 | 5.0568e-10 | 5.0568e-10 | 5.0568e-10 | 5.0568e-10 | 5.0568e-10 | 5.0568e-10 | 5.0568e-10 | 5.0568e-10 | 5.0568e-10 | 5.0568e-10 | 5.0568e-10 | 5.0568e-10 | 5.0568e-10 | 5.0568e-10 | 5.0568e-10 | 5.0568e-10 | 5.0568e-10 | 5.0568e-10 | 5.0568e-10 | 5.0568e-10 | 5.0568e-10 | 5.0568e-10 | 5.0568e-10 | 5.0568e-10 | 5.0568e-10 | 5.0568e-10 | 5.0568e-10 | 5.0568e-10 | 5.0568e-10 | 5.0568e-10 | 5.0568e-10
|  |  | Interest Expense | 2.625% |  | 10783.5 | 10369.1677 | 9946.7529 | 9516.0157 | 9076.7086 | 8628.5771 | 8171.3589 | 7704.7839 | 7228.5739 | 6742.4422 | 6246.0937 | 6008.8115 | 5770.2484 | 5530.42 | 5289.3442 | 5047.041 | 4803.5331 | 4558.8454 | 4313.0057 | 4066.0444 | 3817.995 | 3568.8938 | 3318.7804 | 3067.6977 | 2815.6922 | 2562.8139 | 2309.1167 | 2054.6583 | 1799.5009 | 1543.7108 | 1287.3589 | 1030.5209 | 773.2775 | 515.7144 | 257.923 | 1.3274e-11 | 1.3274e-11 | 1.3274e-11 | 1.3274e-11 | 1.3274e-11 | 1.3274e-11 | 1.3274e-11 | 1.3274e-11 | 1.3274e-11 | 1.3274e-11 | 1.3274e-11 | 1.3274e-11 | 1.3274e-11 | 1.3274e-11 | 1.3274e-11 | 1.3274e-11 | 1.3274e-11 | 1.3274e-11 | 1.3274e-11 | 1.3274e-11 | 1.3274e-11 | 1.3274e-11 | 1.3274e-11 | 1.3274e-11 | 1.3274e-11 | 1.3274e-11 | 1.3274e-11 | 1.3274e-11 | 1.3274e-11 | 1.3274e-11 | 1.3274e-11 | 1.3274e-11 | 1.3274e-11 | 1.3274e-11 | 1.3274e-11 | 1.3274e-11 | 1.3274e-11 | 1.3274e-11 | 1.3274e-11 | 1.3274e-11 | 1.3274e-11 | 1.3274e-11 | 1.3274e-11 | 1.3274e-11 | 1.3274e-11 | 1.3274e-11 | 1.3274e-11 | 1.3274e-11 | 1.3274e-11 | 1.3274e-11 | 1.3274e-11 | 1.3274e-11 | 1.3274e-11 | 1.3274e-11 | 1.3274e-11 | 1.3274e-11 | 1.3274e-11 | 1.3274e-11 | 1.3274e-11 | 1.3274e-11 | 1.3274e-11 | 1.3274e-11 | 1.3274e-11 | 1.3274e-11 | 1.3274e-11
|  |  | Equity Cash Flow Check (Equity Chg + Income) |  | -109200 | 11839.7703 | 11627.9138 | 11412.7593 | 11194.2092 | 10972.163 | 10746.5172 | 10517.1656 | 10283.9989 | 10046.9047 | 9805.7673 | 6830.4679 | 6675.2396 | 6518.9447 | 6361.5722 | 6203.1116 | 6043.5527 | 5882.886 | 5721.1026 | 5558.1939 | 5394.1524 | 5228.9707 | 5062.6425 | 4895.1623 | 4726.525 | 4556.7267 | 4385.7642 | 4213.6355 | 4040.3392 | 3865.8752 | 3690.2445 | 3513.4493 | 3335.4928 | 3156.3798 | 2976.1162 | 2794.7095 | -1.3274e-11 | -1.3274e-11 | -1.3274e-11 | -1.3274e-11 | -1.3274e-11 | -1.3274e-11 | -1.3274e-11 | -1.3274e-11 | -1.3274e-11 | -1.3274e-11 | -1.3274e-11 | -1.3274e-11 | -1.3274e-11 | -1.3274e-11 | -1.3274e-11 | -1.3274e-11 | -1.3274e-11 | -1.3274e-11 | -1.3274e-11 | -1.3274e-11 | -1.3274e-11 | -1.3274e-11 | -1.3274e-11 | -1.3274e-11 | -1.3274e-11 | -1.3274e-11 | -1.3274e-11 | -1.3274e-11 | -1.3274e-11 | -1.3274e-11 | -1.3274e-11 | -1.3274e-11 | -1.3274e-11 | -1.3274e-11 | -1.3274e-11 | -1.3274e-11 | -1.3274e-11 | -1.3274e-11 | -1.3274e-11 | -1.3274e-11 | -1.3274e-11 | -1.3274e-11 | -1.3274e-11 | -1.3274e-11 | -1.3274e-11 | -1.3274e-11 | -1.3274e-11 | -1.3274e-11 | -1.3274e-11 | -1.3274e-11 | -1.3274e-11 | -1.3274e-11 | -1.3274e-11 | -1.3274e-11 | -1.3274e-11 | -1.3274e-11 | -1.3274e-11 | -1.3274e-11 | -1.3274e-11 | -1.3274e-11 | -1.3274e-11 | -1.3274e-11 | -1.3274e-11 | -1.3274e-11 | -1.3274e-11
|  |  | Equity IRR Check |  | 7% | 11839.7703 | 11627.9138 | 11412.7593 | 11194.2092 | 10972.163 | 10746.5172 | 10517.1656 | 10283.9989 | 10046.9047 | 9805.7673 | 6830.4679 | 6675.2396 | 6518.9447 | 6361.5722 | 6203.1116 | 6043.5527 | 5882.886 | 5721.1026 | 5558.1939 | 5394.1524 | 5228.9707 | 5062.6425 | 4895.1623 | 4726.525 | 4556.7267 | 4385.7642 | 4213.6355 | 4040.3392 | 3865.8752 | 3690.2445 | 3513.4493 | 3335.4928 | 3156.3798 | 2976.1162 | 2794.7095 | -1.3274e-11 | -1.3274e-11 | -1.3274e-11 | -1.3274e-11 | -1.3274e-11 | -1.3274e-11 | -1.3274e-11 | -1.3274e-11 | -1.3274e-11 | -1.3274e-11 | -1.3274e-11 | -1.3274e-11 | -1.3274e-11 | -1.3274e-11 | -1.3274e-11 | -1.3274e-11 | -1.3274e-11 | -1.3274e-11 | -1.3274e-11 | -1.3274e-11 | -1.3274e-11 | -1.3274e-11 | -1.3274e-11 | -1.3274e-11 | -1.3274e-11 | -1.3274e-11 | -1.3274e-11 | -1.3274e-11 | -1.3274e-11 | -1.3274e-11 | -1.3274e-11 | -1.3274e-11 | -1.3274e-11 | -1.3274e-11 | -1.3274e-11 | -1.3274e-11 | -1.3274e-11 | -1.3274e-11 | -1.3274e-11 | -1.3274e-11 | -1.3274e-11 | -1.3274e-11 | -1.3274e-11 | -1.3274e-11 | -1.3274e-11 | -1.3274e-11 | -1.3274e-11 | -1.3274e-11 | -1.3274e-11 | -1.3274e-11 | -1.3274e-11 | -1.3274e-11 | -1.3274e-11 | -1.3274e-11 | -1.3274e-11 | -1.3274e-11 | -1.3274e-11 | -1.3274e-11 | -1.3274e-11 | -1.3274e-11 | -1.3274e-11 | -1.3274e-11 | -1.3274e-11 | -1.3274e-11 | -1.3274e-11
|  |  | Check |  | TRUE | 0 | 0 | 5.6389e-11 | -3.2742e-11 | 1.819e-11 | 0 | -1.6371e-11 | 0 | 1.4552e-11 | 0 | 0 | 0 | -1.3642e-11 | 1.3642e-11 | 7.276e-12 | -2.9104e-11 | 3.547e-11 | 1.3642e-11 | -3.547e-11 | 3.638e-11 | -5.0932e-11 | 1.9099e-11 | 2.1828e-11 | -3.3651e-11 | 3.8199e-11 | -9.0949e-12 | -9.0949e-12 | 2.1828e-11 | -2.1828e-11 | -1.0004e-11 | -3.638e-12 | -1.5007e-11 | -8.1855e-12 | -2.0918e-11 | -1.4552e-11 | 0 | 0 | 0 | 0 | 0 | 0 | 0 | 0 | 0 | 0 | 0 | 0 | 0 | 0 | 0 | 0 | 0 | 0 | 0 | 0 | 0 | 0 | 0 | 0 | 0 | 0 | 0 | 0 | 0 | 0 | 0 | 0 | 0 | 0 | 0 | 0 | 0 | 0 | 0 | 0 | 0 | 0 | 0 | 0 | 0 | 0 | 0 | 0 | 0 | 0 | 0 | 0 | 0 | 0 | 0 | 0 | 0 | 0 | 0 | 0 | 0 | 0 | 0 | 0 | 0
Financial Model in Real Terms with Inflating Price
|  |  | Index |  | 1 | 1.02 | 1.0404 | 1.0612 | 1.0824 | 1.1041 | 1.1262 | 1.1487 | 1.1717 | 1.1951 | 1.219 | 1.2434 | 1.2682 | 1.2936 | 1.3195 | 1.3459 | 1.3728 | 1.4002 | 1.4282 | 1.4568 | 1.4859 | 1.5157 | 1.546 | 1.5769 | 1.6084 | 1.6406 | 1.6734 | 1.7069 | 1.741 | 1.7758 | 1.8114 | 1.8476 | 1.8845 | 1.9222 | 1.9607 | 1.9999 | 2.0399 | 2.0807 | 2.1223 | 2.1647 | 2.208 | 2.2522 | 2.2972 | 2.3432 | 2.3901 | 2.4379 | 2.4866 | 2.5363 | 2.5871 | 2.6388 | 2.6916 | 2.7454 | 2.8003 | 2.8563 | 2.9135 | 2.9717 | 3.0312 | 3.0918 | 3.1536 | 3.2167 | 3.281 | 3.3467 | 3.4136 | 3.4819 | 3.5515 | 3.6225 | 3.695 | 3.7689 | 3.8443 | 3.9211 | 3.9996 | 4.0795 | 4.1611 | 4.2444 | 4.3293 | 4.4158 | 4.5042 | 4.5942 | 4.6861 | 4.7798 | 4.8754 | 4.9729 | 5.0724 | 5.1739 | 5.2773 | 5.3829 | 5.4905 | 5.6003 | 5.7124 | 5.8266 | 5.9431 | 6.062 | 6.1832 | 6.3069 | 6.433 | 6.5617 | 6.6929 | 6.8268 | 6.9633 | 7.1026 | 7.2446
|  |  | Initial Price | 16.7811 |  | 16.7811 | 16.7811 | 16.7811 | 16.7811 | 16.7811 | 16.7811 | 16.7811 | 16.7811 | 16.7811 | 16.7811 | 16.7811 | 16.7811 | 16.7811 | 16.7811 | 16.7811 | 16.7811 | 16.7811 | 16.7811 | 16.7811 | 16.7811 | 16.7811 | 16.7811 | 16.7811 | 16.7811 | 16.7811 | 16.7811 | 16.7811 | 16.7811 | 16.7811 | 16.7811 | 16.7811 | 16.7811 | 16.7811 | 16.7811 | 16.7811 | 0 | 0 | 0 | 0 | 0 | 0 | 0 | 0 | 0 | 0 | 0 | 0 | 0 | 0 | 0 | 0 | 0 | 0 | 0 | 0 | 0 | 0 | 0 | 0 | 0 | 0 | 0 | 0 | 0 | 0 | 0 | 0 | 0 | 0 | 0 | 0 | 0 | 0 | 0 | 0 | 0 | 0 | 0 | 0 | 0 | 0 | 0 | 0 | 0 | 0 | 0 | 0 | 0 | 0 | 0 | 0 | 0 | 0 | 0 | 0 | 0 | 0 | 0 | 0 | 0
|  |  | Inflated Price |  |  | 17.1168 | 17.4591 | 17.8083 | 18.1645 | 18.5277 | 18.8983 | 19.2763 | 19.6618 | 20.055 | 20.4561 | 20.8652 | 21.2826 | 21.7082 | 22.1424 | 22.5852 | 23.0369 | 23.4977 | 23.9676 | 24.447 | 24.9359 | 25.4346 | 25.9433 | 26.4622 | 26.9914 | 27.5313 | 28.0819 | 28.6435 | 29.2164 | 29.8007 | 30.3967 | 31.0047 | 31.6248 | 32.2573 | 32.9024 | 33.5604 | 0 | 0 | 0 | 0 | 0 | 0 | 0 | 0 | 0 | 0 | 0 | 0 | 0 | 0 | 0 | 0 | 0 | 0 | 0 | 0 | 0 | 0 | 0 | 0 | 0 | 0 | 0 | 0 | 0 | 0 | 0 | 0 | 0 | 0 | 0 | 0 | 0 | 0 | 0 | 0 | 0 | 0 | 0 | 0 | 0 | 0 | 0 | 0 | 0 | 0 | 0 | 0 | 0 | 0 | 0 | 0 | 0 | 0 | 0 | 0 | 0 | 0 | 0 | 0 | 0
|  |  | Generation | 1961.1103 |  | 1951.3048 | 1941.5482 | 1931.8405 | 1922.1813 | 1912.5704 | 1903.0075 | 1893.4925 | 1884.025 | 1874.6049 | 1865.2319 | 1855.9057 | 1846.6262 | 1837.3931 | 1828.2061 | 1819.0651 | 1809.9697 | 1800.9199 | 1791.9153 | 1782.9557 | 1774.0409 | 1765.1707 | 1756.3449 | 1747.5632 | 1738.8253 | 1730.1312 | 1721.4806 | 1712.8732 | 1704.3088 | 1695.7872 | 1687.3083 | 1678.8718 | 1670.4774 | 1662.125 | 1653.8144 | 1645.5453 | 0 | 0 | 0 | 0 | 0 | 0 | 0 | 0 | 0 | 0 | 0 | 0 | 0 | 0 | 0 | 0 | 0 | 0 | 0 | 0 | 0 | 0 | 0 | 0 | 0 | 0 | 0 | 0 | 0 | 0 | 0 | 0 | 0 | 0 | 0 | 0 | 0 | 0 | 0 | 0 | 0 | 0 | 0 | 0 | 0 | 0 | 0 | 0 | 0 | 0 | 0 | 0 | 0 | 0 | 0 | 0 | 0 | 0 | 0 | 0 | 0 | 0 | 0 | 0 | 0
|  |  | Revenues (USD) |  |  | 33400.0378 | 33897.6984 | 34402.7741 | 34915.3754 | 35435.6145 | 35963.6051 | 36499.4629 | 37043.3049 | 37595.2501 | 38155.4193 | 38723.9351 | 39300.9217 | 39886.5054 | 40480.8144 | 41083.9785 | 41696.1298 | 42317.4021 | 42947.9314 | 43587.8556 | 44237.3146 | 44896.4506 | 45565.4077 | 46244.3323 | 46933.3729 | 47632.6801 | 48342.4071 | 49062.7089 | 49793.7433 | 50535.6701 | 51288.6515 | 52052.8525 | 52828.44 | 53615.5837 | 54414.4559 | 55225.2313 | 0 | 0 | 0 | 0 | 0 | 0 | 0 | 0 | 0 | 0 | 0 | 0 | 0 | 0 | 0 | 0 | 0 | 0 | 0 | 0 | 0 | 0 | 0 | 0 | 0 | 0 | 0 | 0 | 0 | 0 | 0 | 0 | 0 | 0 | 0 | 0 | 0 | 0 | 0 | 0 | 0 | 0 | 0 | 0 | 0 | 0 | 0 | 0 | 0 | 0 | 0 | 0 | 0 | 0 | 0 | 0 | 0 | 0 | 0 | 0 | 0 | 0 | 0 | 0 | 0
|  |  | Operating Cost | 10000 |  | 10200 | 10404 | 10612.08 | 10824.3216 | 11040.808 | 11261.6242 | 11486.8567 | 11716.5938 | 11950.9257 | 12189.9442 | 12433.7431 | 12682.4179 | 12936.0663 | 13194.7876 | 13458.6834 | 13727.8571 | 14002.4142 | 14282.4625 | 14568.1117 | 14859.474 | 15156.6634 | 15459.7967 | 15768.9926 | 16084.3725 | 16406.0599 | 16734.1811 | 17068.8648 | 17410.2421 | 17758.4469 | 18113.6158 | 18475.8882 | 18845.4059 | 19222.314 | 19606.7603 | 19998.8955 | 0 | 0 | 0 | 0 | 0 | 0 | 0 | 0 | 0 | 0 | 0 | 0 | 0 | 0 | 0 | 0 | 0 | 0 | 0 | 0 | 0 | 0 | 0 | 0 | 0 | 0 | 0 | 0 | 0 | 0 | 0 | 0 | 0 | 0 | 0 | 0 | 0 | 0 | 0 | 0 | 0 | 0 | 0 | 0 | 0 | 0 | 0 | 0 | 0 | 0 | 0 | 0 | 0 | 0 | 0 | 0 | 0 | 0 | 0 | 0 | 0 | 0 | 0 | 0 | 0
|  |  | EBITDA |  |  | 23200.0378 | 23493.6984 | 23790.6941 | 24091.0538 | 24394.8065 | 24701.981 | 25012.6062 | 25326.711 | 25644.3244 | 25965.4751 | 26290.192 | 26618.5038 | 26950.4391 | 27286.0267 | 27625.2951 | 27968.2727 | 28314.9879 | 28665.4689 | 29019.7439 | 29377.8407 | 29739.7872 | 30105.611 | 30475.3397 | 30849.0004 | 31226.6202 | 31608.2259 | 31993.8442 | 32383.5012 | 32777.2232 | 33175.0357 | 33576.9643 | 33983.034 | 34393.2697 | 34807.6956 | 35226.3358 | 0 | 0 | 0 | 0 | 0 | 0 | 0 | 0 | 0 | 0 | 0 | 0 | 0 | 0 | 0 | 0 | 0 | 0 | 0 | 0 | 0 | 0 | 0 | 0 | 0 | 0 | 0 | 0 | 0 | 0 | 0 | 0 | 0 | 0 | 0 | 0 | 0 | 0 | 0 | 0 | 0 | 0 | 0 | 0 | 0 | 0 | 0 | 0 | 0 | 0 | 0 | 0 | 0 | 0 | 0 | 0 | 0 | 0 | 0 | 0 | 0 | 0 | 0 | 0 | 0
|  |  | Depreciation | 520000 |  | 52000 | 52000 | 52000 | 52000 | 52000 | 52000 | 52000 | 52000 | 52000 | 52000 | 0 | 0 | 0 | 0 | 0 | 0 | 0 | 0 | 0 | 0 | 0 | 0 | 0 | 0 | 0 | 0 | 0 | 0 | 0 | 0 | 0 | 0 | 0 | 0 | 0 | 0 | 0 | 0 | 0 | 0 | 0 | 0 | 0 | 0 | 0 | 0 | 0 | 0 | 0 | 0 | 0 | 0 | 0 | 0 | 0 | 0 | 0 | 0 | 0 | 0 | 0 | 0 | 0 | 0 | 0 | 0 | 0 | 0 | 0 | 0 | 0 | 0 | 0 | 0 | 0 | 0 | 0 | 0 | 0 | 0 | 0 | 0 | 0 | 0 | 0 | 0 | 0 | 0 | 0 | 0 | 0 | 0 | 0 | 0 | 0 | 0 | 0 | 0 | 0 | 0
|  |  | Less: Taxes | 25% |  | -7199.9906 | -7126.5754 | -7052.3265 | -6977.2366 | -6901.2984 | -6824.5048 | -6746.8485 | -6668.3222 | -6588.9189 | -6508.6312 | 6572.548 | 6654.6259 | 6737.6098 | 6821.5067 | 6906.3238 | 6992.0682 | 7078.747 | 7166.3672 | 7254.936 | 7344.4602 | 7434.9468 | 7526.4028 | 7618.8349 | 7712.2501 | 7806.655 | 7902.0565 | 7998.461 | 8095.8753 | 8194.3058 | 8293.7589 | 8394.2411 | 8495.7585 | 8598.3174 | 8701.9239 | 8806.5839 | 0 | 0 | 0 | 0 | 0 | 0 | 0 | 0 | 0 | 0 | 0 | 0 | 0 | 0 | 0 | 0 | 0 | 0 | 0 | 0 | 0 | 0 | 0 | 0 | 0 | 0 | 0 | 0 | 0 | 0 | 0 | 0 | 0 | 0 | 0 | 0 | 0 | 0 | 0 | 0 | 0 | 0 | 0 | 0 | 0 | 0 | 0 | 0 | 0 | 0 | 0 | 0 | 0 | 0 | 0 | 0 | 0 | 0 | 0 | 0 | 0 | 0 | 0 | 0 | 0
|  |  | Capex |  | 0: 520000
|  |  | Project Cash Flow |  | -520000 | 30400.0283 | 30620.2738 | 30843.0205 | 31068.2903 | 31296.1048 | 31526.4857 | 31759.4546 | 31995.0333 | 32233.2433 | 32474.1063 | 19717.644 | 19963.8778 | 20212.8294 | 20464.5201 | 20718.9713 | 20976.2046 | 21236.2409 | 21499.1017 | 21764.8079 | 22033.3805 | 22304.8404 | 22579.2083 | 22856.5048 | 23136.7503 | 23419.9651 | 23706.1694 | 23995.3831 | 24287.6259 | 24582.9174 | 24881.2768 | 25182.7232 | 25487.2755 | 25794.9523 | 26105.7717 | 26419.7518 | 0 | 0 | 0 | 0 | 0 | 0 | 0 | 0 | 0 | 0 | 0 | 0 | 0 | 0 | 0 | 0 | 0 | 0 | 0 | 0 | 0 | 0 | 0 | 0 | 0 | 0 | 0 | 0 | 0 | 0 | 0 | 0 | 0 | 0 | 0 | 0 | 0 | 0 | 0 | 0 | 0 | 0 | 0 | 0 | 0 | 0 | 0 | 0 | 0 | 0 | 0 | 0 | 0 | 0 | 0 | 0 | 0 | 0 | 0 | 0 | 0 | 0 | 0 | 0 | 0
|  |  | After-tax Project IRR |  | 0: 3.544%; 1: Target; 2: 3.544%; 3: TRUE
Proof with LCOE Formula - LCOE =NPV(Revenues)/NPV(Generation)
|  | Nominal |  |  | 0: Computed; 1: Method 1; 2: Test
|  |  | NPV of Revenues | 3.544% | 0: 819660.1656
|  |  | NPV of Generation | 3.544% | 0: 36287.082
|  |  | Nominal LCOE |  | 0: 22.5882; 1: 22.5882; 2: TRUE
Real
|  |  | NPV of Revenues | 3.544% | 0: 819660.1656
|  |  | NPV of Generation | 1.513% | 0: 48844.1038
|  |  | Real LCOE |  | 0: 16.7811; 1: 16.7811; 2: TRUE
Proof with LCOE Formula - LCOE =NPV Cost/NPV(Generation)
|  |  | Capital Expenditure at COD -1 |  | 0: 520000
|  |  | Gross-Up for Taxes | 25% | 0: 693333.3333
|  |  | Value of Tax Deduction | 20.75% | 0: -143837.1327
|  |  | O&M Factors (Nom OM, Life) | 14600825.0554 | 0: 35
|  |  | NPV of O&M Expenses | 4.064% | 0: 270163965.032
|  |  | Total Cost |  | 0: 270713461.2326
|  |  | NPV Generation - Nominal | 3.544% | 0: 36287.082
|  |  | Nominal LCOE |  | 0: 7460.326; 1: 22.5882; 2: FALSE
|  |  | Total Cost |  | 0: 270713461.2326
|  |  | NPV Generation - Real | 1.513% | 0: 48844.1038
|  |  | Real LCOE |  | 0: 5542.398; 1: 16.7811; 2: FALSE
Proof with LCOE Formula - LCOE =NPV Cost/NPV(Generation)
[6 empty] | 1 | 2 | 3 | 4 | 5 | 6 | 7 | 8 | 9 | 10 | 11 | 12 | 13 | 14 | 15 | 16 | 17 | 18 | 19 | 20 | 21 | 22 | 23 | 24 | 25 | 26 | 27 | 28 | 29 | 30 | 31 | 32 | 33 | 34 | 35 | 36 | 37 | 38 | 39 | 40 | 41 | 42 | 43 | 44 | 45 | 46 | 47 | 48 | 49 | 50 | 51 | 52 | 53 | 54 | 55 | 56 | 57 | 58 | 59 | 60 | 61 | 62 | 63 | 64 | 65 | 66 | 67 | 68 | 69 | 70 | 71 | 72 | 73 | 74 | 75 | 76 | 77 | 78 | 79 | 80 | 81 | 82 | 83 | 84 | 85 | 86 | 87 | 88 | 89 | 90 | 91 | 92 | 93 | 94 | 95 | 96 | 97 | 98 | 99 | 100
|  |  | Inflated Price |  | 5542.398 | 17.1168 | 17.4591 | 17.8083 | 18.1645 | 18.5277 | 18.8983 | 19.2763 | 19.6618 | 20.055 | 20.4561 | 20.8652 | 21.2826 | 21.7082 | 22.1424 | 22.5852 | 23.0369 | 23.4977 | 23.9676 | 24.447 | 24.9359 | 25.4346 | 25.9433 | 26.4622 | 26.9914 | 27.5313 | 28.0819 | 28.6435 | 29.2164 | 29.8007 | 30.3967 | 31.0047 | 31.6248 | 32.2573 | 32.9024 | 33.5604 | 0 | 0 | 0 | 0 | 0 | 0 | 0 | 0 | 0 | 0 | 0 | 0 | 0 | 0 | 0 | 0 | 0 | 0 | 0 | 0 | 0 | 0 | 0 | 0 | 0 | 0 | 0 | 0 | 0 | 0 | 0 | 0 | 0 | 0 | 0 | 0 | 0 | 0 | 0 | 0 | 0 | 0 | 0 | 0 | 0 | 0 | 0 | 0 | 0 | 0 | 0 | 0 | 0 | 0 | 0 | 0 | 0 | 0 | 0 | 0 | 0 | 0 | 0 | 0 | 0
|  |  | Generation |  |  | 1951.3048 | 1941.5482 | 1931.8405 | 1922.1813 | 1912.5704 | 1903.0075 | 1893.4925 | 1884.025 | 1874.6049 | 1865.2319 | 1855.9057 | 1846.6262 | 1837.3931 | 1828.2061 | 1819.0651 | 1809.9697 | 1800.9199 | 1791.9153 | 1782.9557 | 1774.0409 | 1765.1707 | 1756.3449 | 1747.5632 | 1738.8253 | 1730.1312 | 1721.4806 | 1712.8732 | 1704.3088 | 1695.7872 | 1687.3083 | 1678.8718 | 1670.4774 | 1662.125 | 1653.8144 | 1645.5453 | 0 | 0 | 0 | 0 | 0 | 0 | 0 | 0 | 0 | 0 | 0 | 0 | 0 | 0 | 0 | 0 | 0 | 0 | 0 | 0 | 0 | 0 | 0 | 0 | 0 | 0 | 0 | 0 | 0 | 0 | 0 | 0 | 0 | 0 | 0 | 0 | 0 | 0 | 0 | 0 | 0 | 0 | 0 | 0 | 0 | 0 | 0 | 0 | 0 | 0 | 0 | 0 | 0 | 0 | 0 | 0 | 0 | 0 | 0 | 0 | 0 | 0 | 0 | 0 | 0
|  |  | Discount Factor - Nominal | 3.544% |  | 0.96578 | 0.93272 | 0.9008 | 0.86997 | 0.8402 | 0.81144 | 0.78367 | 0.75685 | 0.73095 | 0.70593 | 0.68177 | 0.65844 | 0.6359 | 0.61414 | 0.59312 | 0.57282 | 0.55321 | 0.53428 | 0.516 | 0.49834 | 0.48128 | 0.46481 | 0.4489 | 0.43354 | 0.4187 | 0.40437 | 0.39053 | 0.37716 | 0.36426 | 0.35179 | 0.33975 | 0.32812 | 0.31689 | 0.30605 | 0.29557 | 0.28546 | 0.27569 | 0.26625 | 0.25714 | 0.24834 | 0.23984 | 0.23163 | 0.2237 | 0.21605 | 0.20865 | 0.20151 | 0.19462 | 0.18795 | 0.18152 | 0.17531 | 0.16931 | 0.16352 | 0.15792 | 0.15251 | 0.14729 | 0.14225 | 0.13738 | 0.13268 | 0.12814 | 0.12376 | 0.11952 | 0.11543 | 0.11148 | 0.10766 | 0.10398 | 0.10042 | 0.096984 | 0.093665 | 0.090459 | 0.087363 | 0.084373 | 0.081485 | 0.078697 | 0.076003 | 0.073402 | 0.07089 | 0.068464 | 0.066121 | 0.063858 | 0.061672 | 0.059561 | 0.057523 | 0.055554 | 0.053653 | 0.051817 | 0.050043 | 0.048331 | 0.046676 | 0.045079 | 0.043536 | 0.042046 | 0.040607 | 0.039217 | 0.037875 | 0.036579 | 0.035327 | 0.034118 | 0.03295 | 0.031823 | 0.030733
|  |  | Discounted Generation |  |  | 1884.522 | 1810.9248 | 1740.2017 | 1672.2407 | 1606.9338 | 1544.1773 | 1483.8717 | 1425.9213 | 1370.234 | 1316.7215 | 1265.2989 | 1215.8845 | 1168.3999 | 1122.7697 | 1078.9216 | 1036.7859 | 996.2957 | 957.3869 | 919.9975 | 884.0684 | 849.5424 | 816.3647 | 784.4828 | 753.846 | 724.4056 | 696.115 | 668.9292 | 642.8052 | 617.7014 | 593.5779 | 570.3966 | 548.1206 | 526.7146 | 506.1445 | 486.3778 | 0 | 0 | 0 | 0 | 0 | 0 | 0 | 0 | 0 | 0 | 0 | 0 | 0 | 0 | 0 | 0 | 0 | 0 | 0 | 0 | 0 | 0 | 0 | 0 | 0 | 0 | 0 | 0 | 0 | 0 | 0 | 0 | 0 | 0 | 0 | 0 | 0 | 0 | 0 | 0 | 0 | 0 | 0 | 0 | 0 | 0 | 0 | 0 | 0 | 0 | 0 | 0 | 0 | 0 | 0 | 0 | 0 | 0 | 0 | 0 | 0 | 0 | 0 | 0 | 0
|  |  | Weighting Factor |  |  | 5.193% | 4.991% | 4.796% | 4.608% | 4.428% | 4.255% | 4.089% | 3.93% | 3.776% | 3.629% | 3.487% | 3.351% | 3.22% | 3.094% | 2.973% | 2.857% | 2.746% | 2.638% | 2.535% | 2.436% | 2.341% | 2.25% | 2.162% | 2.077% | 1.996% | 1.918% | 1.843% | 1.771% | 1.702% | 1.636% | 1.572% | 1.511% | 1.452% | 1.395% | 1.34% | 0% | 0% | 0% | 0% | 0% | 0% | 0% | 0% | 0% | 0% | 0% | 0% | 0% | 0% | 0% | 0% | 0% | 0% | 0% | 0% | 0% | 0% | 0% | 0% | 0% | 0% | 0% | 0% | 0% | 0% | 0% | 0% | 0% | 0% | 0% | 0% | 0% | 0% | 0% | 0% | 0% | 0% | 0% | 0% | 0% | 0% | 0% | 0% | 0% | 0% | 0% | 0% | 0% | 0% | 0% | 0% | 0% | 0% | 0% | 0% | 0% | 0% | 0% | 0% | 0%
|  |  | LCOE with Sumproduct - MWH | 22.5882 |  | 1: =SUMPRODUCT(G195:DB195*G191:DB191)
Depreciation Tax Shield
|  |  | Year | 10 | 0 | 1 | 2 | 3 | 4 | 5 | 6 | 7 | 8 | 9 | 10 | 11 | 12 | 13 | 14 | 15 | 16 | 17 | 18 | 19 | 20 | 21 | 22 | 23 | 24 | 25 | 26 | 27 | 28 | 29 | 30 | 31 | 32 | 33 | 34 | 35 | 36 | 37 | 38 | 39 | 40
|  |  | Depreciation Rate | 1 |  | 10% | 10% | 10% | 10% | 10% | 10% | 10% | 10% | 10% | 10% | 0% | 0% | 0% | 0% | 0% | 0% | 0% | 0% | 0% | 0% | 0% | 0% | 0% | 0% | 0% | 0% | 0% | 0% | 0% | 0% | 0% | 0% | 0% | 0% | 0% | 0% | 0% | 0% | 0% | 0%
|  |  | NPV | 10: 3.544%; 0: 82.98%
|  |  | Multiplied by Tax Rate | 10: 25%; 0: 20.75%
|  |  | Year | 10 | 0 | 1 | 2 | 3 | 4 | 5 | 6 | 7 | 8 | 9 | 10 | 11 | 12 | 13 | 14 | 15 | 16 | 17 | 18 | 19 | 20 | 21 | 22 | 23 | 24 | 25 | 26 | 27 | 28 | 29 | 30 | 31 | 32 | 33 | 34 | 35 | 36 | 37 | 38 | 39 | 40
|  |  | Depreciation Rate | 1 |  | 10% | 10% | 10% | 10% | 10% | 10% | 10% | 10% | 10% | 10% | 0% | 0% | 0% | 0% | 0% | 0% | 0% | 0% | 0% | 0% | 0% | 0% | 0% | 0% | 0% | 0% | 0% | 0% | 0% | 0% | 0% | 0% | 0% | 0% | 0% | 0% | 0% | 0% | 0% | 0%
|  |  | NPV | 25% 10: 3.544%; 20.75% 0: 82.98%
|  |  | Multiplied by Tax Rate | 25% 10: 25%; 20.75% 0: 20.75%
|  |  | Year | 10 | 0 | 1 | 2 | 3 | 4 | 5 | 6 | 7 | 8 | 9 | 10 | 11 | 12 | 13 | 14 | 15 | 16 | 17 | 18 | 19 | 20 | 21 | 22 | 23 | 24 | 25 | 26 | 27 | 28 | 29 | 30 | 31 | 32 | 33 | 34 | 35 | 36 | 37 | 38 | 39 | 40
|  |  | Depreciation Rate | 1 |  | 10% | 10% | 10% | 10% | 10% | 10% | 10% | 10% | 10% | 10% | 0% | 0% | 0% | 0% | 0% | 0% | 0% | 0% | 0% | 0% | 0% | 0% | 0% | 0% | 0% | 0% | 0% | 0% | 0% | 0% | 0% | 0% | 0% | 0% | 0% | 0% | 0% | 0% | 0% | 0%
|  |  | NPV | 25% 10: 3.544%; 20.75% 0: 82.98%
|  |  | Multiplied by Tax Rate | 25% 10: 25%; 20.75% 0: 20.75%
|  |  | Year | 10 | 0 | 1 | 2 | 3 | 4 | 5 | 6 | 7 | 8 | 9 | 10 | 11 | 12 | 13 | 14 | 15 | 16 | 17 | 18 | 19 | 20 | 21 | 22 | 23 | 24 | 25 | 26 | 27 | 28 | 29 | 30 | 31 | 32 | 33 | 34 | 35 | 36 | 37 | 38 | 39 | 40
|  |  | Depreciation Rate | 1 |  | 10% | 10% | 10% | 10% | 10% | 10% | 10% | 10% | 10% | 10% | 0% | 0% | 0% | 0% | 0% | 0% | 0% | 0% | 0% | 0% | 0% | 0% | 0% | 0% | 0% | 0% | 0% | 0% | 0% | 0% | 0% | 0% | 0% | 0% | 0% | 0% | 0% | 0% | 0% | 0%
|  |  | NPV | 25% 10: 3.544%; 20.75% 0: 82.98%
|  |  | Multiplied by Tax Rate | 25% 10: 25%; 20.75% 0: 20.75%
|  |  | Applied Tax Depreciation Rate | 1 |  | 10% | 10% | 10% | 10% | 10% | 10% | 10% | 10% | 10% | 10% | 0% | 0% | 0% | 0% | 0% | 0% | 0% | 0% | 0% | 0% | 0% | 0% | 0% | 0% | 0% | 0% | 0% | 0% | 0% | 0% | 0% | 0% | 0% | 0% | 0% | 0% | 0% | 0% | 0% | 0%

## One Day Summary
Load | kW | 102 | Battery Storage Capacity | kWh | 856.4808 | Year | 2015 | Solar
Solar Capacity | kW | 304.244 | Battery Input Capacity | kW | 224.5832 | Month | 5 | 2015-05-11
Total Load | kWh | 1739.1321 | Hours of Storage | Hours | 4.7671 | Day | 11
Performance Ratio | % | 80% | Solar to Demand Ratio | Ratio | 2.9828
Solar Daily Capacity Factor | % | 21.84%

## One Day Analysis
[6 empty] | 1 | 2 | 3 | 4 | 5 | 6 | 7 | 8 | 9 | 10 | 11 | 12 | 13 | 14 | 15 | 16 | 17 | 18 | 19 | 20 | 21 | 22 | 23 | 24
Shape Data
| Load Shape | % |  |  |  | 61.64% | 60.38% | 59.75% | 61.64% | 64.15% | 71.7% | 77.36% | 77.99% | 73.58% | 67.92% | 66.67% | 64.78% | 66.67% | 64.78% | 62.89% | 67.3% | 72.33% | 76.73% | 77.36% | 80.5% | 89.94% | 88.68% | 79.87% | 70.44%
| Load Amount | kW | 102 | 1739.1321 | 634783.2075 | 62.8679 | 61.5849 | 60.9434 | 62.8679 | 65.434 | 73.1321 | 78.9057 | 79.5472 | 75.0566 | 69.283 | 68 | 66.0755 | 68 | 66.0755 | 64.1509 | 68.6415 | 73.7736 | 78.2642 | 78.9057 | 82.1132 | 91.7358 | 90.4528 | 81.4717 | 71.8491
| Solar Amount | kw/m3 | STC |  |  | 0 | 0 | 0 | 0 | 0 | 29.73 | 149.53 | 241.28 | 523.18 | 471.06 | 922.71 | 847.57 | 804.94 | 787.47 | 714.69 | 512.55 | 326.59 | 165.53 | 54.22 | 0 | 0 | 0 | 0 | 0
| Solar Gross Inplane Capacity Factor | % | 1000 |  |  | 0% | 0% | 0% | 0% | 0% | 2.973% | 14.95% | 24.13% | 52.32% | 47.11% | 92.27% | 84.76% | 80.49% | 78.75% | 71.47% | 51.25% | 32.66% | 16.55% | 5.422% | 0% | 0% | 0% | 0% | 0%
| Capacity Factor after PR | % | 80% | 21.84% |  | 0% | 0% | 0% | 0% | 0% | 2.378% | 11.96% | 19.3% | 41.85% | 37.68% | 73.82% | 67.81% | 64.4% | 63% | 57.18% | 41% | 26.13% | 13.24% | 4.338% | 0% | 0% | 0% | 0% | 0%
| Solar Production | kWp | 304.244 | solar_day | 581990.348 | 0 | 0 | 0 | 0 | 0 | 7.2361 | 36.3949 | 58.7264 | 127.3395 | 114.6537 | 224.5832 | 206.2945 | 195.9185 | 191.6664 | 173.9521 | 124.7522 | 79.4904 | 40.2892 | 13.1969 | 0 | 0 | 0 | 0 | 0
Difference between Demand and Supply
| Difference | kW |  |  |  | 62.8679 | 61.5849 | 60.9434 | 62.8679 | 65.434 | 65.8959 | 42.5108 | 20.8208 | -52.2829 | -45.3707 | -156.5832 | -140.219 | -127.9185 | -125.5909 | -109.8012 | -56.1107 | -5.7169 | 37.9749 | 65.7088 | 82.1132 | 91.7358 | 90.4528 | 81.4717 | 71.8491
| First Storage | Flag |  |  |  | 0 | 0 | 0 | 0 | 0 | 0 | 0 | 0 | 1 | 0 | 0 | 0 | 0 | 0 | 0 | 0 | 0 | 0 | 0 | 0 | 0 | 0 | 0 | 0
| Accumulated Flag for Storage (In case > 1) | Flag |  |  |  | 0 | 0 | 0 | 0 | 0 | 0 | 0 | 0 | 1 | 1 | 1 | 1 | 1 | 1 | 1 | 1 | 1 | 1 | 1 | 1 | 1 | 1 | 1 | 1
| Adjusted First Flag |  |  |  |  | 0 | 0 | 0 | 0 | 0 | 0 | 0 | 0 | 1 | 0 | 0 | 0 | 0 | 0 | 0 | 0 | 0 | 0 | 0 | 0 | 0 | 0 | 0 | 0
| Start of Storage | Period | 9
| Counter for Storage | Period |  |  |  | 9 | 10 | 11 | 12 | 13 | 14 | 15 | 16 | 17 | 18 | 19 | 20 | 21 | 22 | 23 | 24 | 1 | 2 | 3 | 4 | 5 | 6 | 7 | 8
| Column (reordered) |  |  |  |  | 17 | 18 | 19 | 20 | 21 | 22 | 23 | 24 | 25 | 26 | 27 | 28 | 29 | 30 | 31 | 32 | 9 | 10 | 11 | 12 | 13 | 14 | 15 | 16
Sorted Load and Production and Balance
| Load | kW |  |  |  | 75.0566 | 69.283 | 68 | 66.0755 | 68 | 66.0755 | 64.1509 | 68.6415 | 73.7736 | 78.2642 | 78.9057 | 82.1132 | 91.7358 | 90.4528 | 81.4717 | 71.8491 | 62.8679 | 61.5849 | 60.9434 | 62.8679 | 65.434 | 73.1321 | 78.9057 | 79.5472
| Solar Production | kW |  |  |  | 127.3395 | 114.6537 | 224.5832 | 206.2945 | 195.9185 | 191.6664 | 173.9521 | 124.7522 | 79.4904 | 40.2892 | 13.1969 | 0 | 0 | 0 | 0 | 0 | 0 | 0 | 0 | 0 | 0 | 7.2361 | 36.3949 | 58.7264
| Opening Balance | kW |  |  |  | 0 | 52.2829 | 97.6536 | 254.2368 | 394.4558 | 522.3743 | 647.9653 | 757.7664 | 813.8771 | 819.594 | 781.619 | 715.9103 | 633.7971 | 542.0612 | 451.6084 | 370.1367 | 298.2876 | 235.4197 | 173.8348 | 112.8914 | 50.0235 | -15.4105 | -81.3064 | -123.8172
| Add: Production (Charge) | kW |  |  |  | 127.3395 | 114.6537 | 224.5832 | 206.2945 | 195.9185 | 191.6664 | 173.9521 | 124.7522 | 79.4904 | 40.2892 | 13.1969 | 0 | 0 | 0 | 0 | 0 | 0 | 0 | 0 | 0 | 0 | 7.2361 | 36.3949 | 58.7264
| Less: Demand (Discharge) | kW |  |  |  | 75.0566 | 69.283 | 68 | 66.0755 | 68 | 66.0755 | 64.1509 | 68.6415 | 73.7736 | 78.2642 | 78.9057 | 82.1132 | 91.7358 | 90.4528 | 81.4717 | 71.8491 | 62.8679 | 61.5849 | 60.9434 | 62.8679 | 65.434 | 73.1321 | 78.9057 | 79.5472
| Less: Losses | kW
| Closing Balance After Demand | kW |  |  |  | 52.2829 | 97.6536 | 254.2368 | 394.4558 | 522.3743 | 647.9653 | 757.7664 | 813.8771 | 819.594 | 781.619 | 715.9103 | 633.7971 | 542.0612 | 451.6084 | 370.1367 | 298.2876 | 235.4197 | 173.8348 | 112.8914 | 50.0235 | -15.4105 | -81.3064 | -123.8172 | -144.638
| Closing Balance Before Demand | kW |  |  |  | 127.3395 | 166.9366 | 322.2368 | 460.5313 | 590.3743 | 714.0407 | 821.9174 | 882.5186 | 893.3676 | 859.8832 | 794.8159 | 715.9103 | 633.7971 | 542.0612 | 451.6084 | 370.1367 | 298.2876 | 235.4197 | 173.8348 | 112.8914 | 50.0235 | -8.1743 | -44.9115 | -65.0908
| Average Storage Balance | kW |  |  |  | 89.8112 | 132.2951 | 288.2368 | 427.4935 | 556.3743 | 681.003 | 789.8419 | 848.1979 | 856.4808 | 820.7511 | 755.3631 | 674.8537 | 587.9291 | 496.8348 | 410.8725 | 334.2122 | 266.8537 | 204.6273 | 143.3631 | 81.4574 | 17.3065 | -44.7404 | -84.3644 | -104.8644
| Net Amount Stored or Withdrawn | kW |  |  |  | 127.3395 | 114.6537 | 224.5832 | 206.2945 | 195.9185 | 191.6664 | 173.9521 | 124.7522 | 79.4904 | 78.2642 | 78.9057 | 82.1132 | 91.7358 | 90.4528 | 81.4717 | 71.8491 | 62.8679 | 61.5849 | 60.9434 | 62.8679 | 65.434 | 73.1321 | 78.9057 | 79.5472
| 24 Hour Test | Flag |  |  |  | FALSE | FALSE | FALSE | FALSE | FALSE | FALSE | FALSE | FALSE | FALSE | FALSE | FALSE | FALSE | FALSE | FALSE | FALSE | FALSE | FALSE | FALSE | FALSE | FALSE | FALSE | FALSE | FALSE | TRUE
| Storage at End of Day | kW | -104.8644 | min_day |  | FALSE | FALSE | FALSE | FALSE | FALSE | FALSE | FALSE | FALSE | FALSE | FALSE | FALSE | FALSE | FALSE | FALSE | FALSE | FALSE | FALSE | FALSE | FALSE | FALSE | FALSE | FALSE | FALSE | -104.8644
| Required Battery Storage Capacity without Dod | kWh | 856.4808
| DOD Constraint | % | 80%
| Battery Storage Size | kWh | 1070.601
| Max Capacity Required | kW | 224.5832
| Hours of Storage per Cycle | Hrs | 4.7671
Graphs
[6 empty] | 1 | 2 | 3 | 4 | 5 | 6 | 7 | 8 | 9 | 10 | 11 | 12 | 13 | 14 | 15 | 16 | 17 | 18 | 19 | 20 | 21 | 22 | 23 | 24
| Load |  |  |  |  | 62.8679 | 61.5849 | 60.9434 | 62.8679 | 65.434 | 73.1321 | 78.9057 | 79.5472 | 75.0566 | 69.283 | 68 | 66.0755 | 68 | 66.0755 | 64.1509 | 68.6415 | 73.7736 | 78.2642 | 78.9057 | 82.1132 | 91.7358 | 90.4528 | 81.4717 | 71.8491
| Solar Production |  |  |  |  | 0 | 0 | 0 | 0 | 0 | 7.2361 | 36.3949 | 58.7264 | 127.3395 | 114.6537 | 224.5832 | 206.2945 | 195.9185 | 191.6664 | 173.9521 | 124.7522 | 79.4904 | 40.2892 | 13.1969 | 0 | 0 | 0 | 0 | 0
[6 empty] | 9 | 10 | 11 | 12 | 13 | 14 | 15 | 16 | 17 | 18 | 19 | 20 | 21 | 22 | 23 | 24 | 1 | 2 | 3 | 4 | 5 | 6 | 7 | 8
| Net Input Into Storage |  |  |  |  | 52.2829 | 45.3707 | 156.5832 | 140.219 | 127.9185 | 125.5909 | 109.8012 | 56.1107 | 5.7169 | -37.9749 | -65.7088 | -82.1132 | -91.7358 | -90.4528 | -81.4717 | -71.8491 | -62.8679 | -61.5849 | -60.9434 | -62.8679 | -65.434 | -65.8959 | -42.5108 | -20.8208
| Storage Balance |  |  |  |  | 52.2829 | 97.6536 | 254.2368 | 394.4558 | 522.3743 | 647.9653 | 757.7664 | 813.8771 | 819.594 | 781.619 | 715.9103 | 633.7971 | 542.0612 | 451.6084 | 370.1367 | 298.2876 | 235.4197 | 173.8348 | 112.8914 | 50.0235 | -15.4105 | -81.3064 | -123.8172 | -144.638
| Zero Balance |  |  |  |  | 0 | 0 | 0 | 0 | 0 | 0 | 0 | 0 | 0 | 0 | 0 | 0 | 0 | 0 | 0 | 0 | 0 | 0 | 0 | 0 | 0 | 0 | 0 | 0

## One Week Summary
Load | kW | 100 | Battery Storage Capacity | kWh | 1190.8032 |  | Year | 2015 | Solar
Solar Capacity | kW | 480 | Battery Input Capacity | kW | 169 |  | Month | 5 | 2015-05-11
Total Load per Week | kWh | 12059.1195 | Hours of Storage | Hours | 7.0462 |  | Day | 11
Performance Ratio | % | 80% | Solar to Demand Ratio | Ratio | 4.8
Solar Daily Capacity Factor | % | 17.36% |  | CCR | USD per | USD
Solar Up-Front Cost/kW | USD/kW | 600 | Solar Carrying Charge | 5.353% | 32.1203 | 15417.7536
Battery Up-Front Cost/kWh | USD/kWh | 250 | Battery Carrying Charge | 14.3% | 35.7577 | 42580.3376
Solar O&M Cost | USD/kW-yr | 11.5 | Solar Fixed O&M |  | 11.5 | 5520
Wind O&M Cost | USD/kWh | 5.2 | Battery Fixed O&M |  | 5.2 | 6192.1765
Annual Load | kWh | 627074.2138
Thermal Load
Thermal Carrying Charge |  |  | Total Cost |  |  | 69710.2677
|  |  | Cost/kWh |  |  | 111.1675

## One Week Analysis
[5 empty] | 1 | 2 | 3 | 4 | 5 | 6 | 7 | 8 | 9 | 10 | 11 | 12 | 13 | 14 | 15 | 16 | 17 | 18 | 19 | 20 | 21 | 22 | 23 | 24 | 25 | 26 | 27 | 28 | 29 | 30 | 31 | 32 | 33 | 34 | 35 | 36 | 37 | 38 | 39 | 40 | 41 | 42 | 43 | 44 | 45 | 46 | 47 | 48 | 49 | 50 | 51 | 52 | 53 | 54 | 55 | 56 | 57 | 58 | 59 | 60 | 61 | 62 | 63 | 64 | 65 | 66 | 67 | 68 | 69 | 70 | 71 | 72 | 73 | 74 | 75 | 76 | 77 | 78 | 79 | 80 | 81 | 82 | 83 | 84 | 85 | 86 | 87 | 88 | 89 | 90 | 91 | 92 | 93 | 94 | 95 | 96 | 97 | 98 | 99 | 100 | 101 | 102 | 103 | 104 | 105 | 106 | 107 | 108 | 109 | 110 | 111 | 112 | 113 | 114 | 115 | 116 | 117 | 118 | 119 | 120 | 121 | 122 | 123 | 124 | 125 | 126 | 127 | 128 | 129 | 130 | 131 | 132 | 133 | 134 | 135 | 136 | 137 | 138 | 139 | 140 | 141 | 142 | 143 | 144 | 145 | 146 | 147 | 148 | 149 | 150 | 151 | 152 | 153 | 154 | 155 | 156 | 157 | 158 | 159 | 160 | 161 | 162 | 163 | 164 | 165 | 166 | 167 | 168
Shape Data
| Load Shape | % |  |  | 61.64% | 60.38% | 59.75% | 61.64% | 64.15% | 71.7% | 77.36% | 77.99% | 73.58% | 67.92% | 66.67% | 64.78% | 66.67% | 64.78% | 62.89% | 67.3% | 72.33% | 76.73% | 77.36% | 80.5% | 89.94% | 88.68% | 79.87% | 70.44% | 76.1% | 71.7% | 70.44% | 69.81% | 69.18% | 70.44% | 75.47% | 81.76% | 84.28% | 88.05% | 84.91% | 82.39% | 80.5% | 81.13% | 76.1% | 77.36% | 77.99% | 83.65% | 83.65% | 90.57% | 98.74% | 100% | 91.82% | 79.25% | 64.15% | 60.38% | 60.38% | 59.12% | 62.89% | 69.18% | 76.1% | 77.36% | 72.33% | 70.44% | 72.96% | 67.92% | 64.78% | 64.78% | 66.04% | 66.04% | 67.92% | 73.58% | 76.73% | 86.16% | 88.68% | 84.91% | 76.73% | 64.78% | 58.49% | 54.72% | 54.09% | 54.72% | 57.86% | 64.78% | 71.07% | 73.58% | 71.7% | 69.81% | 70.44% | 67.92% | 62.26% | 63.52% | 65.41% | 67.92% | 73.58% | 79.87% | 83.65% | 91.82% | 91.19% | 89.31% | 76.73% | 69.18% | 61.64% | 61.01% | 59.75% | 58.49% | 60.38% | 67.3% | 73.58% | 74.21% | 74.84% | 71.7% | 71.7% | 69.81% | 63.52% | 61.64% | 61.64% | 64.15% | 66.67% | 68.55% | 70.44% | 76.73% | 83.65% | 82.39% | 77.36% | 70.44% | 64.78% | 59.75% | 57.86% | 58.49% | 58.49% | 61.64% | 67.3% | 72.33% | 75.47% | 79.25% | 73.58% | 72.33% | 71.07% | 69.18% | 67.3% | 68.55% | 66.67% | 69.81% | 72.33% | 78.62% | 83.65% | 81.76% | 75.47% | 68.55% | 61.64% | 60.38% | 59.75% | 61.64% | 64.15% | 71.7% | 77.36% | 77.99% | 73.58% | 67.92% | 66.67% | 64.78% | 66.67% | 64.78% | 62.89% | 67.3% | 72.33% | 76.73% | 77.36% | 80.5% | 89.94% | 88.68% | 79.87% | 70.44%
| Load Amount | kW | 100 | 12059.1195 | 61.6352 | 60.3774 | 59.7484 | 61.6352 | 64.1509 | 71.6981 | 77.3585 | 77.9874 | 73.5849 | 67.9245 | 66.6667 | 64.7799 | 66.6667 | 64.7799 | 62.8931 | 67.2956 | 72.327 | 76.7296 | 77.3585 | 80.5031 | 89.9371 | 88.6792 | 79.8742 | 70.4403 | 76.1006 | 71.6981 | 70.4403 | 69.8113 | 69.1824 | 70.4403 | 75.4717 | 81.761 | 84.2767 | 88.0503 | 84.9057 | 82.3899 | 80.5031 | 81.1321 | 76.1006 | 77.3585 | 77.9874 | 83.6478 | 83.6478 | 90.566 | 98.7421 | 100 | 91.8239 | 79.2453 | 64.1509 | 60.3774 | 60.3774 | 59.1195 | 62.8931 | 69.1824 | 76.1006 | 77.3585 | 72.327 | 70.4403 | 72.956 | 67.9245 | 64.7799 | 64.7799 | 66.0377 | 66.0377 | 67.9245 | 73.5849 | 76.7296 | 86.1635 | 88.6792 | 84.9057 | 76.7296 | 64.7799 | 58.4906 | 54.717 | 54.0881 | 54.717 | 57.8616 | 64.7799 | 71.0692 | 73.5849 | 71.6981 | 69.8113 | 70.4403 | 67.9245 | 62.2642 | 63.522 | 65.4088 | 67.9245 | 73.5849 | 79.8742 | 83.6478 | 91.8239 | 91.195 | 89.3082 | 76.7296 | 69.1824 | 61.6352 | 61.0063 | 59.7484 | 58.4906 | 60.3774 | 67.2956 | 73.5849 | 74.2138 | 74.8428 | 71.6981 | 71.6981 | 69.8113 | 63.522 | 61.6352 | 61.6352 | 64.1509 | 66.6667 | 68.5535 | 70.4403 | 76.7296 | 83.6478 | 82.3899 | 77.3585 | 70.4403 | 64.7799 | 59.7484 | 57.8616 | 58.4906 | 58.4906 | 61.6352 | 67.2956 | 72.327 | 75.4717 | 79.2453 | 73.5849 | 72.327 | 71.0692 | 69.1824 | 67.2956 | 68.5535 | 66.6667 | 69.8113 | 72.327 | 78.6164 | 83.6478 | 81.761 | 75.4717 | 68.5535 | 61.6352 | 60.3774 | 59.7484 | 61.6352 | 64.1509 | 71.6981 | 77.3585 | 77.9874 | 73.5849 | 67.9245 | 66.6667 | 64.7799 | 66.6667 | 64.7799 | 62.8931 | 67.2956 | 72.327 | 76.7296 | 77.3585 | 80.5031 | 89.9371 | 88.6792 | 79.8742 | 70.4403
| Solar Amount | kw/m3 |  |  | 0 | 0 | 0 | 0 | 0 | 29.73 | 149.53 | 241.28 | 523.18 | 471.06 | 922.71 | 847.57 | 804.94 | 787.47 | 714.69 | 512.55 | 326.59 | 165.53 | 54.22 | 0 | 0 | 0 | 0 | 0 | 0 | 0 | 0 | 0 | 0 | 40.23 | 136.92 | 253.25 | 418.39 | 546.01 | 684.93 | 936.04 | 961.72 | 870.28 | 683.28 | 457.88 | 375.28 | 194.21 | 57.71 | 0 | 0 | 0 | 0 | 0 | 0 | 0 | 0 | 0 | 0 | 40.23 | 169.45 | 367.71 | 463.48 | 464.06 | 667.47 | 902.9 | 988.17 | 605.95 | 624.82 | 330.86 | 400.76 | 174.2 | 46.35 | 0 | 0 | 0 | 0 | 0 | 0 | 0 | 0 | 0 | 0 | 11.37 | 115.08 | 179.88 | 125.16 | 122.38 | 130.72 | 210.45 | 163.17 | 70.46 | 186.35 | 631.32 | 179.21 | 76.02 | 44.6 | 0 | 0 | 0 | 0 | 0 | 0 | 0 | 0 | 0 | 0 | 43.72 | 173.6 | 395.52 | 378.9 | 564.08 | 112.18 | 97.35 | 276.96 | 392.72 | 118.67 | 500.34 | 369.19 | 192.44 | 61.21 | 0 | 0 | 0 | 0 | 0 | 0 | 0 | 0 | 0 | 0 | 29.73 | 162.64 | 329.49 | 372.82 | 107.54 | 211.38 | 132.58 | 110.33 | 99.2 | 365.98 | 393.6 | 314.19 | 209.86 | 51.59 | 0 | 0 | 0 | 0 | 0 | 0 | 0 | 0 | 0 | 0 | 45.47 | 174.94 | 395.59 | 614.62 | 812.49 | 934.69 | 999.84 | 1054.95 | 971.38 | 844.02 | 675.3 | 438.96 | 212.25 | 48.97 | 0 | 0 | 0 | 0 | 0
| Solar Gross Inplane Capacity Factor | % | 1000 |  | 0% | 0% | 0% | 0% | 0% | 2.973% | 14.95% | 24.13% | 52.32% | 47.11% | 92.27% | 84.76% | 80.49% | 78.75% | 71.47% | 51.25% | 32.66% | 16.55% | 5.422% | 0% | 0% | 0% | 0% | 0% | 0% | 0% | 0% | 0% | 0% | 4.023% | 13.69% | 25.32% | 41.84% | 54.6% | 68.49% | 93.6% | 96.17% | 87.03% | 68.33% | 45.79% | 37.53% | 19.42% | 5.771% | 0% | 0% | 0% | 0% | 0% | 0% | 0% | 0% | 0% | 0% | 4.023% | 16.95% | 36.77% | 46.35% | 46.41% | 66.75% | 90.29% | 98.82% | 60.6% | 62.48% | 33.09% | 40.08% | 17.42% | 4.635% | 0% | 0% | 0% | 0% | 0% | 0% | 0% | 0% | 0% | 0% | 1.137% | 11.51% | 17.99% | 12.52% | 12.24% | 13.07% | 21.04% | 16.32% | 7.046% | 18.63% | 63.13% | 17.92% | 7.602% | 4.46% | 0% | 0% | 0% | 0% | 0% | 0% | 0% | 0% | 0% | 0% | 4.372% | 17.36% | 39.55% | 37.89% | 56.41% | 11.22% | 9.735% | 27.7% | 39.27% | 11.87% | 50.03% | 36.92% | 19.24% | 6.121% | 0% | 0% | 0% | 0% | 0% | 0% | 0% | 0% | 0% | 0% | 2.973% | 16.26% | 32.95% | 37.28% | 10.75% | 21.14% | 13.26% | 11.03% | 9.92% | 36.6% | 39.36% | 31.42% | 20.99% | 5.159% | 0% | 0% | 0% | 0% | 0% | 0% | 0% | 0% | 0% | 0% | 4.547% | 17.49% | 39.56% | 61.46% | 81.25% | 93.47% | 99.98% | 105.5% | 97.14% | 84.4% | 67.53% | 43.9% | 21.22% | 4.897% | 0% | 0% | 0% | 0% | 0%
| Capacity Factor after PR | % | 80% | 17.36% | 0% | 0% | 0% | 0% | 0% | 2.378% | 11.96% | 19.3% | 41.85% | 37.68% | 73.82% | 67.81% | 64.4% | 63% | 57.18% | 41% | 26.13% | 13.24% | 4.338% | 0% | 0% | 0% | 0% | 0% | 0% | 0% | 0% | 0% | 0% | 3.218% | 10.95% | 20.26% | 33.47% | 43.68% | 54.79% | 74.88% | 76.94% | 69.62% | 54.66% | 36.63% | 30.02% | 15.54% | 4.617% | 0% | 0% | 0% | 0% | 0% | 0% | 0% | 0% | 0% | 0% | 3.218% | 13.56% | 29.42% | 37.08% | 37.12% | 53.4% | 72.23% | 79.05% | 48.48% | 49.99% | 26.47% | 32.06% | 13.94% | 3.708% | 0% | 0% | 0% | 0% | 0% | 0% | 0% | 0% | 0% | 0% | 0.9096% | 9.206% | 14.39% | 10.01% | 9.79% | 10.46% | 16.84% | 13.05% | 5.637% | 14.91% | 50.51% | 14.34% | 6.082% | 3.568% | 0% | 0% | 0% | 0% | 0% | 0% | 0% | 0% | 0% | 0% | 3.498% | 13.89% | 31.64% | 30.31% | 45.13% | 8.974% | 7.788% | 22.16% | 31.42% | 9.494% | 40.03% | 29.54% | 15.4% | 4.897% | 0% | 0% | 0% | 0% | 0% | 0% | 0% | 0% | 0% | 0% | 2.378% | 13.01% | 26.36% | 29.83% | 8.603% | 16.91% | 10.61% | 8.826% | 7.936% | 29.28% | 31.49% | 25.14% | 16.79% | 4.127% | 0% | 0% | 0% | 0% | 0% | 0% | 0% | 0% | 0% | 0% | 3.638% | 14% | 31.65% | 49.17% | 65% | 74.78% | 79.99% | 84.4% | 77.71% | 67.52% | 54.02% | 35.12% | 16.98% | 3.918% | 0% | 0% | 0% | 0% | 0%
| Solar Production | kW | 480 | solar_week | 0 | 0 | 0 | 0 | 0 | 11.4163 | 57.4195 | 92.6515 | 200.9011 | 180.887 | 354.3206 | 325.4669 | 309.097 | 302.3885 | 274.441 | 196.8192 | 125.4106 | 63.5635 | 20.8205 | 0 | 0 | 0 | 0 | 0 | 0 | 0 | 0 | 0 | 0 | 15.4483 | 52.5773 | 97.248 | 160.6618 | 209.6678 | 263.0131 | 359.4394 | 369.3005 | 334.1875 | 262.3795 | 175.8259 | 144.1075 | 74.5766 | 22.1606 | 0 | 0 | 0 | 0 | 0 | 0 | 0 | 0 | 0 | 0 | 15.4483 | 65.0688 | 141.2006 | 177.9763 | 178.199 | 256.3085 | 346.7136 | 379.4573 | 232.6848 | 239.9309 | 127.0502 | 153.8918 | 66.8928 | 17.7984 | 0 | 0 | 0 | 0 | 0 | 0 | 0 | 0 | 0 | 0 | 4.3661 | 44.1907 | 69.0739 | 48.0614 | 46.9939 | 50.1965 | 80.8128 | 62.6573 | 27.0566 | 71.5584 | 242.4269 | 68.8166 | 29.1917 | 17.1264 | 0 | 0 | 0 | 0 | 0 | 0 | 0 | 0 | 0 | 0 | 16.7885 | 66.6624 | 151.8797 | 145.4976 | 216.6067 | 43.0771 | 37.3824 | 106.3526 | 150.8045 | 45.5693 | 192.1306 | 141.769 | 73.897 | 23.5046 | 0 | 0 | 0 | 0 | 0 | 0 | 0 | 0 | 0 | 0 | 11.4163 | 62.4538 | 126.5242 | 143.1629 | 41.2954 | 81.1699 | 50.9107 | 42.3667 | 38.0928 | 140.5363 | 151.1424 | 120.649 | 80.5862 | 19.8106 | 0 | 0 | 0 | 0 | 0 | 0 | 0 | 0 | 0 | 0 | 17.4605 | 67.177 | 151.9066 | 236.0141 | 311.9962 | 358.921 | 383.9386 | 405.1008 | 373.0099 | 324.1037 | 259.3152 | 168.5606 | 81.504 | 18.8045 | 0 | 0 | 0 | 0 | 0
Difference between Demand and Solar Production
| Difference | kW |  |  | 61.6352 | 60.3774 | 59.7484 | 61.6352 | 64.1509 | 60.2818 | 19.939 | -14.6641 | -127.3162 | -112.9625 | -287.654 | -260.687 | -242.4303 | -237.6086 | -211.5479 | -129.5236 | -53.0835 | 13.166 | 56.538 | 80.5031 | 89.9371 | 88.6792 | 79.8742 | 70.4403 | 76.1006 | 71.6981 | 70.4403 | 69.8113 | 69.1824 | 54.9919 | 22.8944 | -15.487 | -76.385 | -121.6175 | -178.1075 | -277.0494 | -288.7973 | -253.0554 | -186.2789 | -98.4674 | -66.1201 | 9.0712 | 61.4872 | 90.566 | 98.7421 | 100 | 91.8239 | 79.2453 | 64.1509 | 60.3774 | 60.3774 | 59.1195 | 62.8931 | 53.7341 | 11.0318 | -63.8421 | -105.6493 | -107.7588 | -183.3525 | -278.7891 | -314.6774 | -167.9049 | -173.8931 | -61.0125 | -85.9673 | 6.6921 | 58.9312 | 86.1635 | 88.6792 | 84.9057 | 76.7296 | 64.7799 | 58.4906 | 54.717 | 54.0881 | 54.717 | 57.8616 | 60.4138 | 26.8785 | 4.511 | 23.6367 | 22.8174 | 20.2438 | -12.8883 | -0.39313 | 36.4654 | -6.1496 | -174.5024 | 4.7683 | 50.6825 | 66.5214 | 91.8239 | 91.195 | 89.3082 | 76.7296 | 69.1824 | 61.6352 | 61.0063 | 59.7484 | 58.4906 | 60.3774 | 50.5071 | 6.9225 | -77.6658 | -70.6548 | -144.9086 | 28.621 | 32.4289 | -42.8306 | -89.1693 | 16.0659 | -127.9796 | -75.1023 | -5.3435 | 46.9356 | 76.7296 | 83.6478 | 82.3899 | 77.3585 | 70.4403 | 64.7799 | 59.7484 | 57.8616 | 58.4906 | 58.4906 | 50.2189 | 4.8418 | -54.1971 | -67.6912 | 37.9499 | -7.585 | 21.4163 | 28.7025 | 31.0896 | -73.2407 | -82.5889 | -53.9823 | -10.7749 | 52.5165 | 78.6164 | 83.6478 | 81.761 | 75.4717 | 68.5535 | 61.6352 | 60.3774 | 59.7484 | 61.6352 | 64.1509 | 54.2376 | 10.1815 | -73.9191 | -162.4292 | -244.0716 | -292.2543 | -319.1587 | -338.4341 | -308.23 | -261.2106 | -192.0196 | -96.2336 | -4.7744 | 58.554 | 80.5031 | 89.9371 | 88.6792 | 79.8742 | 70.4403
| First Storage | Flag |  |  | 0 | 0 | 0 | 0 | 0 | 0 | 0 | 1 | 0 | 0 | 0 | 0 | 0 | 0 | 0 | 0 | 0 | 0 | 0 | 0 | 0 | 0 | 0 | 0 | 0 | 0 | 0 | 0 | 0 | 0 | 0 | 1 | 0 | 0 | 0 | 0 | 0 | 0 | 0 | 0 | 0 | 0 | 0 | 0 | 0 | 0 | 0 | 0 | 0 | 0 | 0 | 0 | 0 | 0 | 0 | 1 | 0 | 0 | 0 | 0 | 0 | 0 | 0 | 0 | 0 | 0 | 0 | 0 | 0 | 0 | 0 | 0 | 0 | 0 | 0 | 0 | 0 | 0 | 0 | 0 | 0 | 0 | 0 | 1 | 0 | 0 | 1 | 0 | 0 | 0 | 0 | 0 | 0 | 0 | 0 | 0 | 0 | 0 | 0 | 0 | 0 | 0 | 0 | 1 | 0 | 0 | 0 | 0 | 1 | 0 | 0 | 1 | 0 | 0 | 0 | 0 | 0 | 0 | 0 | 0 | 0 | 0 | 0 | 0 | 0 | 0 | 0 | 1 | 0 | 0 | 1 | 0 | 0 | 0 | 1 | 0 | 0 | 0 | 0 | 0 | 0 | 0 | 0 | 0 | 0 | 0 | 0 | 0 | 0 | 0 | 0 | 1 | 0 | 0 | 0 | 0 | 0 | 0 | 0 | 0 | 0 | 0 | 0 | 0 | 0 | 0 | 0 | 0
| Accumulated Flag for Storage (In case > 1) | Flag |  |  | 0 | 0 | 0 | 0 | 0 | 0 | 0 | 1 | 1 | 1 | 1 | 1 | 1 | 1 | 1 | 1 | 1 | 1 | 1 | 1 | 1 | 1 | 1 | 1 | 1 | 1 | 1 | 1 | 1 | 1 | 1 | 2 | 2 | 2 | 2 | 2 | 2 | 2 | 2 | 2 | 2 | 2 | 2 | 2 | 2 | 2 | 2 | 2 | 2 | 2 | 2 | 2 | 2 | 2 | 2 | 3 | 3 | 3 | 3 | 3 | 3 | 3 | 3 | 3 | 3 | 3 | 3 | 3 | 3 | 3 | 3 | 3 | 3 | 3 | 3 | 3 | 3 | 3 | 3 | 3 | 3 | 3 | 3 | 4 | 4 | 4 | 5 | 5 | 5 | 5 | 5 | 5 | 5 | 5 | 5 | 5 | 5 | 5 | 5 | 5 | 5 | 5 | 5 | 6 | 6 | 6 | 6 | 6 | 7 | 7 | 7 | 8 | 8 | 8 | 8 | 8 | 8 | 8 | 8 | 8 | 8 | 8 | 8 | 8 | 8 | 8 | 8 | 9 | 9 | 9 | 10 | 10 | 10 | 10 | 11 | 11 | 11 | 11 | 11 | 11 | 11 | 11 | 11 | 11 | 11 | 11 | 11 | 11 | 11 | 11 | 11 | 12 | 12 | 12 | 12 | 12 | 12 | 12 | 12 | 12 | 12 | 12 | 12 | 12 | 12 | 12 | 12 | 12
| Adjusted First Flag |  |  |  | 0 | 0 | 0 | 0 | 0 | 0 | 0 | 1 | 0 | 0 | 0 | 0 | 0 | 0 | 0 | 0 | 0 | 0 | 0 | 0 | 0 | 0 | 0 | 0 | 0 | 0 | 0 | 0 | 0 | 0 | 0 | 0 | 0 | 0 | 0 | 0 | 0 | 0 | 0 | 0 | 0 | 0 | 0 | 0 | 0 | 0 | 0 | 0 | 0 | 0 | 0 | 0 | 0 | 0 | 0 | 0 | 0 | 0 | 0 | 0 | 0 | 0 | 0 | 0 | 0 | 0 | 0 | 0 | 0 | 0 | 0 | 0 | 0 | 0 | 0 | 0 | 0 | 0 | 0 | 0 | 0 | 0 | 0 | 0 | 0 | 0 | 0 | 0 | 0 | 0 | 0 | 0 | 0 | 0 | 0 | 0 | 0 | 0 | 0 | 0 | 0 | 0 | 0 | 0 | 0 | 0 | 0 | 0 | 0 | 0 | 0 | 0 | 0 | 0 | 0 | 0 | 0 | 0 | 0 | 0 | 0 | 0 | 0 | 0 | 0 | 0 | 0 | 0 | 0 | 0 | 0 | 0 | 0 | 0 | 0 | 0 | 0 | 0 | 0 | 0 | 0 | 0 | 0 | 0 | 0 | 0 | 0 | 0 | 0 | 0 | 0 | 0 | 0 | 0 | 0 | 0 | 0 | 0 | 0 | 0 | 0 | 0 | 0 | 0 | 0 | 0 | 0 | 0
| Start of Storage | Period | 8
| Counter for Storage | Period |  |  | 8 | 0 | 0 | 0 | 0 | 0 | 0 | 0 | 0 | 0 | 0 | 0 | 0 | 0 | 0 | 0 | 0 | 0 | 0 | 0 | 0 | 0 | 0 | 0 | 0 | 0 | 0 | 0 | 0 | 0 | 0 | 0 | 0 | 0 | 0 | 0 | 0 | 0 | 0 | 0 | 0 | 0 | 0 | 0 | 0 | 0 | 0 | 0 | 0 | 0 | 0 | 0 | 0 | 0 | 0 | 0 | 0 | 0 | 0 | 0 | 0 | 0 | 0 | 0 | 0 | 0 | 0 | 0 | 0 | 0 | 0 | 0 | 0 | 0 | 0 | 0 | 0 | 0 | 0 | 0 | 0 | 0 | 0 | 0 | 0 | 0 | 0 | 0 | 0 | 0 | 0 | 0 | 0 | 0 | 0 | 0 | 0 | 0 | 0 | 0 | 0 | 0 | 0 | 0 | 0 | 0 | 0 | 0 | 0 | 0 | 0 | 0 | 0 | 0 | 0 | 0 | 0 | 0 | 0 | 0 | 0 | 0 | 0 | 0 | 0 | 0 | 0 | 0 | 0 | 0 | 0 | 0 | 0 | 0 | 0 | 0 | 0 | 0 | 0 | 0 | 0 | 0 | 0 | 0 | 0 | 0 | 0 | 0 | 0 | 0 | 0 | 0 | 0 | 0 | 0 | 0 | 0 | 0 | 0 | 0 | 0 | 0 | 0 | 0 | 0 | 0 | 0 | 0
Sorted Load and Production and Balance
| Load | kW |  |  | 77.9874 | 73.5849 | 67.9245 | 66.6667 | 64.7799 | 66.6667 | 64.7799 | 62.8931 | 67.2956 | 72.327 | 76.7296 | 77.3585 | 80.5031 | 89.9371 | 88.6792 | 79.8742 | 70.4403 | 76.1006 | 71.6981 | 70.4403 | 69.8113 | 69.1824 | 70.4403 | 75.4717 | 81.761 | 84.2767 | 88.0503 | 84.9057 | 82.3899 | 80.5031 | 81.1321 | 76.1006 | 77.3585 | 77.9874 | 83.6478 | 83.6478 | 90.566 | 98.7421 | 100 | 91.8239 | 79.2453 | 64.1509 | 60.3774 | 60.3774 | 59.1195 | 62.8931 | 69.1824 | 76.1006 | 77.3585 | 72.327 | 70.4403 | 72.956 | 67.9245 | 64.7799 | 64.7799 | 66.0377 | 66.0377 | 67.9245 | 73.5849 | 76.7296 | 86.1635 | 88.6792 | 84.9057 | 76.7296 | 64.7799 | 58.4906 | 54.717 | 54.0881 | 54.717 | 57.8616 | 64.7799 | 71.0692 | 73.5849 | 71.6981 | 69.8113 | 70.4403 | 67.9245 | 62.2642 | 63.522 | 65.4088 | 67.9245 | 73.5849 | 79.8742 | 83.6478 | 91.8239 | 91.195 | 89.3082 | 76.7296 | 69.1824 | 61.6352 | 61.0063 | 59.7484 | 58.4906 | 60.3774 | 67.2956 | 73.5849 | 74.2138 | 74.8428 | 71.6981 | 71.6981 | 69.8113 | 63.522 | 61.6352 | 61.6352 | 64.1509 | 66.6667 | 68.5535 | 70.4403 | 76.7296 | 83.6478 | 82.3899 | 77.3585 | 70.4403 | 64.7799 | 59.7484 | 57.8616 | 58.4906 | 58.4906 | 61.6352 | 67.2956 | 72.327 | 75.4717 | 79.2453 | 73.5849 | 72.327 | 71.0692 | 69.1824 | 67.2956 | 68.5535 | 66.6667 | 69.8113 | 72.327 | 78.6164 | 83.6478 | 81.761 | 75.4717 | 68.5535 | 61.6352 | 60.3774 | 59.7484 | 61.6352 | 64.1509 | 71.6981 | 77.3585 | 77.9874 | 73.5849 | 67.9245 | 66.6667 | 64.7799 | 66.6667 | 64.7799 | 62.8931 | 67.2956 | 72.327 | 76.7296 | 77.3585 | 80.5031 | 89.9371 | 88.6792 | 79.8742 | 70.4403 | 0 | 0 | 0 | 0 | 0 | 0 | 0
| Production | kW |  |  | 92.6515 | 200.9011 | 180.887 | 354.3206 | 325.4669 | 309.097 | 302.3885 | 274.441 | 196.8192 | 125.4106 | 63.5635 | 20.8205 | 0 | 0 | 0 | 0 | 0 | 0 | 0 | 0 | 0 | 0 | 15.4483 | 52.5773 | 97.248 | 160.6618 | 209.6678 | 263.0131 | 359.4394 | 369.3005 | 334.1875 | 262.3795 | 175.8259 | 144.1075 | 74.5766 | 22.1606 | 0 | 0 | 0 | 0 | 0 | 0 | 0 | 0 | 0 | 0 | 15.4483 | 65.0688 | 141.2006 | 177.9763 | 178.199 | 256.3085 | 346.7136 | 379.4573 | 232.6848 | 239.9309 | 127.0502 | 153.8918 | 66.8928 | 17.7984 | 0 | 0 | 0 | 0 | 0 | 0 | 0 | 0 | 0 | 0 | 4.3661 | 44.1907 | 69.0739 | 48.0614 | 46.9939 | 50.1965 | 80.8128 | 62.6573 | 27.0566 | 71.5584 | 242.4269 | 68.8166 | 29.1917 | 17.1264 | 0 | 0 | 0 | 0 | 0 | 0 | 0 | 0 | 0 | 0 | 16.7885 | 66.6624 | 151.8797 | 145.4976 | 216.6067 | 43.0771 | 37.3824 | 106.3526 | 150.8045 | 45.5693 | 192.1306 | 141.769 | 73.897 | 23.5046 | 0 | 0 | 0 | 0 | 0 | 0 | 0 | 0 | 0 | 0 | 11.4163 | 62.4538 | 126.5242 | 143.1629 | 41.2954 | 81.1699 | 50.9107 | 42.3667 | 38.0928 | 140.5363 | 151.1424 | 120.649 | 80.5862 | 19.8106 | 0 | 0 | 0 | 0 | 0 | 0 | 0 | 0 | 0 | 0 | 17.4605 | 67.177 | 151.9066 | 236.0141 | 311.9962 | 358.921 | 383.9386 | 405.1008 | 373.0099 | 324.1037 | 259.3152 | 168.5606 | 81.504 | 18.8045 | 0 | 0 | 0 | 0 | 0 | 0 | 0 | 0 | 0 | 0 | 0 | 0
| Battery Flow Capacity | kW | 169 |  | 169 | 169 | 169 | 169 | 169 | 169 | 169 | 169 | 169 | 169 | 169 | 169 | 169 | 169 | 169 | 169 | 169 | 169 | 169 | 169 | 169 | 169 | 169 | 169 | 169 | 169 | 169 | 169 | 169 | 169 | 169 | 169 | 169 | 169 | 169 | 169 | 169 | 169 | 169 | 169 | 169 | 169 | 169 | 169 | 169 | 169 | 169 | 169 | 169 | 169 | 169 | 169 | 169 | 169 | 169 | 169 | 169 | 169 | 169 | 169 | 169 | 169 | 169 | 169 | 169 | 169 | 169 | 169 | 169 | 169 | 169 | 169 | 169 | 169 | 169 | 169 | 169 | 169 | 169 | 169 | 169 | 169 | 169 | 169 | 169 | 169 | 169 | 169 | 169 | 169 | 169 | 169 | 169 | 169 | 169 | 169 | 169 | 169 | 169 | 169 | 169 | 169 | 169 | 169 | 169 | 169 | 169 | 169 | 169 | 169 | 169 | 169 | 169 | 169 | 169 | 169 | 169 | 169 | 169 | 169 | 169 | 169 | 169 | 169 | 169 | 169 | 169 | 169 | 169 | 169 | 169 | 169 | 169 | 169 | 169 | 169 | 169 | 169 | 169 | 169 | 169 | 169 | 169 | 169 | 169 | 169 | 169 | 169 | 169 | 169 | 169 | 169 | 169 | 169 | 169 | 169 | 169 | 169 | 169 | 169 | 169 | 169 | 169 | 169 | 169 | 169 | 169 | 169
| Opening Balance | kW |  |  | 0 | 14.6641 | 110.0792 | 211.1547 | 313.488 | 417.7081 | 520.0415 | 624.2616 | 730.3685 | 832.0729 | 885.1564 | 871.9904 | 815.4524 | 734.9492 | 645.0121 | 556.3329 | 476.4587 | 406.0184 | 329.9178 | 258.2197 | 187.7794 | 117.9681 | 48.7857 | 0 | 0 | 15.487 | 91.872 | 172.8217 | 256.916 | 343.5261 | 432.023 | 519.8909 | 612.7903 | 704.4318 | 770.5519 | 761.4807 | 699.9936 | 609.4275 | 510.6854 | 410.6854 | 318.8615 | 239.6162 | 175.4653 | 115.0879 | 54.7105 | 0 | 0 | 0 | 0 | 63.8421 | 160.5151 | 259.0749 | 355.1189 | 456.1944 | 560.4145 | 664.6346 | 767.5969 | 828.6094 | 914.5767 | 907.8846 | 848.9534 | 762.7899 | 674.1106 | 589.205 | 512.4754 | 447.6956 | 389.205 | 334.488 | 280.4 | 225.683 | 167.8213 | 107.4075 | 80.5291 | 76.0181 | 52.3814 | 29.564 | 9.3203 | 22.2085 | 22.6017 | 0 | 6.1496 | 107.2251 | 102.4568 | 51.7743 | 0 | 0 | 0 | 0 | 0 | 0 | 0 | 0 | 0 | 0 | 0 | 0 | 0 | 77.6658 | 148.3207 | 245.6226 | 217.0016 | 184.5726 | 227.4033 | 316.5725 | 300.5066 | 405.3557 | 480.4579 | 485.8014 | 438.8658 | 362.1363 | 278.4885 | 196.0985 | 118.74 | 48.2998 | 0 | 0 | 0 | 0 | 0 | 0 | 0 | 54.1971 | 121.8883 | 83.9384 | 91.5234 | 70.1071 | 41.4046 | 10.315 | 83.5557 | 166.1447 | 220.127 | 230.9019 | 178.3854 | 99.7691 | 16.1213 | 0 | 0 | 0 | 0 | 0 | 0 | 0 | 0 | 0 | 0 | 73.9191 | 169.3342 | 270.4097 | 372.743 | 476.9632 | 579.2965 | 683.5166 | 789.6235 | 891.3279 | 987.5615 | 992.336 | 933.782 | 853.2788 | 763.3417 | 674.6625 | 594.7883 | 524.348 | 524.348 | 524.348 | 524.348 | 524.348 | 524.348 | 524.348
| Add: Production | kW |  |  | 92.6515 | 169 | 169 | 169 | 169 | 169 | 169 | 169 | 169 | 125.4106 | 63.5635 | 20.8205 | 0 | 0 | 0 | 0 | 0 | 0 | 0 | 0 | 0 | 0 | 15.4483 | 52.5773 | 97.248 | 160.6618 | 169 | 169 | 169 | 169 | 169 | 169 | 169 | 144.1075 | 74.5766 | 22.1606 | 0 | 0 | 0 | 0 | 0 | 0 | 0 | 0 | 0 | 0 | 15.4483 | 65.0688 | 141.2006 | 169 | 169 | 169 | 169 | 169 | 169 | 169 | 127.0502 | 153.8918 | 66.8928 | 17.7984 | 0 | 0 | 0 | 0 | 0 | 0 | 0 | 0 | 0 | 0 | 4.3661 | 44.1907 | 69.0739 | 48.0614 | 46.9939 | 50.1965 | 80.8128 | 62.6573 | 27.0566 | 71.5584 | 169 | 68.8166 | 29.1917 | 17.1264 | 0 | 0 | 0 | 0 | 0 | 0 | 0 | 0 | 0 | 0 | 16.7885 | 66.6624 | 151.8797 | 145.4976 | 169 | 43.0771 | 37.3824 | 106.3526 | 150.8045 | 45.5693 | 169 | 141.769 | 73.897 | 23.5046 | 0 | 0 | 0 | 0 | 0 | 0 | 0 | 0 | 0 | 0 | 11.4163 | 62.4538 | 126.5242 | 143.1629 | 41.2954 | 81.1699 | 50.9107 | 42.3667 | 38.0928 | 140.5363 | 151.1424 | 120.649 | 80.5862 | 19.8106 | 0 | 0 | 0 | 0 | 0 | 0 | 0 | 0 | 0 | 0 | 17.4605 | 67.177 | 151.9066 | 169 | 169 | 169 | 169 | 169 | 169 | 169 | 169 | 168.5606 | 81.504 | 18.8045 | 0 | 0 | 0 | 0 | 0 | 0 | 0 | 0 | 0 | 0 | 0 | 0
| Less: Discharge | kW |  |  | 77.9874 | 73.5849 | 67.9245 | 66.6667 | 64.7799 | 66.6667 | 64.7799 | 62.8931 | 67.2956 | 72.327 | 76.7296 | 77.3585 | 80.5031 | 89.9371 | 88.6792 | 79.8742 | 70.4403 | 76.1006 | 71.6981 | 70.4403 | 69.8113 | 69.1824 | 64.234 | 52.5773 | 81.761 | 84.2767 | 88.0503 | 84.9057 | 82.3899 | 80.5031 | 81.1321 | 76.1006 | 77.3585 | 77.9874 | 83.6478 | 83.6478 | 90.566 | 98.7421 | 100 | 91.8239 | 79.2453 | 64.1509 | 60.3774 | 60.3774 | 54.7105 | 0 | 15.4483 | 65.0688 | 77.3585 | 72.327 | 70.4403 | 72.956 | 67.9245 | 64.7799 | 64.7799 | 66.0377 | 66.0377 | 67.9245 | 73.5849 | 76.7296 | 86.1635 | 88.6792 | 84.9057 | 76.7296 | 64.7799 | 58.4906 | 54.717 | 54.0881 | 54.717 | 57.8616 | 64.7799 | 71.0692 | 73.5849 | 71.6981 | 69.8113 | 70.4403 | 67.9245 | 62.2642 | 49.6583 | 65.4088 | 67.9245 | 73.5849 | 79.8742 | 68.9007 | 0 | 0 | 0 | 0 | 0 | 0 | 0 | 0 | 0 | 0 | 16.7885 | 66.6624 | 74.2138 | 74.8428 | 71.6981 | 71.6981 | 69.8113 | 63.522 | 61.6352 | 61.6352 | 64.1509 | 66.6667 | 68.5535 | 70.4403 | 76.7296 | 83.6478 | 82.3899 | 77.3585 | 70.4403 | 48.2998 | 0 | 0 | 0 | 0 | 11.4163 | 62.4538 | 72.327 | 75.4717 | 79.2453 | 73.5849 | 72.327 | 71.0692 | 69.1824 | 67.2956 | 68.5535 | 66.6667 | 69.8113 | 72.327 | 78.6164 | 83.6478 | 16.1213 | 0 | 0 | 0 | 0 | 0 | 0 | 0 | 17.4605 | 67.177 | 77.9874 | 73.5849 | 67.9245 | 66.6667 | 64.7799 | 66.6667 | 64.7799 | 62.8931 | 67.2956 | 72.327 | 76.7296 | 77.3585 | 80.5031 | 89.9371 | 88.6792 | 79.8742 | 70.4403 | 0 | 0 | 0 | 0 | 0 | 0 | 0
| Less: Losses | kW | 0% |  | 0 | 0 | 0 | 0 | 0 | 0 | 0 | 0 | 0 | 0 | 0 | 0 | 0 | 0 | 0 | 0 | 0 | 0 | 0 | 0 | 0 | 0 | 0 | 0 | 0 | 0 | 0 | 0 | 0 | 0 | 0 | 0 | 0 | 0 | 0 | 0 | 0 | 0 | 0 | 0 | 0 | 0 | 0 | 0 | 0 | 0 | 0 | 0 | 0 | 0 | 0 | 0 | 0 | 0 | 0 | 0 | 0 | 0 | 0 | 0 | 0 | 0 | 0 | 0 | 0 | 0 | 0 | 0 | 0 | 0 | 0 | 0 | 0 | 0 | 0 | 0 | 0 | 0 | 0 | 0 | 0 | 0 | 0 | 0 | 0 | 0 | 0 | 0 | 0 | 0 | 0 | 0 | 0 | 0 | 0 | 0 | 0 | 0 | 0 | 0 | 0 | 0 | 0 | 0 | 0 | 0 | 0 | 0 | 0 | 0 | 0 | 0 | 0 | 0 | 0 | 0 | 0 | 0 | 0 | 0 | 0 | 0 | 0 | 0 | 0 | 0 | 0 | 0 | 0 | 0 | 0 | 0 | 0 | 0 | 0 | 0 | 0 | 0 | 0 | 0 | 0 | 0 | 0 | 0 | 0 | 0 | 0 | 0 | 0 | 0 | 0 | 0 | 0 | 0 | 0 | 0 | 0 | 0 | 0 | 0 | 0 | 0 | 0 | 0 | 0 | 0 | 0 | 0
| Closing Balance After Demand | kW |  |  | 14.6641 | 110.0792 | 211.1547 | 313.488 | 417.7081 | 520.0415 | 624.2616 | 730.3685 | 832.0729 | 885.1564 | 871.9904 | 815.4524 | 734.9492 | 645.0121 | 556.3329 | 476.4587 | 406.0184 | 329.9178 | 258.2197 | 187.7794 | 117.9681 | 48.7857 | 0 | 0 | 15.487 | 91.872 | 172.8217 | 256.916 | 343.5261 | 432.023 | 519.8909 | 612.7903 | 704.4318 | 770.5519 | 761.4807 | 699.9936 | 609.4275 | 510.6854 | 410.6854 | 318.8615 | 239.6162 | 175.4653 | 115.0879 | 54.7105 | 0 | 0 | 0 | 0 | 63.8421 | 160.5151 | 259.0749 | 355.1189 | 456.1944 | 560.4145 | 664.6346 | 767.5969 | 828.6094 | 914.5767 | 907.8846 | 848.9534 | 762.7899 | 674.1106 | 589.205 | 512.4754 | 447.6956 | 389.205 | 334.488 | 280.4 | 225.683 | 167.8213 | 107.4075 | 80.5291 | 76.0181 | 52.3814 | 29.564 | 9.3203 | 22.2085 | 22.6017 | 0 | 6.1496 | 107.2251 | 102.4568 | 51.7743 | 0 | 0 | 0 | 0 | 0 | 0 | 0 | 0 | 0 | 0 | 0 | 0 | 0 | 77.6658 | 148.3207 | 245.6226 | 217.0016 | 184.5726 | 227.4033 | 316.5725 | 300.5066 | 405.3557 | 480.4579 | 485.8014 | 438.8658 | 362.1363 | 278.4885 | 196.0985 | 118.74 | 48.2998 | 0 | 0 | 0 | 0 | 0 | 0 | 0 | 54.1971 | 121.8883 | 83.9384 | 91.5234 | 70.1071 | 41.4046 | 10.315 | 83.5557 | 166.1447 | 220.127 | 230.9019 | 178.3854 | 99.7691 | 16.1213 | 0 | 0 | 0 | 0 | 0 | 0 | 0 | 0 | 0 | 0 | 73.9191 | 169.3342 | 270.4097 | 372.743 | 476.9632 | 579.2965 | 683.5166 | 789.6235 | 891.3279 | 987.5615 | 992.336 | 933.782 | 853.2788 | 763.3417 | 674.6625 | 594.7883 | 524.348 | 524.348 | 524.348 | 524.348 | 524.348 | 524.348 | 524.348 | 524.348
| Closing Balance Before Demand | kW |  |  | 92.6515 | 183.6641 | 279.0792 | 380.1547 | 482.488 | 586.7081 | 689.0415 | 793.2616 | 899.3685 | 957.4835 | 948.7199 | 892.8109 | 815.4524 | 734.9492 | 645.0121 | 556.3329 | 476.4587 | 406.0184 | 329.9178 | 258.2197 | 187.7794 | 117.9681 | 64.234 | 52.5773 | 97.248 | 176.1488 | 260.872 | 341.8217 | 425.916 | 512.5261 | 601.023 | 688.8909 | 781.7903 | 848.5393 | 845.1285 | 783.6414 | 699.9936 | 609.4275 | 510.6854 | 410.6854 | 318.8615 | 239.6162 | 175.4653 | 115.0879 | 54.7105 | 0 | 15.4483 | 65.0688 | 141.2006 | 232.8421 | 329.5151 | 428.0749 | 524.1189 | 625.1944 | 729.4145 | 833.6346 | 894.6471 | 982.5012 | 981.4695 | 925.683 | 848.9534 | 762.7899 | 674.1106 | 589.205 | 512.4754 | 447.6956 | 389.205 | 334.488 | 280.4 | 225.683 | 172.1874 | 151.5983 | 149.603 | 124.0795 | 99.3753 | 79.7605 | 90.1331 | 84.8658 | 49.6583 | 71.5584 | 175.1496 | 176.0417 | 131.6485 | 68.9007 | 0 | 0 | 0 | 0 | 0 | 0 | 0 | 0 | 0 | 0 | 16.7885 | 66.6624 | 151.8797 | 223.1634 | 317.3207 | 288.6997 | 254.384 | 290.9253 | 378.2078 | 362.1418 | 469.5066 | 547.1246 | 554.3549 | 509.3061 | 438.8658 | 362.1363 | 278.4885 | 196.0985 | 118.74 | 48.2998 | 0 | 0 | 0 | 0 | 11.4163 | 62.4538 | 126.5242 | 197.36 | 163.1837 | 165.1083 | 142.4341 | 112.4738 | 79.4974 | 150.8513 | 234.6981 | 286.7936 | 300.7132 | 250.7124 | 178.3854 | 99.7691 | 16.1213 | 0 | 0 | 0 | 0 | 0 | 0 | 0 | 17.4605 | 67.177 | 151.9066 | 242.9191 | 338.3342 | 439.4097 | 541.743 | 645.9632 | 748.2965 | 852.5166 | 958.6235 | 1059.8886 | 1069.0655 | 1011.1405 | 933.782 | 853.2788 | 763.3417 | 674.6625 | 594.7883 | 524.348 | 524.348 | 524.348 | 524.348 | 524.348 | 524.348 | 524.348
| Average Storage Balance | kW |  |  | 53.6578 | 146.8716 | 245.1169 | 346.8213 | 450.0981 | 553.3748 | 656.6515 | 761.815 | 865.7207 | 921.3199 | 910.3552 | 854.1316 | 775.2008 | 689.9807 | 600.6725 | 516.3958 | 441.2385 | 367.9681 | 294.0687 | 222.9995 | 152.8738 | 83.3769 | 32.117 | 26.2886 | 56.3675 | 134.0104 | 216.8469 | 299.3689 | 384.7211 | 472.2745 | 560.4569 | 650.8406 | 743.111 | 809.5456 | 803.3046 | 741.8175 | 654.7105 | 560.0564 | 460.6854 | 364.7734 | 279.2388 | 207.5407 | 145.2766 | 84.8992 | 27.3553 | 0 | 7.7242 | 32.5344 | 102.5214 | 196.6786 | 294.295 | 391.5969 | 490.1566 | 592.8044 | 697.0245 | 800.6157 | 861.6282 | 948.5389 | 944.677 | 887.3182 | 805.8717 | 718.4503 | 631.6578 | 550.8402 | 480.0855 | 418.4503 | 361.8465 | 307.444 | 253.0415 | 196.7522 | 139.7975 | 116.0637 | 112.8106 | 88.2305 | 64.4697 | 44.5404 | 56.1708 | 53.7337 | 24.8291 | 38.854 | 141.1873 | 139.2493 | 91.7114 | 34.4503 | 0 | 0 | 0 | 0 | 0 | 0 | 0 | 0 | 0 | 0 | 8.3942 | 33.3312 | 114.7728 | 185.7421 | 281.4716 | 252.8506 | 219.4783 | 259.1643 | 347.3901 | 331.3242 | 437.4311 | 513.7913 | 520.0782 | 474.086 | 400.5011 | 320.3124 | 237.2935 | 157.4193 | 83.5199 | 24.1499 | 0 | 0 | 0 | 0 | 5.7082 | 31.2269 | 90.3606 | 159.6241 | 123.561 | 128.3158 | 106.2706 | 76.9392 | 44.9062 | 117.2035 | 200.4214 | 253.4603 | 265.8075 | 214.5489 | 139.0772 | 57.9452 | 8.0606 | 0 | 0 | 0 | 0 | 0 | 0 | 0 | 8.7302 | 33.5885 | 112.9128 | 206.1267 | 304.372 | 406.0764 | 509.3531 | 612.6298 | 715.9066 | 821.0701 | 924.9757 | 1023.7251 | 1030.7008 | 972.4612 | 893.5304 | 808.3103 | 719.0021 | 634.7254 | 559.5681 | 524.348 | 524.348 | 524.348 | 524.348 | 524.348 | 524.348 | 524.348
| Net Amount Stored or Withdrawn | kW |  |  | 92.6515 | 169 | 169 | 169 | 169 | 169 | 169 | 169 | 169 | 125.4106 | 76.7296 | 77.3585 | 80.5031 | 89.9371 | 88.6792 | 79.8742 | 70.4403 | 76.1006 | 71.6981 | 70.4403 | 69.8113 | 69.1824 | 64.234 | 52.5773 | 97.248 | 160.6618 | 169 | 169 | 169 | 169 | 169 | 169 | 169 | 144.1075 | 83.6478 | 83.6478 | 90.566 | 98.7421 | 100 | 91.8239 | 79.2453 | 64.1509 | 60.3774 | 60.3774 | 54.7105 | 0 | 15.4483 | 65.0688 | 141.2006 | 169 | 169 | 169 | 169 | 169 | 169 | 169 | 127.0502 | 153.8918 | 73.5849 | 76.7296 | 86.1635 | 88.6792 | 84.9057 | 76.7296 | 64.7799 | 58.4906 | 54.717 | 54.0881 | 54.717 | 57.8616 | 64.7799 | 71.0692 | 73.5849 | 71.6981 | 69.8113 | 70.4403 | 80.8128 | 62.6573 | 49.6583 | 71.5584 | 169 | 73.5849 | 79.8742 | 68.9007 | 0 | 0 | 0 | 0 | 0 | 0 | 0 | 0 | 0 | 0 | 16.7885 | 66.6624 | 151.8797 | 145.4976 | 169 | 71.6981 | 69.8113 | 106.3526 | 150.8045 | 61.6352 | 169 | 141.769 | 73.897 | 70.4403 | 76.7296 | 83.6478 | 82.3899 | 77.3585 | 70.4403 | 48.2998 | 0 | 0 | 0 | 0 | 11.4163 | 62.4538 | 126.5242 | 143.1629 | 79.2453 | 81.1699 | 72.327 | 71.0692 | 69.1824 | 140.5363 | 151.1424 | 120.649 | 80.5862 | 72.327 | 78.6164 | 83.6478 | 16.1213 | 0 | 0 | 0 | 0 | 0 | 0 | 0 | 17.4605 | 67.177 | 151.9066 | 169 | 169 | 169 | 169 | 169 | 169 | 169 | 169 | 168.5606 | 81.504 | 77.3585 | 80.5031 | 89.9371 | 88.6792 | 79.8742 | 70.4403 | 0 | 0 | 0 | 0 | 0 | 0 | 0
| 24 Hour Test | Flag |  |  | FALSE | FALSE | FALSE | FALSE | FALSE | FALSE | FALSE | FALSE | FALSE | FALSE | FALSE | FALSE | FALSE | FALSE | FALSE | FALSE | FALSE | FALSE | FALSE | FALSE | FALSE | FALSE | FALSE | TRUE | FALSE | FALSE | FALSE | FALSE | FALSE | FALSE | FALSE | FALSE | FALSE | FALSE | FALSE | FALSE | FALSE | FALSE | FALSE | FALSE | FALSE | FALSE | FALSE | FALSE | FALSE | FALSE | FALSE | TRUE | FALSE | FALSE | FALSE | FALSE | FALSE | FALSE | FALSE | FALSE | FALSE | FALSE | FALSE | FALSE | FALSE | FALSE | FALSE | FALSE | FALSE | FALSE | FALSE | FALSE | FALSE | FALSE | FALSE | TRUE | FALSE | FALSE | FALSE | FALSE | FALSE | FALSE | FALSE | FALSE | FALSE | FALSE | FALSE | FALSE | FALSE | FALSE | FALSE | FALSE | FALSE | FALSE | FALSE | FALSE | FALSE | FALSE | FALSE | TRUE | FALSE | FALSE | FALSE | FALSE | FALSE | FALSE | FALSE | FALSE | FALSE | FALSE | FALSE | FALSE | FALSE | FALSE | FALSE | FALSE | FALSE | FALSE | FALSE | FALSE | FALSE | FALSE | FALSE | TRUE | FALSE | FALSE | FALSE | FALSE | FALSE | FALSE | FALSE | FALSE | FALSE | FALSE | FALSE | FALSE | FALSE | FALSE | FALSE | FALSE | FALSE | FALSE | FALSE | FALSE | FALSE | FALSE | FALSE | TRUE | FALSE | FALSE | FALSE | FALSE | FALSE | FALSE | FALSE | FALSE | FALSE | FALSE | FALSE | FALSE | FALSE | FALSE | FALSE | FALSE | FALSE | FALSE | FALSE | FALSE | FALSE | FALSE | FALSE | TRUE
| Storage at End of Day | kWh | 0 | min_week | FALSE | FALSE | FALSE | FALSE | FALSE | FALSE | FALSE | FALSE | FALSE | FALSE | FALSE | FALSE | FALSE | FALSE | FALSE | FALSE | FALSE | FALSE | FALSE | FALSE | FALSE | FALSE | FALSE | 0 | FALSE | FALSE | FALSE | FALSE | FALSE | FALSE | FALSE | FALSE | FALSE | FALSE | FALSE | FALSE | FALSE | FALSE | FALSE | FALSE | FALSE | FALSE | FALSE | FALSE | FALSE | FALSE | FALSE | 0 | FALSE | FALSE | FALSE | FALSE | FALSE | FALSE | FALSE | FALSE | FALSE | FALSE | FALSE | FALSE | FALSE | FALSE | FALSE | FALSE | FALSE | FALSE | FALSE | FALSE | FALSE | FALSE | FALSE | 80.5291 | FALSE | FALSE | FALSE | FALSE | FALSE | FALSE | FALSE | FALSE | FALSE | FALSE | FALSE | FALSE | FALSE | FALSE | FALSE | FALSE | FALSE | FALSE | FALSE | FALSE | FALSE | FALSE | FALSE | 0 | FALSE | FALSE | FALSE | FALSE | FALSE | FALSE | FALSE | FALSE | FALSE | FALSE | FALSE | FALSE | FALSE | FALSE | FALSE | FALSE | FALSE | FALSE | FALSE | FALSE | FALSE | FALSE | FALSE | 0 | FALSE | FALSE | FALSE | FALSE | FALSE | FALSE | FALSE | FALSE | FALSE | FALSE | FALSE | FALSE | FALSE | FALSE | FALSE | FALSE | FALSE | FALSE | FALSE | FALSE | FALSE | FALSE | FALSE | 0 | FALSE | FALSE | FALSE | FALSE | FALSE | FALSE | FALSE | FALSE | FALSE | FALSE | FALSE | FALSE | FALSE | FALSE | FALSE | FALSE | FALSE | FALSE | FALSE | FALSE | FALSE | FALSE | FALSE | 524.348
| Required Battery Storage Capacity without Dod | kW | 992.336
| DOD Constraint | % | 20%
| Battery Storage Size | kWh | 1190.8032
| Max Capacity Required | kW | 169
| Hours of Storage per Cycle | Hrs | 7.0462
| Demand | kW |  |  | 77.9874 | 73.5849 | 67.9245 | 66.6667 | 64.7799 | 66.6667 | 64.7799 | 62.8931 | 67.2956 | 72.327 | 76.7296 | 77.3585 | 80.5031 | 89.9371 | 88.6792 | 79.8742 | 70.4403 | 76.1006 | 71.6981 | 70.4403 | 69.8113 | 69.1824 | 70.4403 | 75.4717 | 81.761 | 84.2767 | 88.0503 | 84.9057 | 82.3899 | 80.5031 | 81.1321 | 76.1006 | 77.3585 | 77.9874 | 83.6478 | 83.6478 | 90.566 | 98.7421 | 100 | 91.8239 | 79.2453 | 64.1509 | 60.3774 | 60.3774 | 59.1195 | 62.8931 | 69.1824 | 76.1006 | 77.3585 | 72.327 | 70.4403 | 72.956 | 67.9245 | 64.7799 | 64.7799 | 66.0377 | 66.0377 | 67.9245 | 73.5849 | 76.7296 | 86.1635 | 88.6792 | 84.9057 | 76.7296 | 64.7799 | 58.4906 | 54.717 | 54.0881 | 54.717 | 57.8616 | 64.7799 | 71.0692 | 73.5849 | 71.6981 | 69.8113 | 70.4403 | 67.9245 | 62.2642 | 63.522 | 65.4088 | 67.9245 | 73.5849 | 79.8742 | 83.6478 | 91.8239 | 91.195 | 89.3082 | 76.7296 | 69.1824 | 61.6352 | 61.0063 | 59.7484 | 58.4906 | 60.3774 | 67.2956 | 73.5849 | 74.2138 | 74.8428 | 71.6981 | 71.6981 | 69.8113 | 63.522 | 61.6352 | 61.6352 | 64.1509 | 66.6667 | 68.5535 | 70.4403 | 76.7296 | 83.6478 | 82.3899 | 77.3585 | 70.4403 | 64.7799 | 59.7484 | 57.8616 | 58.4906 | 58.4906 | 61.6352 | 67.2956 | 72.327 | 75.4717 | 79.2453 | 73.5849 | 72.327 | 71.0692 | 69.1824 | 67.2956 | 68.5535 | 66.6667 | 69.8113 | 72.327 | 78.6164 | 83.6478 | 81.761 | 75.4717 | 68.5535 | 61.6352 | 60.3774 | 59.7484 | 61.6352 | 64.1509 | 71.6981 | 77.3585 | 77.9874 | 73.5849 | 67.9245 | 66.6667 | 64.7799 | 66.6667 | 64.7799 | 62.8931 | 67.2956 | 72.327 | 76.7296 | 77.3585 | 80.5031 | 89.9371 | 88.6792 | 79.8742 | 70.4403 | 0 | 0 | 0 | 0 | 0 | 0 | 0
| Less: Solar without Battery | kW |  |  | 77.9874 | 73.5849 | 67.9245 | 66.6667 | 64.7799 | 66.6667 | 64.7799 | 62.8931 | 67.2956 | 72.327 | 63.5635 | 20.8205 | 0 | 0 | 0 | 0 | 0 | 0 | 0 | 0 | 0 | 0 | 15.4483 | 52.5773 | 81.761 | 84.2767 | 88.0503 | 84.9057 | 82.3899 | 80.5031 | 81.1321 | 76.1006 | 77.3585 | 77.9874 | 74.5766 | 22.1606 | 0 | 0 | 0 | 0 | 0 | 0 | 0 | 0 | 0 | 0 | 15.4483 | 65.0688 | 77.3585 | 72.327 | 70.4403 | 72.956 | 67.9245 | 64.7799 | 64.7799 | 66.0377 | 66.0377 | 67.9245 | 66.8928 | 17.7984 | 0 | 0 | 0 | 0 | 0 | 0 | 0 | 0 | 0 | 0 | 4.3661 | 44.1907 | 69.0739 | 48.0614 | 46.9939 | 50.1965 | 67.9245 | 62.2642 | 27.0566 | 65.4088 | 67.9245 | 68.8166 | 29.1917 | 17.1264 | 0 | 0 | 0 | 0 | 0 | 0 | 0 | 0 | 0 | 0 | 16.7885 | 66.6624 | 74.2138 | 74.8428 | 71.6981 | 43.0771 | 37.3824 | 63.522 | 61.6352 | 45.5693 | 64.1509 | 66.6667 | 68.5535 | 23.5046 | 0 | 0 | 0 | 0 | 0 | 0 | 0 | 0 | 0 | 0 | 11.4163 | 62.4538 | 72.327 | 75.4717 | 41.2954 | 73.5849 | 50.9107 | 42.3667 | 38.0928 | 67.2956 | 68.5535 | 66.6667 | 69.8113 | 19.8106 | 0 | 0 | 0 | 0 | 0 | 0 | 0 | 0 | 0 | 0 | 17.4605 | 67.177 | 77.9874 | 73.5849 | 67.9245 | 66.6667 | 64.7799 | 66.6667 | 64.7799 | 62.8931 | 67.2956 | 72.327 | 76.7296 | 18.8045 | 0 | 0 | 0 | 0 | 0 | 0 | 0 | 0 | 0 | 0 | 0 | 0
| Less: Discharge from Battery | kW |  |  | 0 | 0 | 0 | 0 | 0 | 0 | 0 | 0 | 0 | 0 | 13.166 | 56.538 | 80.5031 | 89.9371 | 88.6792 | 79.8742 | 70.4403 | 76.1006 | 71.6981 | 70.4403 | 69.8113 | 69.1824 | 48.7857 | 0 | 0 | 0 | 0 | 0 | 0 | 0 | 0 | 0 | 0 | 0 | 9.0712 | 61.4872 | 90.566 | 98.7421 | 100 | 91.8239 | 79.2453 | 64.1509 | 60.3774 | 60.3774 | 54.7105 | 0 | 0 | 0 | 0 | 0 | 0 | 0 | 0 | 0 | 0 | 0 | 0 | 0 | 6.6921 | 58.9312 | 86.1635 | 88.6792 | 84.9057 | 76.7296 | 64.7799 | 58.4906 | 54.717 | 54.0881 | 54.717 | 57.8616 | 60.4138 | 26.8785 | 4.511 | 23.6367 | 22.8174 | 20.2438 | 0 | 0 | 22.6017 | 0 | 0 | 4.7683 | 50.6825 | 51.7743 | 0 | 0 | 0 | 0 | 0 | 0 | 0 | 0 | 0 | 0 | 0 | 0 | 0 | 0 | 0 | 28.621 | 32.4289 | 0 | 0 | 16.0659 | 0 | 0 | 0 | 46.9356 | 76.7296 | 83.6478 | 82.3899 | 77.3585 | 70.4403 | 48.2998 | 0 | 0 | 0 | 0 | 0 | 0 | 0 | 0 | 37.9499 | 0 | 21.4163 | 28.7025 | 31.0896 | 0 | 0 | 0 | 0 | 52.5165 | 78.6164 | 83.6478 | 16.1213 | 0 | 0 | 0 | 0 | 0 | 0 | 0 | 0 | 0 | 0 | 0 | 0 | 0 | 0 | 0 | 0 | 0 | 0 | 0 | 0 | 58.554 | 80.5031 | 89.9371 | 88.6792 | 79.8742 | 70.4403 | 0 | 0 | 0 | 0 | 0 | 0 | 0
| Net Remaining Demand | kW |  |  | 0 | 0 | 0 | 0 | 0 | 0 | 0 | 0 | 0 | 0 | 0 | 0 | 0 | 0 | 0 | 0 | 0 | 0 | 0 | 0 | 0 | 0 | 6.2062 | 22.8944 | 0 | 0 | 0 | 0 | 0 | 0 | 0 | 0 | 0 | 0 | 0 | 0 | 0 | 0 | 0 | 0 | 0 | 0 | 0 | 0 | 4.409 | 62.8931 | 53.7341 | 11.0318 | 0 | 0 | 0 | 0 | 0 | 0 | 0 | 0 | 0 | 0 | 0 | 0 | 0 | 0 | 0 | 0 | 0 | 0 | 0 | 0 | 0 | 0 | 0 | 0 | 0 | 0 | 0 | 0 | 0 | 0 | 13.8637 | 0 | 0 | 0 | 0 | 14.7471 | 91.8239 | 91.195 | 89.3082 | 76.7296 | 69.1824 | 61.6352 | 61.0063 | 59.7484 | 58.4906 | 60.3774 | 50.5071 | 6.9225 | 0 | 0 | 0 | 0 | 0 | 0 | 0 | 0 | 0 | 0 | 0 | 0 | 0 | 0 | 0 | 0 | 0 | 16.4801 | 59.7484 | 57.8616 | 58.4906 | 58.4906 | 50.2189 | 4.8418 | 0 | 0 | 0 | 0 | 0 | 0 | 0 | 0 | 0 | 0 | 0 | 0 | 0 | 0 | 65.6398 | 75.4717 | 68.5535 | 61.6352 | 60.3774 | 59.7484 | 61.6352 | 64.1509 | 54.2376 | 10.1815 | 0 | 0 | 0 | 0 | 0 | 0 | 0 | 0 | 0 | 0 | 0 | 0 | 0 | 0 | 0 | 0 | 0 | 0 | 0 | 0 | 0 | 0 | 0 | 0
| Thermal Dispatch | kW | 100 |  | 0 | 0 | 0 | 0 | 0 | 0 | 0 | 0 | 0 | 0 | 0 | 0 | 0 | 0 | 0 | 0 | 0 | 0 | 0 | 0 | 0 | 0 | 6.2062 | 22.8944 | 0 | 0 | 0 | 0 | 0 | 0 | 0 | 0 | 0 | 0 | 0 | 0 | 0 | 0 | 0 | 0 | 0 | 0 | 0 | 0 | 4.409 | 62.8931 | 53.7341 | 11.0318 | 0 | 0 | 0 | 0 | 0 | 0 | 0 | 0 | 0 | 0 | 0 | 0 | 0 | 0 | 0 | 0 | 0 | 0 | 0 | 0 | 0 | 0 | 0 | 0 | 0 | 0 | 0 | 0 | 0 | 0 | 13.8637 | 0 | 0 | 0 | 0 | 14.7471 | 91.8239 | 91.195 | 89.3082 | 76.7296 | 69.1824 | 61.6352 | 61.0063 | 59.7484 | 58.4906 | 60.3774 | 50.5071 | 6.9225 | 0 | 0 | 0 | 0 | 0 | 0 | 0 | 0 | 0 | 0 | 0 | 0 | 0 | 0 | 0 | 0 | 0 | 16.4801 | 59.7484 | 57.8616 | 58.4906 | 58.4906 | 50.2189 | 4.8418 | 0 | 0 | 0 | 0 | 0 | 0 | 0 | 0 | 0 | 0 | 0 | 0 | 0 | 0 | 65.6398 | 75.4717 | 68.5535 | 61.6352 | 60.3774 | 59.7484 | 61.6352 | 64.1509 | 54.2376 | 10.1815 | 0 | 0 | 0 | 0 | 0 | 0 | 0 | 0 | 0 | 0 | 0 | 0 | 0 | 0 | 0 | 0 | 0 | 0 | 0 | 0 | 0 | 0 | 0 | 0
| Unserved Energy | kW |  |  | 0 | 0 | 0 | 0 | 0 | 0 | 0 | 0 | 0 | 0 | 0 | 0 | 0 | 0 | 0 | 0 | 0 | 0 | 0 | 0 | 0 | 0 | 0 | 0 | 0 | 0 | 0 | 0 | 0 | 0 | 0 | 0 | 0 | 0 | 0 | 0 | 0 | 0 | 0 | 0 | 0 | 0 | 0 | 0 | 0 | 0 | 0 | 0 | 0 | 0 | 0 | 0 | 0 | 0 | 0 | 0 | 0 | 0 | 0 | 0 | 0 | 0 | 0 | 0 | 0 | 0 | 0 | 0 | 0 | 0 | 0 | 0 | 0 | 0 | 0 | 0 | 0 | 0 | 0 | 0 | 0 | 0 | 0 | 0 | 0 | 0 | 0 | 0 | 0 | 0 | 0 | 0 | 0 | 0 | 0 | 0 | 0 | 0 | 0 | 0 | 0 | 0 | 0 | 0 | 0 | 0 | 0 | 0 | 0 | 0 | 0 | 0 | 0 | 0 | 0 | 0 | 0 | 0 | 0 | 0 | 0 | 0 | 0 | 0 | 0 | 0 | 0 | 0 | 0 | 0 | 0 | 0 | 0 | 0 | 0 | 0 | 0 | 0 | 0 | 0 | 0 | 0 | 0 | 0 | 0 | 0 | 0 | 0 | 0 | 0 | 0 | 0 | 0 | 0 | 0 | 0 | 0 | 0 | 0 | 0 | 0 | 0 | 0 | 0 | 0 | 0 | 0 | 0
Graphs
[5 empty] | 1 | 2 | 3 | 4 | 5 | 6 | 7 | 8 | 9 | 10 | 11 | 12 | 13 | 14 | 15 | 16 | 17 | 18 | 19 | 20 | 21 | 22 | 23 | 24 | 25 | 26 | 27 | 28 | 29 | 30 | 31 | 32 | 33 | 34 | 35 | 36 | 37 | 38 | 39 | 40 | 41 | 42 | 43 | 44 | 45 | 46 | 47 | 48 | 49 | 50 | 51 | 52 | 53 | 54 | 55 | 56 | 57 | 58 | 59 | 60 | 61 | 62 | 63 | 64 | 65 | 66 | 67 | 68 | 69 | 70 | 71 | 72 | 73 | 74 | 75 | 76 | 77 | 78 | 79 | 80 | 81 | 82 | 83 | 84 | 85 | 86 | 87 | 88 | 89 | 90 | 91 | 92 | 93 | 94 | 95 | 96 | 97 | 98 | 99 | 100 | 101 | 102 | 103 | 104 | 105 | 106 | 107 | 108 | 109 | 110 | 111 | 112 | 113 | 114 | 115 | 116 | 117 | 118 | 119 | 120 | 121 | 122 | 123 | 124 | 125 | 126 | 127 | 128 | 129 | 130 | 131 | 132 | 133 | 134 | 135 | 136 | 137 | 138 | 139 | 140 | 141 | 142 | 143 | 144 | 145 | 146 | 147 | 148 | 149 | 150 | 151 | 152 | 153 | 154 | 155 | 156 | 157 | 158 | 159 | 160 | 161 | 162 | 163 | 164 | 165 | 166 | 167 | 168
| Load |  |  |  | 61.6352 | 60.3774 | 59.7484 | 61.6352 | 64.1509 | 71.6981 | 77.3585 | 77.9874 | 73.5849 | 67.9245 | 66.6667 | 64.7799 | 66.6667 | 64.7799 | 62.8931 | 67.2956 | 72.327 | 76.7296 | 77.3585 | 80.5031 | 89.9371 | 88.6792 | 79.8742 | 70.4403 | 76.1006 | 71.6981 | 70.4403 | 69.8113 | 69.1824 | 70.4403 | 75.4717 | 81.761 | 84.2767 | 88.0503 | 84.9057 | 82.3899 | 80.5031 | 81.1321 | 76.1006 | 77.3585 | 77.9874 | 83.6478 | 83.6478 | 90.566 | 98.7421 | 100 | 91.8239 | 79.2453 | 64.1509 | 60.3774 | 60.3774 | 59.1195 | 62.8931 | 69.1824 | 76.1006 | 77.3585 | 72.327 | 70.4403 | 72.956 | 67.9245 | 64.7799 | 64.7799 | 66.0377 | 66.0377 | 67.9245 | 73.5849 | 76.7296 | 86.1635 | 88.6792 | 84.9057 | 76.7296 | 64.7799 | 58.4906 | 54.717 | 54.0881 | 54.717 | 57.8616 | 64.7799 | 71.0692 | 73.5849 | 71.6981 | 69.8113 | 70.4403 | 67.9245 | 62.2642 | 63.522 | 65.4088 | 67.9245 | 73.5849 | 79.8742 | 83.6478 | 91.8239 | 91.195 | 89.3082 | 76.7296 | 69.1824 | 61.6352 | 61.0063 | 59.7484 | 58.4906 | 60.3774 | 67.2956 | 73.5849 | 74.2138 | 74.8428 | 71.6981 | 71.6981 | 69.8113 | 63.522 | 61.6352 | 61.6352 | 64.1509 | 66.6667 | 68.5535 | 70.4403 | 76.7296 | 83.6478 | 82.3899 | 77.3585 | 70.4403 | 64.7799 | 59.7484 | 57.8616 | 58.4906 | 58.4906 | 61.6352 | 67.2956 | 72.327 | 75.4717 | 79.2453 | 73.5849 | 72.327 | 71.0692 | 69.1824 | 67.2956 | 68.5535 | 66.6667 | 69.8113 | 72.327 | 78.6164 | 83.6478 | 81.761 | 75.4717 | 68.5535 | 61.6352 | 60.3774 | 59.7484 | 61.6352 | 64.1509 | 71.6981 | 77.3585 | 77.9874 | 73.5849 | 67.9245 | 66.6667 | 64.7799 | 66.6667 | 64.7799 | 62.8931 | 67.2956 | 72.327 | 76.7296 | 77.3585 | 80.5031 | 89.9371 | 88.6792 | 79.8742 | 70.4403
| Solar Production |  |  |  | 0 | 0 | 0 | 0 | 0 | 11.4163 | 57.4195 | 92.6515 | 200.9011 | 180.887 | 354.3206 | 325.4669 | 309.097 | 302.3885 | 274.441 | 196.8192 | 125.4106 | 63.5635 | 20.8205 | 0 | 0 | 0 | 0 | 0 | 0 | 0 | 0 | 0 | 0 | 15.4483 | 52.5773 | 97.248 | 160.6618 | 209.6678 | 263.0131 | 359.4394 | 369.3005 | 334.1875 | 262.3795 | 175.8259 | 144.1075 | 74.5766 | 22.1606 | 0 | 0 | 0 | 0 | 0 | 0 | 0 | 0 | 0 | 0 | 15.4483 | 65.0688 | 141.2006 | 177.9763 | 178.199 | 256.3085 | 346.7136 | 379.4573 | 232.6848 | 239.9309 | 127.0502 | 153.8918 | 66.8928 | 17.7984 | 0 | 0 | 0 | 0 | 0 | 0 | 0 | 0 | 0 | 0 | 4.3661 | 44.1907 | 69.0739 | 48.0614 | 46.9939 | 50.1965 | 80.8128 | 62.6573 | 27.0566 | 71.5584 | 242.4269 | 68.8166 | 29.1917 | 17.1264 | 0 | 0 | 0 | 0 | 0 | 0 | 0 | 0 | 0 | 0 | 16.7885 | 66.6624 | 151.8797 | 145.4976 | 216.6067 | 43.0771 | 37.3824 | 106.3526 | 150.8045 | 45.5693 | 192.1306 | 141.769 | 73.897 | 23.5046 | 0 | 0 | 0 | 0 | 0 | 0 | 0 | 0 | 0 | 0 | 11.4163 | 62.4538 | 126.5242 | 143.1629 | 41.2954 | 81.1699 | 50.9107 | 42.3667 | 38.0928 | 140.5363 | 151.1424 | 120.649 | 80.5862 | 19.8106 | 0 | 0 | 0 | 0 | 0 | 0 | 0 | 0 | 0 | 0 | 17.4605 | 67.177 | 151.9066 | 236.0141 | 311.9962 | 358.921 | 383.9386 | 405.1008 | 373.0099 | 324.1037 | 259.3152 | 168.5606 | 81.504 | 18.8045 | 0 | 0 | 0 | 0 | 0
[5 empty] | 1 | 2 | 3 | 4 | 5 | 6 | 7 | 8 | 9 | 10 | 11 | 12 | 13 | 14 | 15 | 16 | 17 | 18 | 19 | 20 | 21 | 22 | 23 | 24 | 25 | 26 | 27 | 28 | 29 | 30 | 31 | 32 | 33 | 34 | 35 | 36 | 37 | 38 | 39 | 40 | 41 | 42 | 43 | 44 | 45 | 46 | 47 | 48 | 49 | 50 | 51 | 52 | 53 | 54 | 55 | 56 | 57 | 58 | 59 | 60 | 61 | 62 | 63 | 64 | 65 | 66 | 67 | 68 | 69 | 70 | 71 | 72 | 73 | 74 | 75 | 76 | 77 | 78 | 79 | 80 | 81 | 82 | 83 | 84 | 85 | 86 | 87 | 88 | 89 | 90 | 91 | 92 | 93 | 94 | 95 | 96 | 97 | 98 | 99 | 100 | 101 | 102 | 103 | 104 | 105 | 106 | 107 | 108 | 109 | 110 | 111 | 112 | 113 | 114 | 115 | 116 | 117 | 118 | 119 | 120 | 121 | 122 | 123 | 124 | 125 | 126 | 127 | 128 | 129 | 130 | 131 | 132 | 133 | 134 | 135 | 136 | 137 | 138 | 139 | 140 | 141 | 142 | 143 | 144 | 145 | 146 | 147 | 148 | 149 | 150 | 151 | 152 | 153 | 154 | 155 | 156 | 157 | 158 | 159 | 160 | 161 | 162 | 163 | 164
| Net Input Into Storage |  |  |  | 14.6641 | 95.4151 | 101.0755 | 102.3333 | 104.2201 | 102.3333 | 104.2201 | 106.1069 | 101.7044 | 53.0835 | -13.166 | -56.538 | -80.5031 | -89.9371 | -88.6792 | -79.8742 | -70.4403 | -76.1006 | -71.6981 | -70.4403 | -69.8113 | -69.1824 | -48.7857 | 0 | 15.487 | 76.385 | 80.9497 | 84.0943 | 86.6101 | 88.4969 | 87.8679 | 92.8994 | 91.6415 | 66.1201 | -9.0712 | -61.4872 | -90.566 | -98.7421 | -100 | -91.8239 | -79.2453 | -64.1509 | -60.3774 | -60.3774 | -54.7105 | 0 | 0 | 0 | 63.8421 | 96.673 | 98.5597 | 96.044 | 101.0755 | 104.2201 | 104.2201 | 102.9623 | 61.0125 | 85.9673 | -6.6921 | -58.9312 | -86.1635 | -88.6792 | -84.9057 | -76.7296 | -64.7799 | -58.4906 | -54.717 | -54.0881 | -54.717 | -57.8616 | -60.4138 | -26.8785 | -4.511 | -23.6367 | -22.8174 | -20.2438 | 12.8883 | 0.39313 | -22.6017 | 6.1496 | 101.0755 | -4.7683 | -50.6825 | -51.7743 | 0 | 0 | 0 | 0 | 0 | 0 | 0 | 0 | 0 | 0 | 0 | 0 | 77.6658 | 70.6548 | 97.3019 | -28.621 | -32.4289 | 42.8306 | 89.1693 | -16.0659 | 104.8491 | 75.1023 | 5.3435 | -46.9356 | -76.7296 | -83.6478 | -82.3899 | -77.3585 | -70.4403 | -48.2998 | 0 | 0 | 0 | 0 | 0 | 0 | 54.1971 | 67.6912 | -37.9499 | 7.585 | -21.4163 | -28.7025 | -31.0896 | 73.2407 | 82.5889 | 53.9823 | 10.7749 | -52.5165 | -78.6164 | -83.6478 | -16.1213 | 0 | 0 | 0 | 0 | 0 | 0 | 0 | 0 | 0 | 73.9191 | 95.4151 | 101.0755 | 102.3333 | 104.2201 | 102.3333 | 104.2201 | 106.1069 | 101.7044 | 96.2336 | 4.7744 | -58.554 | -80.5031 | -89.9371 | -88.6792 | -79.8742 | -70.4403 | 0 | 0 | 0
| Storage Balance |  |  |  | 14.6641 | 110.0792 | 211.1547 | 313.488 | 417.7081 | 520.0415 | 624.2616 | 730.3685 | 832.0729 | 885.1564 | 871.9904 | 815.4524 | 734.9492 | 645.0121 | 556.3329 | 476.4587 | 406.0184 | 329.9178 | 258.2197 | 187.7794 | 117.9681 | 48.7857 | 0 | 0 | 15.487 | 91.872 | 172.8217 | 256.916 | 343.5261 | 432.023 | 519.8909 | 612.7903 | 704.4318 | 770.5519 | 761.4807 | 699.9936 | 609.4275 | 510.6854 | 410.6854 | 318.8615 | 239.6162 | 175.4653 | 115.0879 | 54.7105 | 0 | 0 | 0 | 0 | 63.8421 | 160.5151 | 259.0749 | 355.1189 | 456.1944 | 560.4145 | 664.6346 | 767.5969 | 828.6094 | 914.5767 | 907.8846 | 848.9534 | 762.7899 | 674.1106 | 589.205 | 512.4754 | 447.6956 | 389.205 | 334.488 | 280.4 | 225.683 | 167.8213 | 107.4075 | 80.5291 | 76.0181 | 52.3814 | 29.564 | 9.3203 | 22.2085 | 22.6017 | 0 | 6.1496 | 107.2251 | 102.4568 | 51.7743 | 0 | 0 | 0 | 0 | 0 | 0 | 0 | 0 | 0 | 0 | 0 | 0 | 0 | 77.6658 | 148.3207 | 245.6226 | 217.0016 | 184.5726 | 227.4033 | 316.5725 | 300.5066 | 405.3557 | 480.4579 | 485.8014 | 438.8658 | 362.1363 | 278.4885 | 196.0985 | 118.74 | 48.2998 | 0 | 0 | 0 | 0 | 0 | 0 | 0 | 54.1971 | 121.8883 | 83.9384 | 91.5234 | 70.1071 | 41.4046 | 10.315 | 83.5557 | 166.1447 | 220.127 | 230.9019 | 178.3854 | 99.7691 | 16.1213 | 0 | 0 | 0 | 0 | 0 | 0 | 0 | 0 | 0 | 0 | 73.9191 | 169.3342 | 270.4097 | 372.743 | 476.9632 | 579.2965 | 683.5166 | 789.6235 | 891.3279 | 987.5615 | 992.336 | 933.782 | 853.2788 | 763.3417 | 674.6625 | 594.7883 | 524.348 | 524.348 | 524.348 | 524.348
| Zero Balance |  |  |  | 0 | 0 | 0 | 0 | 0 | 0 | 0 | 0 | 0 | 0 | 0 | 0 | 0 | 0 | 0 | 0 | 0 | 0 | 0 | 0 | 0 | 0 | 0 | 0 | 0 | 0 | 0 | 0 | 0 | 0 | 0 | 0 | 0 | 0 | 0 | 0 | 0 | 0 | 0 | 0 | 0 | 0 | 0 | 0 | 0 | 0 | 0 | 0 | 0 | 0 | 0 | 0 | 0 | 0 | 0 | 0 | 0 | 0 | 0 | 0 | 0 | 0 | 0 | 0 | 0 | 0 | 0 | 0 | 0 | 0 | 0 | 0 | 0 | 0 | 0 | 0 | 0 | 0 | 0 | 0 | 0 | 0 | 0 | 0 | 0 | 0 | 0 | 0 | 0 | 0 | 0 | 0 | 0 | 0 | 0 | 0 | 0 | 0 | 0 | 0 | 0 | 0 | 0 | 0 | 0 | 0 | 0 | 0 | 0 | 0 | 0 | 0 | 0 | 0 | 0 | 0 | 0 | 0 | 0 | 0 | 0 | 0 | 0 | 0 | 0 | 0 | 0 | 0 | 0 | 0 | 0 | 0 | 0 | 0 | 0 | 0 | 0 | 0 | 0 | 0 | 0 | 0 | 0 | 0 | 0 | 0 | 0 | 0 | 0 | 0 | 0 | 0 | 0 | 0 | 0 | 0 | 0 | 0 | 0 | 0 | 0 | 0 | 0 | 0
[5 empty] | 1 | 2 | 3 | 4 | 5 | 6 | 7 | 8 | 9 | 10 | 11 | 12 | 13 | 14 | 15 | 16 | 17 | 18 | 19 | 20 | 21 | 22 | 23 | 24 | 25 | 26 | 27 | 28 | 29 | 30 | 31 | 32 | 33 | 34 | 35 | 36 | 37 | 38 | 39 | 40 | 41 | 42 | 43 | 44 | 45 | 46 | 47 | 48 | 49 | 50 | 51 | 52 | 53 | 54 | 55 | 56 | 57 | 58 | 59 | 60 | 61 | 62 | 63 | 64 | 65 | 66 | 67 | 68 | 69 | 70 | 71 | 72 | 73 | 74 | 75 | 76 | 77 | 78 | 79 | 80 | 81 | 82 | 83 | 84 | 85 | 86 | 87 | 88 | 89 | 90 | 91 | 92 | 93 | 94 | 95 | 96 | 97 | 98 | 99 | 100 | 101 | 102 | 103 | 104 | 105 | 106 | 107 | 108 | 109 | 110 | 111 | 112 | 113 | 114 | 115 | 116 | 117 | 118 | 119 | 120 | 121 | 122 | 123 | 124 | 125 | 126 | 127 | 128 | 129 | 130 | 131 | 132 | 133 | 134 | 135 | 136 | 137 | 138 | 139 | 140 | 141 | 142 | 143 | 144 | 145 | 146 | 147 | 148 | 149 | 150 | 151 | 152 | 153 | 154 | 155 | 156 | 157 | 158
| Demand |  |  |  | 77.9874 | 73.5849 | 67.9245 | 66.6667 | 64.7799 | 66.6667 | 64.7799 | 62.8931 | 67.2956 | 72.327 | 76.7296 | 77.3585 | 80.5031 | 89.9371 | 88.6792 | 79.8742 | 70.4403 | 76.1006 | 71.6981 | 70.4403 | 69.8113 | 69.1824 | 70.4403 | 75.4717 | 81.761 | 84.2767 | 88.0503 | 84.9057 | 82.3899 | 80.5031 | 81.1321 | 76.1006 | 77.3585 | 77.9874 | 83.6478 | 83.6478 | 90.566 | 98.7421 | 100 | 91.8239 | 79.2453 | 64.1509 | 60.3774 | 60.3774 | 59.1195 | 62.8931 | 69.1824 | 76.1006 | 77.3585 | 72.327 | 70.4403 | 72.956 | 67.9245 | 64.7799 | 64.7799 | 66.0377 | 66.0377 | 67.9245 | 73.5849 | 76.7296 | 86.1635 | 88.6792 | 84.9057 | 76.7296 | 64.7799 | 58.4906 | 54.717 | 54.0881 | 54.717 | 57.8616 | 64.7799 | 71.0692 | 73.5849 | 71.6981 | 69.8113 | 70.4403 | 67.9245 | 62.2642 | 63.522 | 65.4088 | 67.9245 | 73.5849 | 79.8742 | 83.6478 | 91.8239 | 91.195 | 89.3082 | 76.7296 | 69.1824 | 61.6352 | 61.0063 | 59.7484 | 58.4906 | 60.3774 | 67.2956 | 73.5849 | 74.2138 | 74.8428 | 71.6981 | 71.6981 | 69.8113 | 63.522 | 61.6352 | 61.6352 | 64.1509 | 66.6667 | 68.5535 | 70.4403 | 76.7296 | 83.6478 | 82.3899 | 77.3585 | 70.4403 | 64.7799 | 59.7484 | 57.8616 | 58.4906 | 58.4906 | 61.6352 | 67.2956 | 72.327 | 75.4717 | 79.2453 | 73.5849 | 72.327 | 71.0692 | 69.1824 | 67.2956 | 68.5535 | 66.6667 | 69.8113 | 72.327 | 78.6164 | 83.6478 | 81.761 | 75.4717 | 68.5535 | 61.6352 | 60.3774 | 59.7484 | 61.6352 | 64.1509 | 71.6981 | 77.3585 | 77.9874 | 73.5849 | 67.9245 | 66.6667 | 64.7799 | 66.6667 | 64.7799 | 62.8931 | 67.2956 | 72.327 | 76.7296 | 77.3585 | 80.5031 | 89.9371
| Solar Produced |  |  |  | 77.9874 | 73.5849 | 67.9245 | 66.6667 | 64.7799 | 66.6667 | 64.7799 | 62.8931 | 67.2956 | 72.327 | 63.5635 | 20.8205 | 0 | 0 | 0 | 0 | 0 | 0 | 0 | 0 | 0 | 0 | 15.4483 | 52.5773 | 81.761 | 84.2767 | 88.0503 | 84.9057 | 82.3899 | 80.5031 | 81.1321 | 76.1006 | 77.3585 | 77.9874 | 74.5766 | 22.1606 | 0 | 0 | 0 | 0 | 0 | 0 | 0 | 0 | 0 | 0 | 15.4483 | 65.0688 | 77.3585 | 72.327 | 70.4403 | 72.956 | 67.9245 | 64.7799 | 64.7799 | 66.0377 | 66.0377 | 67.9245 | 66.8928 | 17.7984 | 0 | 0 | 0 | 0 | 0 | 0 | 0 | 0 | 0 | 0 | 4.3661 | 44.1907 | 69.0739 | 48.0614 | 46.9939 | 50.1965 | 67.9245 | 62.2642 | 27.0566 | 65.4088 | 67.9245 | 68.8166 | 29.1917 | 17.1264 | 0 | 0 | 0 | 0 | 0 | 0 | 0 | 0 | 0 | 0 | 16.7885 | 66.6624 | 74.2138 | 74.8428 | 71.6981 | 43.0771 | 37.3824 | 63.522 | 61.6352 | 45.5693 | 64.1509 | 66.6667 | 68.5535 | 23.5046 | 0 | 0 | 0 | 0 | 0 | 0 | 0 | 0 | 0 | 0 | 11.4163 | 62.4538 | 72.327 | 75.4717 | 41.2954 | 73.5849 | 50.9107 | 42.3667 | 38.0928 | 67.2956 | 68.5535 | 66.6667 | 69.8113 | 19.8106 | 0 | 0 | 0 | 0 | 0 | 0 | 0 | 0 | 0 | 0 | 17.4605 | 67.177 | 77.9874 | 73.5849 | 67.9245 | 66.6667 | 64.7799 | 66.6667 | 64.7799 | 62.8931 | 67.2956 | 72.327 | 76.7296 | 18.8045 | 0 | 0
| Battery Discharged |  |  |  | 0 | 0 | 0 | 0 | 0 | 0 | 0 | 0 | 0 | 0 | 13.166 | 56.538 | 80.5031 | 89.9371 | 88.6792 | 79.8742 | 70.4403 | 76.1006 | 71.6981 | 70.4403 | 69.8113 | 69.1824 | 48.7857 | 0 | 0 | 0 | 0 | 0 | 0 | 0 | 0 | 0 | 0 | 0 | 9.0712 | 61.4872 | 90.566 | 98.7421 | 100 | 91.8239 | 79.2453 | 64.1509 | 60.3774 | 60.3774 | 54.7105 | 0 | 0 | 0 | 0 | 0 | 0 | 0 | 0 | 0 | 0 | 0 | 0 | 0 | 6.6921 | 58.9312 | 86.1635 | 88.6792 | 84.9057 | 76.7296 | 64.7799 | 58.4906 | 54.717 | 54.0881 | 54.717 | 57.8616 | 60.4138 | 26.8785 | 4.511 | 23.6367 | 22.8174 | 20.2438 | 0 | 0 | 22.6017 | 0 | 0 | 4.7683 | 50.6825 | 51.7743 | 0 | 0 | 0 | 0 | 0 | 0 | 0 | 0 | 0 | 0 | 0 | 0 | 0 | 0 | 0 | 28.621 | 32.4289 | 0 | 0 | 16.0659 | 0 | 0 | 0 | 46.9356 | 76.7296 | 83.6478 | 82.3899 | 77.3585 | 70.4403 | 48.2998 | 0 | 0 | 0 | 0 | 0 | 0 | 0 | 0 | 37.9499 | 0 | 21.4163 | 28.7025 | 31.0896 | 0 | 0 | 0 | 0 | 52.5165 | 78.6164 | 83.6478 | 16.1213 | 0 | 0 | 0 | 0 | 0 | 0 | 0 | 0 | 0 | 0 | 0 | 0 | 0 | 0 | 0 | 0 | 0 | 0 | 0 | 0 | 58.554 | 80.5031 | 89.9371
| Thermal |  |  |  | 0 | 0 | 0 | 0 | 0 | 0 | 0 | 0 | 0 | 0 | 0 | 0 | 0 | 0 | 0 | 0 | 0 | 0 | 0 | 0 | 0 | 0 | 6.2062 | 22.8944 | 0 | 0 | 0 | 0 | 0 | 0 | 0 | 0 | 0 | 0 | 0 | 0 | 0 | 0 | 0 | 0 | 0 | 0 | 0 | 0 | 4.409 | 62.8931 | 53.7341 | 11.0318 | 0 | 0 | 0 | 0 | 0 | 0 | 0 | 0 | 0 | 0 | 0 | 0 | 0 | 0 | 0 | 0 | 0 | 0 | 0 | 0 | 0 | 0 | 0 | 0 | 0 | 0 | 0 | 0 | 0 | 0 | 13.8637 | 0 | 0 | 0 | 0 | 14.7471 | 91.8239 | 91.195 | 89.3082 | 76.7296 | 69.1824 | 61.6352 | 61.0063 | 59.7484 | 58.4906 | 60.3774 | 50.5071 | 6.9225 | 0 | 0 | 0 | 0 | 0 | 0 | 0 | 0 | 0 | 0 | 0 | 0 | 0 | 0 | 0 | 0 | 0 | 16.4801 | 59.7484 | 57.8616 | 58.4906 | 58.4906 | 50.2189 | 4.8418 | 0 | 0 | 0 | 0 | 0 | 0 | 0 | 0 | 0 | 0 | 0 | 0 | 0 | 0 | 65.6398 | 75.4717 | 68.5535 | 61.6352 | 60.3774 | 59.7484 | 61.6352 | 64.1509 | 54.2376 | 10.1815 | 0 | 0 | 0 | 0 | 0 | 0 | 0 | 0 | 0 | 0 | 0 | 0 | 0 | 0
| Unserved |  |  |  | 0 | 0 | 0 | 0 | 0 | 0 | 0 | 0 | 0 | 0 | 0 | 0 | 0 | 0 | 0 | 0 | 0 | 0 | 0 | 0 | 0 | 0 | 0 | 0 | 0 | 0 | 0 | 0 | 0 | 0 | 0 | 0 | 0 | 0 | 0 | 0 | 0 | 0 | 0 | 0 | 0 | 0 | 0 | 0 | 0 | 0 | 0 | 0 | 0 | 0 | 0 | 0 | 0 | 0 | 0 | 0 | 0 | 0 | 0 | 0 | 0 | 0 | 0 | 0 | 0 | 0 | 0 | 0 | 0 | 0 | 0 | 0 | 0 | 0 | 0 | 0 | 0 | 0 | 0 | 0 | 0 | 0 | 0 | 0 | 0 | 0 | 0 | 0 | 0 | 0 | 0 | 0 | 0 | 0 | 0 | 0 | 0 | 0 | 0 | 0 | 0 | 0 | 0 | 0 | 0 | 0 | 0 | 0 | 0 | 0 | 0 | 0 | 0 | 0 | 0 | 0 | 0 | 0 | 0 | 0 | 0 | 0 | 0 | 0 | 0 | 0 | 0 | 0 | 0 | 0 | 0 | 0 | 0 | 0 | 0 | 0 | 0 | 0 | 0 | 0 | 0 | 0 | 0 | 0 | 0 | 0 | 0 | 0 | 0 | 0 | 0 | 0 | 0 | 0 | 0 | 0 | 0 | 0

## Forms
| 11 | 9 |  |  | 2
12
1 | Ghana Tracking |  |  | 1 | Flat | UAE No Tracking
2 | Ghana Fixed |  |  | 2 | Commercial 1 | UAE Tracking
3 | South Africa Tracking |  |  | 3 | Commercial 2 | Natural Gas CC
4 | South Africa Fixed |  |  | 4 | EV | Natural Gas CT
5 | Montreal Fixed |  |  | 5 | AEP | Diesel
6 | Montreal Tracking |  |  | 6 | Allgen Pwr | On-Shore Wind
7 | Frankfrut Tracking |  |  | 7 | ATSI | Off-Shore Wind
8 | Frankfrut Fixed |  |  | 8 | Chicago | Hydro
9 | UAE Tracking |  |  | 9 | Dayton | S Africa No Tracking
10 | UAE Fixed |  |  | 10 | DEOK | S Africa Tracking
11 | Paris Fixed |  |  | 11 | DOM | Ghana No Tracking
12 | Paris Tracking |  |  | 12 | Pittsburg | Ghana Tracking
13 | Chile Fixed |  |  | 13 | E Kentky | Chile No Tracking
14 | Chile Tracking |  |  | 14 | PJM | Chile With Tracking
15 | Malaysia Tracking |  |  |  |  | Montreal No Tracking
16 | Malaysia Fixed |  |  |  |  | Montreal With Tracking
Malaysia No Tracking
| Paris Fixed | and | UAE Tracking |  | Commercial 1 | Malaysia With Tracking
Frankfrut No Tracking
Frankfrut With Tracking
Paris No Tracking
Paris With Tracking
#N/A

## Economies of Scale
LFP | phosphate (LFP) batteries
| 2020 | 2030 | 2020 | 2030 | 2020 | 2030
MW | 1 | 1 | 10 | 10 | 10 | 100
Cost/kWh | 448 | 317 | 411 | 289 | 385 | 270
NWC | nickel manganese cobalt (NMC) batteries
MW | 459 | 272 | 421 | 301 | 395 | 282
Cost/kWh
Cost/kWh | 1 | 10 | 100
LFP | 448 | 411 | 270
NWC | 459 | 421 | 282
| x | x2
463.49 | 0.027 | -4.5198
NWC
Size (MW) | 1
Cost | 458.9972

## Investment Timing
| Life Solar | Year | 30
| Life Battery | Year | 13
|  |  | 0 | 1 | 2 | 3 | 4 | 5 | 6 | 7 | 8 | 9 | 10 | 11 | 12 | 13 | 14 | 15 | 16 | 17 | 18 | 19 | 20 | 21 | 22 | 23 | 24 | 25 | 26 | 27 | 28 | 29 | 30 | 31 | 32 | 33 | 34 | 35 | 36 | 37 | 38 | 39 | 40 | 41 | 42 | 43 | 44 | 45 | 46 | 47 | 48 | 49 | 50 | 51 | 52 | 53 | 54 | 55 | 56 | 57 | 58 | 59 | 60 | 61 | 62 | 63 | 64 | 65 | 66 | 67 | 68 | 69 | 70 | 71 | 72 | 73 | 74 | 75 | 76 | 77 | 78 | 79 | 80 | 81 | 82 | 83 | 84 | 85 | 86 | 87 | 88 | 89 | 90 | 91 | 92 | 93 | 94 | 95 | 96 | 97 | 98 | 99 | 100
| Replacements | Year 1 | 13 0: 13
|  | Year 2 | 13 0: 26
|  | Last Yrs Used | 13 0: 4
|  | With Mod | 13 0: 4
| Residual | Residual Yrs | 13 0: 9
| Ratio of Solar Life to Battery Life |  | 13 0: 2.3077
| Solar Cost |  | 13 0: 600
| Battery Cost |  | 13 0: 300
| Hrs |  | 13 0: 5
| Total Battery |  | 13 0: 1500
| Total Cost |  | 13 0: 2100
Target IRR | bar: 13 0
| PMT Solar |  | 13 0: 48.3518
| PMT Battery |  | 13 0: 179.4763
| Residual Value |  | 13 0: 1169.3296; 13 2: =PV(F20,F10,-F22)
Case 1: LCOE with Different Life
|  |  | 0 | 1 | 2 | 3 | 4 | 5 | 6 | 7 | 8 | 9 | 10 | 11 | 12 | 13 | 14 | 15 | 16 | 17 | 18 | 19 | 20 | 21 | 22 | 23 | 24 | 25 | 26 | 27 | 28 | 29 | 30 | 31 | 32 | 33 | 34 | 35 | 36 | 37 | 38 | 39 | 40 | 41 | 42 | 43 | 44 | 45 | 46 | 47 | 48 | 49 | 50 | 51 | 52 | 53 | 54 | 55 | 56 | 57 | 58 | 59 | 60 | 61 | 62 | 63 | 64 | 65 | 66 | 67 | 68 | 69 | 70 | 71 | 72 | 73 | 74 | 75 | 76 | 77 | 78 | 79 | 80 | 81 | 82 | 83 | 84 | 85 | 86 | 87 | 88 | 89 | 90 | 91 | 92 | 93 | 94 | 95 | 96 | 97 | 98 | 99 | 100
| Solar Flag | 30 |  | TRUE | TRUE | TRUE | TRUE | TRUE | TRUE | TRUE | TRUE | TRUE | TRUE | TRUE | TRUE | TRUE | TRUE | TRUE | TRUE | TRUE | TRUE | TRUE | TRUE | TRUE | TRUE | TRUE | TRUE | TRUE | TRUE | TRUE | TRUE | TRUE | TRUE | FALSE | FALSE | FALSE | FALSE | FALSE | FALSE | FALSE | FALSE | FALSE | FALSE | FALSE | FALSE | FALSE | FALSE | FALSE | FALSE | FALSE | FALSE | FALSE | FALSE | FALSE | FALSE | FALSE | FALSE | FALSE | FALSE | FALSE | FALSE | FALSE | FALSE | FALSE | FALSE | FALSE | FALSE | FALSE | FALSE | FALSE | FALSE | FALSE | FALSE | FALSE | FALSE | FALSE | FALSE | FALSE | FALSE | FALSE | FALSE | FALSE | FALSE | FALSE | FALSE | FALSE | FALSE | FALSE | FALSE | FALSE | FALSE | FALSE | FALSE | FALSE | FALSE | FALSE | FALSE | FALSE | FALSE | FALSE | FALSE | FALSE | FALSE
| Battery Flag | 13 |  | TRUE | TRUE | TRUE | TRUE | TRUE | TRUE | TRUE | TRUE | TRUE | TRUE | TRUE | TRUE | TRUE | FALSE | FALSE | FALSE | FALSE | FALSE | FALSE | FALSE | FALSE | FALSE | FALSE | FALSE | FALSE | FALSE | FALSE | FALSE | FALSE | FALSE | FALSE | FALSE | FALSE | FALSE | FALSE | FALSE | FALSE | FALSE | FALSE | FALSE | FALSE | FALSE | FALSE | FALSE | FALSE | FALSE | FALSE | FALSE | FALSE | FALSE | FALSE | FALSE | FALSE | FALSE | FALSE | FALSE | FALSE | FALSE | FALSE | FALSE | FALSE | FALSE | FALSE | FALSE | FALSE | FALSE | FALSE | FALSE | FALSE | FALSE | FALSE | FALSE | FALSE | FALSE | FALSE | FALSE | FALSE | FALSE | FALSE | FALSE | FALSE | FALSE | FALSE | FALSE | FALSE | FALSE | FALSE | FALSE | FALSE | FALSE | FALSE | FALSE | FALSE | FALSE | FALSE | FALSE | FALSE | FALSE | FALSE | FALSE
| Cash Outflow |  | 0: -2100
| Solar Inflow | 48.3518 |  | 48.3518 | 48.3518 | 48.3518 | 48.3518 | 48.3518 | 48.3518 | 48.3518 | 48.3518 | 48.3518 | 48.3518 | 48.3518 | 48.3518 | 48.3518 | 48.3518 | 48.3518 | 48.3518 | 48.3518 | 48.3518 | 48.3518 | 48.3518 | 48.3518 | 48.3518 | 48.3518 | 48.3518 | 48.3518 | 48.3518 | 48.3518 | 48.3518 | 48.3518 | 48.3518 | 0 | 0 | 0 | 0 | 0 | 0 | 0 | 0 | 0 | 0 | 0 | 0 | 0 | 0 | 0 | 0 | 0 | 0 | 0 | 0 | 0 | 0 | 0 | 0 | 0 | 0 | 0 | 0 | 0 | 0 | 0 | 0 | 0 | 0 | 0 | 0 | 0 | 0 | 0 | 0 | 0 | 0 | 0 | 0 | 0 | 0 | 0 | 0 | 0 | 0 | 0 | 0 | 0 | 0 | 0 | 0 | 0 | 0 | 0 | 0 | 0 | 0 | 0 | 0 | 0 | 0 | 0 | 0 | 0 | 0
| Battery Inflow | 179.4763 |  | 179.4763 | 179.4763 | 179.4763 | 179.4763 | 179.4763 | 179.4763 | 179.4763 | 179.4763 | 179.4763 | 179.4763 | 179.4763 | 179.4763 | 179.4763 | 0 | 0 | 0 | 0 | 0 | 0 | 0 | 0 | 0 | 0 | 0 | 0 | 0 | 0 | 0 | 0 | 0 | 0 | 0 | 0 | 0 | 0 | 0 | 0 | 0 | 0 | 0 | 0 | 0 | 0 | 0 | 0 | 0 | 0 | 0 | 0 | 0 | 0 | 0 | 0 | 0 | 0 | 0 | 0 | 0 | 0 | 0 | 0 | 0 | 0 | 0 | 0 | 0 | 0 | 0 | 0 | 0 | 0 | 0 | 0 | 0 | 0 | 0 | 0 | 0 | 0 | 0 | 0 | 0 | 0 | 0 | 0 | 0 | 0 | 0 | 0 | 0 | 0 | 0 | 0 | 0 | 0 | 0 | 0 | 0 | 0 | 0
| Total Cash Flow |  | -2100 | 227.8281 | 227.8281 | 227.8281 | 227.8281 | 227.8281 | 227.8281 | 227.8281 | 227.8281 | 227.8281 | 227.8281 | 227.8281 | 227.8281 | 227.8281 | 48.3518 | 48.3518 | 48.3518 | 48.3518 | 48.3518 | 48.3518 | 48.3518 | 48.3518 | 48.3518 | 48.3518 | 48.3518 | 48.3518 | 48.3518 | 48.3518 | 48.3518 | 48.3518 | 48.3518 | 0 | 0 | 0 | 0 | 0 | 0 | 0 | 0 | 0 | 0 | 0 | 0 | 0 | 0 | 0 | 0 | 0 | 0 | 0 | 0 | 0 | 0 | 0 | 0 | 0 | 0 | 0 | 0 | 0 | 0 | 0 | 0 | 0 | 0 | 0 | 0 | 0 | 0 | 0 | 0 | 0 | 0 | 0 | 0 | 0 | 0 | 0 | 0 | 0 | 0 | 0 | 0 | 0 | 0 | 0 | 0 | 0 | 0 | 0 | 0 | 0 | 0 | 0 | 0 | 0 | 0 | 0 | 0 | 0 | 0
| IRR Check | 7%
Case 2: Cash Flow with Replacements and Extended Battery Cash Flow
| Solar Flag |  | 0 | 1 | 1 | 1 | 1 | 1 | 1 | 1 | 1 | 1 | 1 | 1 | 1 | 1 | 1 | 1 | 1 | 1 | 1 | 1 | 1 | 1 | 1 | 1 | 1 | 1 | 1 | 1 | 1 | 1 | 1 | 0 | 0 | 0 | 0 | 0 | 0 | 0 | 0 | 0 | 0 | 0 | 0 | 0 | 0 | 0 | 0 | 0 | 0 | 0 | 0 | 0 | 0 | 0 | 0 | 0 | 0 | 0 | 0 | 0 | 0 | 0 | 0 | 0 | 0 | 0 | 0 | 0 | 0 | 0 | 0 | 0 | 0 | 0 | 0 | 0 | 0 | 0 | 0 | 0 | 0 | 0 | 0 | 0 | 0 | 0 | 0 | 0 | 0 | 0 | 0 | 0 | 0 | 0 | 0 | 0 | 0 | 0 | 0 | 0 | 0
| Replacement of Battery | 13 |  | 0 | 0 | 0 | 0 | 0 | 0 | 0 | 0 | 0 | 0 | 0 | 0 | 1 | 0 | 0 | 0 | 0 | 0 | 0 | 0 | 0 | 0 | 0 | 0 | 0 | 1 | 0 | 0 | 0 | 0 | 0 | 0 | 0 | 0 | 0 | 0 | 0 | 0 | 1 | 0 | 0 | 0 | 0 | 0 | 0 | 0 | 0 | 0 | 0 | 0 | 0 | 1 | 0 | 0 | 0 | 0 | 0 | 0 | 0 | 0 | 0 | 0 | 0 | 0 | 1 | 0 | 0 | 0 | 0 | 0 | 0 | 0 | 0 | 0 | 0 | 0 | 0 | 1 | 0 | 0 | 0 | 0 | 0 | 0 | 0 | 0 | 0 | 0 | 0 | 0 | 1 | 0 | 0 | 0 | 0 | 0 | 0 | 0 | 0 | 0
| Replacement of Battery During Solar | 2 |  | 0 | 0 | 0 | 0 | 0 | 0 | 0 | 0 | 0 | 0 | 0 | 0 | 1 | 0 | 0 | 0 | 0 | 0 | 0 | 0 | 0 | 0 | 0 | 0 | 0 | 1 | 0 | 0 | 0 | 0 | 0 | 0 | 0 | 0 | 0 | 0 | 0 | 0 | 0 | 0 | 0 | 0 | 0 | 0 | 0 | 0 | 0 | 0 | 0 | 0 | 0 | 0 | 0 | 0 | 0 | 0 | 0 | 0 | 0 | 0 | 0 | 0 | 0 | 0 | 0 | 0 | 0 | 0 | 0 | 0 | 0 | 0 | 0 | 0 | 0 | 0 | 0 | 0 | 0 | 0 | 0 | 0 | 0 | 0 | 0 | 0 | 0 | 0 | 0 | 0 | 0 | 0 | 0 | 0 | 0 | 0 | 0 | 0 | 0 | 0
| Total Battery Periods | 39 |  | 1 | 1 | 1 | 1 | 1 | 1 | 1 | 1 | 1 | 1 | 1 | 1 | 1 | 1 | 1 | 1 | 1 | 1 | 1 | 1 | 1 | 1 | 1 | 1 | 1 | 1 | 1 | 1 | 1 | 1 | 1 | 1 | 1 | 1 | 1 | 1 | 1 | 1 | 1 | 0 | 0 | 0 | 0 | 0 | 0 | 0 | 0 | 0 | 0 | 0 | 0 | 0 | 0 | 0 | 0 | 0 | 0 | 0 | 0 | 0 | 0 | 0 | 0 | 0 | 0 | 0 | 0 | 0 | 0 | 0 | 0 | 0 | 0 | 0 | 0 | 0 | 0 | 0 | 0 | 0 | 0 | 0 | 0 | 0 | 0 | 0 | 0 | 0 | 0 | 0 | 0 | 0 | 0 | 0 | 0 | 0 | 0 | 0 | 0 | 0
| Initial Cap Exp |  | 0: -2100
| Replacement Cap Exp | -1500 |  | 0 | 0 | 0 | 0 | 0 | 0 | 0 | 0 | 0 | 0 | 0 | 0 | -1500 | 0 | 0 | 0 | 0 | 0 | 0 | 0 | 0 | 0 | 0 | 0 | 0 | -1500 | 0 | 0 | 0 | 0 | 0 | 0 | 0 | 0 | 0 | 0 | 0 | 0 | 0 | 0 | 0 | 0 | 0 | 0 | 0 | 0 | 0 | 0 | 0 | 0 | 0 | 0 | 0 | 0 | 0 | 0 | 0 | 0 | 0 | 0 | 0 | 0 | 0 | 0 | 0 | 0 | 0 | 0 | 0 | 0 | 0 | 0 | 0 | 0 | 0 | 0 | 0 | 0 | 0 | 0 | 0 | 0 | 0 | 0 | 0 | 0 | 0 | 0 | 0 | 0 | 0 | 0 | 0 | 0 | 0 | 0 | 0 | 0 | 0 | 0
| Solar Inflow | 48.3518 |  | 48.3518 | 48.3518 | 48.3518 | 48.3518 | 48.3518 | 48.3518 | 48.3518 | 48.3518 | 48.3518 | 48.3518 | 48.3518 | 48.3518 | 48.3518 | 48.3518 | 48.3518 | 48.3518 | 48.3518 | 48.3518 | 48.3518 | 48.3518 | 48.3518 | 48.3518 | 48.3518 | 48.3518 | 48.3518 | 48.3518 | 48.3518 | 48.3518 | 48.3518 | 48.3518 | 0 | 0 | 0 | 0 | 0 | 0 | 0 | 0 | 0 | 0 | 0 | 0 | 0 | 0 | 0 | 0 | 0 | 0 | 0 | 0 | 0 | 0 | 0 | 0 | 0 | 0 | 0 | 0 | 0 | 0 | 0 | 0 | 0 | 0 | 0 | 0 | 0 | 0 | 0 | 0 | 0 | 0 | 0 | 0 | 0 | 0 | 0 | 0 | 0 | 0 | 0 | 0 | 0 | 0 | 0 | 0 | 0 | 0 | 0 | 0 | 0 | 0 | 0 | 0 | 0 | 0 | 0 | 0 | 0 | 0
| Battery Inflow | 179.4763 |  | 179.4763 | 179.4763 | 179.4763 | 179.4763 | 179.4763 | 179.4763 | 179.4763 | 179.4763 | 179.4763 | 179.4763 | 179.4763 | 179.4763 | 179.4763 | 179.4763 | 179.4763 | 179.4763 | 179.4763 | 179.4763 | 179.4763 | 179.4763 | 179.4763 | 179.4763 | 179.4763 | 179.4763 | 179.4763 | 179.4763 | 179.4763 | 179.4763 | 179.4763 | 179.4763 | 179.4763 | 179.4763 | 179.4763 | 179.4763 | 179.4763 | 179.4763 | 179.4763 | 179.4763 | 179.4763 | 0 | 0 | 0 | 0 | 0 | 0 | 0 | 0 | 0 | 0 | 0 | 0 | 0 | 0 | 0 | 0 | 0 | 0 | 0 | 0 | 0 | 0 | 0 | 0 | 0 | 0 | 0 | 0 | 0 | 0 | 0 | 0 | 0 | 0 | 0 | 0 | 0 | 0 | 0 | 0 | 0 | 0 | 0 | 0 | 0 | 0 | 0 | 0 | 0 | 0 | 0 | 0 | 0 | 0 | 0 | 0 | 0 | 0 | 0 | 0 | 0
| Total Cash Flow |  | -2100 | 227.8281 | 227.8281 | 227.8281 | 227.8281 | 227.8281 | 227.8281 | 227.8281 | 227.8281 | 227.8281 | 227.8281 | 227.8281 | 227.8281 | -1272.1719 | 227.8281 | 227.8281 | 227.8281 | 227.8281 | 227.8281 | 227.8281 | 227.8281 | 227.8281 | 227.8281 | 227.8281 | 227.8281 | 227.8281 | -1272.1719 | 227.8281 | 227.8281 | 227.8281 | 227.8281 | 179.4763 | 179.4763 | 179.4763 | 179.4763 | 179.4763 | 179.4763 | 179.4763 | 179.4763 | 179.4763 | 0 | 0 | 0 | 0 | 0 | 0 | 0 | 0 | 0 | 0 | 0 | 0 | 0 | 0 | 0 | 0 | 0 | 0 | 0 | 0 | 0 | 0 | 0 | 0 | 0 | 0 | 0 | 0 | 0 | 0 | 0 | 0 | 0 | 0 | 0 | 0 | 0 | 0 | 0 | 0 | 0 | 0 | 0 | 0 | 0 | 0 | 0 | 0 | 0 | 0 | 0 | 0 | 0 | 0 | 0 | 0 | 0 | 0 | 0 | 0 | 0
| IRR | 7%
| Value of Residual |  | 30: 1169.3296
| PV Residual |  | 30: -1169.3296
Case 3: Cash Flow with Replacement Cost
| Final Solar Period | 30 |  | 0 | 0 | 0 | 0 | 0 | 0 | 0 | 0 | 0 | 0 | 0 | 0 | 0 | 0 | 0 | 0 | 0 | 0 | 0 | 0 | 0 | 0 | 0 | 0 | 0 | 0 | 0 | 0 | 0 | 1 | 0 | 0 | 0 | 0 | 0 | 0 | 0 | 0 | 0 | 0 | 0 | 0 | 0 | 0 | 0 | 0 | 0 | 0 | 0 | 0 | 0 | 0 | 0 | 0 | 0 | 0 | 0 | 0 | 0 | 0 | 0 | 0 | 0 | 0 | 0 | 0 | 0 | 0 | 0 | 0 | 0 | 0 | 0 | 0 | 0 | 0 | 0 | 0 | 0 | 0 | 0 | 0 | 0 | 0 | 0 | 0 | 0 | 0 | 0 | 0 | 0 | 0 | 0 | 0 | 0 | 0 | 0 | 0 | 0 | 0
| Total Cash Flow without Residual |  | -2100 | 227.8281 | 227.8281 | 227.8281 | 227.8281 | 227.8281 | 227.8281 | 227.8281 | 227.8281 | 227.8281 | 227.8281 | 227.8281 | 227.8281 | -1272.1719 | 227.8281 | 227.8281 | 227.8281 | 227.8281 | 227.8281 | 227.8281 | 227.8281 | 227.8281 | 227.8281 | 227.8281 | 227.8281 | 227.8281 | -1272.1719 | 227.8281 | 227.8281 | 227.8281 | 227.8281 | 0 | 0 | 0 | 0 | 0 | 0 | 0 | 0 | 0 | 0 | 0 | 0 | 0 | 0 | 0 | 0 | 0 | 0 | 0 | 0 | 0 | 0 | 0 | 0 | 0 | 0 | 0 | 0 | 0 | 0 | 0 | 0 | 0 | 0 | 0 | 0 | 0 | 0 | 0 | 0 | 0 | 0 | 0 | 0 | 0 | 0 | 0 | 0 | 0 | 0 | 0 | 0 | 0 | 0 | 0 | 0 | 0 | 0 | 0 | 0 | 0 | 0 | 0 | 0 | 0 | 0 | 0 | 0 | 0 | 0
| Residual Value | 1169.3296 |  | 0 | 0 | 0 | 0 | 0 | 0 | 0 | 0 | 0 | 0 | 0 | 0 | 0 | 0 | 0 | 0 | 0 | 0 | 0 | 0 | 0 | 0 | 0 | 0 | 0 | 0 | 0 | 0 | 0 | 1169.3296 | 0 | 0 | 0 | 0 | 0 | 0 | 0 | 0 | 0 | 0 | 0 | 0 | 0 | 0 | 0 | 0 | 0 | 0 | 0 | 0 | 0 | 0 | 0 | 0 | 0 | 0 | 0 | 0 | 0 | 0 | 0 | 0 | 0 | 0 | 0 | 0 | 0 | 0 | 0 | 0 | 0 | 0 | 0 | 0 | 0 | 0 | 0 | 0 | 0 | 0 | 0 | 0 | 0 | 0 | 0 | 0 | 0 | 0 | 0 | 0 | 0 | 0 | 0 | 0 | 0 | 0 | 0 | 0 | 0 | 0
| Total Cash Flow with Residual |  | -2100 | 227.8281 | 227.8281 | 227.8281 | 227.8281 | 227.8281 | 227.8281 | 227.8281 | 227.8281 | 227.8281 | 227.8281 | 227.8281 | 227.8281 | -1272.1719 | 227.8281 | 227.8281 | 227.8281 | 227.8281 | 227.8281 | 227.8281 | 227.8281 | 227.8281 | 227.8281 | 227.8281 | 227.8281 | 227.8281 | -1272.1719 | 227.8281 | 227.8281 | 227.8281 | 1397.1577 | 0 | 0 | 0 | 0 | 0 | 0 | 0 | 0 | 0 | 0 | 0 | 0 | 0 | 0 | 0 | 0 | 0 | 0 | 0 | 0 | 0 | 0 | 0 | 0 | 0 | 0 | 0 | 0 | 0 | 0 | 0 | 0 | 0 | 0 | 0 | 0 | 0 | 0 | 0 | 0 | 0 | 0 | 0 | 0 | 0 | 0 | 0 | 0 | 0 | 0 | 0 | 0 | 0 | 0 | 0 | 0 | 0 | 0 | 0 | 0 | 0 | 0 | 0 | 0 | 0 | 0 | 0 | 0 | 0 | 0
| IRR | 7%

## Learning and Replacement
| Life Solar | Year | 35
| Life Battery | Year | 13
|  |  | 0 | 1 | 2 | 3 | 4 | 5 | 6 | 7 | 8 | 9 | 10 | 11 | 12 | 13 | 14 | 15 | 16 | 17 | 18 | 19 | 20 | 21 | 22 | 23 | 24 | 25 | 26 | 27 | 28 | 29 | 30 | 31 | 32 | 33 | 34 | 35 | 36 | 37 | 38 | 39 | 40 | 41 | 42 | 43 | 44 | 45 | 46 | 47 | 48 | 49 | 50 | 51 | 52 | 53 | 54 | 55 | 56 | 57 | 58 | 59 | 60 | 61 | 62 | 63 | 64 | 65 | 66 | 67 | 68 | 69 | 70 | 71 | 72 | 73 | 74 | 75 | 76 | 77 | 78 | 79 | 80 | 81 | 82 | 83 | 84 | 85 | 86 | 87 | 88 | 89 | 90 | 91 | 92 | 93 | 94 | 95 | 96 | 97 | 98 | 99 | 100
| Replacements | Year 1 | 13 0: 13
|  | Year 2 | 13 0: 26
|  | Last Yrs Used | 13 0: 9
|  | With Mod | 13 0: 9
| Residual | Residual Yrs | 13 0: 4
| Ratio of Solar Life to Battery Life |  | 13 0: 2.6923
| Rounded Battery Replacements |  | 13 0: 3
| Total Years of Replacement |  | 13 0: 39
| Solar Cost |  | 13 0: 600
| Battery Cost |  | 13 0: 300
| Hrs |  | 13 0: 5
| Total Battery Initial |  | 13 0: 1500
| Total Cost |  | 13 0: 2100
| Percent Reduction |  | 13 0: 66%
| Replacement Battery |  | 13 0: 990
| Target IRR |  | 13 0: 3.544%
| PMT Solar |  | 13 0: 30.1841
| PMT Battery |  | 13 0: 145.9939
| PMT Battery - Replacement |  | 13 0: 96.356
| Replacement Weight |  | 13 0: 10.2744; 13 1: 49.01%; 13 3: =PV(F25,F3,-1); 13 7: PV of Battery Life and Rate
| Original Weight |  | 13 0: 20.9626; 13 1: 50.99%; 13 3: =PV(F25,F14,-1); 13 7: PV of Total Replacements
| Weighted Payment |  | 13 0: 120.6851; 13 3: =G30*F27+G31*F28; 13 7: Weighted Averge
| Residual Value |  | 13 0: 535.6907
Cash Flow with Replacements and Extended Battery Cash Flow
| Solar Flag |  | 0 | 1 | 1 | 1 | 1 | 1 | 1 | 1 | 1 | 1 | 1 | 1 | 1 | 1 | 1 | 1 | 1 | 1 | 1 | 1 | 1 | 1 | 1 | 1 | 1 | 1 | 1 | 1 | 1 | 1 | 1 | 1 | 1 | 1 | 1 | 1 | 0 | 0 | 0 | 0 | 0 | 0 | 0 | 0 | 0 | 0 | 0 | 0 | 0 | 0 | 0 | 0 | 0 | 0 | 0 | 0 | 0 | 0 | 0 | 0 | 0 | 0 | 0 | 0 | 0 | 0 | 0 | 0 | 0 | 0 | 0 | 0 | 0 | 0 | 0 | 0 | 0 | 0 | 0 | 0 | 0 | 0 | 0 | 0 | 0 | 0 | 0 | 0 | 0 | 0 | 0 | 0 | 0 | 0 | 0 | 0 | 0 | 0 | 0 | 0 | 0
| Replacement of Battery | 13 |  | FALSE | FALSE | FALSE | FALSE | FALSE | FALSE | FALSE | FALSE | FALSE | FALSE | FALSE | FALSE | TRUE | FALSE | FALSE | FALSE | FALSE | FALSE | FALSE | FALSE | FALSE | FALSE | FALSE | FALSE | FALSE | TRUE | FALSE | FALSE | FALSE | FALSE | FALSE | FALSE | FALSE | FALSE | FALSE | FALSE | FALSE | FALSE | TRUE | FALSE | FALSE | FALSE | FALSE | FALSE | FALSE | FALSE | FALSE | FALSE | FALSE | FALSE | FALSE | TRUE | FALSE | FALSE | FALSE | FALSE | FALSE | FALSE | FALSE | FALSE | FALSE | FALSE | FALSE | FALSE | TRUE | FALSE | FALSE | FALSE | FALSE | FALSE | FALSE | FALSE | FALSE | FALSE | FALSE | FALSE | FALSE | TRUE | FALSE | FALSE | FALSE | FALSE | FALSE | FALSE | FALSE | FALSE | FALSE | FALSE | FALSE | FALSE | TRUE | FALSE | FALSE | FALSE | FALSE | FALSE | FALSE | FALSE | FALSE | FALSE
| Replacement of Battery During Solar | 2 |  | 0 | 0 | 0 | 0 | 0 | 0 | 0 | 0 | 0 | 0 | 0 | 0 | 1 | 0 | 0 | 0 | 0 | 0 | 0 | 0 | 0 | 0 | 0 | 0 | 0 | 1 | 0 | 0 | 0 | 0 | 0 | 0 | 0 | 0 | 0 | 0 | 0 | 0 | 0 | 0 | 0 | 0 | 0 | 0 | 0 | 0 | 0 | 0 | 0 | 0 | 0 | 0 | 0 | 0 | 0 | 0 | 0 | 0 | 0 | 0 | 0 | 0 | 0 | 0 | 0 | 0 | 0 | 0 | 0 | 0 | 0 | 0 | 0 | 0 | 0 | 0 | 0 | 0 | 0 | 0 | 0 | 0 | 0 | 0 | 0 | 0 | 0 | 0 | 0 | 0 | 0 | 0 | 0 | 0 | 0 | 0 | 0 | 0 | 0 | 0
| Total Battery Periods | 39 |  | 1 | 1 | 1 | 1 | 1 | 1 | 1 | 1 | 1 | 1 | 1 | 1 | 1 | 1 | 1 | 1 | 1 | 1 | 1 | 1 | 1 | 1 | 1 | 1 | 1 | 1 | 1 | 1 | 1 | 1 | 1 | 1 | 1 | 1 | 1 | 1 | 1 | 1 | 1 | 0 | 0 | 0 | 0 | 0 | 0 | 0 | 0 | 0 | 0 | 0 | 0 | 0 | 0 | 0 | 0 | 0 | 0 | 0 | 0 | 0 | 0 | 0 | 0 | 0 | 0 | 0 | 0 | 0 | 0 | 0 | 0 | 0 | 0 | 0 | 0 | 0 | 0 | 0 | 0 | 0 | 0 | 0 | 0 | 0 | 0 | 0 | 0 | 0 | 0 | 0 | 0 | 0 | 0 | 0 | 0 | 0 | 0 | 0 | 0 | 0
| Replacement Period Counter |  |  | 0 | 0 | 0 | 0 | 0 | 0 | 0 | 0 | 0 | 0 | 0 | 0 | 0 | 1 | 1 | 1 | 1 | 1 | 1 | 1 | 1 | 1 | 1 | 1 | 1 | 1 | 2 | 2 | 2 | 2 | 2 | 2 | 2 | 2 | 2 | 2 | 2 | 2 | 2 | 2 | 2 | 2 | 2 | 2 | 2 | 2 | 2 | 2 | 2 | 2 | 2 | 2 | 2 | 2 | 2 | 2 | 2 | 2 | 2 | 2 | 2 | 2 | 2 | 2 | 2 | 2 | 2 | 2 | 2 | 2 | 2 | 2 | 2 | 2 | 2 | 2 | 2 | 2 | 2 | 2 | 2 | 2 | 2 | 2 | 2 | 2 | 2 | 2 | 2 | 2 | 2 | 2 | 2 | 2 | 2 | 2 | 2 | 2 | 2 | 2
| Replacement Period |  |  | FALSE | FALSE | FALSE | FALSE | FALSE | FALSE | FALSE | FALSE | FALSE | FALSE | FALSE | FALSE | FALSE | TRUE | TRUE | TRUE | TRUE | TRUE | TRUE | TRUE | TRUE | TRUE | TRUE | TRUE | TRUE | TRUE | TRUE | TRUE | TRUE | TRUE | TRUE | TRUE | TRUE | TRUE | TRUE | TRUE | TRUE | TRUE | TRUE | FALSE | FALSE | FALSE | FALSE | FALSE | FALSE | FALSE | FALSE | FALSE | FALSE | FALSE | FALSE | FALSE | FALSE | FALSE | FALSE | FALSE | FALSE | FALSE | FALSE | FALSE | FALSE | FALSE | FALSE | FALSE | FALSE | FALSE | FALSE | FALSE | FALSE | FALSE | FALSE | FALSE | FALSE | FALSE | FALSE | FALSE | FALSE | FALSE | FALSE | FALSE | FALSE | FALSE | FALSE | FALSE | FALSE | FALSE | FALSE | FALSE | FALSE | FALSE | FALSE | FALSE | FALSE | FALSE | FALSE | FALSE | FALSE | FALSE | FALSE | FALSE
| Initial Cap Exp |  | 13 0: -2100
| Replacement Cap Exp | 990 |  | 0 | 0 | 0 | 0 | 0 | 0 | 0 | 0 | 0 | 0 | 0 | 0 | -990 | 0 | 0 | 0 | 0 | 0 | 0 | 0 | 0 | 0 | 0 | 0 | 0 | -990 | 0 | 0 | 0 | 0 | 0 | 0 | 0 | 0 | 0 | 0 | 0 | 0 | 0 | 0 | 0 | 0 | 0 | 0 | 0 | 0 | 0 | 0 | 0 | 0 | 0 | 0 | 0 | 0 | 0 | 0 | 0 | 0 | 0 | 0 | 0 | 0 | 0 | 0 | 0 | 0 | 0 | 0 | 0 | 0 | 0 | 0 | 0 | 0 | 0 | 0 | 0 | 0 | 0 | 0 | 0 | 0 | 0 | 0 | 0 | 0 | 0 | 0 | 0 | 0 | 0 | 0 | 0 | 0 | 0 | 0 | 0 | 0 | 0 | 0
| Solar Inflow | 30.1841 |  | 30.1841 | 30.1841 | 30.1841 | 30.1841 | 30.1841 | 30.1841 | 30.1841 | 30.1841 | 30.1841 | 30.1841 | 30.1841 | 30.1841 | 30.1841 | 30.1841 | 30.1841 | 30.1841 | 30.1841 | 30.1841 | 30.1841 | 30.1841 | 30.1841 | 30.1841 | 30.1841 | 30.1841 | 30.1841 | 30.1841 | 30.1841 | 30.1841 | 30.1841 | 30.1841 | 30.1841 | 30.1841 | 30.1841 | 30.1841 | 30.1841 | 0 | 0 | 0 | 0 | 0 | 0 | 0 | 0 | 0 | 0 | 0 | 0 | 0 | 0 | 0 | 0 | 0 | 0 | 0 | 0 | 0 | 0 | 0 | 0 | 0 | 0 | 0 | 0 | 0 | 0 | 0 | 0 | 0 | 0 | 0 | 0 | 0 | 0 | 0 | 0 | 0 | 0 | 0 | 0 | 0 | 0 | 0 | 0 | 0 | 0 | 0 | 0 | 0 | 0 | 0 | 0 | 0 | 0 | 0 | 0 | 0 | 0 | 0 | 0 | 0
| Battery Cash Inflow - Initial | 120.6851 |  | 120.6851 | 120.6851 | 120.6851 | 120.6851 | 120.6851 | 120.6851 | 120.6851 | 120.6851 | 120.6851 | 120.6851 | 120.6851 | 120.6851 | 120.6851 | 0 | 0 | 0 | 0 | 0 | 0 | 0 | 0 | 0 | 0 | 0 | 0 | 0 | 0 | 0 | 0 | 0 | 0 | 0 | 0 | 0 | 0 | 0 | 0 | 0 | 0 | 0 | 0 | 0 | 0 | 0 | 0 | 0 | 0 | 0 | 0 | 0 | 0 | 0 | 0 | 0 | 0 | 0 | 0 | 0 | 0 | 0 | 0 | 0 | 0 | 0 | 0 | 0 | 0 | 0 | 0 | 0 | 0 | 0 | 0 | 0 | 0 | 0 | 0 | 0 | 0 | 0 | 0 | 0 | 0 | 0 | 0 | 0 | 0 | 0 | 0 | 0 | 0 | 0 | 0 | 0 | 0 | 0 | 0 | 0 | 0 | 0
| Battery Cash Inflow - Replacement | 120.6851 |  | 0 | 0 | 0 | 0 | 0 | 0 | 0 | 0 | 0 | 0 | 0 | 0 | 0 | 120.6851 | 120.6851 | 120.6851 | 120.6851 | 120.6851 | 120.6851 | 120.6851 | 120.6851 | 120.6851 | 120.6851 | 120.6851 | 120.6851 | 120.6851 | 120.6851 | 120.6851 | 120.6851 | 120.6851 | 120.6851 | 120.6851 | 120.6851 | 120.6851 | 120.6851 | 120.6851 | 120.6851 | 120.6851 | 120.6851 | 0 | 0 | 0 | 0 | 0 | 0 | 0 | 0 | 0 | 0 | 0 | 0 | 0 | 0 | 0 | 0 | 0 | 0 | 0 | 0 | 0 | 0 | 0 | 0 | 0 | 0 | 0 | 0 | 0 | 0 | 0 | 0 | 0 | 0 | 0 | 0 | 0 | 0 | 0 | 0 | 0 | 0 | 0 | 0 | 0 | 0 | 0 | 0 | 0 | 0 | 0 | 0 | 0 | 0 | 0 | 0 | 0 | 0 | 0 | 0 | 0
| Total Cash Flow |  | -2100 | 150.8691 | 150.8691 | 150.8691 | 150.8691 | 150.8691 | 150.8691 | 150.8691 | 150.8691 | 150.8691 | 150.8691 | 150.8691 | 150.8691 | -839.1309 | 150.8691 | 150.8691 | 150.8691 | 150.8691 | 150.8691 | 150.8691 | 150.8691 | 150.8691 | 150.8691 | 150.8691 | 150.8691 | 150.8691 | -839.1309 | 150.8691 | 150.8691 | 150.8691 | 150.8691 | 150.8691 | 150.8691 | 150.8691 | 150.8691 | 150.8691 | 120.6851 | 120.6851 | 120.6851 | 120.6851 | 0 | 0 | 0 | 0 | 0 | 0 | 0 | 0 | 0 | 0 | 0 | 0 | 0 | 0 | 0 | 0 | 0 | 0 | 0 | 0 | 0 | 0 | 0 | 0 | 0 | 0 | 0 | 0 | 0 | 0 | 0 | 0 | 0 | 0 | 0 | 0 | 0 | 0 | 0 | 0 | 0 | 0 | 0 | 0 | 0 | 0 | 0 | 0 | 0 | 0 | 0 | 0 | 0 | 0 | 0 | 0 | 0 | 0 | 0 | 0 | 0
|  |  |  | 0.96578 | 0.93272 | 0.9008 | 0.86997 | 0.8402 | 0.81144 | 0.78367 | 0.75685 | 0.73095 | 0.70593 | 0.68177 | 0.65844 | 0.6359 | 0.61414 | 0.59312 | 0.57282 | 0.55321 | 0.53428 | 0.516 | 0.49834 | 0.48128 | 0.46481 | 0.4489 | 0.43354 | 0.4187 | 0.40437 | 0.39053 | 0.37716 | 0.36426 | 0.35179 | 0.33975 | 0.32812 | 0.31689 | 0.30605 | 0.29557 | 0.28546 | 0.27569 | 0.26625 | 0.25714 | 0 | 0 | 0 | 0 | 0 | 0 | 0 | 0 | 0 | 0 | 0 | 0 | 0 | 0 | 0 | 0 | 0 | 0 | 0 | 0 | 0 | 0 | 0 | 0 | 0 | 0 | 0 | 0 | 0 | 0 | 0 | 0 | 0 | 0 | 0 | 0 | 0 | 0 | 0 | 0 | 0 | 0 | 0 | 0 | 0 | 0 | 0 | 0 | 0 | 0 | 0 | 0 | 0 | 0 | 0 | 0 | 0 | 0 | 0 | 0 | 0
|  |  |  | 0.046071 | 0.044495 | 0.042972 | 0.041501 | 0.040081 | 0.038709 | 0.037384 | 0.036105 | 0.034869 | 0.033676 | 0.032523 | 0.03141 | 0.030335
| IRR | 3.544%
-3.2596e-13
| Value of Residual |  | 13 30: 1052.3993
| PV Residual |  | 13 30: -1145.4539
Case 3: Cash Flow with Replacement Cost
| Final Solar Period | 35 |  | 0 | 0 | 0 | 0 | 0 | 0 | 0 | 0 | 0 | 0 | 0 | 0 | 0 | 0 | 0 | 0 | 0 | 0 | 0 | 0 | 0 | 0 | 0 | 0 | 0 | 0 | 0 | 0 | 0 | 0 | 0 | 0 | 0 | 0 | 1 | 0 | 0 | 0 | 0 | 0 | 0 | 0 | 0 | 0 | 0 | 0 | 0 | 0 | 0 | 0 | 0 | 0 | 0 | 0 | 0 | 0 | 0 | 0 | 0 | 0 | 0 | 0 | 0 | 0 | 0 | 0 | 0 | 0 | 0 | 0 | 0 | 0 | 0 | 0 | 0 | 0 | 0 | 0 | 0 | 0 | 0 | 0 | 0 | 0 | 0 | 0 | 0 | 0 | 0 | 0 | 0 | 0 | 0 | 0 | 0 | 0 | 0 | 0 | 0 | 0
| Total Cash Flow without Residual |  | -2100 | 150.8691 | 150.8691 | 150.8691 | 150.8691 | 150.8691 | 150.8691 | 150.8691 | 150.8691 | 150.8691 | 150.8691 | 150.8691 | 150.8691 | -839.1309 | 150.8691 | 150.8691 | 150.8691 | 150.8691 | 150.8691 | 150.8691 | 150.8691 | 150.8691 | 150.8691 | 150.8691 | 150.8691 | 150.8691 | -839.1309 | 150.8691 | 150.8691 | 150.8691 | 150.8691 | 150.8691 | 150.8691 | 150.8691 | 150.8691 | 150.8691 | 0 | 0 | 0 | 0 | 0 | 0 | 0 | 0 | 0 | 0 | 0 | 0 | 0 | 0 | 0 | 0 | 0 | 0 | 0 | 0 | 0 | 0 | 0 | 0 | 0 | 0 | 0 | 0 | 0 | 0 | 0 | 0 | 0 | 0 | 0 | 0 | 0 | 0 | 0 | 0 | 0 | 0 | 0 | 0 | 0 | 0 | 0 | 0 | 0 | 0 | 0 | 0 | 0 | 0 | 0 | 0 | 0 | 0 | 0 | 0 | 0 | 0 | 0 | 0 | 0
| Residual Value | 535.6907 |  | 0 | 0 | 0 | 0 | 0 | 0 | 0 | 0 | 0 | 0 | 0 | 0 | 0 | 0 | 0 | 0 | 0 | 0 | 0 | 0 | 0 | 0 | 0 | 0 | 0 | 0 | 0 | 0 | 0 | 0 | 0 | 0 | 0 | 0 | 535.6907 | 0 | 0 | 0 | 0 | 0 | 0 | 0 | 0 | 0 | 0 | 0 | 0 | 0 | 0 | 0 | 0 | 0 | 0 | 0 | 0 | 0 | 0 | 0 | 0 | 0 | 0 | 0 | 0 | 0 | 0 | 0 | 0 | 0 | 0 | 0 | 0 | 0 | 0 | 0 | 0 | 0 | 0 | 0 | 0 | 0 | 0 | 0 | 0 | 0 | 0 | 0 | 0 | 0 | 0 | 0 | 0 | 0 | 0 | 0 | 0 | 0 | 0 | 0 | 0 | 0
| Total Cash Flow with Residual |  | -2100 | 150.8691 | 150.8691 | 150.8691 | 150.8691 | 150.8691 | 150.8691 | 150.8691 | 150.8691 | 150.8691 | 150.8691 | 150.8691 | 150.8691 | -839.1309 | 150.8691 | 150.8691 | 150.8691 | 150.8691 | 150.8691 | 150.8691 | 150.8691 | 150.8691 | 150.8691 | 150.8691 | 150.8691 | 150.8691 | -839.1309 | 150.8691 | 150.8691 | 150.8691 | 150.8691 | 150.8691 | 150.8691 | 150.8691 | 150.8691 | 686.5598 | 0 | 0 | 0 | 0 | 0 | 0 | 0 | 0 | 0 | 0 | 0 | 0 | 0 | 0 | 0 | 0 | 0 | 0 | 0 | 0 | 0 | 0 | 0 | 0 | 0 | 0 | 0 | 0 | 0 | 0 | 0 | 0 | 0 | 0 | 0 | 0 | 0 | 0 | 0 | 0 | 0 | 0 | 0 | 0 | 0 | 0 | 0 | 0 | 0 | 0 | 0 | 0 | 0 | 0 | 0 | 0 | 0 | 0 | 0 | 0 | 0 | 0 | 0 | 0 | 0
| IRR | 3.638%
Case 1: LCOE with Different Life
|  |  | 0 | 1 | 2 | 3 | 4 | 5 | 6 | 7 | 8 | 9 | 10 | 11 | 12 | 13 | 14 | 15 | 16 | 17 | 18 | 19 | 20 | 21 | 22 | 23 | 24 | 25 | 26 | 27 | 28 | 29 | 30 | 31 | 32 | 33 | 34 | 35 | 36 | 37 | 38 | 39 | 40 | 41 | 42 | 43 | 44 | 45 | 46 | 47 | 48 | 49 | 50 | 51 | 52 | 53 | 54 | 55 | 56 | 57 | 58 | 59 | 60 | 61 | 62 | 63 | 64 | 65 | 66 | 67 | 68 | 69 | 70 | 71 | 72 | 73 | 74 | 75 | 76 | 77 | 78 | 79 | 80 | 81 | 82 | 83 | 84 | 85 | 86 | 87 | 88 | 89 | 90 | 91 | 92 | 93 | 94 | 95 | 96 | 97 | 98 | 99 | 100
| Solar Flag | 35 |  | TRUE | TRUE | TRUE | TRUE | TRUE | TRUE | TRUE | TRUE | TRUE | TRUE | TRUE | TRUE | TRUE | TRUE | TRUE | TRUE | TRUE | TRUE | TRUE | TRUE | TRUE | TRUE | TRUE | TRUE | TRUE | TRUE | TRUE | TRUE | TRUE | TRUE | TRUE | TRUE | TRUE | TRUE | TRUE | FALSE | FALSE | FALSE | FALSE | FALSE | FALSE | FALSE | FALSE | FALSE | FALSE | FALSE | FALSE | FALSE | FALSE | FALSE | FALSE | FALSE | FALSE | FALSE | FALSE | FALSE | FALSE | FALSE | FALSE | FALSE | FALSE | FALSE | FALSE | FALSE | FALSE | FALSE | FALSE | FALSE | FALSE | FALSE | FALSE | FALSE | FALSE | FALSE | FALSE | FALSE | FALSE | FALSE | FALSE | FALSE | FALSE | FALSE | FALSE | FALSE | FALSE | FALSE | FALSE | FALSE | FALSE | FALSE | FALSE | FALSE | FALSE | FALSE | FALSE | FALSE | FALSE | FALSE | FALSE | FALSE
| Battery Flag | 13 |  | TRUE | TRUE | TRUE | TRUE | TRUE | TRUE | TRUE | TRUE | TRUE | TRUE | TRUE | TRUE | TRUE | FALSE | FALSE | FALSE | FALSE | FALSE | FALSE | FALSE | FALSE | FALSE | FALSE | FALSE | FALSE | FALSE | FALSE | FALSE | FALSE | FALSE | FALSE | FALSE | FALSE | FALSE | FALSE | FALSE | FALSE | FALSE | FALSE | FALSE | FALSE | FALSE | FALSE | FALSE | FALSE | FALSE | FALSE | FALSE | FALSE | FALSE | FALSE | FALSE | FALSE | FALSE | FALSE | FALSE | FALSE | FALSE | FALSE | FALSE | FALSE | FALSE | FALSE | FALSE | FALSE | FALSE | FALSE | FALSE | FALSE | FALSE | FALSE | FALSE | FALSE | FALSE | FALSE | FALSE | FALSE | FALSE | FALSE | FALSE | FALSE | FALSE | FALSE | FALSE | FALSE | FALSE | FALSE | FALSE | FALSE | FALSE | FALSE | FALSE | FALSE | FALSE | FALSE | FALSE | FALSE | FALSE | FALSE | FALSE
| Cash Outflow |  | 0: -2100
| Solar Inflow | 30.1841 |  | 30.1841 | 30.1841 | 30.1841 | 30.1841 | 30.1841 | 30.1841 | 30.1841 | 30.1841 | 30.1841 | 30.1841 | 30.1841 | 30.1841 | 30.1841 | 30.1841 | 30.1841 | 30.1841 | 30.1841 | 30.1841 | 30.1841 | 30.1841 | 30.1841 | 30.1841 | 30.1841 | 30.1841 | 30.1841 | 30.1841 | 30.1841 | 30.1841 | 30.1841 | 30.1841 | 30.1841 | 30.1841 | 30.1841 | 30.1841 | 30.1841 | 0 | 0 | 0 | 0 | 0 | 0 | 0 | 0 | 0 | 0 | 0 | 0 | 0 | 0 | 0 | 0 | 0 | 0 | 0 | 0 | 0 | 0 | 0 | 0 | 0 | 0 | 0 | 0 | 0 | 0 | 0 | 0 | 0 | 0 | 0 | 0 | 0 | 0 | 0 | 0 | 0 | 0 | 0 | 0 | 0 | 0 | 0 | 0 | 0 | 0 | 0 | 0 | 0 | 0 | 0 | 0 | 0 | 0 | 0 | 0 | 0 | 0 | 0 | 0 | 0
| Battery Inflow | 145.9939 |  | 145.9939 | 145.9939 | 145.9939 | 145.9939 | 145.9939 | 145.9939 | 145.9939 | 145.9939 | 145.9939 | 145.9939 | 145.9939 | 145.9939 | 145.9939 | 0 | 0 | 0 | 0 | 0 | 0 | 0 | 0 | 0 | 0 | 0 | 0 | 0 | 0 | 0 | 0 | 0 | 0 | 0 | 0 | 0 | 0 | 0 | 0 | 0 | 0 | 0 | 0 | 0 | 0 | 0 | 0 | 0 | 0 | 0 | 0 | 0 | 0 | 0 | 0 | 0 | 0 | 0 | 0 | 0 | 0 | 0 | 0 | 0 | 0 | 0 | 0 | 0 | 0 | 0 | 0 | 0 | 0 | 0 | 0 | 0 | 0 | 0 | 0 | 0 | 0 | 0 | 0 | 0 | 0 | 0 | 0 | 0 | 0 | 0 | 0 | 0 | 0 | 0 | 0 | 0 | 0 | 0 | 0 | 0 | 0 | 0
| Total Cash Flow |  | -2100 | 176.178 | 176.178 | 176.178 | 176.178 | 176.178 | 176.178 | 176.178 | 176.178 | 176.178 | 176.178 | 176.178 | 176.178 | 176.178 | 30.1841 | 30.1841 | 30.1841 | 30.1841 | 30.1841 | 30.1841 | 30.1841 | 30.1841 | 30.1841 | 30.1841 | 30.1841 | 30.1841 | 30.1841 | 30.1841 | 30.1841 | 30.1841 | 30.1841 | 30.1841 | 30.1841 | 30.1841 | 30.1841 | 30.1841 | 0 | 0 | 0 | 0 | 0 | 0 | 0 | 0 | 0 | 0 | 0 | 0 | 0 | 0 | 0 | 0 | 0 | 0 | 0 | 0 | 0 | 0 | 0 | 0 | 0 | 0 | 0 | 0 | 0 | 0 | 0 | 0 | 0 | 0 | 0 | 0 | 0 | 0 | 0 | 0 | 0 | 0 | 0 | 0 | 0 | 0 | 0 | 0 | 0 | 0 | 0 | 0 | 0 | 0 | 0 | 0 | 0 | 0 | 0 | 0 | 0 | 0 | 0 | 0 | 0
| IRR Check | 3.544%

## Solar Resource Summary
| In Plane Radiation |  | Yield after PR
| No Tracking | Tracking | No Tracking | Tracking | No Track PR | Track PR | Performance | No Track | Tracking | Track/No Track | Std/Avg
| PVGIS | PVGIS | PVGIS | PVGIS | PVGIS | PVGIS | Ratio | Capacity Factor | Capacity Factor
| kWh/m3 | kWh/m3 | kWh/m3 | kWh/m3 | Computed | Computed | Applied
South Africa | 1434.9 | 3638.48 | 1037.43 | 2806.58 | 77.14% | 77.14% | 80% | 13.1% | 33.23% | 253.6% | 1.846%
Ghana | 2148.74 | 2907.09 | 1571.5 | 2138.16 | 73.55% | 73.55% | 84% | 20.6% | 27.88% | 135.3% | 0.9932%
Chile | 1638 | 3828.35 | 1265 | 3042.7 | 79.48% | 79.48% | 78% | 14.58% | 34.09% | 233.7% | 6.979%
Montreal | 1584.54 | 2129.46 | 1276.53 | 1732.87 | 81.38% | 81.38% | 90% | 16.28% | 21.88% | 134.4% | 3.47%
KL | 1666.29 | 2357.21 | 1240.15 | 1732.8 | 73.51% | 73.51% | 82% | 15.6% | 22.07% | 141.5% | 2.184%
Frankfrut | 1271.82 | 1631.55 | 1014.31 | 1316.78 | 80.71% | 80.71% | 90% | 13.07% | 16.76% | 128.3% | 4.636%
Paris | 1379.94 | 1802.7 | 1108.12 | 1466.28 | 81.34% | 81.34% | 90% | 14.18% | 18.52% | 130.6% | 4.018%
UAE | 2449.71 | 3322.2 | 1795.59 | 2449.03 | 73.72% | 73.72% | 78% | 21.81% | 29.58% | 135.6% | 2.561%
| 2005 | 2006 | 2007 | 2008 | 2009 | 2010 | 2011 | 2012 | 2013 | 2014 | 2015 | 2016 | Stdev | Average | %
South Africa - Fixed | 1478161.31 | 1452343.43 | 1496716.07 | 1439518.47 | 1484773.51 | 1475477.51 | 1468625.02 | 1477499.99 | 1500875.39 | 1482879.92 | 1480308.16 | 1529678.21 | 21934.5705 | 1480571.4158 | 1.481%
South Africa - Tracking | 3708204.62 | 3537950.98 | 3706245.71 | 3532645.27 | 3564208.93 | 3636139.75 | 3565723.72 | 3583500.46 | 3673617.47 | 3629596.89 | 3621810.64 | 3809157.52 | 78846.2733 | 3630733.4967 | 2.172%
Ghana - Tracking | 2980942.76 | 2949526.61 | 2935660.21 | 2971691.25 | 2888429.14 | 2903664.96 | 2950863.06 | 2919659.25 | 2910769.96 | 2923947.48 | 2993140.89 | 2980035.83 | 32626.4047 | 2942360.95 | 1.109%
Ghana - Fixed | 2152498.88 | 2175508.56 | 2176564.87 | 2192478.6 | 2137891.11 | 2149325.73 | 2179178.17 | 2165602.67 | 2145660.16 | 2149286.97 | 2197390.79 | 2189193.77 | 19397.1367 | 2167548.3567 | 0.8949%
Chile - No Tracking | 1694155.76 | 1672808.39 | 1722807.48 | 1713024.88 | 1723886.95 | 1779086.29 | 1692883.14 | 1692883.14 | 1711292.99 | 1794137.71 | 1744180.17 |  | 35732.2012 | 1721922.4455 | 2.075%
Chile - Tracking | 3826079.12 | 3748936.25 | 3768088.83 | 3898408.62 | 3862872.19 | 3943379.92 | 3758489.51 | 3560722.14 | 3783093.88 | 3996308.17 | 3829034.67 |  | 110513.8431 | 3815946.6636 | 2.896%
Montreal - No Tracking | 1579693.74 | 1438531.13 | 1593515.93 | 1507379.99 | 1532774.35 | 1539522.88 | 1539864.09 | 1586002.08 | 1562939.43 | 1573940.67 | 1657718.29 |  | 52930.6497 | 1555625.6891 | 3.403%
Montreal - Tracking | 2117900.6 | 1891948.93 | 2136631.92 | 2009213.9 | 2062304.96 | 2076431.94 | 2041345.84 | 2145645.59 | 2097044.8 | 2082042.72 | 2241554.75 |  | 83935.6955 | 2082005.9955 | 4.031%
Montreal - Fixed | 1579693.74 | 1438531.13 | 1593515.93 | 1507379.99 | 1532774.35 | 1539522.88 | 1539864.09 | 1586002.08 | 1562939.43 | 1573940.67 | 1657718.29 |  | 52930.6497 | 1555625.6891 | 3.403%
Frankfrut - Tracking | 1773726.14 | 1743378.39 | 1729758.18 | 1586327.62 | 1705787.25 | 1709619.02 | 1886436.26 | 1730895.64 | 1537907.31 | 1672674.08 | 1766109.41 | 1474885.1 | 107418.1923 | 1693125.3667 | 6.344% |  |  |  | P90
Frankfrut - Fixed | 1352768.94 | 1335625.45 | 1310805.98 | 1233147.63 | 1304068.14 | 1303214.58 | 1432360.81 | 1332705.76 | 1189824.25 | 1286669.25 | 1355670.52 | 1144478.11 | 74626.4744 | 1298444.9517 | 5.747% | 0.093556 | 1% | 1124837.8117 | 12.84%
Paris - Fixed | 1381076.57 | 1330529.67 | 1414103.06 | 1318715.78 | 1393026.49 | 1400703.56 | 1437540.1 | 1337547.8 | 1270979.54 | 1382470.51 | 1436467.79 | 1323780.27 | 49869.8901 | 1368911.7617 | 3.643%
Paris - Tracking | 1821758.79 | 1736786.13 | 1817106.57 | 1694140.28 | 1824705.04 | 1836270.4 | 1893440.99 | 1725407.91 | 1646511.63 | 1796679.18 | 1902943.86 | 1727524.75 | 75832.3877 | 1785272.9608 | 4.248%
UAE - Tracking | 3232631.69 | 3130492.32 | 3378387.13 | 3393353.82 | 3352070.62 | 3384938.38 | 3318461.27 | 3359453.59 | 3299849.34 | 3385630.31 | 3387311.16 | 3191436.08 | 84091.8589 | 3317834.6425 | 2.535%
UAE - Fixed | 2374655.68 | 2305510.5 | 2496011.56 | 2495298.41 | 2471457.01 | 2505670.09 | 2467573.09 | 2485633.67 | 2450143.13 | 2487887.89 | 2489685.97 | 2350290.73 | 63757.0974 | 2448318.1442 | 2.604%
KL - Tracking | 2407516.42 | 2417351.18 | 1984257.12 | 2067446 | 2042305.87 | 2072476.78 | 2031482.36 | 2107787.56 | 2023230.84 | 2121942.72 | 2156811.77 | 2434823.53 | 158945.2137 | 2155619.3458 | 7.374%
KL - Fixed | 1773491.07 | 1783462.46 | 1522774.07 | 1581412.59 | 1573241.73 | 1602379.46 | 1551280.37 | 1609656.2 | 1545975.03 | 1606764.79 | 1638878.22 | 1809428.25 | 95018.3725 | 1633228.6867 | 5.818%
Uncertainty from solar var. |  |  |  | 5.747% | 0.3303%
Uncertainty from database |  |  |  | 4% | 0.16%
Uncertainty from perf. Ratio |  |  |  | 3% | 0.09%
Sum of uncertainty |  |  |  | 12.75% | 0.5803%
7.618%
P50 CF |  |  |  | 13.34% | 13.34%
P90 CF |  |  | 1% | 9.384% | 10.98%
Downside |  |  |  | 70.35%
Uncertainty w/o solar var. |  |  |  | 7%

## Solar Graphs
Year | Month | Day | Solar
2015 | 5 | 11 | 2015-05-11
|  |  |  | 90778 | Match |  |  | 90778 |  |  |  | 90778
[6 empty] | Paris Fixed | UAE Tracking |  |  | Paris Fixed | UAE Tracking |  |  | Paris Fixed | UAE Tracking
|  |  |  | 90778 | 1 | 0 | 0 | 90778 | 1 | 0 | 0 | 90778 | 1 | 0 | 0
|  |  |  | 90779 | 2 | 0 | 0 | 90779 | 2 | 0 | 0 | 90779 | 2 | 0 | 0
|  |  |  | 90780 | 3 | 0 | 0 | 90780 | 3 | 0 | 0 | 90780 | 3 | 0 | 0
|  |  |  | 90781 | 4 | 0 | 0 | 90781 | 4 | 0 | 0 | 90781 | 4 | 0 | 0
|  |  |  | 90782 | 5 | 0 | 0 | 90782 | 5 | 0 | 0 | 90782 | 5 | 0 | 0
|  |  |  | 90783 | 6 | 29.73 | 0 | 90783 | 6 | 29.73 | 0 | 90783 | 6 | 29.73 | 0
|  |  |  | 90784 | 7 | 149.53 | 541.91 | 90784 | 7 | 149.53 | 541.91 | 90784 | 7 | 149.53 | 541.91
|  |  |  | 90785 | 8 | 241.28 | 776.29 | 90785 | 8 | 241.28 | 776.29 | 90785 | 8 | 241.28 | 776.29
|  |  |  | 90786 | 9 | 523.18 | 951 | 90786 | 9 | 523.18 | 951 | 90786 | 9 | 523.18 | 951
|  |  |  | 90787 | 10 | 471.06 | 1013.48 | 90787 | 10 | 471.06 | 1013.48 | 90787 | 10 | 471.06 | 1013.48
|  |  |  | 90788 | 11 | 922.71 | 1061.92 | 90788 | 11 | 922.71 | 1061.92 | 90788 | 11 | 922.71 | 1061.92
|  |  |  | 90789 | 12 | 847.57 | 1054.27 | 90789 | 12 | 847.57 | 1054.27 | 90789 | 12 | 847.57 | 1054.27
|  |  |  | 90790 | 13 | 804.94 | 1053.56 | 90790 | 13 | 804.94 | 1053.56 | 90790 | 13 | 804.94 | 1053.56
|  |  |  | 90791 | 14 | 787.47 | 1036.11 | 90791 | 14 | 787.47 | 1036.11 | 90791 | 14 | 787.47 | 1036.11
|  |  |  | 90792 | 15 | 714.69 | 997.25 | 90792 | 15 | 714.69 | 997.25 | 90792 | 15 | 714.69 | 997.25
|  |  |  | 90793 | 16 | 512.55 | 931.82 | 90793 | 16 | 512.55 | 931.82 | 90793 | 16 | 512.55 | 931.82
|  |  |  | 90794 | 17 | 326.59 | 814.21 | 90794 | 17 | 326.59 | 814.21 | 90794 | 17 | 326.59 | 814.21
|  |  |  | 90795 | 18 | 165.53 | 505.66 | 90795 | 18 | 165.53 | 505.66 | 90795 | 18 | 165.53 | 505.66
|  |  |  | 90796 | 19 | 54.22 | 0 | 90796 | 19 | 54.22 | 0 | 90796 | 19 | 54.22 | 0
|  |  |  | 90797 | 20 | 0 | 0 | 90797 | 20 | 0 | 0 | 90797 | 20 | 0 | 0
|  |  |  | 90798 | 21 | 0 | 0 | 90798 | 21 | 0 | 0 | 90798 | 21 | 0 | 0
|  |  |  | 90799 | 22 | 0 | 0 | 90799 | 22 | 0 | 0 | 90799 | 22 | 0 | 0
|  |  |  | 90800 | 23 | 0 | 0 | 90800 | 23 | 0 | 0 | 90800 | 23 | 0 | 0
|  |  |  | 90801 | 24 | 0 | 0 | 90801 | 24 | 0 | 0 | 90801 | 24 | 0 | 0
[8 empty] | 90802 | 25 | 0 | 0 | 90802 | 25 | 0 | 0
[8 empty] | 90803 | 26 | 0 | 0 | 90803 | 26 | 0 | 0
[8 empty] | 90804 | 27 | 0 | 0 | 90804 | 27 | 0 | 0
[8 empty] | 90805 | 28 | 0 | 0 | 90805 | 28 | 0 | 0
[8 empty] | 90806 | 29 | 0 | 0 | 90806 | 29 | 0 | 0
[8 empty] | 90807 | 30 | 40.23 | 0 | 90807 | 30 | 40.23 | 0
[8 empty] | 90808 | 31 | 136.92 | 493.63 | 90808 | 31 | 136.92 | 493.63
[8 empty] | 90809 | 32 | 253.25 | 811.87 | 90809 | 32 | 253.25 | 811.87
[8 empty] | 90810 | 33 | 418.39 | 927.63 | 90810 | 33 | 418.39 | 927.63
[8 empty] | 90811 | 34 | 546.01 | 998.71 | 90811 | 34 | 546.01 | 998.71
[8 empty] | 90812 | 35 | 684.93 | 1036.71 | 90812 | 35 | 684.93 | 1036.71
[8 empty] | 90813 | 36 | 936.04 | 1042.38 | 90813 | 36 | 936.04 | 1042.38
[8 empty] | 90814 | 37 | 961.72 | 1041.69 | 90814 | 37 | 961.72 | 1041.69
[8 empty] | 90815 | 38 | 870.28 | 1010.66 | 90815 | 38 | 870.28 | 1010.66
[8 empty] | 90816 | 39 | 683.28 | 982.37 | 90816 | 39 | 683.28 | 982.37
[8 empty] | 90817 | 40 | 457.88 | 916.12 | 90817 | 40 | 457.88 | 916.12
[8 empty] | 90818 | 41 | 375.28 | 779.68 | 90818 | 41 | 375.28 | 779.68
[8 empty] | 90819 | 42 | 194.21 | 449.97 | 90819 | 42 | 194.21 | 449.97
[8 empty] | 90820 | 43 | 57.71 | 0 | 90820 | 43 | 57.71 | 0
[8 empty] | 90821 | 44 | 0 | 0 | 90821 | 44 | 0 | 0
[8 empty] | 90822 | 45 | 0 | 0 | 90822 | 45 | 0 | 0
[8 empty] | 90823 | 46 | 0 | 0 | 90823 | 46 | 0 | 0
[8 empty] | 90824 | 47 | 0 | 0 | 90824 | 47 | 0 | 0
[8 empty] | 90825 | 48 | 0 | 0 | 90825 | 48 | 0 | 0
[8 empty] | 90826 | 49 | 0 | 0 | 90826 | 49 | 0 | 0
[8 empty] | 90827 | 50 | 0 | 0 | 90827 | 50 | 0 | 0
[8 empty] | 90828 | 51 | 0 | 0 | 90828 | 51 | 0 | 0
[8 empty] | 90829 | 52 | 0 | 0 | 90829 | 52 | 0 | 0
[8 empty] | 90830 | 53 | 0 | 0 | 90830 | 53 | 0 | 0
[8 empty] | 90831 | 54 | 40.23 | 0 | 90831 | 54 | 40.23 | 0
[8 empty] | 90832 | 55 | 169.45 | 495.59 | 90832 | 55 | 169.45 | 495.59
[8 empty] | 90833 | 56 | 367.71 | 820.72 | 90833 | 56 | 367.71 | 820.72
[8 empty] | 90834 | 57 | 463.48 | 928.02 | 90834 | 57 | 463.48 | 928.02
[8 empty] | 90835 | 58 | 464.06 | 1012.88 | 90835 | 58 | 464.06 | 1012.88
[8 empty] | 90836 | 59 | 667.47 | 1037.16 | 90836 | 59 | 667.47 | 1037.16
[8 empty] | 90837 | 60 | 902.9 | 1041.85 | 90837 | 60 | 902.9 | 1041.85
[8 empty] | 90838 | 61 | 988.17 | 1041.18 | 90838 | 61 | 988.17 | 1041.18
[8 empty] | 90839 | 62 | 605.95 | 1023.09 | 90839 | 62 | 605.95 | 1023.09
[8 empty] | 90840 | 63 | 624.82 | 996.94 | 90840 | 63 | 624.82 | 996.94
[8 empty] | 90841 | 64 | 330.86 | 915.38 | 90841 | 64 | 330.86 | 915.38
[8 empty] | 90842 | 65 | 400.76 | 780.39 | 90842 | 65 | 400.76 | 780.39
[8 empty] | 90843 | 66 | 174.2 | 457.88 | 90843 | 66 | 174.2 | 457.88
[8 empty] | 90844 | 67 | 46.35 | 0 | 90844 | 67 | 46.35 | 0
[8 empty] | 90845 | 68 | 0 | 0 | 90845 | 68 | 0 | 0
[8 empty] | 90846 | 69 | 0 | 0 | 90846 | 69 | 0 | 0
[8 empty] | 90847 | 70 | 0 | 0 | 90847 | 70 | 0 | 0
[8 empty] | 90848 | 71 | 0 | 0 | 90848 | 71 | 0 | 0
[8 empty] | 90849 | 72 | 0 | 0 | 90849 | 72 | 0 | 0
[8 empty] | 90850 | 73 | 0 | 0 | 90850 | 73 | 0 | 0
[8 empty] | 90851 | 74 | 0 | 0 | 90851 | 74 | 0 | 0
[8 empty] | 90852 | 75 | 0 | 0 | 90852 | 75 | 0 | 0
[8 empty] | 90853 | 76 | 0 | 0 | 90853 | 76 | 0 | 0
[8 empty] | 90854 | 77 | 0 | 0 | 90854 | 77 | 0 | 0
[8 empty] | 90855 | 78 | 11.37 | 0 | 90855 | 78 | 11.37 | 0
[8 empty] | 90856 | 79 | 115.08 | 567.11 | 90856 | 79 | 115.08 | 567.11
[8 empty] | 90857 | 80 | 179.88 | 822.69 | 90857 | 80 | 179.88 | 822.69
[8 empty] | 90858 | 81 | 125.16 | 928.49 | 90858 | 81 | 125.16 | 928.49
[8 empty] | 90859 | 82 | 122.38 | 1012.17 | 90859 | 82 | 122.38 | 1012.17
[8 empty] | 90860 | 83 | 130.72 | 1036.55 | 90860 | 83 | 130.72 | 1036.55
[8 empty] | 90861 | 84 | 210.45 | 1041.36 | 90861 | 84 | 210.45 | 1041.36
[8 empty] | 90862 | 85 | 163.17 | 1040.69 | 90862 | 85 | 163.17 | 1040.69
[8 empty] | 90863 | 86 | 70.46 | 1035.41 | 90863 | 86 | 70.46 | 1035.41
[8 empty] | 90864 | 87 | 186.35 | 1017.61 | 90864 | 87 | 186.35 | 1017.61
[8 empty] | 90865 | 88 | 631.32 | 915.48 | 90865 | 88 | 631.32 | 915.48
[8 empty] | 90866 | 89 | 179.21 | 779.92 | 90866 | 89 | 179.21 | 779.92
[8 empty] | 90867 | 90 | 76.02 | 518.87 | 90867 | 90 | 76.02 | 518.87
[8 empty] | 90868 | 91 | 44.6 | 0 | 90868 | 91 | 44.6 | 0
[8 empty] | 90869 | 92 | 0 | 0 | 90869 | 92 | 0 | 0
[8 empty] | 90870 | 93 | 0 | 0 | 90870 | 93 | 0 | 0
[8 empty] | 90871 | 94 | 0 | 0 | 90871 | 94 | 0 | 0
[8 empty] | 90872 | 95 | 0 | 0 | 90872 | 95 | 0 | 0
[8 empty] | 90873 | 96 | 0 | 0 | 90873 | 96 | 0 | 0
[8 empty] | 90874 | 97 | 0 | 0 | 90874 | 97 | 0 | 0
[8 empty] | 90875 | 98 | 0 | 0 | 90875 | 98 | 0 | 0
[8 empty] | 90876 | 99 | 0 | 0 | 90876 | 99 | 0 | 0
[8 empty] | 90877 | 100 | 0 | 0 | 90877 | 100 | 0 | 0
[8 empty] | 90878 | 101 | 0 | 0 | 90878 | 101 | 0 | 0
[8 empty] | 90879 | 102 | 43.72 | 0 | 90879 | 102 | 43.72 | 0
[8 empty] | 90880 | 103 | 173.6 | 515.47 | 90880 | 103 | 173.6 | 515.47
[8 empty] | 90881 | 104 | 395.52 | 823.27 | 90881 | 104 | 395.52 | 823.27
[8 empty] | 90882 | 105 | 378.9 | 959.49 | 90882 | 105 | 378.9 | 959.49
[8 empty] | 90883 | 106 | 564.08 | 1032.48 | 90883 | 106 | 564.08 | 1032.48
[8 empty] | 90884 | 107 | 112.18 | 1048.77 | 90884 | 107 | 112.18 | 1048.77
[8 empty] | 90885 | 108 | 97.35 | 1052.19 | 90885 | 108 | 97.35 | 1052.19
[8 empty] | 90886 | 109 | 276.96 | 1051.52 | 90886 | 109 | 276.96 | 1051.52
[8 empty] | 90887 | 110 | 392.72 | 1034.84 | 90887 | 110 | 392.72 | 1034.84
[8 empty] | 90888 | 111 | 118.67 | 1016.79 | 90888 | 111 | 118.67 | 1016.79
[8 empty] | 90889 | 112 | 500.34 | 964.18 | 90889 | 112 | 500.34 | 964.18
[8 empty] | 90890 | 113 | 369.19 | 790.8 | 90890 | 113 | 369.19 | 790.8
[8 empty] | 90891 | 114 | 192.44 | 520.86 | 90891 | 114 | 192.44 | 520.86
[8 empty] | 90892 | 115 | 61.21 | 0 | 90892 | 115 | 61.21 | 0
[8 empty] | 90893 | 116 | 0 | 0 | 90893 | 116 | 0 | 0
[8 empty] | 90894 | 117 | 0 | 0 | 90894 | 117 | 0 | 0
[8 empty] | 90895 | 118 | 0 | 0 | 90895 | 118 | 0 | 0
[8 empty] | 90896 | 119 | 0 | 0 | 90896 | 119 | 0 | 0
[8 empty] | 90897 | 120 | 0 | 0 | 90897 | 120 | 0 | 0
[8 empty] | 90898 | 121 | 0 | 0 | 90898 | 121 | 0 | 0
[8 empty] | 90899 | 122 | 0 | 0 | 90899 | 122 | 0 | 0
[8 empty] | 90900 | 123 | 0 | 0 | 90900 | 123 | 0 | 0
[8 empty] | 90901 | 124 | 0 | 0 | 90901 | 124 | 0 | 0
[8 empty] | 90902 | 125 | 0 | 0 | 90902 | 125 | 0 | 0
[8 empty] | 90903 | 126 | 29.73 | 0 | 90903 | 126 | 29.73 | 0
[8 empty] | 90904 | 127 | 162.64 | 517.68 | 90904 | 127 | 162.64 | 517.68
[8 empty] | 90905 | 128 | 329.49 | 823.95 | 90905 | 128 | 329.49 | 823.95
[8 empty] | 90906 | 129 | 372.82 | 960.03 | 90906 | 129 | 372.82 | 960.03
[8 empty] | 90907 | 130 | 107.54 | 1011.95 | 90907 | 130 | 107.54 | 1011.95
[8 empty] | 90908 | 131 | 211.38 | 1048.24 | 90908 | 131 | 211.38 | 1048.24
[8 empty] | 90909 | 132 | 132.58 | 1063.01 | 90909 | 132 | 132.58 | 1063.01
[8 empty] | 90910 | 133 | 110.33 | 1052.09 | 90910 | 133 | 110.33 | 1052.09
[8 empty] | 90911 | 134 | 99.2 | 1034.32 | 90911 | 134 | 99.2 | 1034.32
[8 empty] | 90912 | 135 | 365.98 | 995.89 | 90912 | 135 | 365.98 | 995.89
[8 empty] | 90913 | 136 | 393.6 | 916.59 | 90913 | 136 | 393.6 | 916.59
[8 empty] | 90914 | 137 | 314.19 | 791.46 | 90914 | 137 | 314.19 | 791.46
[8 empty] | 90915 | 138 | 209.86 | 477.29 | 90915 | 138 | 209.86 | 477.29
[8 empty] | 90916 | 139 | 51.59 | 0 | 90916 | 139 | 51.59 | 0
[8 empty] | 90917 | 140 | 0 | 0 | 90917 | 140 | 0 | 0
[8 empty] | 90918 | 141 | 0 | 0 | 90918 | 141 | 0 | 0
[8 empty] | 90919 | 142 | 0 | 0 | 90919 | 142 | 0 | 0
[8 empty] | 90920 | 143 | 0 | 0 | 90920 | 143 | 0 | 0
[8 empty] | 90921 | 144 | 0 | 0 | 90921 | 144 | 0 | 0
[8 empty] | 90922 | 145 | 0 | 0 | 90922 | 145 | 0 | 0
[8 empty] | 90923 | 146 | 0 | 0 | 90923 | 146 | 0 | 0
[8 empty] | 90924 | 147 | 0 | 0 | 90924 | 147 | 0 | 0
[8 empty] | 90925 | 148 | 0 | 0 | 90925 | 148 | 0 | 0
[8 empty] | 90926 | 149 | 0 | 0 | 90926 | 149 | 0 | 0
[8 empty] | 90927 | 150 | 45.47 | 0 | 90927 | 150 | 45.47 | 0
[8 empty] | 90928 | 151 | 174.94 | 466.15 | 90928 | 151 | 174.94 | 466.15
[8 empty] | 90929 | 152 | 395.59 | 789.43 | 90929 | 152 | 395.59 | 789.43
[8 empty] | 90930 | 153 | 614.62 | 935.92 | 90930 | 153 | 614.62 | 935.92
[8 empty] | 90931 | 154 | 812.49 | 1012.44 | 90931 | 154 | 812.49 | 1012.44
[8 empty] | 90932 | 155 | 934.69 | 1023.26 | 90932 | 155 | 934.69 | 1023.26
[8 empty] | 90933 | 156 | 999.84 | 1051.35 | 90933 | 156 | 999.84 | 1051.35
[8 empty] | 90934 | 157 | 1054.95 | 1051.66 | 90934 | 157 | 1054.95 | 1051.66
[8 empty] | 90935 | 158 | 971.38 | 1022 | 90935 | 158 | 971.38 | 1022
[8 empty] | 90936 | 159 | 844.02 | 981.34 | 90936 | 159 | 844.02 | 981.34
[8 empty] | 90937 | 160 | 675.3 | 915.41 | 90937 | 160 | 675.3 | 915.41
[8 empty] | 90938 | 161 | 438.96 | 756.83 | 90938 | 161 | 438.96 | 756.83
[8 empty] | 90939 | 162 | 212.25 | 424.47 | 90939 | 162 | 212.25 | 424.47
[8 empty] | 90940 | 163 | 48.97 | 0 | 90940 | 163 | 48.97 | 0
[8 empty] | 90941 | 164 | 0 | 0 | 90941 | 164 | 0 | 0
[8 empty] | 90942 | 165 | 0 | 0 | 90942 | 165 | 0 | 0
[8 empty] | 90943 | 166 | 0 | 0 | 90943 | 166 | 0 | 0
[8 empty] | 90944 | 167 | 0 | 0 | 90944 | 167 | 0 | 0
[8 empty] | 90945 | 168 | 0 | 0 | 90945 | 168 | 0 | 0
[12 empty] | 90946 | 169 | 0 | 0
[12 empty] | 90947 | 170 | 0 | 0
[12 empty] | 90948 | 171 | 0 | 0
[12 empty] | 90949 | 172 | 0 | 0
[12 empty] | 90950 | 173 | 0 | 0
[12 empty] | 90951 | 174 | 42.85 | 0
[12 empty] | 90952 | 175 | 177.26 | 469
[12 empty] | 90953 | 176 | 399.74 | 790.47
[12 empty] | 90954 | 177 | 628.15 | 911.68
[12 empty] | 90955 | 178 | 837.85 | 998.18
[12 empty] | 90956 | 179 | 999.64 | 1035.69
[12 empty] | 90957 | 180 | 1047.54 | 1050.98
[12 empty] | 90958 | 181 | 761.27 | 1051.26
[12 empty] | 90959 | 182 | 835.56 | 1034.32
[12 empty] | 90960 | 183 | 288.05 | 1015.82
[12 empty] | 90961 | 184 | 227.14 | 915.97
[12 empty] | 90962 | 185 | 63.97 | 757.63
[12 empty] | 90963 | 186 | 143.44 | 432.44
[12 empty] | 90964 | 187 | 10.49 | 0
[12 empty] | 90965 | 188 | 0 | 0
[12 empty] | 90966 | 189 | 0 | 0
[12 empty] | 90967 | 190 | 0 | 0
[12 empty] | 90968 | 191 | 0 | 0
[12 empty] | 90969 | 192 | 0 | 0
[12 empty] | 90970 | 193 | 0 | 0
[12 empty] | 90971 | 194 | 0 | 0
[12 empty] | 90972 | 195 | 0 | 0
[12 empty] | 90973 | 196 | 0 | 0
[12 empty] | 90974 | 197 | 0 | 0
[12 empty] | 90975 | 198 | 44.6 | 0
[12 empty] | 90976 | 199 | 177.92 | 600
[12 empty] | 90977 | 200 | 398.59 | 834.88
[12 empty] | 90978 | 201 | 519.71 | 935.82
[12 empty] | 90979 | 202 | 633.24 | 1011.42
[12 empty] | 90980 | 203 | 332.34 | 1035.3
[12 empty] | 90981 | 204 | 470 | 1050.65
[12 empty] | 90982 | 205 | 337.18 | 1050.88
[12 empty] | 90983 | 206 | 598.82 | 1033.8
[12 empty] | 90984 | 207 | 360.91 | 1002.49
[12 empty] | 90985 | 208 | 169.66 | 940.96
[12 empty] | 90986 | 209 | 85.29 | 836.54
[12 empty] | 90987 | 210 | 91.78 | 553.92
[12 empty] | 90988 | 211 | 59.46 | 0
[12 empty] | 90989 | 212 | 0 | 0
[12 empty] | 90990 | 213 | 0 | 0
[12 empty] | 90991 | 214 | 0 | 0
[12 empty] | 90992 | 215 | 0 | 0
[12 empty] | 90993 | 216 | 0 | 0
[12 empty] | 90994 | 217 | 0 | 0
[12 empty] | 90995 | 218 | 0 | 0
[12 empty] | 90996 | 219 | 0 | 0
[12 empty] | 90997 | 220 | 0 | 0
[12 empty] | 90998 | 221 | 0 | 0
[12 empty] | 90999 | 222 | 47.22 | 0
[12 empty] | 91000 | 223 | 172.95 | 602.25
[12 empty] | 91001 | 224 | 394.73 | 834.96
[12 empty] | 91002 | 225 | 613.17 | 959.64
[12 empty] | 91003 | 226 | 694.07 | 1010.92
[12 empty] | 91004 | 227 | 141.85 | 1034.96
[12 empty] | 91005 | 228 | 1047.25 | 1026.83
[12 empty] | 91006 | 229 | 1059.54 | 1020.86
[12 empty] | 91007 | 230 | 897.24 | 1021.6
[12 empty] | 91008 | 231 | 835.83 | 1001.73
[12 empty] | 91009 | 232 | 112.18 | 916.65
[12 empty] | 91010 | 233 | 319.82 | 804
[12 empty] | 91011 | 234 | 101.68 | 494.68
[12 empty] | 91012 | 235 | 55.97 | 0
[12 empty] | 91013 | 236 | 0 | 0
[12 empty] | 91014 | 237 | 0 | 0
[12 empty] | 91015 | 238 | 0 | 0
[12 empty] | 91016 | 239 | 0 | 0
[12 empty] | 91017 | 240 | 0 | 0
[12 empty] | 91018 | 241 | 0 | 0
[12 empty] | 91019 | 242 | 0 | 0
[12 empty] | 91020 | 243 | 0 | 0
[12 empty] | 91021 | 244 | 0 | 0
[12 empty] | 91022 | 245 | 0 | 0
[12 empty] | 91023 | 246 | 54.22 | 0
[12 empty] | 91024 | 247 | 178.75 | 604.66
[12 empty] | 91025 | 248 | 400.32 | 834.65
[12 empty] | 91026 | 249 | 625.59 | 960.21
[12 empty] | 91027 | 250 | 709.07 | 996.73
[12 empty] | 91028 | 251 | 253.39 | 1034.66
[12 empty] | 91029 | 252 | 438.63 | 1038.82
[12 empty] | 91030 | 253 | 497.11 | 1050.17
[12 empty] | 91031 | 254 | 354.08 | 1032.85
[12 empty] | 91032 | 255 | 663.88 | 1002.28
[12 empty] | 91033 | 256 | 365.34 | 917.21
[12 empty] | 91034 | 257 | 154.84 | 804.61
[12 empty] | 91035 | 258 | 145.15 | 452.09
[12 empty] | 91036 | 259 | 18.36 | 0
[12 empty] | 91037 | 260 | 0 | 0
[12 empty] | 91038 | 261 | 0 | 0
[12 empty] | 91039 | 262 | 0 | 0
[12 empty] | 91040 | 263 | 0 | 0
[12 empty] | 91041 | 264 | 0 | 0
[12 empty] | 91042 | 265 | 0 | 0
[12 empty] | 91043 | 266 | 0 | 0
[12 empty] | 91044 | 267 | 0 | 0
[12 empty] | 91045 | 268 | 0 | 0
[12 empty] | 91046 | 269 | 0 | 0
[12 empty] | 91047 | 270 | 41.97 | 0
[12 empty] | 91048 | 271 | 181.16 | 550.29
[12 empty] | 91049 | 272 | 395.73 | 800.41
[12 empty] | 91050 | 273 | 616.84 | 936.67
[12 empty] | 91051 | 274 | 790.76 | 996.36
[12 empty] | 91052 | 275 | 789.29 | 1034.39
[12 empty] | 91053 | 276 | 904.64 | 1038.57
[12 empty] | 91054 | 277 | 1042.14 | 1037.61
[12 empty] | 91055 | 278 | 982.6 | 1020.65
[12 empty] | 91056 | 279 | 836.35 | 1001.53
[12 empty] | 91057 | 280 | 651.25 | 941.15
[12 empty] | 91058 | 281 | 438.63 | 805.22
[12 empty] | 91059 | 282 | 223.03 | 454.6
[12 empty] | 91060 | 283 | 58.59 | 0
[12 empty] | 91061 | 284 | 0 | 0
[12 empty] | 91062 | 285 | 0 | 0
[12 empty] | 91063 | 286 | 0 | 0
[12 empty] | 91064 | 287 | 0 | 0
[12 empty] | 91065 | 288 | 0 | 0
[12 empty] | 91066 | 289 | 0 | 0
[12 empty] | 91067 | 290 | 0 | 0
[12 empty] | 91068 | 291 | 0 | 0
[12 empty] | 91069 | 292 | 0 | 0
[12 empty] | 91070 | 293 | 0 | 0
[12 empty] | 91071 | 294 | 13.99 | 0
[12 empty] | 91072 | 295 | 38.94 | 499.87
[12 empty] | 91073 | 296 | 125.16 | 801.93
[12 empty] | 91074 | 297 | 224.14 | 936.1
[12 empty] | 91075 | 298 | 459.42 | 997.34
[12 empty] | 91076 | 299 | 771.14 | 1033.11
[12 empty] | 91077 | 300 | 1005.92 | 1038.35
[12 empty] | 91078 | 301 | 1024.67 | 1032.19
[12 empty] | 91079 | 302 | 873.57 | 1032.95
[12 empty] | 91080 | 303 | 664.99 | 1002.08
[12 empty] | 91081 | 304 | 349.55 | 917.06
[12 empty] | 91082 | 305 | 282.81 | 804.76
[12 empty] | 91083 | 306 | 217.18 | 604.36
[12 empty] | 91084 | 307 | 62.09 | 0
[12 empty] | 91085 | 308 | 1.75 | 0
[12 empty] | 91086 | 309 | 0 | 0
[12 empty] | 91087 | 310 | 0 | 0
[12 empty] | 91088 | 311 | 0 | 0
[12 empty] | 91089 | 312 | 0 | 0
[12 empty] | 91090 | 313 | 0 | 0
[12 empty] | 91091 | 314 | 0 | 0
[12 empty] | 91092 | 315 | 0 | 0
[12 empty] | 91093 | 316 | 0 | 0
[12 empty] | 91094 | 317 | 0 | 0
[12 empty] | 91095 | 318 | 35.85 | 0
[12 empty] | 91096 | 319 | 117.02 | 614.66
[12 empty] | 91097 | 320 | 391.71 | 766.54
[12 empty] | 91098 | 321 | 626.45 | 911.22
[12 empty] | 91099 | 322 | 847.72 | 997.06
[12 empty] | 91100 | 323 | 960.29 | 1032.92
[12 empty] | 91101 | 324 | 832.05 | 1037.14
[12 empty] | 91102 | 325 | 344.77 | 1049.25
[12 empty] | 91103 | 326 | 341.79 | 1032.49
[12 empty] | 91104 | 327 | 535.26 | 1014.94
[12 empty] | 91105 | 328 | 428.2 | 949.17
[12 empty] | 91106 | 329 | 245.09 | 815.12
[12 empty] | 91107 | 330 | 210.96 | 523.15
[12 empty] | 91108 | 331 | 71.71 | 0
[12 empty] | 91109 | 332 | 1.75 | 0
[12 empty] | 91110 | 333 | 0 | 0
[12 empty] | 91111 | 334 | 0 | 0
[12 empty] | 91112 | 335 | 0 | 0
[12 empty] | 91113 | 336 | 0 | 0
[12 empty] | 91114 | 337 | 0 | 0
[12 empty] | 91115 | 338 | 0 | 0
[12 empty] | 91116 | 339 | 0 | 0
[12 empty] | 91117 | 340 | 0 | 0
[12 empty] | 91118 | 341 | 0 | 0
[12 empty] | 91119 | 342 | 9.62 | 0
[12 empty] | 91120 | 343 | 106.26 | 503.4
[12 empty] | 91121 | 344 | 49.14 | 765.76
[12 empty] | 91122 | 345 | 88.08 | 935.59
[12 empty] | 91123 | 346 | 366.58 | 1010.55
[12 empty] | 91124 | 347 | 474.75 | 1032.76
[12 empty] | 91125 | 348 | 598.07 | 1049.2
[12 empty] | 91126 | 349 | 76.02 | 1030.63
[12 empty] | 91127 | 350 | 694.54 | 1032.08
[12 empty] | 91128 | 351 | 428.43 | 1015.47
[12 empty] | 91129 | 352 | 444.58 | 925
[12 empty] | 91130 | 353 | 328.08 | 815.71
[12 empty] | 91131 | 354 | 192.65 | 526.78
[12 empty] | 91132 | 355 | 72.58 | 0
[12 empty] | 91133 | 356 | 1.75 | 0
[12 empty] | 91134 | 357 | 0 | 0
[12 empty] | 91135 | 358 | 0 | 0
[12 empty] | 91136 | 359 | 0 | 0
[12 empty] | 91137 | 360 | 0 | 0
[12 empty] | 91138 | 361 | 0 | 0
[12 empty] | 91139 | 362 | 0 | 0
[12 empty] | 91140 | 363 | 0 | 0
[12 empty] | 91141 | 364 | 0 | 0
[12 empty] | 91142 | 365 | 0 | 0
[12 empty] | 91143 | 366 | 57.71 | 0
[12 empty] | 91144 | 367 | 182.84 | 563.16
[12 empty] | 91145 | 368 | 404 | 844.27
[12 empty] | 91146 | 369 | 562.16 | 959.3
[12 empty] | 91147 | 370 | 695.81 | 995.51
[12 empty] | 91148 | 371 | 300.25 | 1032.64
[12 empty] | 91149 | 372 | 108.47 | 1048.03
[12 empty] | 91150 | 373 | 302.24 | 1047.7
[12 empty] | 91151 | 374 | 627.83 | 1031.63
[12 empty] | 91152 | 375 | 443.97 | 1001.18
[12 empty] | 91153 | 376 | 299.24 | 925.55
[12 empty] | 91154 | 377 | 181.7 | 816.3
[12 empty] | 91155 | 378 | 173.8 | 610.21
[12 empty] | 91156 | 379 | 50.72 | 0
[12 empty] | 91157 | 380 | 1.75 | 0
[12 empty] | 91158 | 381 | 0 | 0
[12 empty] | 91159 | 382 | 0 | 0
[12 empty] | 91160 | 383 | 0 | 0
[12 empty] | 91161 | 384 | 0 | 0
[12 empty] | 91162 | 385 | 0 | 0
[12 empty] | 91163 | 386 | 0 | 0
[12 empty] | 91164 | 387 | 0 | 0
[12 empty] | 91165 | 388 | 0 | 0
[12 empty] | 91166 | 389 | 0 | 0
[12 empty] | 91167 | 390 | 55.97 | 0
[12 empty] | 91168 | 391 | 182.66 | 566.7
[12 empty] | 91169 | 392 | 398.57 | 846.09
[12 empty] | 91170 | 393 | 608.12 | 959.37
[12 empty] | 91171 | 394 | 508.36 | 1029.82
[12 empty] | 91172 | 395 | 535.14 | 1032.54
[12 empty] | 91173 | 396 | 819.08 | 1036.69
[12 empty] | 91174 | 397 | 798.72 | 1047.45
[12 empty] | 91175 | 398 | 874.44 | 1031.19
[12 empty] | 91176 | 399 | 834.06 | 1001.75
[12 empty] | 91177 | 400 | 654.3 | 948.93
[12 empty] | 91178 | 401 | 388.76 | 816.9
[12 empty] | 91179 | 402 | 226.95 | 538.8
[12 empty] | 91180 | 403 | 49.84 | 24.57
[12 empty] | 91181 | 404 | 2.62 | 0
[12 empty] | 91182 | 405 | 0 | 0
[12 empty] | 91183 | 406 | 0 | 0
[12 empty] | 91184 | 407 | 0 | 0
[12 empty] | 91185 | 408 | 0 | 0
[12 empty] | 91186 | 409 | 0 | 0
[12 empty] | 91187 | 410 | 0 | 0
[12 empty] | 91188 | 411 | 0 | 0
[12 empty] | 91189 | 412 | 0 | 0
[12 empty] | 91190 | 413 | 0 | 0
[12 empty] | 91191 | 414 | 61.21 | 0
[12 empty] | 91192 | 415 | 169.39 | 565.47
[12 empty] | 91193 | 416 | 301.89 | 766.54
[12 empty] | 91194 | 417 | 595.78 | 934.72
[12 empty] | 91195 | 418 | 776.46 | 995.14
[12 empty] | 91196 | 419 | 621.91 | 1019.7
[12 empty] | 91197 | 420 | 380.04 | 1013.11
[12 empty] | 91198 | 421 | 332.55 | 1018.69
[12 empty] | 91199 | 422 | 470.24 | 1006.32
[12 empty] | 91200 | 423 | 445.61 | 979.85
[12 empty] | 91201 | 424 | 456.06 | 926.23
[12 empty] | 91202 | 425 | 167.79 | 791.43
[12 empty] | 91203 | 426 | 131.55 | 437.36
[12 empty] | 91204 | 427 | 55.97 | 0.62
[12 empty] | 91205 | 428 | 2.62 | 0
[12 empty] | 91206 | 429 | 0 | 0
[12 empty] | 91207 | 430 | 0 | 0
[12 empty] | 91208 | 431 | 0 | 0
[12 empty] | 91209 | 432 | 0 | 0
[12 empty] | 91210 | 433 | 0 | 0
[12 empty] | 91211 | 434 | 0 | 0
[12 empty] | 91212 | 435 | 0 | 0
[12 empty] | 91213 | 436 | 0 | 0
[12 empty] | 91214 | 437 | 0 | 0
[12 empty] | 91215 | 438 | 11.37 | 0
[12 empty] | 91216 | 439 | 102.04 | 574.18
[12 empty] | 91217 | 440 | 68.61 | 802.9
[12 empty] | 91218 | 441 | 425.45 | 934.55
[12 empty] | 91219 | 442 | 538.6 | 995.09
[12 empty] | 91220 | 443 | 842.72 | 1019.67
[12 empty] | 91221 | 444 | 826.02 | 1013.02
[12 empty] | 91222 | 445 | 706.27 | 1018.47
[12 empty] | 91223 | 446 | 582.61 | 1018.71
[12 empty] | 91224 | 447 | 499.88 | 986.75
[12 empty] | 91225 | 448 | 362.52 | 926.79
[12 empty] | 91226 | 449 | 125.16 | 862.33
[12 empty] | 91227 | 450 | 101.05 | 549.08
[12 empty] | 91228 | 451 | 20.11 | 1.23
[12 empty] | 91229 | 452 | 2.62 | 0
[12 empty] | 91230 | 453 | 0 | 0
[12 empty] | 91231 | 454 | 0 | 0
[12 empty] | 91232 | 455 | 0 | 0
[12 empty] | 91233 | 456 | 0 | 0
[12 empty] | 91234 | 457 | 0 | 0
[12 empty] | 91235 | 458 | 0 | 0
[12 empty] | 91236 | 459 | 0 | 0
[12 empty] | 91237 | 460 | 0 | 0
[12 empty] | 91238 | 461 | 0 | 0
[12 empty] | 91239 | 462 | 49.84 | 0.61
[12 empty] | 91240 | 463 | 175.76 | 512.89
[12 empty] | 91241 | 464 | 377.17 | 802.54
[12 empty] | 91242 | 465 | 576.08 | 934.45
[12 empty] | 91243 | 466 | 748.75 | 995.09
[12 empty] | 91244 | 467 | 932.1 | 1006.82
[12 empty] | 91245 | 468 | 892.05 | 1011.94
[12 empty] | 91246 | 469 | 1029.57 | 1018.27
[12 empty] | 91247 | 470 | 961.02 | 1018.3
[12 empty] | 91248 | 471 | 848.78 | 1000.89
[12 empty] | 91249 | 472 | 639.33 | 926.07
[12 empty] | 91250 | 473 | 452.31 | 828.2
[12 empty] | 91251 | 474 | 225.79 | 501.32
[12 empty] | 91252 | 475 | 61.21 | 1.23
[12 empty] | 91253 | 476 | 2.62 | 0
[12 empty] | 91254 | 477 | 0 | 0
[12 empty] | 91255 | 478 | 0 | 0
[12 empty] | 91256 | 479 | 0 | 0
[12 empty] | 91257 | 480 | 0 | 0
[12 empty] | 91258 | 481 | 0 | 0
[12 empty] | 91259 | 482 | 0 | 0
[12 empty] | 91260 | 483 | 0 | 0
[12 empty] | 91261 | 484 | 0 | 0
[12 empty] | 91262 | 485 | 0 | 0
[12 empty] | 91263 | 486 | 16.61 | 0.61
[12 empty] | 91264 | 487 | 102.95 | 513.81
[12 empty] | 91265 | 488 | 128.87 | 775.55
[12 empty] | 91266 | 489 | 208.93 | 934.41
[12 empty] | 91267 | 490 | 243.32 | 993.97
[12 empty] | 91268 | 491 | 107.54 | 1018.63
[12 empty] | 91269 | 492 | 162.24 | 1046.55
[12 empty] | 91270 | 493 | 150.19 | 1040.46
[12 empty] | 91271 | 494 | 101.05 | 1017.94
[12 empty] | 91272 | 495 | 91.78 | 1001.34
[12 empty] | 91273 | 496 | 114.03 | 950.54
[12 empty] | 91274 | 497 | 213.08 | 828.8
[12 empty] | 91275 | 498 | 87.15 | 508.37
[12 empty] | 91276 | 499 | 24.48 | 1.23
[12 empty] | 91277 | 500 | 2.62 | 0
[12 empty] | 91278 | 501 | 0 | 0
[12 empty] | 91279 | 502 | 0 | 0
[12 empty] | 91280 | 503 | 0 | 0
[12 empty] | 91281 | 504 | 0 | 0
[12 empty] | 91282 | 505 | 0 | 0
[12 empty] | 91283 | 506 | 0 | 0
[12 empty] | 91284 | 507 | 0 | 0
[12 empty] | 91285 | 508 | 0 | 0
[12 empty] | 91286 | 509 | 0 | 0
[12 empty] | 91287 | 510 | 51.59 | 30.83
[12 empty] | 91288 | 511 | 183.42 | 480.2
[12 empty] | 91289 | 512 | 321.81 | 776.2
[12 empty] | 91290 | 513 | 401.66 | 905.01
[12 empty] | 91291 | 514 | 414.22 | 995.51
[12 empty] | 91292 | 515 | 543.18 | 1020.28
[12 empty] | 91293 | 516 | 701.54 | 1030.27
[12 empty] | 91294 | 517 | 921.76 | 1018.97
[12 empty] | 91295 | 518 | 929.27 | 1007.52
[12 empty] | 91296 | 519 | 840.64 | 947.37
[12 empty] | 91297 | 520 | 619.62 | 864.99
[12 empty] | 91298 | 521 | 441.77 | 753.12
[12 empty] | 91299 | 522 | 205.35 | 534.35
[12 empty] | 91300 | 523 | 52.65 | 98.18
[12 empty] | 91301 | 524 | 11.37 | 0
[12 empty] | 91302 | 525 | 0 | 0
[12 empty] | 91303 | 526 | 0 | 0
[12 empty] | 91304 | 527 | 0 | 0
[12 empty] | 91305 | 528 | 0 | 0
[12 empty] | 91306 | 529 | 0 | 0
[12 empty] | 91307 | 530 | 0 | 0
[12 empty] | 91308 | 531 | 0 | 0
[12 empty] | 91309 | 532 | 0 | 0
[12 empty] | 91310 | 533 | 0 | 0
[12 empty] | 91311 | 534 | 20.11 | 59.12
[12 empty] | 91312 | 535 | 45.43 | 479.79
[12 empty] | 91313 | 536 | 81.59 | 776.12
[12 empty] | 91314 | 537 | 248.78 | 903.82
[12 empty] | 91315 | 538 | 558.6 | 981.98
[12 empty] | 91316 | 539 | 740.64 | 1019.3
[12 empty] | 91317 | 540 | 740.23 | 1019.03
[12 empty] | 91318 | 541 | 700.28 | 1018.79
[12 empty] | 91319 | 542 | 372.61 | 1007.13
[12 empty] | 91320 | 543 | 597.67 | 932.92
[12 empty] | 91321 | 544 | 576.73 | 890.1
[12 empty] | 91322 | 545 | 363.52 | 752.88
[12 empty] | 91323 | 546 | 220.8 | 435.66
[12 empty] | 91324 | 547 | 60.65 | 50.84
[12 empty] | 91325 | 548 | 19.24 | 0
[12 empty] | 91326 | 549 | 0 | 0
[12 empty] | 91327 | 550 | 0 | 0
[12 empty] | 91328 | 551 | 0 | 0
[12 empty] | 91329 | 552 | 0 | 0
[12 empty] | 91330 | 553 | 0 | 0
[12 empty] | 91331 | 554 | 0 | 0
[12 empty] | 91332 | 555 | 0 | 0
[12 empty] | 91333 | 556 | 0 | 0
[12 empty] | 91334 | 557 | 0 | 0
[12 empty] | 91335 | 558 | 42.85 | 31.13
[12 empty] | 91336 | 559 | 46.36 | 430.82
[12 empty] | 91337 | 560 | 128.87 | 750.08
[12 empty] | 91338 | 561 | 242.96 | 903.94
[12 empty] | 91339 | 562 | 269.18 | 995.77
[12 empty] | 91340 | 563 | 323.49 | 1025.2
[12 empty] | 91341 | 564 | 507.5 | 1030.22
[12 empty] | 91342 | 565 | 599.82 | 1029.8
[12 empty] | 91343 | 566 | 935.19 | 1006.75
[12 empty] | 91344 | 567 | 832.58 | 961.38
[12 empty] | 91345 | 568 | 662.75 | 889.07
[12 empty] | 91346 | 569 | 451.49 | 788.36
[12 empty] | 91347 | 570 | 233.79 | 540.08
[12 empty] | 91348 | 571 | 59.87 | 50.49
[12 empty] | 91349 | 572 | 19.24 | 0
[12 empty] | 91350 | 573 | 0 | 0
[12 empty] | 91351 | 574 | 0 | 0
[12 empty] | 91352 | 575 | 0 | 0
[12 empty] | 91353 | 576 | 0 | 0
[12 empty] | 91354 | 577 | 0 | 0
[12 empty] | 91355 | 578 | 0 | 0
[12 empty] | 91356 | 579 | 0 | 0
[12 empty] | 91357 | 580 | 0 | 0
[12 empty] | 91358 | 581 | 0 | 0
[12 empty] | 91359 | 582 | 54.22 | 84.05
[12 empty] | 91360 | 583 | 183.35 | 480.85
[12 empty] | 91361 | 584 | 396.52 | 776.19
[12 empty] | 91362 | 585 | 615.31 | 904.12
[12 empty] | 91363 | 586 | 804.91 | 981
[12 empty] | 91364 | 587 | 946.39 | 1019.47
[12 empty] | 91365 | 588 | 1030.85 | 1029.22
[12 empty] | 91366 | 589 | 1045.45 | 1018.46
[12 empty] | 91367 | 590 | 982.7 | 1019.04
[12 empty] | 91368 | 591 | 845.98 | 946.98
[12 empty] | 91369 | 592 | 669.77 | 913.89
[12 empty] | 91370 | 593 | 456.35 | 754.72
[12 empty] | 91371 | 594 | 235.38 | 542.14
[12 empty] | 91372 | 595 | 55.6 | 51.13
[12 empty] | 91373 | 596 | 20.11 | 0
[12 empty] | 91374 | 597 | 0 | 0
[12 empty] | 91375 | 598 | 0 | 0
[12 empty] | 91376 | 599 | 0 | 0
[12 empty] | 91377 | 600 | 0 | 0
[12 empty] | 91378 | 601 | 0 | 0
[12 empty] | 91379 | 602 | 0 | 0
[12 empty] | 91380 | 603 | 0 | 0
[12 empty] | 91381 | 604 | 0 | 0
[12 empty] | 91382 | 605 | 0 | 0
[12 empty] | 91383 | 606 | 55.97 | 30.81
[12 empty] | 91384 | 607 | 183.9 | 430.59
[12 empty] | 91385 | 608 | 395.42 | 714.66
[12 empty] | 91386 | 609 | 608.64 | 854.31
[12 empty] | 91387 | 610 | 800.45 | 967.33
[12 empty] | 91388 | 611 | 946.23 | 1018.55
[12 empty] | 91389 | 612 | 1024.8 | 1018.02
[12 empty] | 91390 | 613 | 1034.65 | 1018.3
[12 empty] | 91391 | 614 | 967.5 | 994.4
[12 empty] | 91392 | 615 | 809.97 | 933.54
[12 empty] | 91393 | 616 | 647.22 | 865.72
[12 empty] | 91394 | 617 | 449.46 | 755.66
[12 empty] | 91395 | 618 | 233.99 | 500.76
[12 empty] | 91396 | 619 | 44.21 | 70.41
[12 empty] | 91397 | 620 | 20.99 | 0
[12 empty] | 91398 | 621 | 0 | 0
[12 empty] | 91399 | 622 | 0 | 0
[12 empty] | 91400 | 623 | 0 | 0
[12 empty] | 91401 | 624 | 0 | 0
[12 empty] | 91402 | 625 | 0 | 0
[12 empty] | 91403 | 626 | 0 | 0
[12 empty] | 91404 | 627 | 0 | 0
[12 empty] | 91405 | 628 | 0 | 0
[12 empty] | 91406 | 629 | 0 | 0
[12 empty] | 91407 | 630 | 62.09 | 83.33
[12 empty] | 91408 | 631 | 183.48 | 480.8
[12 empty] | 91409 | 632 | 393.33 | 775.14
[12 empty] | 91410 | 633 | 608.64 | 902.9
[12 empty] | 91411 | 634 | 796.06 | 993.96
[12 empty] | 91412 | 635 | 945.06 | 1012.83
[12 empty] | 91413 | 636 | 1018.81 | 1029.26
[12 empty] | 91414 | 637 | 1034.64 | 1029.32
[12 empty] | 91415 | 638 | 978.03 | 1006.73
[12 empty] | 91416 | 639 | 846.19 | 960.77
[12 empty] | 91417 | 640 | 671.19 | 913.46
[12 empty] | 91418 | 641 | 460.23 | 756.62
[12 empty] | 91419 | 642 | 237.96 | 507.82
[12 empty] | 91420 | 643 | 57.57 | 69.9
[12 empty] | 91421 | 644 | 21.86 | 0
[12 empty] | 91422 | 645 | 0 | 0
[12 empty] | 91423 | 646 | 0 | 0
[12 empty] | 91424 | 647 | 0 | 0
[12 empty] | 91425 | 648 | 0 | 0
[12 empty] | 91426 | 649 | 0 | 0
[12 empty] | 91427 | 650 | 0 | 0
[12 empty] | 91428 | 651 | 0 | 0
[12 empty] | 91429 | 652 | 0 | 0
[12 empty] | 91430 | 653 | 0 | 0
[12 empty] | 91431 | 654 | 60.34 | 83.15
[12 empty] | 91432 | 655 | 183.13 | 430.73
[12 empty] | 91433 | 656 | 392.22 | 681.28
[12 empty] | 91434 | 657 | 602.09 | 829.72
[12 empty] | 91435 | 658 | 787.37 | 944.89
[12 empty] | 91436 | 659 | 903.85 | 1000.2
[12 empty] | 91437 | 660 | 978.7 | 1017.07
[12 empty] | 91438 | 661 | 994.62 | 1017
[12 empty] | 91439 | 662 | 814.54 | 993.68
[12 empty] | 91440 | 663 | 772.96 | 933.67
[12 empty] | 91441 | 664 | 536.01 | 891.36
[12 empty] | 91442 | 665 | 459.38 | 730.98
[12 empty] | 91443 | 666 | 237.67 | 510.2
[12 empty] | 91444 | 667 | 59.79 | 87.98
[12 empty] | 91445 | 668 | 22.74 | 0
[12 empty] | 91446 | 669 | 0 | 0
[12 empty] | 91447 | 670 | 0 | 0
[12 empty] | 91448 | 671 | 0 | 0
[12 empty] | 91449 | 672 | 0 | 0
[12 empty] | 91450 | 673 | 0 | 0
[12 empty] | 91451 | 674 | 0 | 0
[12 empty] | 91452 | 675 | 0 | 0
[12 empty] | 91453 | 676 | 0 | 0
[12 empty] | 91454 | 677 | 0 | 0
[12 empty] | 91455 | 678 | 55.97 | 31.42
[12 empty] | 91456 | 679 | 183.61 | 430.94
[12 empty] | 91457 | 680 | 396.95 | 739.64
[12 empty] | 91458 | 681 | 610.47 | 878.58
[12 empty] | 91459 | 682 | 795.07 | 979.57
[12 empty] | 91460 | 683 | 943.99 | 1012.14
[12 empty] | 91461 | 684 | 1018.9 | 1039.53
[12 empty] | 91462 | 685 | 1033.68 | 1029.03
[12 empty] | 91463 | 686 | 972.56 | 994.38
[12 empty] | 91464 | 687 | 847.72 | 933.08
[12 empty] | 91465 | 688 | 668.96 | 890.38
[12 empty] | 91466 | 689 | 458.49 | 767.13
[12 empty] | 91467 | 690 | 239.99 | 517.23
[12 empty] | 91468 | 691 | 58.39 | 47.21
[12 empty] | 91469 | 692 | 14.87 | 0
[12 empty] | 91470 | 693 | 0 | 0
[12 empty] | 91471 | 694 | 0 | 0
[12 empty] | 91472 | 695 | 0 | 0
[12 empty] | 91473 | 696 | 0 | 0
[12 empty] | 91474 | 697 | 0 | 0
[12 empty] | 91475 | 698 | 0 | 0
[12 empty] | 91476 | 699 | 0 | 0
[12 empty] | 91477 | 700 | 0 | 0
[12 empty] | 91478 | 701 | 0.87 | 0
[12 empty] | 91479 | 702 | 53.34 | 31.44
[12 empty] | 91480 | 703 | 182.72 | 532.66
[12 empty] | 91481 | 704 | 389.53 | 773.7
[12 empty] | 91482 | 705 | 601.32 | 902.27
[12 empty] | 91483 | 706 | 789.82 | 993.43
[12 empty] | 91484 | 707 | 933.78 | 1024.01
[12 empty] | 91485 | 708 | 1013.15 | 1017.17
[12 empty] | 91486 | 709 | 1000.1 | 1016.73
[12 empty] | 91487 | 710 | 749.33 | 1005.68
[12 empty] | 91488 | 711 | 551.02 | 933.81
[12 empty] | 91489 | 712 | 574.64 | 875.23
[12 empty] | 91490 | 713 | 423.52 | 768.1
[12 empty] | 91491 | 714 | 235.08 | 470.24
[12 empty] | 91492 | 715 | 78.37 | 6.23
[12 empty] | 91493 | 716 | 22.74 | 0
[12 empty] | 91494 | 717 | 0 | 0
[12 empty] | 91495 | 718 | 0 | 0
[12 empty] | 91496 | 719 | 0 | 0
[12 empty] | 91497 | 720 | 0 | 0
[12 empty] | 91498 | 721 | 0 | 0
[12 empty] | 91499 | 722 | 0 | 0
[12 empty] | 91500 | 723 | 0 | 0
[12 empty] | 91501 | 724 | 0 | 0
[12 empty] | 91502 | 725 | 4.37 | 0
[12 empty] | 91503 | 726 | 57.71 | 31.49
[12 empty] | 91504 | 727 | 182.51 | 528.25
[12 empty] | 91505 | 728 | 378.8 | 774.22
[12 empty] | 91506 | 729 | 607.02 | 894.02
[12 empty] | 91507 | 730 | 793.26 | 992.64
Formulas:
Solar = DATE([Year],[Month],[Day])

## Load Graphs
Load | Month | Day
2017-05-11 | 5 | 11 | 3126 |  |  | 3126
[5 empty] | Commercial 1 |  |  | Commercial 1
|  |  | 3126 | 1 | 0.61635 | 3126 | 1 | 0.61635
|  |  | 3127 | 2 | 0.60377 | 3127 | 2 | 0.60377
|  |  | 3128 | 3 | 0.59748 | 3128 | 3 | 0.59748
|  |  | 3129 | 4 | 0.61635 | 3129 | 4 | 0.61635
|  |  | 3130 | 5 | 0.64151 | 3130 | 5 | 0.64151
|  |  | 3131 | 6 | 0.71698 | 3131 | 6 | 0.71698
|  |  | 3132 | 7 | 0.77358 | 3132 | 7 | 0.77358
|  |  | 3133 | 8 | 0.77987 | 3133 | 8 | 0.77987
|  |  | 3134 | 9 | 0.73585 | 3134 | 9 | 0.73585
|  |  | 3135 | 10 | 0.67925 | 3135 | 10 | 0.67925
|  |  | 3136 | 11 | 0.66667 | 3136 | 11 | 0.66667
|  |  | 3137 | 12 | 0.6478 | 3137 | 12 | 0.6478
|  |  | 3138 | 13 | 0.66667 | 3138 | 13 | 0.66667
|  |  | 3139 | 14 | 0.6478 | 3139 | 14 | 0.6478
|  |  | 3140 | 15 | 0.62893 | 3140 | 15 | 0.62893
|  |  | 3141 | 16 | 0.67296 | 3141 | 16 | 0.67296
|  |  | 3142 | 17 | 0.72327 | 3142 | 17 | 0.72327
|  |  | 3143 | 18 | 0.7673 | 3143 | 18 | 0.7673
|  |  | 3144 | 19 | 0.77358 | 3144 | 19 | 0.77358
|  |  | 3145 | 20 | 0.80503 | 3145 | 20 | 0.80503
|  |  | 3146 | 21 | 0.89937 | 3146 | 21 | 0.89937
|  |  | 3147 | 22 | 0.88679 | 3147 | 22 | 0.88679
|  |  | 3148 | 23 | 0.79874 | 3148 | 23 | 0.79874
|  |  | 3149 | 24 | 0.7044 | 3149 | 24 | 0.7044
[6 empty] | 3150 | 25 | 0.76101
[6 empty] | 3151 | 26 | 0.71698
[6 empty] | 3152 | 27 | 0.7044
[6 empty] | 3153 | 28 | 0.69811
[6 empty] | 3154 | 29 | 0.69182
[6 empty] | 3155 | 30 | 0.7044
[6 empty] | 3156 | 31 | 0.75472
[6 empty] | 3157 | 32 | 0.81761
[6 empty] | 3158 | 33 | 0.84277
[6 empty] | 3159 | 34 | 0.8805
[6 empty] | 3160 | 35 | 0.84906
[6 empty] | 3161 | 36 | 0.8239
[6 empty] | 3162 | 37 | 0.80503
[6 empty] | 3163 | 38 | 0.81132
[6 empty] | 3164 | 39 | 0.76101
[6 empty] | 3165 | 40 | 0.77358
[6 empty] | 3166 | 41 | 0.77987
[6 empty] | 3167 | 42 | 0.83648
[6 empty] | 3168 | 43 | 0.83648
[6 empty] | 3169 | 44 | 0.90566
[6 empty] | 3170 | 45 | 0.98742
[6 empty] | 3171 | 46 | 1
[6 empty] | 3172 | 47 | 0.91824
[6 empty] | 3173 | 48 | 0.79245
[6 empty] | 3174 | 49 | 0.64151
[6 empty] | 3175 | 50 | 0.60377
[6 empty] | 3176 | 51 | 0.60377
[6 empty] | 3177 | 52 | 0.59119
[6 empty] | 3178 | 53 | 0.62893
[6 empty] | 3179 | 54 | 0.69182
[6 empty] | 3180 | 55 | 0.76101
[6 empty] | 3181 | 56 | 0.77358
[6 empty] | 3182 | 57 | 0.72327
[6 empty] | 3183 | 58 | 0.7044
[6 empty] | 3184 | 59 | 0.72956
[6 empty] | 3185 | 60 | 0.67925
[6 empty] | 3186 | 61 | 0.6478
[6 empty] | 3187 | 62 | 0.6478
[6 empty] | 3188 | 63 | 0.66038
[6 empty] | 3189 | 64 | 0.66038
[6 empty] | 3190 | 65 | 0.67925
[6 empty] | 3191 | 66 | 0.73585
[6 empty] | 3192 | 67 | 0.7673
[6 empty] | 3193 | 68 | 0.86164
[6 empty] | 3194 | 69 | 0.88679
[6 empty] | 3195 | 70 | 0.84906
[6 empty] | 3196 | 71 | 0.7673
[6 empty] | 3197 | 72 | 0.6478
[6 empty] | 3198 | 73 | 0.58491
[6 empty] | 3199 | 74 | 0.54717
[6 empty] | 3200 | 75 | 0.54088
[6 empty] | 3201 | 76 | 0.54717
[6 empty] | 3202 | 77 | 0.57862
[6 empty] | 3203 | 78 | 0.6478
[6 empty] | 3204 | 79 | 0.71069
[6 empty] | 3205 | 80 | 0.73585
[6 empty] | 3206 | 81 | 0.71698
[6 empty] | 3207 | 82 | 0.69811
[6 empty] | 3208 | 83 | 0.7044
[6 empty] | 3209 | 84 | 0.67925
[6 empty] | 3210 | 85 | 0.62264
[6 empty] | 3211 | 86 | 0.63522
[6 empty] | 3212 | 87 | 0.65409
[6 empty] | 3213 | 88 | 0.67925
[6 empty] | 3214 | 89 | 0.73585
[6 empty] | 3215 | 90 | 0.79874
[6 empty] | 3216 | 91 | 0.83648
[6 empty] | 3217 | 92 | 0.91824
[6 empty] | 3218 | 93 | 0.91195
[6 empty] | 3219 | 94 | 0.89308
[6 empty] | 3220 | 95 | 0.7673
[6 empty] | 3221 | 96 | 0.69182
[6 empty] | 3222 | 97 | 0.61635
[6 empty] | 3223 | 98 | 0.61006
[6 empty] | 3224 | 99 | 0.59748
[6 empty] | 3225 | 100 | 0.58491
[6 empty] | 3226 | 101 | 0.60377
[6 empty] | 3227 | 102 | 0.67296
[6 empty] | 3228 | 103 | 0.73585
[6 empty] | 3229 | 104 | 0.74214
[6 empty] | 3230 | 105 | 0.74843
[6 empty] | 3231 | 106 | 0.71698
[6 empty] | 3232 | 107 | 0.71698
[6 empty] | 3233 | 108 | 0.69811
[6 empty] | 3234 | 109 | 0.63522
[6 empty] | 3235 | 110 | 0.61635
[6 empty] | 3236 | 111 | 0.61635
[6 empty] | 3237 | 112 | 0.64151
[6 empty] | 3238 | 113 | 0.66667
[6 empty] | 3239 | 114 | 0.68553
[6 empty] | 3240 | 115 | 0.7044
[6 empty] | 3241 | 116 | 0.7673
[6 empty] | 3242 | 117 | 0.83648
[6 empty] | 3243 | 118 | 0.8239
[6 empty] | 3244 | 119 | 0.77358
[6 empty] | 3245 | 120 | 0.7044
[6 empty] | 3246 | 121 | 0.6478
[6 empty] | 3247 | 122 | 0.59748
[6 empty] | 3248 | 123 | 0.57862
[6 empty] | 3249 | 124 | 0.58491
[6 empty] | 3250 | 125 | 0.58491
[6 empty] | 3251 | 126 | 0.61635
[6 empty] | 3252 | 127 | 0.67296
[6 empty] | 3253 | 128 | 0.72327
[6 empty] | 3254 | 129 | 0.75472
[6 empty] | 3255 | 130 | 0.79245
[6 empty] | 3256 | 131 | 0.73585
[6 empty] | 3257 | 132 | 0.72327
[6 empty] | 3258 | 133 | 0.71069
[6 empty] | 3259 | 134 | 0.69182
[6 empty] | 3260 | 135 | 0.67296
[6 empty] | 3261 | 136 | 0.68553
[6 empty] | 3262 | 137 | 0.66667
[6 empty] | 3263 | 138 | 0.69811
[6 empty] | 3264 | 139 | 0.72327
[6 empty] | 3265 | 140 | 0.78616
[6 empty] | 3266 | 141 | 0.83648
[6 empty] | 3267 | 142 | 0.81761
[6 empty] | 3268 | 143 | 0.75472
[6 empty] | 3269 | 144 | 0.68553
[6 empty] | 3270 | 145 | 0.61635
[6 empty] | 3271 | 146 | 0.60377
[6 empty] | 3272 | 147 | 0.59748
[6 empty] | 3273 | 148 | 0.61635
[6 empty] | 3274 | 149 | 0.64151
[6 empty] | 3275 | 150 | 0.71698
[6 empty] | 3276 | 151 | 0.77358
[6 empty] | 3277 | 152 | 0.77987
[6 empty] | 3278 | 153 | 0.73585
[6 empty] | 3279 | 154 | 0.67925
[6 empty] | 3280 | 155 | 0.66667
[6 empty] | 3281 | 156 | 0.6478
[6 empty] | 3282 | 157 | 0.66667
[6 empty] | 3283 | 158 | 0.6478
[6 empty] | 3284 | 159 | 0.62893
[6 empty] | 3285 | 160 | 0.67296
[6 empty] | 3286 | 161 | 0.72327
[6 empty] | 3287 | 162 | 0.7673
[6 empty] | 3288 | 163 | 0.77358
[6 empty] | 3289 | 164 | 0.80503
[6 empty] | 3290 | 165 | 0.89937
[6 empty] | 3291 | 166 | 0.88679
[6 empty] | 3292 | 167 | 0.79874
[6 empty] | 3293 | 168 | 0.7044
[6 empty] | 3294 | 169 | 0.76101
[6 empty] | 3295 | 170 | 0.71698
[6 empty] | 3296 | 171 | 0.7044
[6 empty] | 3297 | 172 | 0.69811
[6 empty] | 3298 | 173 | 0.69182
[6 empty] | 3299 | 174 | 0.7044
[6 empty] | 3300 | 175 | 0.75472
[6 empty] | 3301 | 176 | 0.81761
[6 empty] | 3302 | 177 | 0.84277
[6 empty] | 3303 | 178 | 0.8805
[6 empty] | 3304 | 179 | 0.84906
[6 empty] | 3305 | 180 | 0.8239
[6 empty] | 3306 | 181 | 0.80503
[6 empty] | 3307 | 182 | 0.81132
[6 empty] | 3308 | 183 | 0.76101
[6 empty] | 3309 | 184 | 0.77358
[6 empty] | 3310 | 185 | 0.77987
[6 empty] | 3311 | 186 | 0.83648
[6 empty] | 3312 | 187 | 0.83648
[6 empty] | 3313 | 188 | 0.90566
[6 empty] | 3314 | 189 | 0.98742
[6 empty] | 3315 | 190 | 1
[6 empty] | 3316 | 191 | 0.91824
[6 empty] | 3317 | 192 | 0.79245
[6 empty] | 3318 | 193 | 0.64151
[6 empty] | 3319 | 194 | 0.60377
[6 empty] | 3320 | 195 | 0.60377
[6 empty] | 3321 | 196 | 0.59119
[6 empty] | 3322 | 197 | 0.62893
[6 empty] | 3323 | 198 | 0.69182
[6 empty] | 3324 | 199 | 0.76101
[6 empty] | 3325 | 200 | 0.77358
[6 empty] | 3326 | 201 | 0.72327
[6 empty] | 3327 | 202 | 0.7044
[6 empty] | 3328 | 203 | 0.72956
[6 empty] | 3329 | 204 | 0.67925
[6 empty] | 3330 | 205 | 0.6478
[6 empty] | 3331 | 206 | 0.6478
[6 empty] | 3332 | 207 | 0.66038
[6 empty] | 3333 | 208 | 0.66038
[6 empty] | 3334 | 209 | 0.67925
[6 empty] | 3335 | 210 | 0.73585
[6 empty] | 3336 | 211 | 0.7673
[6 empty] | 3337 | 212 | 0.86164
[6 empty] | 3338 | 213 | 0.88679
[6 empty] | 3339 | 214 | 0.84906
[6 empty] | 3340 | 215 | 0.7673
[6 empty] | 3341 | 216 | 0.6478
[6 empty] | 3342 | 217 | 0.58491
[6 empty] | 3343 | 218 | 0.54717
[6 empty] | 3344 | 219 | 0.54088
[6 empty] | 3345 | 220 | 0.54717
[6 empty] | 3346 | 221 | 0.57862
[6 empty] | 3347 | 222 | 0.6478
[6 empty] | 3348 | 223 | 0.71069
[6 empty] | 3349 | 224 | 0.73585
[6 empty] | 3350 | 225 | 0.71698
[6 empty] | 3351 | 226 | 0.69811
[6 empty] | 3352 | 227 | 0.7044
[6 empty] | 3353 | 228 | 0.67925
[6 empty] | 3354 | 229 | 0.62264
[6 empty] | 3355 | 230 | 0.63522
[6 empty] | 3356 | 231 | 0.65409
[6 empty] | 3357 | 232 | 0.67925
[6 empty] | 3358 | 233 | 0.73585
[6 empty] | 3359 | 234 | 0.79874
[6 empty] | 3360 | 235 | 0.83648
[6 empty] | 3361 | 236 | 0.91824
[6 empty] | 3362 | 237 | 0.91195
[6 empty] | 3363 | 238 | 0.89308
[6 empty] | 3364 | 239 | 0.7673
[6 empty] | 3365 | 240 | 0.69182
[6 empty] | 3366 | 241 | 0.61635
[6 empty] | 3367 | 242 | 0.61006
[6 empty] | 3368 | 243 | 0.59748
[6 empty] | 3369 | 244 | 0.58491
[6 empty] | 3370 | 245 | 0.60377
[6 empty] | 3371 | 246 | 0.67296
[6 empty] | 3372 | 247 | 0.73585
[6 empty] | 3373 | 248 | 0.74214
[6 empty] | 3374 | 249 | 0.74843
[6 empty] | 3375 | 250 | 0.71698
[6 empty] | 3376 | 251 | 0.71698
[6 empty] | 3377 | 252 | 0.69811
[6 empty] | 3378 | 253 | 0.63522
[6 empty] | 3379 | 254 | 0.61635
[6 empty] | 3380 | 255 | 0.61635
[6 empty] | 3381 | 256 | 0.64151
[6 empty] | 3382 | 257 | 0.66667
[6 empty] | 3383 | 258 | 0.68553
[6 empty] | 3384 | 259 | 0.7044
[6 empty] | 3385 | 260 | 0.7673
[6 empty] | 3386 | 261 | 0.83648
[6 empty] | 3387 | 262 | 0.8239
[6 empty] | 3388 | 263 | 0.77358
[6 empty] | 3389 | 264 | 0.7044
[6 empty] | 3390 | 265 | 0.6478
[6 empty] | 3391 | 266 | 0.59748
[6 empty] | 3392 | 267 | 0.57862
[6 empty] | 3393 | 268 | 0.58491
[6 empty] | 3394 | 269 | 0.58491
[6 empty] | 3395 | 270 | 0.61635
[6 empty] | 3396 | 271 | 0.67296
[6 empty] | 3397 | 272 | 0.72327
[6 empty] | 3398 | 273 | 0.75472
[6 empty] | 3399 | 274 | 0.79245
[6 empty] | 3400 | 275 | 0.73585
[6 empty] | 3401 | 276 | 0.72327
[6 empty] | 3402 | 277 | 0.71069
[6 empty] | 3403 | 278 | 0.69182
[6 empty] | 3404 | 279 | 0.67296
[6 empty] | 3405 | 280 | 0.68553
[6 empty] | 3406 | 281 | 0.66667
[6 empty] | 3407 | 282 | 0.69811
[6 empty] | 3408 | 283 | 0.72327
[6 empty] | 3409 | 284 | 0.78616
[6 empty] | 3410 | 285 | 0.83648
[6 empty] | 3411 | 286 | 0.81761
[6 empty] | 3412 | 287 | 0.75472
[6 empty] | 3413 | 288 | 0.68553
[6 empty] | 3414 | 289 | 0.61635
[6 empty] | 3415 | 290 | 0.60377
[6 empty] | 3416 | 291 | 0.59748
[6 empty] | 3417 | 292 | 0.61635
[6 empty] | 3418 | 293 | 0.64151
[6 empty] | 3419 | 294 | 0.71698
[6 empty] | 3420 | 295 | 0.77358
[6 empty] | 3421 | 296 | 0.77987
[6 empty] | 3422 | 297 | 0.73585
[6 empty] | 3423 | 298 | 0.67925
[6 empty] | 3424 | 299 | 0.66667
[6 empty] | 3425 | 300 | 0.6478
[6 empty] | 3426 | 301 | 0.66667
[6 empty] | 3427 | 302 | 0.6478
[6 empty] | 3428 | 303 | 0.62893
[6 empty] | 3429 | 304 | 0.67296
[6 empty] | 3430 | 305 | 0.72327
[6 empty] | 3431 | 306 | 0.7673
[6 empty] | 3432 | 307 | 0.77358
[6 empty] | 3433 | 308 | 0.80503
[6 empty] | 3434 | 309 | 0.89937
[6 empty] | 3435 | 310 | 0.88679
[6 empty] | 3436 | 311 | 0.79874
[6 empty] | 3437 | 312 | 0.7044
[6 empty] | 3438 | 313 | 0.76101
[6 empty] | 3439 | 314 | 0.71698
[6 empty] | 3440 | 315 | 0.7044
[6 empty] | 3441 | 316 | 0.69811
[6 empty] | 3442 | 317 | 0.69182
[6 empty] | 3443 | 318 | 0.7044
[6 empty] | 3444 | 319 | 0.75472
[6 empty] | 3445 | 320 | 0.81761
[6 empty] | 3446 | 321 | 0.84277
[6 empty] | 3447 | 322 | 0.8805
[6 empty] | 3448 | 323 | 0.84906
[6 empty] | 3449 | 324 | 0.8239
[6 empty] | 3450 | 325 | 0.80503
[6 empty] | 3451 | 326 | 0.81132
[6 empty] | 3452 | 327 | 0.76101
[6 empty] | 3453 | 328 | 0.77358
[6 empty] | 3454 | 329 | 0.77987
[6 empty] | 3455 | 330 | 0.83648
[6 empty] | 3456 | 331 | 0.83648
[6 empty] | 3457 | 332 | 0.90566
[6 empty] | 3458 | 333 | 0.98742
[6 empty] | 3459 | 334 | 1
[6 empty] | 3460 | 335 | 0.91824
[6 empty] | 3461 | 336 | 0.79245
[6 empty] | 3462 | 337 | 0.64151
[6 empty] | 3463 | 338 | 0.60377
[6 empty] | 3464 | 339 | 0.60377
[6 empty] | 3465 | 340 | 0.59119
[6 empty] | 3466 | 341 | 0.62893
[6 empty] | 3467 | 342 | 0.69182
[6 empty] | 3468 | 343 | 0.76101
[6 empty] | 3469 | 344 | 0.77358
[6 empty] | 3470 | 345 | 0.72327
[6 empty] | 3471 | 346 | 0.7044
[6 empty] | 3472 | 347 | 0.72956
[6 empty] | 3473 | 348 | 0.67925
[6 empty] | 3474 | 349 | 0.6478
[6 empty] | 3475 | 350 | 0.6478
[6 empty] | 3476 | 351 | 0.66038
[6 empty] | 3477 | 352 | 0.66038
[6 empty] | 3478 | 353 | 0.67925
[6 empty] | 3479 | 354 | 0.73585
[6 empty] | 3480 | 355 | 0.7673
[6 empty] | 3481 | 356 | 0.86164
[6 empty] | 3482 | 357 | 0.88679
[6 empty] | 3483 | 358 | 0.84906
[6 empty] | 3484 | 359 | 0.7673
[6 empty] | 3485 | 360 | 0.6478
[6 empty] | 3486 | 361 | 0.58491
[6 empty] | 3487 | 362 | 0.54717
[6 empty] | 3488 | 363 | 0.54088
[6 empty] | 3489 | 364 | 0.54717
[6 empty] | 3490 | 365 | 0.57862
[6 empty] | 3491 | 366 | 0.6478
[6 empty] | 3492 | 367 | 0.71069
[6 empty] | 3493 | 368 | 0.73585
[6 empty] | 3494 | 369 | 0.71698
[6 empty] | 3495 | 370 | 0.69811
[6 empty] | 3496 | 371 | 0.7044
[6 empty] | 3497 | 372 | 0.67925
[6 empty] | 3498 | 373 | 0.62264
[6 empty] | 3499 | 374 | 0.63522
[6 empty] | 3500 | 375 | 0.65409
[6 empty] | 3501 | 376 | 0.67925
[6 empty] | 3502 | 377 | 0.73585
[6 empty] | 3503 | 378 | 0.79874
[6 empty] | 3504 | 379 | 0.83648
[6 empty] | 3505 | 380 | 0.91824
[6 empty] | 3506 | 381 | 0.91195
[6 empty] | 3507 | 382 | 0.89308
[6 empty] | 3508 | 383 | 0.7673
[6 empty] | 3509 | 384 | 0.69182
[6 empty] | 3510 | 385 | 0.61635
[6 empty] | 3511 | 386 | 0.61006
[6 empty] | 3512 | 387 | 0.59748
[6 empty] | 3513 | 388 | 0.58491
[6 empty] | 3514 | 389 | 0.60377
[6 empty] | 3515 | 390 | 0.67296
[6 empty] | 3516 | 391 | 0.73585
[6 empty] | 3517 | 392 | 0.74214
[6 empty] | 3518 | 393 | 0.74843
[6 empty] | 3519 | 394 | 0.71698
[6 empty] | 3520 | 395 | 0.71698
[6 empty] | 3521 | 396 | 0.69811
[6 empty] | 3522 | 397 | 0.63522
[6 empty] | 3523 | 398 | 0.61635
[6 empty] | 3524 | 399 | 0.61635
[6 empty] | 3525 | 400 | 0.64151
[6 empty] | 3526 | 401 | 0.66667
[6 empty] | 3527 | 402 | 0.68553
[6 empty] | 3528 | 403 | 0.7044
[6 empty] | 3529 | 404 | 0.7673
[6 empty] | 3530 | 405 | 0.83648
[6 empty] | 3531 | 406 | 0.8239
[6 empty] | 3532 | 407 | 0.77358
[6 empty] | 3533 | 408 | 0.7044
[6 empty] | 3534 | 409 | 0.6478
[6 empty] | 3535 | 410 | 0.59748
[6 empty] | 3536 | 411 | 0.57862
[6 empty] | 3537 | 412 | 0.58491
[6 empty] | 3538 | 413 | 0.58491
[6 empty] | 3539 | 414 | 0.61635
[6 empty] | 3540 | 415 | 0.67296
[6 empty] | 3541 | 416 | 0.72327
[6 empty] | 3542 | 417 | 0.75472
[6 empty] | 3543 | 418 | 0.79245
[6 empty] | 3544 | 419 | 0.73585
[6 empty] | 3545 | 420 | 0.72327
[6 empty] | 3546 | 421 | 0.71069
[6 empty] | 3547 | 422 | 0.69182
[6 empty] | 3548 | 423 | 0.67296
[6 empty] | 3549 | 424 | 0.68553
[6 empty] | 3550 | 425 | 0.66667
[6 empty] | 3551 | 426 | 0.69811
[6 empty] | 3552 | 427 | 0.72327
[6 empty] | 3553 | 428 | 0.78616
[6 empty] | 3554 | 429 | 0.83648
[6 empty] | 3555 | 430 | 0.81761
[6 empty] | 3556 | 431 | 0.75472
[6 empty] | 3557 | 432 | 0.68553
[6 empty] | 3558 | 433 | 0.61635
[6 empty] | 3559 | 434 | 0.60377
[6 empty] | 3560 | 435 | 0.59748
[6 empty] | 3561 | 436 | 0.61635
[6 empty] | 3562 | 437 | 0.64151
[6 empty] | 3563 | 438 | 0.71698
[6 empty] | 3564 | 439 | 0.77358
[6 empty] | 3565 | 440 | 0.77987
[6 empty] | 3566 | 441 | 0.73585
[6 empty] | 3567 | 442 | 0.67925
[6 empty] | 3568 | 443 | 0.66667
[6 empty] | 3569 | 444 | 0.6478
[6 empty] | 3570 | 445 | 0.66667
[6 empty] | 3571 | 446 | 0.6478
[6 empty] | 3572 | 447 | 0.62893
[6 empty] | 3573 | 448 | 0.67296
[6 empty] | 3574 | 449 | 0.72327
[6 empty] | 3575 | 450 | 0.7673
[6 empty] | 3576 | 451 | 0.77358
[6 empty] | 3577 | 452 | 0.80503
[6 empty] | 3578 | 453 | 0.89937
[6 empty] | 3579 | 454 | 0.88679
[6 empty] | 3580 | 455 | 0.79874
[6 empty] | 3581 | 456 | 0.7044
[6 empty] | 3582 | 457 | 0.76101
[6 empty] | 3583 | 458 | 0.71698
[6 empty] | 3584 | 459 | 0.7044
[6 empty] | 3585 | 460 | 0.69811
[6 empty] | 3586 | 461 | 0.69182
[6 empty] | 3587 | 462 | 0.7044
[6 empty] | 3588 | 463 | 0.75472
[6 empty] | 3589 | 464 | 0.81761
[6 empty] | 3590 | 465 | 0.84277
[6 empty] | 3591 | 466 | 0.8805
[6 empty] | 3592 | 467 | 0.84906
[6 empty] | 3593 | 468 | 0.8239
[6 empty] | 3594 | 469 | 0.80503
[6 empty] | 3595 | 470 | 0.81132
[6 empty] | 3596 | 471 | 0.76101
[6 empty] | 3597 | 472 | 0.77358
[6 empty] | 3598 | 473 | 0.77987
[6 empty] | 3599 | 474 | 0.83648
[6 empty] | 3600 | 475 | 0.83648
[6 empty] | 3601 | 476 | 0.90566
[6 empty] | 3602 | 477 | 0.98742
[6 empty] | 3603 | 478 | 1
[6 empty] | 3604 | 479 | 0.91824
[6 empty] | 3605 | 480 | 0.79245
[6 empty] | 3606 | 481 | 0.64151
[6 empty] | 3607 | 482 | 0.60377
[6 empty] | 3608 | 483 | 0.60377
[6 empty] | 3609 | 484 | 0.59119
[6 empty] | 3610 | 485 | 0.62893
[6 empty] | 3611 | 486 | 0.69182
[6 empty] | 3612 | 487 | 0.76101
[6 empty] | 3613 | 488 | 0.77358
[6 empty] | 3614 | 489 | 0.72327
[6 empty] | 3615 | 490 | 0.7044
[6 empty] | 3616 | 491 | 0.72956
[6 empty] | 3617 | 492 | 0.67925
[6 empty] | 3618 | 493 | 0.6478
[6 empty] | 3619 | 494 | 0.6478
[6 empty] | 3620 | 495 | 0.66038
[6 empty] | 3621 | 496 | 0.66038
[6 empty] | 3622 | 497 | 0.67925
[6 empty] | 3623 | 498 | 0.73585
[6 empty] | 3624 | 499 | 0.7673
[6 empty] | 3625 | 500 | 0.86164
[6 empty] | 3626 | 501 | 0.88679
[6 empty] | 3627 | 502 | 0.84906
[6 empty] | 3628 | 503 | 0.7673
[6 empty] | 3629 | 504 | 0.6478
[6 empty] | 3630 | 505 | 0.58491
[6 empty] | 3631 | 506 | 0.54717
[6 empty] | 3632 | 507 | 0.54088
[6 empty] | 3633 | 508 | 0.54717
[6 empty] | 3634 | 509 | 0.57862
[6 empty] | 3635 | 510 | 0.6478
[6 empty] | 3636 | 511 | 0.71069
[6 empty] | 3637 | 512 | 0.73585
[6 empty] | 3638 | 513 | 0.71698
[6 empty] | 3639 | 514 | 0.69811
[6 empty] | 3640 | 515 | 0.7044
[6 empty] | 3641 | 516 | 0.67925
[6 empty] | 3642 | 517 | 0.62264
[6 empty] | 3643 | 518 | 0.63522
[6 empty] | 3644 | 519 | 0.65409
[6 empty] | 3645 | 520 | 0.67925
[6 empty] | 3646 | 521 | 0.73585
[6 empty] | 3647 | 522 | 0.79874
[6 empty] | 3648 | 523 | 0.83648
[6 empty] | 3649 | 524 | 0.91824
[6 empty] | 3650 | 525 | 0.91195
[6 empty] | 3651 | 526 | 0.89308
[6 empty] | 3652 | 527 | 0.7673
[6 empty] | 3653 | 528 | 0.69182
[6 empty] | 3654 | 529 | 0.61635
[6 empty] | 3655 | 530 | 0.61006
[6 empty] | 3656 | 531 | 0.59748
[6 empty] | 3657 | 532 | 0.58491
[6 empty] | 3658 | 533 | 0.60377
[6 empty] | 3659 | 534 | 0.67296
[6 empty] | 3660 | 535 | 0.73585
[6 empty] | 3661 | 536 | 0.74214
[6 empty] | 3662 | 537 | 0.74843
[6 empty] | 3663 | 538 | 0.71698
[6 empty] | 3664 | 539 | 0.71698
[6 empty] | 3665 | 540 | 0.69811
[6 empty] | 3666 | 541 | 0.63522
[6 empty] | 3667 | 542 | 0.61635
[6 empty] | 3668 | 543 | 0.61635
[6 empty] | 3669 | 544 | 0.64151
[6 empty] | 3670 | 545 | 0.66667
[6 empty] | 3671 | 546 | 0.68553
[6 empty] | 3672 | 547 | 0.7044
[6 empty] | 3673 | 548 | 0.7673
[6 empty] | 3674 | 549 | 0.83648
[6 empty] | 3675 | 550 | 0.8239
[6 empty] | 3676 | 551 | 0.77358
[6 empty] | 3677 | 552 | 0.7044
[6 empty] | 3678 | 553 | 0.6478
[6 empty] | 3679 | 554 | 0.59748
[6 empty] | 3680 | 555 | 0.57862
[6 empty] | 3681 | 556 | 0.58491
[6 empty] | 3682 | 557 | 0.58491
[6 empty] | 3683 | 558 | 0.61635
[6 empty] | 3684 | 559 | 0.67296
[6 empty] | 3685 | 560 | 0.72327
[6 empty] | 3686 | 561 | 0.75472
[6 empty] | 3687 | 562 | 0.79245
[6 empty] | 3688 | 563 | 0.73585
[6 empty] | 3689 | 564 | 0.72327
[6 empty] | 3690 | 565 | 0.71069
[6 empty] | 3691 | 566 | 0.69182
[6 empty] | 3692 | 567 | 0.67296
[6 empty] | 3693 | 568 | 0.68553
[6 empty] | 3694 | 569 | 0.66667
[6 empty] | 3695 | 570 | 0.69811
[6 empty] | 3696 | 571 | 0.72327
[6 empty] | 3697 | 572 | 0.78616
[6 empty] | 3698 | 573 | 0.83648
[6 empty] | 3699 | 574 | 0.81761
[6 empty] | 3700 | 575 | 0.75472
[6 empty] | 3701 | 576 | 0.68553
[6 empty] | 3702 | 577 | 0.61635
[6 empty] | 3703 | 578 | 0.60377
[6 empty] | 3704 | 579 | 0.59748
[6 empty] | 3705 | 580 | 0.61635
[6 empty] | 3706 | 581 | 0.64151
[6 empty] | 3707 | 582 | 0.71698
[6 empty] | 3708 | 583 | 0.77358
[6 empty] | 3709 | 584 | 0.77987
[6 empty] | 3710 | 585 | 0.73585
[6 empty] | 3711 | 586 | 0.67925
[6 empty] | 3712 | 587 | 0.66667
[6 empty] | 3713 | 588 | 0.6478
[6 empty] | 3714 | 589 | 0.66667
[6 empty] | 3715 | 590 | 0.6478
[6 empty] | 3716 | 591 | 0.62893
[6 empty] | 3717 | 592 | 0.67296
[6 empty] | 3718 | 593 | 0.72327
[6 empty] | 3719 | 594 | 0.7673
[6 empty] | 3720 | 595 | 0.77358
[6 empty] | 3721 | 596 | 0.80503
[6 empty] | 3722 | 597 | 0.89937
[6 empty] | 3723 | 598 | 0.88679
[6 empty] | 3724 | 599 | 0.79874
[6 empty] | 3725 | 600 | 0.7044
[6 empty] | 3726 | 601 | 0.76101
[6 empty] | 3727 | 602 | 0.71698
[6 empty] | 3728 | 603 | 0.7044
[6 empty] | 3729 | 604 | 0.69811
[6 empty] | 3730 | 605 | 0.69182
[6 empty] | 3731 | 606 | 0.7044
[6 empty] | 3732 | 607 | 0.75472
[6 empty] | 3733 | 608 | 0.81761
[6 empty] | 3734 | 609 | 0.84277
[6 empty] | 3735 | 610 | 0.8805
[6 empty] | 3736 | 611 | 0.84906
[6 empty] | 3737 | 612 | 0.8239
[6 empty] | 3738 | 613 | 0.80503
[6 empty] | 3739 | 614 | 0.81132
[6 empty] | 3740 | 615 | 0.76101
[6 empty] | 3741 | 616 | 0.77358
[6 empty] | 3742 | 617 | 0.77987
[6 empty] | 3743 | 618 | 0.83648
[6 empty] | 3744 | 619 | 0.83648
[6 empty] | 3745 | 620 | 0.90566
[6 empty] | 3746 | 621 | 0.98742
[6 empty] | 3747 | 622 | 1
[6 empty] | 3748 | 623 | 0.91824
[6 empty] | 3749 | 624 | 0.79245
[6 empty] | 3750 | 625 | 0.64151
[6 empty] | 3751 | 626 | 0.60377
[6 empty] | 3752 | 627 | 0.60377
[6 empty] | 3753 | 628 | 0.59119
[6 empty] | 3754 | 629 | 0.62893
[6 empty] | 3755 | 630 | 0.69182
[6 empty] | 3756 | 631 | 0.76101
[6 empty] | 3757 | 632 | 0.77358
[6 empty] | 3758 | 633 | 0.72327
[6 empty] | 3759 | 634 | 0.7044
[6 empty] | 3760 | 635 | 0.72956
[6 empty] | 3761 | 636 | 0.67925
[6 empty] | 3762 | 637 | 0.6478
[6 empty] | 3763 | 638 | 0.6478
[6 empty] | 3764 | 639 | 0.66038
[6 empty] | 3765 | 640 | 0.66038
[6 empty] | 3766 | 641 | 0.67925
[6 empty] | 3767 | 642 | 0.73585
[6 empty] | 3768 | 643 | 0.7673
[6 empty] | 3769 | 644 | 0.86164
[6 empty] | 3770 | 645 | 0.88679
[6 empty] | 3771 | 646 | 0.84906
[6 empty] | 3772 | 647 | 0.7673
[6 empty] | 3773 | 648 | 0.6478
[6 empty] | 3774 | 649 | 0.58491
[6 empty] | 3775 | 650 | 0.54717
[6 empty] | 3776 | 651 | 0.54088
[6 empty] | 3777 | 652 | 0.54717
[6 empty] | 3778 | 653 | 0.57862
[6 empty] | 3779 | 654 | 0.6478
[6 empty] | 3780 | 655 | 0.71069
[6 empty] | 3781 | 656 | 0.73585
[6 empty] | 3782 | 657 | 0.71698
[6 empty] | 3783 | 658 | 0.69811
[6 empty] | 3784 | 659 | 0.7044
[6 empty] | 3785 | 660 | 0.67925
[6 empty] | 3786 | 661 | 0.62264
[6 empty] | 3787 | 662 | 0.63522
[6 empty] | 3788 | 663 | 0.65409
[6 empty] | 3789 | 664 | 0.67925
[6 empty] | 3790 | 665 | 0.73585
[6 empty] | 3791 | 666 | 0.79874
[6 empty] | 3792 | 667 | 0.83648
[6 empty] | 3793 | 668 | 0.91824
[6 empty] | 3794 | 669 | 0.91195
[6 empty] | 3795 | 670 | 0.89308
[6 empty] | 3796 | 671 | 0.7673
[6 empty] | 3797 | 672 | 0.69182
[6 empty] | 3798 | 673 | 0.61635
[6 empty] | 3799 | 674 | 0.61006
[6 empty] | 3800 | 675 | 0.59748
[6 empty] | 3801 | 676 | 0.58491
[6 empty] | 3802 | 677 | 0.60377
[6 empty] | 3803 | 678 | 0.67296
[6 empty] | 3804 | 679 | 0.73585
[6 empty] | 3805 | 680 | 0.74214
[6 empty] | 3806 | 681 | 0.74843
[6 empty] | 3807 | 682 | 0.71698
[6 empty] | 3808 | 683 | 0.71698
[6 empty] | 3809 | 684 | 0.69811
[6 empty] | 3810 | 685 | 0.63522
[6 empty] | 3811 | 686 | 0.61635
[6 empty] | 3812 | 687 | 0.61635
[6 empty] | 3813 | 688 | 0.64151
[6 empty] | 3814 | 689 | 0.66667
[6 empty] | 3815 | 690 | 0.68553
[6 empty] | 3816 | 691 | 0.7044
[6 empty] | 3817 | 692 | 0.7673
[6 empty] | 3818 | 693 | 0.83648
[6 empty] | 3819 | 694 | 0.8239
[6 empty] | 3820 | 695 | 0.77358
[6 empty] | 3821 | 696 | 0.7044
[6 empty] | 3822 | 697 | 0.6478
[6 empty] | 3823 | 698 | 0.59748
[6 empty] | 3824 | 699 | 0.57862
[6 empty] | 3825 | 700 | 0.58491
[6 empty] | 3826 | 701 | 0.58491
[6 empty] | 3827 | 702 | 0.61635
[6 empty] | 3828 | 703 | 0.67296
[6 empty] | 3829 | 704 | 0.72327
[6 empty] | 3830 | 705 | 0.75472
[6 empty] | 3831 | 706 | 0.79245
[6 empty] | 3832 | 707 | 0.73585
[6 empty] | 3833 | 708 | 0.72327
[6 empty] | 3834 | 709 | 0.71069
[6 empty] | 3835 | 710 | 0.69182
[6 empty] | 3836 | 711 | 0.67296
[6 empty] | 3837 | 712 | 0.68553
[6 empty] | 3838 | 713 | 0.66667
[6 empty] | 3839 | 714 | 0.69811
[6 empty] | 3840 | 715 | 0.72327
[6 empty] | 3841 | 716 | 0.78616
[6 empty] | 3842 | 717 | 0.83648
[6 empty] | 3843 | 718 | 0.81761
[6 empty] | 3844 | 719 | 0.75472
[6 empty] | 3845 | 720 | 0.68553
[6 empty] | 3846 | 721 | 0.61635
[6 empty] | 3847 | 722 | 0.60377
[6 empty] | 3848 | 723 | 0.59748
[6 empty] | 3849 | 724 | 0.61635
[6 empty] | 3850 | 725 | 0.64151
[6 empty] | 3851 | 726 | 0.71698
[6 empty] | 3852 | 727 | 0.77358
[6 empty] | 3853 | 728 | 0.77987
[6 empty] | 3854 | 729 | 0.73585
[6 empty] | 3855 | 730 | 0.67925

## Load Shapes
2
| Col - Hr | Row -Day |  | Commercial 1 | Flat | Commercial 1 | Commercial 2 | EV | AEP | Allgen Pwr | ATSI | Chicago | Dayton | DEOK | DOM | Pittsburg | E Kentky | PJM | Day |  |  | AEP | Alen Pwr | ATSI | Chicago | Dayton | DEOK | DOM | Pittsburg | E Kentky | PJM | Commercial 1 | Commercial 2 | EV
[5 empty] | 100% | 71.88% | 73.02% | 83.97% | 65.71% | 66.42% | 61.11% | 52.22% | 60.67% | 58.76% | 57.15% | 57.99% | 51.71% | 55.65% | Mon = 1 |  |  | 22098 | 8465 | 12515 | 21341 | 3287 | 5184 | 19506 | 2705 | 2841 | 55795 | 1.59 | 1.66 | 15536.75
2016-12-31
1 | 1 | 1 | 2017-01-01 | 0.64151 | 1 | 0.64151 | 0.59639 | 0.77096 | 0.57978 | 0.59126 | 0.51922 | 0.47191 | 0.52175 | 0.51061 | 0.50651 | 0.52237 | 0.48539 | 0.48196 | 7 | 3 | 1 | 12812 | 5005 | 6498 | 10071 | 1715 | 2647 | 9880 | 1413 | 1379 | 26891 | 1.02 | 0.99 | 11978.235
2 | 2 | 1 | 2017-01-01 | 0.60377 | 1 | 0.60377 | 0.57831 | 0.74542 | 0.56512 | 0.572 | 0.50108 | 0.45073 | 0.50472 | 0.49383 | 0.49339 | 0.50499 | 0.4685 | 0.46334 | 7 | 3 | 2 | 12488 | 4842 | 6271 | 9619 | 1659 | 2560 | 9624 | 1366 | 1331 | 25852 | 0.96 | 0.96 | 11581.36
3 | 3 | 1 | 2017-01-01 | 0.60377 | 1 | 0.60377 | 0.56024 | 0.72049 | 0.5581 | 0.5635 | 0.49317 | 0.43723 | 0.4965 | 0.48457 | 0.48888 | 0.4939 | 0.4604 | 0.45309 | 7 | 3 | 3 | 12333 | 4770 | 6172 | 9331 | 1632 | 2512 | 9536 | 1336 | 1308 | 25280 | 0.96 | 0.93 | 11194.145
4 | 4 | 1 | 2017-01-01 | 0.59119 | 1 | 0.59119 | 0.54819 | 0.6999 | 0.55697 | 0.56066 | 0.48901 | 0.42894 | 0.49407 | 0.48013 | 0.48949 | 0.48835 | 0.45583 | 0.45013 | 7 | 3 | 4 | 12308 | 4746 | 6120 | 9154 | 1624 | 2489 | 9548 | 1321 | 1295 | 25115 | 0.94 | 0.91 | 10874.225
5 | 5 | 1 | 2017-01-01 | 0.62893 | 1 | 0.62893 | 0.54819 | 0.68772 | 0.56245 | 0.56598 | 0.49021 | 0.42472 | 0.49589 | 0.48225 | 0.49651 | 0.48872 | 0.45653 | 0.45411 | 7 | 3 | 5 | 12429 | 4791 | 6135 | 9064 | 1630 | 2500 | 9685 | 1322 | 1297 | 25337 | 1 | 0.91 | 10684.93
6 | 6 | 1 | 2017-01-01 | 0.69182 | 1 | 0.69182 | 0.56627 | 0.67866 | 0.57503 | 0.57803 | 0.49828 | 0.42599 | 0.50472 | 0.48939 | 0.51071 | 0.49538 | 0.46498 | 0.46424 | 7 | 3 | 6 | 12707 | 4893 | 6236 | 9091 | 1659 | 2537 | 9962 | 1340 | 1321 | 25902 | 1.1 | 0.94 | 10544.215
7 | 7 | 1 | 2017-01-01 | 0.76101 | 1 | 0.76101 | 0.62651 | 0.66367 | 0.59657 | 0.59716 | 0.51123 | 0.4317 | 0.51841 | 0.49904 | 0.53081 | 0.50462 | 0.478 | 0.48063 | 7 | 3 | 7 | 13183 | 5055 | 6398 | 9213 | 1704 | 2587 | 10354 | 1365 | 1358 | 26817 | 1.21 | 1.04 | 10311.225
8 | 8 | 1 | 2017-01-01 | 0.77358 | 1 | 0.77358 | 0.6988 | 0.63637 | 0.62472 | 0.62575 | 0.53128 | 0.43915 | 0.54122 | 0.51833 | 0.55485 | 0.51645 | 0.50616 | 0.49904 | 7 | 3 | 8 | 13805 | 5297 | 6649 | 9372 | 1779 | 2687 | 10823 | 1397 | 1438 | 27844 | 1.23 | 1.16 | 9887.07
9 | 9 | 1 | 2017-01-01 | 0.72327 | 1 | 0.72327 | 0.73494 | 0.65776 | 0.64517 | 0.64784 | 0.54638 | 0.44426 | 0.56404 | 0.538 | 0.57223 | 0.53124 | 0.5396 | 0.51535 | 7 | 3 | 9 | 14257 | 5484 | 6838 | 9481 | 1854 | 2789 | 11162 | 1437 | 1533 | 28754 | 1.15 | 1.22 | 10219.53
10 | 10 | 1 | 2017-01-01 | 0.7044 | 1 | 0.7044 | 0.74096 | 0.69482 | 0.65309 | 0.6567 | 0.56125 | 0.45335 | 0.57803 | 0.55324 | 0.57203 | 0.54529 | 0.56142 | 0.51845 | 7 | 3 | 10 | 14432 | 5559 | 7024 | 9675 | 1900 | 2868 | 11158 | 1475 | 1595 | 28927 | 1.12 | 1.23 | 10795.295
11 | 11 | 1 | 2017-01-01 | 0.72956 | 1 | 0.72956 | 0.73494 | 0.7323 | 0.64553 | 0.65198 | 0.56924 | 0.4623 | 0.57834 | 0.55536 | 0.55644 | 0.55231 | 0.55544 | 0.51381 | 7 | 3 | 11 | 14265 | 5519 | 7124 | 9866 | 1901 | 2879 | 10854 | 1494 | 1578 | 28668 | 1.16 | 1.22 | 11377.635
12 | 12 | 1 | 2017-01-01 | 0.67925 | 1 | 0.67925 | 0.74096 | 0.74794 | 0.63576 | 0.64182 | 0.57028 | 0.46661 | 0.57438 | 0.5515 | 0.53999 | 0.55453 | 0.53925 | 0.50809 | 7 | 3 | 12 | 14049 | 5433 | 7137 | 9958 | 1888 | 2859 | 10533 | 1500 | 1532 | 28349 | 1.08 | 1.23 | 11620.63
13 | 13 | 1 | 2017-01-01 | 0.6478 | 1 | 0.6478 | 0.75904 | 0.74218 | 0.6258 | 0.62871 | 0.56876 | 0.46844 | 0.56587 | 0.5434 | 0.52763 | 0.55453 | 0.52974 | 0.50134 | 7 | 3 | 13 | 13829 | 5322 | 7118 | 9997 | 1860 | 2817 | 10292 | 1500 | 1505 | 27972 | 1.03 | 1.26 | 11531.12
14 | 14 | 1 | 2017-01-01 | 0.6478 | 1 | 0.6478 | 0.77711 | 0.75233 | 0.61273 | 0.61394 | 0.5626 | 0.46774 | 0.5537 | 0.53337 | 0.51471 | 0.55231 | 0.51355 | 0.49366 | 7 | 3 | 14 | 13540 | 5197 | 7041 | 9982 | 1820 | 2765 | 10040 | 1494 | 1459 | 27544 | 1.03 | 1.29 | 11688.74
15 | 15 | 1 | 2017-01-01 | 0.66038 | 1 | 0.66038 | 0.79518 | 0.7566 | 0.60164 | 0.60177 | 0.55541 | 0.466 | 0.54457 | 0.52623 | 0.50646 | 0.54861 | 0.50018 | 0.49126 | 7 | 3 | 15 | 13295 | 5094 | 6951 | 9945 | 1790 | 2728 | 9879 | 1484 | 1421 | 27410 | 1.05 | 1.32 | 11755.12
16 | 16 | 1 | 2017-01-01 | 0.66038 | 1 | 0.66038 | 0.84337 | 0.75794 | 0.59788 | 0.60154 | 0.55246 | 0.46493 | 0.54153 | 0.52083 | 0.5062 | 0.54455 | 0.49349 | 0.49515 | 7 | 3 | 16 | 13212 | 5092 | 6914 | 9922 | 1780 | 2700 | 9874 | 1473 | 1402 | 27627 | 1.05 | 1.4 | 11775.96
17 | 17 | 1 | 2017-01-01 | 0.67925 | 1 | 0.67925 | 0.87349 | 0.74929 | 0.60784 | 0.61985 | 0.56492 | 0.47097 | 0.55157 | 0.52758 | 0.5242 | 0.55601 | 0.49877 | 0.52032 | 7 | 3 | 17 | 13432 | 5247 | 7070 | 10051 | 1813 | 2735 | 10225 | 1504 | 1417 | 29031 | 1.08 | 1.45 | 11641.495
18 | 18 | 1 | 2017-01-01 | 0.73585 | 1 | 0.73585 | 0.95783 | 0.72694 | 0.64436 | 0.66781 | 0.59984 | 0.5018 | 0.58899 | 0.55941 | 0.56572 | 0.58965 | 0.52411 | 0.56335 | 7 | 3 | 18 | 14239 | 5653 | 7507 | 10709 | 1936 | 2900 | 11035 | 1595 | 1489 | 31432 | 1.17 | 1.59 | 11294.21
19 | 19 | 1 | 2017-01-01 | 0.7673 | 1 | 0.7673 | 0.98193 | 0.72784 | 0.66124 | 0.67998 | 0.61151 | 0.52453 | 0.59963 | 0.56906 | 0.57511 | 0.59741 | 0.53326 | 0.57294 | 7 | 3 | 19 | 14612 | 5756 | 7653 | 11194 | 1971 | 2950 | 11218 | 1616 | 1515 | 31967 | 1.22 | 1.63 | 11308.32
20 | 20 | 1 | 2017-01-01 | 0.86164 | 1 | 0.86164 | 1 | 0.80601 | 0.65861 | 0.68139 | 0.61031 | 0.52467 | 0.5972 | 0.56424 | 0.57387 | 0.59409 | 0.5315 | 0.57367 | 7 | 3 | 20 | 14554 | 5768 | 7638 | 11197 | 1963 | 2925 | 11194 | 1607 | 1510 | 32008 | 1.37 | 1.66 | 12522.705
21 | 21 | 1 | 2017-01-01 | 0.88679 | 1 | 0.88679 | 0.99398 | 0.81962 | 0.65676 | 0.6847 | 0.60655 | 0.52364 | 0.59446 | 0.5598 | 0.57106 | 0.59372 | 0.52658 | 0.57455 | 7 | 3 | 21 | 14513 | 5796 | 7591 | 11175 | 1954 | 2902 | 11139 | 1606 | 1496 | 32057 | 1.41 | 1.65 | 12734.27
22 | 22 | 1 | 2017-01-01 | 0.84906 | 1 | 0.84906 | 0.90964 | 0.81392 | 0.64463 | 0.67064 | 0.59417 | 0.51928 | 0.58169 | 0.54861 | 0.55829 | 0.58521 | 0.50827 | 0.56503 | 7 | 3 | 22 | 14245 | 5677 | 7436 | 11082 | 1912 | 2844 | 10890 | 1583 | 1444 | 31526 | 1.35 | 1.51 | 12645.685
23 | 23 | 1 | 2017-01-01 | 0.7673 | 1 | 0.7673 | 0.79518 | 0.80175 | 0.62331 | 0.64749 | 0.57443 | 0.50954 | 0.55978 | 0.52701 | 0.53707 | 0.56562 | 0.48539 | 0.54378 | 7 | 3 | 23 | 13774 | 5481 | 7189 | 10874 | 1840 | 2732 | 10476 | 1530 | 1379 | 30340 | 1.22 | 1.32 | 12456.54
24 | 24 | 1 | 2017-01-01 | 0.6478 | 1 | 0.6478 | 0.68675 | 0.77447 | 0.59634 | 0.61937 | 0.54878 | 0.48962 | 0.53818 | 0.50174 | 0.5102 | 0.53715 | 0.45583 | 0.51635 | 7 | 3 | 24 | 13178 | 5243 | 6868 | 10449 | 1769 | 2601 | 9952 | 1453 | 1295 | 28810 | 1.03 | 1.14 | 12032.68
25 | 1 | 2 | 2017-01-02 | 0.58491 | 1 | 0.58491 | 0.64458 | 0.80131 | 0.56195 | 0.5974 | 0.52225 | 0.46197 | 0.50776 | 0.48302 | 0.48252 | 0.5061 | 0.43013 | 0.49354 | 1 | 1 | 25 | 12418 | 5057 | 6536 | 9859 | 1669 | 2504 | 9412 | 1369 | 1222 | 27537 | 0.93 | 1.07 | 12449.825
26 | 2 | 2 | 2017-01-02 | 0.54717 | 1 | 0.54717 | 0.62048 | 0.77242 | 0.54973 | 0.58429 | 0.50915 | 0.44403 | 0.49224 | 0.46875 | 0.46842 | 0.49094 | 0.41605 | 0.47967 | 1 | 1 | 26 | 12148 | 4946 | 6372 | 9476 | 1618 | 2430 | 9137 | 1328 | 1182 | 26763 | 0.87 | 1.03 | 12000.945
27 | 3 | 2 | 2017-01-02 | 0.54088 | 1 | 0.54088 | 0.60843 | 0.74901 | 0.54566 | 0.57956 | 0.50276 | 0.43255 | 0.48707 | 0.45949 | 0.46232 | 0.48392 | 0.40795 | 0.47377 | 1 | 1 | 27 | 12058 | 4906 | 6292 | 9231 | 1601 | 2382 | 9018 | 1309 | 1159 | 26434 | 0.86 | 1.01 | 11637.225
28 | 4 | 2 | 2017-01-02 | 0.54717 | 1 | 0.54717 | 0.62048 | 0.73082 | 0.54661 | 0.57956 | 0.5002 | 0.42716 | 0.48737 | 0.45756 | 0.46334 | 0.48355 | 0.40549 | 0.47338 | 1 | 1 | 28 | 12079 | 4906 | 6260 | 9116 | 1602 | 2372 | 9038 | 1308 | 1152 | 26412 | 0.87 | 1.03 | 11354.585
29 | 5 | 2 | 2017-01-02 | 0.57862 | 1 | 0.57862 | 0.63855 | 0.71832 | 0.55593 | 0.59114 | 0.50859 | 0.4265 | 0.49711 | 0.46798 | 0.47437 | 0.49057 | 0.41183 | 0.48253 | 1 | 1 | 29 | 12285 | 5004 | 6365 | 9102 | 1634 | 2426 | 9253 | 1327 | 1170 | 26923 | 0.92 | 1.06 | 11160.345
30 | 6 | 2 | 2017-01-02 | 0.6478 | 1 | 0.6478 | 0.69277 | 0.72546 | 0.58177 | 0.61831 | 0.53144 | 0.43597 | 0.52327 | 0.49132 | 0.49605 | 0.51312 | 0.434 | 0.5046 | 1 | 1 | 30 | 12856 | 5234 | 6651 | 9304 | 1720 | 2547 | 9676 | 1388 | 1233 | 28154 | 1.03 | 1.15 | 11271.335
31 | 7 | 2 | 2017-01-02 | 0.71069 | 1 | 0.71069 | 0.75904 | 0.7356 | 0.62092 | 0.65824 | 0.56964 | 0.46019 | 0.55978 | 0.52701 | 0.52517 | 0.54861 | 0.47589 | 0.53587 | 1 | 1 | 31 | 13721 | 5572 | 7129 | 9821 | 1840 | 2732 | 10244 | 1484 | 1352 | 29899 | 1.13 | 1.26 | 11428.795
32 | 8 | 2 | 2017-01-02 | 0.73585 | 1 | 0.73585 | 0.74699 | 0.74366 | 0.65146 | 0.68647 | 0.60024 | 0.49351 | 0.59142 | 0.55382 | 0.54645 | 0.57967 | 0.49736 | 0.55716 | 1 | 1 | 32 | 14396 | 5811 | 7512 | 10532 | 1944 | 2871 | 10659 | 1568 | 1413 | 31087 | 1.17 | 1.24 | 11554.04
33 | 9 | 2 | 2017-01-02 | 0.71698 | 1 | 0.71698 | 0.71084 | 0.84656 | 0.66096 | 0.69581 | 0.60727 | 0.51075 | 0.60176 | 0.56192 | 0.55726 | 0.59002 | 0.48962 | 0.57132 | 1 | 1 | 33 | 14606 | 5890 | 7600 | 10900 | 1978 | 2913 | 10870 | 1596 | 1391 | 31877 | 1.14 | 1.18 | 13152.805
34 | 10 | 2 | 2017-01-02 | 0.69811 | 1 | 0.69811 | 0.6988 | 0.91285 | 0.66807 | 0.70136 | 0.61558 | 0.51567 | 0.61272 | 0.57215 | 0.56772 | 0.59667 | 0.49771 | 0.58487 | 1 | 1 | 34 | 14763 | 5937 | 7704 | 11005 | 2014 | 2966 | 11074 | 1614 | 1414 | 32633 | 1.11 | 1.16 | 14182.66
35 | 11 | 2 | 2017-01-02 | 0.7044 | 1 | 0.7044 | 0.72289 | 0.9624 | 0.66979 | 0.7023 | 0.62349 | 0.52059 | 0.62063 | 0.57716 | 0.56941 | 0.60222 | 0.49595 | 0.59127 | 1 | 1 | 35 | 14801 | 5945 | 7803 | 11110 | 2040 | 2992 | 11107 | 1629 | 1409 | 32990 | 1.12 | 1.2 | 14952.575
36 | 12 | 2 | 2017-01-02 | 0.67925 | 1 | 0.67925 | 0.72289 | 0.97754 | 0.66377 | 0.69427 | 0.62317 | 0.525 | 0.61789 | 0.57388 | 0.56434 | 0.60333 | 0.48539 | 0.59193 | 1 | 1 | 36 | 14668 | 5877 | 7799 | 11204 | 2031 | 2975 | 11008 | 1632 | 1379 | 33027 | 1.08 | 1.2 | 15187.805
37 | 13 | 2 | 2017-01-02 | 0.62264 | 1 | 0.62264 | 0.6988 | 0.95214 | 0.65391 | 0.68163 | 0.62006 | 0.52491 | 0.61059 | 0.56906 | 0.55532 | 0.60185 | 0.47624 | 0.58822 | 1 | 1 | 37 | 14450 | 5770 | 7760 | 11202 | 2007 | 2950 | 10832 | 1628 | 1353 | 32820 | 0.99 | 1.16 | 14793.225
38 | 14 | 2 | 2017-01-02 | 0.63522 | 1 | 0.63522 | 0.6988 | 0.97576 | 0.64508 | 0.671 | 0.61654 | 0.52172 | 0.60055 | 0.56559 | 0.54424 | 0.60037 | 0.47202 | 0.58373 | 1 | 1 | 38 | 14255 | 5680 | 7716 | 11134 | 1974 | 2932 | 10616 | 1624 | 1341 | 32569 | 1.01 | 1.16 | 15160.185
39 | 15 | 2 | 2017-01-02 | 0.65409 | 1 | 0.65409 | 0.70482 | 1 | 0.63191 | 0.66273 | 0.60975 | 0.52036 | 0.59477 | 0.5598 | 0.53742 | 0.59519 | 0.45547 | 0.58005 | 1 | 1 | 39 | 13964 | 5610 | 7631 | 11105 | 1955 | 2902 | 10483 | 1610 | 1294 | 32364 | 1.04 | 1.17 | 15536.75
40 | 16 | 2 | 2017-01-02 | 0.67925 | 1 | 0.67925 | 0.72289 | 0.99944 | 0.62662 | 0.66261 | 0.60567 | 0.51872 | 0.58473 | 0.55633 | 0.53891 | 0.59519 | 0.45688 | 0.58202 | 1 | 1 | 40 | 13847 | 5609 | 7580 | 11070 | 1922 | 2884 | 10512 | 1610 | 1298 | 32474 | 1.08 | 1.2 | 15528.105
41 | 17 | 2 | 2017-01-02 | 0.73585 | 1 | 0.73585 | 0.78313 | 0.98608 | 0.63608 | 0.68116 | 0.61526 | 0.52322 | 0.59233 | 0.56462 | 0.55593 | 0.60961 | 0.47166 | 0.60584 | 1 | 1 | 41 | 14056 | 5766 | 7700 | 11166 | 1947 | 2927 | 10844 | 1649 | 1340 | 33803 | 1.17 | 1.3 | 15320.515
42 | 18 | 2 | 2017-01-02 | 0.79874 | 1 | 0.79874 | 0.81325 | 0.92154 | 0.67504 | 0.72747 | 0.65146 | 0.55532 | 0.62884 | 0.59298 | 0.5953 | 0.64104 | 0.50088 | 0.64117 | 1 | 1 | 42 | 14917 | 6158 | 8153 | 11851 | 2067 | 3074 | 11612 | 1734 | 1423 | 35774 | 1.27 | 1.35 | 14317.695
43 | 19 | 2 | 2017-01-02 | 0.83648 | 1 | 0.83648 | 0.8494 | 0.8823 | 0.68282 | 0.73373 | 0.65529 | 0.58207 | 0.63766 | 0.60127 | 0.60043 | 0.64325 | 0.51637 | 0.63909 | 1 | 1 | 43 | 15089 | 6211 | 8201 | 12422 | 2096 | 3117 | 11712 | 1740 | 1467 | 35658 | 1.33 | 1.41 | 13708.055
44 | 20 | 2 | 2017-01-02 | 0.91824 | 1 | 0.91824 | 0.90361 | 0.93549 | 0.67345 | 0.73018 | 0.64754 | 0.57767 | 0.62975 | 0.5951 | 0.59161 | 0.63549 | 0.51214 | 0.62792 | 1 | 1 | 44 | 14882 | 6181 | 8104 | 12328 | 2070 | 3085 | 11540 | 1719 | 1455 | 35035 | 1.46 | 1.5 | 14534.475
45 | 21 | 2 | 2017-01-02 | 0.91195 | 1 | 0.91195 | 0.93976 | 0.93593 | 0.66137 | 0.71778 | 0.635 | 0.572 | 0.61698 | 0.58372 | 0.57987 | 0.62329 | 0.50334 | 0.61212 | 1 | 1 | 45 | 14615 | 6076 | 7947 | 12207 | 2028 | 3026 | 11311 | 1686 | 1430 | 34153 | 1.45 | 1.56 | 14541.295
46 | 22 | 2 | 2017-01-02 | 0.89308 | 1 | 0.89308 | 0.89759 | 0.9084 | 0.64155 | 0.69132 | 0.61223 | 0.56225 | 0.59538 | 0.56308 | 0.55716 | 0.6037 | 0.48117 | 0.58536 | 1 | 1 | 46 | 14177 | 5852 | 7662 | 11999 | 1957 | 2919 | 10868 | 1633 | 1367 | 32660 | 1.42 | 1.49 | 14113.52
47 | 23 | 2 | 2017-01-02 | 0.7673 | 1 | 0.7673 | 0.8012 | 0.88374 | 0.60974 | 0.65458 | 0.58194 | 0.5443 | 0.56495 | 0.5299 | 0.52594 | 0.57043 | 0.45019 | 0.54892 | 1 | 1 | 47 | 13474 | 5541 | 7283 | 11616 | 1857 | 2747 | 10259 | 1543 | 1279 | 30627 | 1.22 | 1.33 | 13730.465
48 | 24 | 2 | 2017-01-02 | 0.69182 | 1 | 0.69182 | 0.69277 | 0.84359 | 0.57245 | 0.61831 | 0.54726 | 0.51422 | 0.5321 | 0.49614 | 0.49031 | 0.53309 | 0.41288 | 0.51012 | 1 | 1 | 48 | 12650 | 5234 | 6849 | 10974 | 1749 | 2572 | 9564 | 1442 | 1173 | 28462 | 1.1 | 1.15 | 13106.685
49 | 1 | 3 | 2017-01-03 | 0.61635 | 1 | 0.61635 | 0.64458 | 0.80131 | 0.55372 | 0.58701 | 0.53176 | 0.47931 | 0.51141 | 0.47859 | 0.48072 | 0.49612 | 0.39352 | 0.48555 | 2 | 1 | 49 | 12236 | 4969 | 6655 | 10229 | 1681 | 2481 | 9377 | 1342 | 1118 | 27091 | 0.98 | 1.07 | 12449.825
50 | 2 | 3 | 2017-01-03 | 0.61006 | 1 | 0.61006 | 0.62048 | 0.77242 | 0.53534 | 0.57153 | 0.51578 | 0.45532 | 0.49255 | 0.46161 | 0.46678 | 0.47616 | 0.37804 | 0.46517 | 2 | 1 | 50 | 11830 | 4838 | 6455 | 9717 | 1619 | 2393 | 9105 | 1288 | 1074 | 25954 | 0.97 | 1.03 | 12000.945
51 | 3 | 3 | 2017-01-03 | 0.59748 | 1 | 0.59748 | 0.62048 | 0.74901 | 0.5262 | 0.56551 | 0.50715 | 0.44122 | 0.48129 | 0.45023 | 0.45945 | 0.46728 | 0.36959 | 0.45441 | 2 | 1 | 51 | 11628 | 4787 | 6347 | 9416 | 1582 | 2334 | 8962 | 1264 | 1050 | 25354 | 0.95 | 1.03 | 11637.225
52 | 4 | 3 | 2017-01-03 | 0.58491 | 1 | 0.58491 | 0.62048 | 0.73082 | 0.52435 | 0.56468 | 0.50396 | 0.43377 | 0.47642 | 0.44657 | 0.45986 | 0.46506 | 0.36044 | 0.45156 | 2 | 1 | 52 | 11587 | 4780 | 6307 | 9257 | 1566 | 2315 | 8970 | 1258 | 1024 | 25195 | 0.93 | 1.03 | 11354.585
53 | 5 | 3 | 2017-01-03 | 0.60377 | 1 | 0.60377 | 0.64458 | 0.71832 | 0.53561 | 0.57815 | 0.5125 | 0.43217 | 0.48585 | 0.45467 | 0.47334 | 0.47394 | 0.37276 | 0.46153 | 2 | 1 | 53 | 11836 | 4894 | 6414 | 9223 | 1597 | 2357 | 9233 | 1282 | 1059 | 25751 | 0.96 | 1.07 | 11160.345
54 | 6 | 3 | 2017-01-03 | 0.67296 | 1 | 0.67296 | 0.6988 | 0.72546 | 0.56616 | 0.60803 | 0.54079 | 0.44267 | 0.51688 | 0.48322 | 0.50482 | 0.49575 | 0.39599 | 0.4915 | 2 | 1 | 54 | 12511 | 5147 | 6768 | 9447 | 1699 | 2505 | 9847 | 1341 | 1125 | 27423 | 1.07 | 1.16 | 11271.335
55 | 7 | 3 | 2017-01-03 | 0.73585 | 1 | 0.73585 | 0.77108 | 0.7356 | 0.61399 | 0.65848 | 0.59193 | 0.47181 | 0.568 | 0.53106 | 0.55265 | 0.53604 | 0.44315 | 0.54007 | 2 | 1 | 55 | 13568 | 5574 | 7408 | 10069 | 1867 | 2753 | 10780 | 1450 | 1259 | 30133 | 1.17 | 1.28 | 11428.795
56 | 8 | 3 | 2017-01-03 | 0.74214 | 1 | 0.74214 | 0.78313 | 0.74366 | 0.6511 | 0.69214 | 0.63028 | 0.51553 | 0.60572 | 0.55961 | 0.57705 | 0.56673 | 0.46427 | 0.57217 | 2 | 1 | 56 | 14388 | 5859 | 7888 | 11002 | 1991 | 2901 | 11256 | 1533 | 1319 | 31924 | 1.18 | 1.3 | 11554.04
57 | 9 | 3 | 2017-01-03 | 0.74843 | 1 | 0.74843 | 0.74699 | 0.84656 | 0.65689 | 0.69616 | 0.63484 | 0.54023 | 0.61272 | 0.56404 | 0.58028 | 0.57782 | 0.45442 | 0.58097 | 2 | 1 | 57 | 14516 | 5893 | 7945 | 11529 | 2014 | 2924 | 11319 | 1563 | 1291 | 32415 | 1.19 | 1.24 | 13152.805
58 | 10 | 3 | 2017-01-03 | 0.71698 | 1 | 0.71698 | 0.72892 | 0.91285 | 0.65893 | 0.68978 | 0.64275 | 0.54758 | 0.61789 | 0.56925 | 0.57957 | 0.58743 | 0.45336 | 0.58645 | 2 | 1 | 58 | 14561 | 5839 | 8044 | 11686 | 2031 | 2951 | 11305 | 1589 | 1288 | 32721 | 1.14 | 1.21 | 14182.66
59 | 11 | 3 | 2017-01-03 | 0.71698 | 1 | 0.71698 | 0.71084 | 0.9624 | 0.6606 | 0.69687 | 0.6501 | 0.55227 | 0.62306 | 0.57427 | 0.575 | 0.5963 | 0.45547 | 0.58898 | 2 | 1 | 59 | 14598 | 5899 | 8136 | 11786 | 2048 | 2977 | 11216 | 1613 | 1294 | 32862 | 1.14 | 1.18 | 14952.575
60 | 12 | 3 | 2017-01-03 | 0.69811 | 1 | 0.69811 | 0.68072 | 0.97754 | 0.65467 | 0.69557 | 0.64802 | 0.55888 | 0.62276 | 0.5733 | 0.56762 | 0.59778 | 0.4509 | 0.58699 | 2 | 1 | 60 | 14467 | 5888 | 8110 | 11927 | 2047 | 2972 | 11072 | 1617 | 1281 | 32751 | 1.11 | 1.13 | 15187.805
61 | 13 | 3 | 2017-01-03 | 0.63522 | 1 | 0.63522 | 0.6506 | 0.95214 | 0.6506 | 0.68517 | 0.64507 | 0.55916 | 0.61941 | 0.57176 | 0.55983 | 0.59741 | 0.44984 | 0.58188 | 2 | 1 | 61 | 14377 | 5800 | 8073 | 11933 | 2036 | 2964 | 10920 | 1616 | 1278 | 32466 | 1.01 | 1.08 | 14793.225
62 | 14 | 3 | 2017-01-03 | 0.61635 | 1 | 0.61635 | 0.63253 | 0.97576 | 0.64626 | 0.67395 | 0.64634 | 0.5593 | 0.61515 | 0.56867 | 0.55265 | 0.59778 | 0.44491 | 0.57781 | 2 | 1 | 62 | 14281 | 5705 | 8089 | 11936 | 2022 | 2948 | 10780 | 1617 | 1264 | 32239 | 0.98 | 1.05 | 15160.185
63 | 15 | 3 | 2017-01-03 | 0.61635 | 1 | 0.61635 | 0.65663 | 1 | 0.63743 | 0.66627 | 0.63971 | 0.5601 | 0.60754 | 0.56404 | 0.54737 | 0.59224 | 0.43435 | 0.57448 | 2 | 1 | 63 | 14086 | 5640 | 8006 | 11953 | 1997 | 2924 | 10677 | 1602 | 1234 | 32053 | 0.98 | 1.09 | 15536.75
64 | 16 | 3 | 2017-01-03 | 0.64151 | 1 | 0.64151 | 0.68072 | 0.99944 | 0.63196 | 0.66426 | 0.63196 | 0.5578 | 0.59903 | 0.56173 | 0.54855 | 0.58854 | 0.44104 | 0.57702 | 2 | 1 | 64 | 13965 | 5623 | 7909 | 11904 | 1969 | 2912 | 10700 | 1592 | 1253 | 32195 | 1.02 | 1.13 | 15528.105
65 | 17 | 3 | 2017-01-03 | 0.66667 | 1 | 0.66667 | 0.72892 | 0.98608 | 0.64033 | 0.6749 | 0.64091 | 0.56141 | 0.6042 | 0.56829 | 0.56521 | 0.60259 | 0.45547 | 0.60255 | 2 | 1 | 65 | 14150 | 5713 | 8021 | 11981 | 1986 | 2946 | 11025 | 1630 | 1294 | 33619 | 1.06 | 1.21 | 15320.515
66 | 18 | 3 | 2017-01-03 | 0.68553 | 1 | 0.68553 | 0.77711 | 0.92154 | 0.67707 | 0.71967 | 0.67655 | 0.58732 | 0.64131 | 0.59934 | 0.60089 | 0.63068 | 0.49138 | 0.63887 | 2 | 1 | 66 | 14962 | 6092 | 8467 | 12534 | 2108 | 3107 | 11721 | 1706 | 1396 | 35646 | 1.09 | 1.29 | 14317.695
67 | 19 | 3 | 2017-01-03 | 0.7044 | 1 | 0.7044 | 0.79518 | 0.8823 | 0.68671 | 0.72853 | 0.67751 | 0.61 | 0.65561 | 0.61208 | 0.59987 | 0.62625 | 0.5132 | 0.6333 | 2 | 1 | 67 | 15175 | 6167 | 8479 | 13018 | 2155 | 3173 | 11701 | 1694 | 1458 | 35335 | 1.12 | 1.32 | 13708.055
68 | 20 | 3 | 2017-01-03 | 0.7673 | 1 | 0.7673 | 0.8494 | 0.93549 | 0.67622 | 0.72428 | 0.66432 | 0.59964 | 0.64801 | 0.6059 | 0.59013 | 0.61627 | 0.51707 | 0.61937 | 2 | 1 | 68 | 14943 | 6131 | 8314 | 12797 | 2130 | 3141 | 11511 | 1667 | 1469 | 34558 | 1.22 | 1.41 | 14534.475
69 | 21 | 3 | 2017-01-03 | 0.83648 | 1 | 0.83648 | 0.89759 | 0.93593 | 0.66427 | 0.71034 | 0.65505 | 0.58934 | 0.63553 | 0.59491 | 0.57377 | 0.60296 | 0.51144 | 0.60298 | 2 | 1 | 69 | 14679 | 6013 | 8198 | 12577 | 2089 | 3084 | 11192 | 1631 | 1453 | 33643 | 1.33 | 1.49 | 14541.295
70 | 22 | 3 | 2017-01-03 | 0.8239 | 1 | 0.8239 | 0.87349 | 0.9084 | 0.64336 | 0.68423 | 0.63308 | 0.57935 | 0.61637 | 0.57581 | 0.5487 | 0.58299 | 0.4963 | 0.57702 | 2 | 1 | 70 | 14217 | 5792 | 7923 | 12364 | 2026 | 2985 | 10703 | 1577 | 1410 | 32195 | 1.31 | 1.45 | 14113.52
71 | 23 | 3 | 2017-01-03 | 0.77358 | 1 | 0.77358 | 0.75904 | 0.88374 | 0.61028 | 0.65092 | 0.59688 | 0.55799 | 0.58534 | 0.54321 | 0.51123 | 0.55157 | 0.46815 | 0.53899 | 2 | 1 | 71 | 13486 | 5510 | 7470 | 11908 | 1924 | 2816 | 9972 | 1492 | 1330 | 30073 | 1.23 | 1.26 | 13730.465
72 | 24 | 3 | 2017-01-03 | 0.7044 | 1 | 0.7044 | 0.68072 | 0.84359 | 0.57417 | 0.61205 | 0.56173 | 0.52584 | 0.55126 | 0.51042 | 0.47462 | 0.51534 | 0.43224 | 0.49879 | 2 | 1 | 72 | 12688 | 5181 | 7030 | 11222 | 1812 | 2646 | 9258 | 1394 | 1228 | 27830 | 1.12 | 1.13 | 13106.685
73 | 1 | 4 | 2017-01-04 | 0.6478 | 1 | 0.6478 | 0.63253 | 0.80131 | 0.61322 | 0.59752 | 0.55893 | 0.53301 | 0.55978 | 0.52353 | 0.45883 | 0.50166 | 0.41535 | 0.48406 | 3 | 1 | 73 | 13551 | 5058 | 6995 | 11375 | 1840 | 2714 | 8950 | 1357 | 1180 | 27008 | 1.03 | 1.05 | 12449.825
74 | 2 | 4 | 2017-01-04 | 0.59748 | 1 | 0.59748 | 0.61446 | 0.77242 | 0.60268 | 0.59468 | 0.54439 | 0.51361 | 0.54609 | 0.51427 | 0.44643 | 0.4854 | 0.41112 | 0.46653 | 3 | 1 | 74 | 13318 | 5034 | 6813 | 10961 | 1795 | 2666 | 8708 | 1313 | 1168 | 26030 | 0.95 | 1.02 | 12000.945
75 | 3 | 4 | 2017-01-04 | 0.57862 | 1 | 0.57862 | 0.59639 | 0.74901 | 0.60014 | 0.59693 | 0.53536 | 0.50283 | 0.53909 | 0.51196 | 0.44248 | 0.47948 | 0.41288 | 0.45938 | 3 | 1 | 75 | 13262 | 5053 | 6700 | 10731 | 1772 | 2654 | 8631 | 1297 | 1173 | 25631 | 0.92 | 0.99 | 11637.225
76 | 4 | 4 | 2017-01-04 | 0.58491 | 1 | 0.58491 | 0.61446 | 0.73082 | 0.60386 | 0.60331 | 0.53288 | 0.49777 | 0.54092 | 0.51543 | 0.44494 | 0.47911 | 0.42309 | 0.45941 | 3 | 1 | 76 | 13344 | 5107 | 6669 | 10623 | 1778 | 2672 | 8679 | 1296 | 1202 | 25633 | 0.93 | 1.02 | 11354.585
77 | 5 | 4 | 2017-01-04 | 0.58491 | 1 | 0.58491 | 0.62048 | 0.71832 | 0.62218 | 0.61737 | 0.53815 | 0.50148 | 0.55765 | 0.53627 | 0.45801 | 0.48762 | 0.4428 | 0.47343 | 3 | 1 | 77 | 13749 | 5226 | 6735 | 10702 | 1833 | 2780 | 8934 | 1319 | 1258 | 26415 | 0.93 | 1.03 | 11160.345
78 | 6 | 4 | 2017-01-04 | 0.61635 | 1 | 0.61635 | 0.6747 | 0.72546 | 0.66477 | 0.65552 | 0.59201 | 0.51558 | 0.59629 | 0.5787 | 0.49651 | 0.51608 | 0.48222 | 0.51393 | 3 | 1 | 78 | 14690 | 5549 | 7409 | 11003 | 1960 | 3000 | 9685 | 1396 | 1370 | 28675 | 0.98 | 1.12 | 11271.335
79 | 7 | 4 | 2017-01-04 | 0.67296 | 1 | 0.67296 | 0.75904 | 0.7356 | 0.73794 | 0.71223 | 0.6521 | 0.55091 | 0.65592 | 0.65297 | 0.56034 | 0.5586 | 0.54277 | 0.58177 | 3 | 1 | 79 | 16307 | 6029 | 8161 | 11757 | 2156 | 3385 | 10930 | 1511 | 1542 | 32460 | 1.07 | 1.26 | 11428.795
80 | 8 | 4 | 2017-01-04 | 0.72327 | 1 | 0.72327 | 0.74699 | 0.74366 | 0.80365 | 0.74578 | 0.69988 | 0.60278 | 0.69699 | 0.69599 | 0.59023 | 0.59113 | 0.58641 | 0.61362 | 3 | 1 | 80 | 17759 | 6313 | 8759 | 12864 | 2291 | 3608 | 11513 | 1599 | 1666 | 34237 | 1.15 | 1.24 | 11554.04
81 | 9 | 4 | 2017-01-04 | 0.75472 | 1 | 0.75472 | 0.71084 | 0.84656 | 0.80949 | 0.74105 | 0.72681 | 0.62265 | 0.70551 | 0.69637 | 0.58223 | 0.60222 | 0.58782 | 0.60669 | 3 | 1 | 81 | 17888 | 6273 | 9096 | 13288 | 2319 | 3610 | 11357 | 1629 | 1670 | 33850 | 1.2 | 1.18 | 13152.805
82 | 10 | 4 | 2017-01-04 | 0.79245 | 1 | 0.79245 | 0.6747 | 0.91285 | 0.80116 | 0.74778 | 0.73616 | 0.62603 | 0.7125 | 0.69444 | 0.57377 | 0.61553 | 0.59979 | 0.59215 | 3 | 1 | 82 | 17704 | 6330 | 9213 | 13360 | 2342 | 3600 | 11192 | 1665 | 1704 | 33039 | 1.26 | 1.12 | 14182.66
83 | 11 | 4 | 2017-01-04 | 0.73585 | 1 | 0.73585 | 0.6506 | 0.9624 | 0.79709 | 0.74826 | 0.74638 | 0.62649 | 0.71859 | 0.69869 | 0.57264 | 0.62588 | 0.60331 | 0.58385 | 3 | 1 | 83 | 17614 | 6334 | 9341 | 13370 | 2362 | 3622 | 11170 | 1693 | 1714 | 32576 | 1.17 | 1.08 | 14952.575
84 | 12 | 4 | 2017-01-04 | 0.72327 | 1 | 0.72327 | 0.61446 | 0.97754 | 0.78939 | 0.74223 | 0.7475 | 0.62621 | 0.7192 | 0.69541 | 0.57249 | 0.62957 | 0.60084 | 0.57985 | 3 | 1 | 84 | 17444 | 6283 | 9355 | 13364 | 2364 | 3605 | 11167 | 1703 | 1707 | 32353 | 1.15 | 1.02 | 15187.805
85 | 13 | 4 | 2017-01-04 | 0.71069 | 1 | 0.71069 | 0.63855 | 0.95214 | 0.78107 | 0.73727 | 0.74519 | 0.62139 | 0.71859 | 0.69522 | 0.56567 | 0.63179 | 0.59803 | 0.57677 | 3 | 1 | 85 | 17260 | 6241 | 9326 | 13261 | 2362 | 3604 | 11034 | 1709 | 1699 | 32181 | 1.13 | 1.06 | 14793.225
86 | 14 | 4 | 2017-01-04 | 0.69182 | 1 | 0.69182 | 0.62048 | 0.97576 | 0.77469 | 0.73337 | 0.74535 | 0.616 | 0.71646 | 0.69483 | 0.56352 | 0.63845 | 0.59521 | 0.58125 | 3 | 1 | 86 | 17119 | 6208 | 9328 | 13146 | 2355 | 3602 | 10992 | 1727 | 1691 | 32431 | 1.1 | 1.03 | 15160.185
87 | 15 | 4 | 2017-01-04 | 0.67296 | 1 | 0.67296 | 0.62048 | 1 | 0.76989 | 0.72959 | 0.74135 | 0.61356 | 0.71068 | 0.69213 | 0.5587 | 0.63623 | 0.59205 | 0.58235 | 3 | 1 | 87 | 17013 | 6176 | 9278 | 13094 | 2336 | 3588 | 10898 | 1721 | 1682 | 32492 | 1.07 | 1.03 | 15536.75
88 | 16 | 4 | 2017-01-04 | 0.68553 | 1 | 0.68553 | 0.63253 | 0.99944 | 0.77138 | 0.73266 | 0.7352 | 0.60738 | 0.70581 | 0.68885 | 0.55424 | 0.63586 | 0.60507 | 0.58977 | 3 | 1 | 88 | 17046 | 6202 | 9201 | 12962 | 2320 | 3571 | 10811 | 1720 | 1719 | 32906 | 1.09 | 1.05 | 15528.105
89 | 17 | 4 | 2017-01-04 | 0.66667 | 1 | 0.66667 | 0.71084 | 0.98608 | 0.78387 | 0.75239 | 0.74463 | 0.60531 | 0.72041 | 0.69927 | 0.56326 | 0.65028 | 0.63393 | 0.62213 | 3 | 1 | 89 | 17322 | 6369 | 9319 | 12918 | 2368 | 3625 | 10987 | 1759 | 1801 | 34712 | 1.06 | 1.18 | 15320.515
90 | 18 | 4 | 2017-01-04 | 0.69811 | 1 | 0.69811 | 0.71687 | 0.92154 | 0.81958 | 0.79917 | 0.77099 | 0.62134 | 0.7627 | 0.72724 | 0.60858 | 0.68392 | 0.69447 | 0.67058 | 3 | 1 | 90 | 18111 | 6765 | 9649 | 13260 | 2507 | 3770 | 11871 | 1850 | 1973 | 37415 | 1.11 | 1.19 | 14317.695
91 | 19 | 4 | 2017-01-04 | 0.72327 | 1 | 0.72327 | 0.76506 | 0.8823 | 0.85261 | 0.81465 | 0.79888 | 0.65475 | 0.78126 | 0.74846 | 0.63099 | 0.6902 | 0.72122 | 0.67232 | 3 | 1 | 91 | 18841 | 6896 | 9998 | 13973 | 2568 | 3880 | 12308 | 1867 | 2049 | 37512 | 1.15 | 1.27 | 13708.055
92 | 20 | 4 | 2017-01-04 | 0.78616 | 1 | 0.78616 | 0.80723 | 0.93549 | 0.85279 | 0.81347 | 0.78969 | 0.66473 | 0.7767 | 0.74479 | 0.62929 | 0.68244 | 0.72193 | 0.66735 | 3 | 1 | 92 | 18845 | 6886 | 9883 | 14186 | 2553 | 3861 | 12275 | 1846 | 2051 | 37235 | 1.25 | 1.34 | 14534.475
93 | 21 | 4 | 2017-01-04 | 0.83648 | 1 | 0.83648 | 0.86145 | 0.93593 | 0.84623 | 0.80721 | 0.77843 | 0.65765 | 0.77335 | 0.73727 | 0.62299 | 0.67135 | 0.72298 | 0.65773 | 3 | 1 | 93 | 18700 | 6833 | 9742 | 14035 | 2542 | 3822 | 12152 | 1816 | 2054 | 36698 | 1.33 | 1.43 | 14541.295
94 | 22 | 4 | 2017-01-04 | 0.81761 | 1 | 0.81761 | 0.8494 | 0.9084 | 0.82967 | 0.78571 | 0.74598 | 0.64669 | 0.75814 | 0.71605 | 0.60007 | 0.65065 | 0.72228 | 0.63434 | 3 | 1 | 94 | 18334 | 6651 | 9336 | 13801 | 2492 | 3712 | 11705 | 1760 | 2052 | 35393 | 1.3 | 1.41 | 14113.52
95 | 23 | 4 | 2017-01-04 | 0.75472 | 1 | 0.75472 | 0.72892 | 0.88374 | 0.79713 | 0.75665 | 0.70755 | 0.62598 | 0.72802 | 0.67863 | 0.56603 | 0.61774 | 0.70715 | 0.59251 | 3 | 1 | 95 | 17615 | 6405 | 8855 | 13359 | 2393 | 3518 | 11041 | 1671 | 2009 | 33059 | 1.2 | 1.21 | 13730.465
96 | 24 | 4 | 2017-01-04 | 0.68553 | 1 | 0.68553 | 0.6506 | 0.84359 | 0.76392 | 0.72369 | 0.67487 | 0.59069 | 0.69881 | 0.64448 | 0.53322 | 0.58226 | 0.68075 | 0.54698 | 3 | 1 | 96 | 16881 | 6126 | 8446 | 12606 | 2297 | 3341 | 10401 | 1575 | 1934 | 30519 | 1.09 | 1.08 | 13106.685
97 | 1 | 5 | 2017-01-05 | 0.61635 | 1 | 0.61635 | 0.62651 | 0.80131 | 0.744 | 0.7453 | 0.65378 | 0.55869 | 0.68208 | 0.61188 | 0.55347 | 0.57708 | 0.69659 | 0.54681 | 4 | 1 | 97 | 16441 | 6309 | 8182 | 11923 | 2242 | 3172 | 10796 | 1561 | 1979 | 30509 | 0.98 | 1.04 | 12449.825
98 | 2 | 5 | 2017-01-05 | 0.60377 | 1 | 0.60377 | 0.60241 | 0.77242 | 0.734 | 0.73574 | 0.63628 | 0.53878 | 0.66504 | 0.6005 | 0.54937 | 0.56118 | 0.69447 | 0.53424 | 4 | 1 | 98 | 16220 | 6228 | 7963 | 11498 | 2186 | 3113 | 10716 | 1518 | 1973 | 29808 | 0.96 | 1 | 12000.945
99 | 3 | 5 | 2017-01-05 | 0.59748 | 1 | 0.59748 | 0.59036 | 0.74901 | 0.73165 | 0.73266 | 0.62877 | 0.52758 | 0.6544 | 0.59722 | 0.5545 | 0.55675 | 0.69342 | 0.53145 | 4 | 1 | 99 | 16168 | 6202 | 7869 | 11259 | 2151 | 3096 | 10816 | 1506 | 1970 | 29652 | 0.95 | 0.98 | 11637.225
100 | 4 | 5 | 2017-01-05 | 0.61635 | 1 | 0.61635 | 0.59036 | 0.73082 | 0.73432 | 0.73881 | 0.62749 | 0.52097 | 0.6547 | 0.6005 | 0.56588 | 0.55675 | 0.70257 | 0.53483 | 4 | 1 | 100 | 16227 | 6254 | 7853 | 11118 | 2152 | 3113 | 11038 | 1506 | 1996 | 29841 | 0.98 | 0.98 | 11354.585
101 | 5 | 5 | 2017-01-05 | 0.64151 | 1 | 0.64151 | 0.60843 | 0.71832 | 0.75143 | 0.75487 | 0.6358 | 0.52214 | 0.66748 | 0.61285 | 0.59131 | 0.56562 | 0.71419 | 0.5498 | 4 | 1 | 101 | 16605 | 6390 | 7957 | 11143 | 2194 | 3177 | 11534 | 1530 | 2029 | 30676 | 1.02 | 1.01 | 11160.345
102 | 6 | 5 | 2017-01-05 | 0.71698 | 1 | 0.71698 | 0.6506 | 0.72546 | 0.78844 | 0.79681 | 0.67239 | 0.53348 | 0.70307 | 0.6466 | 0.64042 | 0.5915 | 0.74551 | 0.5952 | 4 | 1 | 102 | 17423 | 6745 | 8415 | 11385 | 2311 | 3352 | 12492 | 1600 | 2118 | 33209 | 1.14 | 1.08 | 11271.335
103 | 7 | 5 | 2017-01-05 | 0.77358 | 1 | 0.77358 | 0.68675 | 0.7356 | 0.84492 | 0.8521 | 0.73192 | 0.56347 | 0.75936 | 0.69541 | 0.7046 | 0.63475 | 0.79092 | 0.65413 | 4 | 1 | 103 | 18671 | 7213 | 9160 | 12025 | 2496 | 3605 | 13744 | 1717 | 2247 | 36497 | 1.23 | 1.14 | 11428.795
104 | 8 | 5 | 2017-01-05 | 0.77987 | 1 | 0.77987 | 0.71687 | 0.74366 | 0.87786 | 0.8788 | 0.77251 | 0.61169 | 0.79556 | 0.72897 | 0.72706 | 0.66987 | 0.81133 | 0.6811 | 4 | 1 | 104 | 19399 | 7439 | 9668 | 13054 | 2615 | 3779 | 14182 | 1812 | 2305 | 38002 | 1.24 | 1.19 | 11554.04
105 | 9 | 5 | 2017-01-05 | 0.73585 | 1 | 0.73585 | 0.77108 | 0.84656 | 0.87949 | 0.87312 | 0.77595 | 0.62626 | 0.79738 | 0.72917 | 0.70758 | 0.67431 | 0.79373 | 0.67725 | 4 | 1 | 105 | 19435 | 7391 | 9711 | 13365 | 2621 | 3780 | 13802 | 1824 | 2255 | 37787 | 1.17 | 1.28 | 13152.805
106 | 10 | 5 | 2017-01-05 | 0.67925 | 1 | 0.67925 | 0.74096 | 0.91285 | 0.8713 | 0.86804 | 0.77475 | 0.6256 | 0.7989 | 0.7336 | 0.67969 | 0.68022 | 0.78247 | 0.66888 | 4 | 1 | 106 | 19254 | 7348 | 9696 | 13351 | 2626 | 3803 | 13258 | 1840 | 2223 | 37320 | 1.08 | 1.23 | 14182.66
107 | 11 | 5 | 2017-01-05 | 0.66667 | 1 | 0.66667 | 0.75301 | 0.9624 | 0.86008 | 0.85718 | 0.77579 | 0.62668 | 0.79617 | 0.73688 | 0.65416 | 0.68762 | 0.76593 | 0.66121 | 4 | 1 | 107 | 19006 | 7256 | 9709 | 13374 | 2617 | 3820 | 12760 | 1860 | 2176 | 36892 | 1.06 | 1.25 | 14952.575
108 | 12 | 5 | 2017-01-05 | 0.6478 | 1 | 0.6478 | 0.73494 | 0.97754 | 0.8422 | 0.84383 | 0.7634 | 0.62584 | 0.78826 | 0.73032 | 0.63257 | 0.68835 | 0.75396 | 0.65085 | 4 | 1 | 108 | 18611 | 7143 | 9554 | 13356 | 2591 | 3786 | 12339 | 1862 | 2142 | 36314 | 1.03 | 1.22 | 15187.805
109 | 13 | 5 | 2017-01-05 | 0.66667 | 1 | 0.66667 | 0.71084 | 0.95214 | 0.82609 | 0.82788 | 0.76404 | 0.61834 | 0.77852 | 0.72685 | 0.61314 | 0.68725 | 0.73742 | 0.6407 | 4 | 1 | 109 | 18255 | 7008 | 9562 | 13196 | 2559 | 3768 | 11960 | 1859 | 2095 | 35748 | 1.06 | 1.18 | 14793.225
110 | 14 | 5 | 2017-01-05 | 0.6478 | 1 | 0.6478 | 0.70482 | 0.97576 | 0.81514 | 0.815 | 0.76005 | 0.61398 | 0.76939 | 0.72569 | 0.60366 | 0.68392 | 0.7258 | 0.63552 | 4 | 1 | 110 | 18013 | 6899 | 9512 | 13103 | 2529 | 3762 | 11775 | 1850 | 2062 | 35459 | 1.03 | 1.17 | 15160.185
111 | 15 | 5 | 2017-01-05 | 0.62893 | 1 | 0.62893 | 0.69277 | 1 | 0.80546 | 0.80567 | 0.75086 | 0.61028 | 0.75844 | 0.72377 | 0.59546 | 0.68022 | 0.70715 | 0.63122 | 4 | 1 | 111 | 17799 | 6820 | 9397 | 13024 | 2493 | 3752 | 11615 | 1840 | 2009 | 35219 | 1 | 1.15 | 15536.75
112 | 16 | 5 | 2017-01-05 | 0.67296 | 1 | 0.67296 | 0.69277 | 0.99944 | 0.79885 | 0.80248 | 0.74567 | 0.60958 | 0.74992 | 0.71991 | 0.60099 | 0.67689 | 0.70363 | 0.63353 | 4 | 1 | 112 | 17653 | 6793 | 9332 | 13009 | 2465 | 3732 | 11723 | 1831 | 1999 | 35348 | 1.07 | 1.15 | 15528.105
113 | 17 | 5 | 2017-01-05 | 0.72327 | 1 | 0.72327 | 0.75301 | 0.98608 | 0.80876 | 0.81418 | 0.76125 | 0.61056 | 0.75814 | 0.72666 | 0.6294 | 0.68318 | 0.72122 | 0.65472 | 4 | 1 | 113 | 17872 | 6892 | 9527 | 13030 | 2492 | 3767 | 12277 | 1848 | 2049 | 36530 | 1.15 | 1.25 | 15320.515
114 | 18 | 5 | 2017-01-05 | 0.7673 | 1 | 0.7673 | 0.80723 | 0.92154 | 0.84542 | 0.86001 | 0.81278 | 0.6308 | 0.79191 | 0.74884 | 0.68466 | 0.71904 | 0.75748 | 0.69806 | 4 | 1 | 114 | 18682 | 7280 | 10172 | 13462 | 2603 | 3882 | 13355 | 1945 | 2152 | 38948 | 1.22 | 1.34 | 14317.695
115 | 19 | 5 | 2017-01-05 | 0.77358 | 1 | 0.77358 | 0.83133 | 0.8823 | 0.87049 | 0.89144 | 0.82213 | 0.65812 | 0.81381 | 0.77257 | 0.69343 | 0.73272 | 0.78353 | 0.70669 | 4 | 1 | 115 | 19236 | 7546 | 10289 | 14045 | 2675 | 4005 | 13526 | 1982 | 2226 | 39430 | 1.23 | 1.38 | 13708.055
116 | 20 | 5 | 2017-01-05 | 0.80503 | 1 | 0.80503 | 0.8494 | 0.93549 | 0.86754 | 0.8912 | 0.81326 | 0.66234 | 0.8056 | 0.77006 | 0.69235 | 0.72828 | 0.79972 | 0.69953 | 4 | 1 | 116 | 19171 | 7544 | 10178 | 14135 | 2648 | 3992 | 13505 | 1970 | 2272 | 39030 | 1.28 | 1.41 | 14534.475
117 | 21 | 5 | 2017-01-05 | 0.89937 | 1 | 0.89937 | 0.93373 | 0.93593 | 0.86714 | 0.88482 | 0.80232 | 0.65587 | 0.79221 | 0.75675 | 0.68733 | 0.71608 | 0.79866 | 0.68872 | 4 | 1 | 117 | 19162 | 7490 | 10041 | 13997 | 2604 | 3923 | 13407 | 1937 | 2269 | 38427 | 1.43 | 1.55 | 14541.295
118 | 22 | 5 | 2017-01-05 | 0.88679 | 1 | 0.88679 | 0.90964 | 0.9084 | 0.85388 | 0.86273 | 0.77691 | 0.64435 | 0.77031 | 0.73476 | 0.66615 | 0.69686 | 0.78845 | 0.6628 | 4 | 1 | 118 | 18869 | 7303 | 9723 | 13751 | 2532 | 3809 | 12994 | 1885 | 2240 | 36981 | 1.41 | 1.51 | 14113.52
119 | 23 | 5 | 2017-01-05 | 0.79874 | 1 | 0.79874 | 0.85542 | 0.88374 | 0.82071 | 0.82457 | 0.73232 | 0.62387 | 0.73441 | 0.69907 | 0.62822 | 0.65989 | 0.76663 | 0.6205 | 4 | 1 | 119 | 18136 | 6980 | 9165 | 13314 | 2414 | 3624 | 12254 | 1785 | 2178 | 34621 | 1.27 | 1.42 | 13730.465
120 | 24 | 5 | 2017-01-05 | 0.7044 | 1 | 0.7044 | 0.77108 | 0.84359 | 0.78414 | 0.7922 | 0.69253 | 0.59201 | 0.70094 | 0.6659 | 0.59248 | 0.62551 | 0.74234 | 0.57937 | 4 | 1 | 120 | 17328 | 6706 | 8667 | 12634 | 2304 | 3452 | 11557 | 1692 | 2109 | 32326 | 1.12 | 1.28 | 13106.685
121 | 1 | 6 | 2017-01-06 | 0.76101 | 1 | 0.76101 | 0.71687 | 0.80131 | 0.75532 | 0.7746 | 0.64459 | 0.5794 | 0.70003 | 0.67496 | 0.58321 | 0.60037 | 0.7786 | 0.55209 | 5 | 1 | 121 | 16691 | 6557 | 8067 | 12365 | 2301 | 3499 | 11376 | 1624 | 2212 | 30804 | 1.21 | 1.19 | 12449.825
122 | 2 | 6 | 2017-01-06 | 0.71698 | 1 | 0.71698 | 0.66867 | 0.77242 | 0.74423 | 0.76361 | 0.62932 | 0.55972 | 0.68512 | 0.66763 | 0.57387 | 0.58965 | 0.77825 | 0.53661 | 5 | 1 | 122 | 16446 | 6464 | 7876 | 11945 | 2252 | 3461 | 11194 | 1595 | 2211 | 29940 | 1.14 | 1.11 | 12000.945
123 | 3 | 6 | 2017-01-06 | 0.7044 | 1 | 0.7044 | 0.64458 | 0.74901 | 0.7412 | 0.75983 | 0.62285 | 0.54782 | 0.67813 | 0.6657 | 0.56947 | 0.58447 | 0.78529 | 0.52906 | 5 | 1 | 123 | 16379 | 6432 | 7795 | 11691 | 2229 | 3451 | 11108 | 1581 | 2231 | 29519 | 1.12 | 1.07 | 11637.225
124 | 4 | 6 | 2017-01-06 | 0.69811 | 1 | 0.69811 | 0.63253 | 0.73082 | 0.74423 | 0.76267 | 0.62133 | 0.5414 | 0.67995 | 0.67052 | 0.57608 | 0.58373 | 0.78951 | 0.52921 | 5 | 1 | 124 | 16446 | 6456 | 7776 | 11554 | 2235 | 3476 | 11237 | 1579 | 2243 | 29527 | 1.11 | 1.05 | 11354.585
125 | 5 | 6 | 2017-01-06 | 0.69182 | 1 | 0.69182 | 0.63253 | 0.71832 | 0.76287 | 0.78193 | 0.62877 | 0.54135 | 0.69608 | 0.68403 | 0.59495 | 0.59556 | 0.80113 | 0.54213 | 5 | 1 | 125 | 16858 | 6619 | 7869 | 11553 | 2288 | 3546 | 11605 | 1611 | 2276 | 30248 | 1.1 | 1.05 | 11160.345
126 | 6 | 6 | 2017-01-06 | 0.7044 | 1 | 0.7044 | 0.68072 | 0.72546 | 0.80582 | 0.82008 | 0.65346 | 0.55143 | 0.72467 | 0.71644 | 0.63314 | 0.62255 | 0.83351 | 0.57485 | 5 | 1 | 126 | 17807 | 6942 | 8178 | 11768 | 2382 | 3714 | 12350 | 1684 | 2368 | 32074 | 1.12 | 1.13 | 11271.335
127 | 7 | 6 | 2017-01-06 | 0.75472 | 1 | 0.75472 | 0.74096 | 0.7356 | 0.86166 | 0.86958 | 0.70963 | 0.57968 | 0.78795 | 0.76273 | 0.69579 | 0.6658 | 0.87117 | 0.63387 | 5 | 1 | 127 | 19041 | 7361 | 8881 | 12371 | 2590 | 3954 | 13572 | 1801 | 2475 | 35367 | 1.2 | 1.23 | 11428.795
128 | 8 | 6 | 2017-01-06 | 0.81761 | 1 | 0.81761 | 0.77711 | 0.74366 | 0.91556 | 0.90502 | 0.7523 | 0.62246 | 0.81959 | 0.7961 | 0.7245 | 0.69908 | 0.88983 | 0.66859 | 5 | 1 | 128 | 20232 | 7661 | 9415 | 13284 | 2694 | 4127 | 14132 | 1891 | 2528 | 37304 | 1.3 | 1.29 | 11554.04
129 | 9 | 6 | 2017-01-06 | 0.84277 | 1 | 0.84277 | 0.83133 | 0.84656 | 0.90954 | 0.9023 | 0.75374 | 0.63507 | 0.82476 | 0.79514 | 0.71665 | 0.70684 | 0.88912 | 0.66732 | 5 | 1 | 129 | 20099 | 7638 | 9433 | 13553 | 2711 | 4122 | 13979 | 1912 | 2526 | 37233 | 1.34 | 1.38 | 13152.805
130 | 10 | 6 | 2017-01-06 | 0.8805 | 1 | 0.8805 | 0.85542 | 0.91285 | 0.90008 | 0.89321 | 0.75437 | 0.63769 | 0.81898 | 0.78665 | 0.7044 | 0.71312 | 0.88666 | 0.66424 | 5 | 1 | 130 | 19890 | 7561 | 9441 | 13609 | 2692 | 4078 | 13740 | 1929 | 2519 | 37061 | 1.4 | 1.42 | 14182.66
131 | 11 | 6 | 2017-01-06 | 0.84906 | 1 | 0.84906 | 0.83133 | 0.9624 | 0.88727 | 0.88411 | 0.75477 | 0.64041 | 0.80955 | 0.77431 | 0.69435 | 0.71534 | 0.8754 | 0.65857 | 5 | 1 | 131 | 19607 | 7484 | 9446 | 13667 | 2661 | 4014 | 13544 | 1935 | 2487 | 36745 | 1.35 | 1.38 | 14952.575
132 | 12 | 6 | 2017-01-06 | 0.8239 | 1 | 0.8239 | 0.78916 | 0.97754 | 0.8704 | 0.87785 | 0.75406 | 0.64196 | 0.79373 | 0.75791 | 0.68317 | 0.71645 | 0.85216 | 0.65129 | 5 | 1 | 132 | 19234 | 7431 | 9437 | 13700 | 2609 | 3929 | 13326 | 1938 | 2421 | 36339 | 1.31 | 1.31 | 15187.805
133 | 13 | 6 | 2017-01-06 | 0.80503 | 1 | 0.80503 | 0.78916 | 0.95214 | 0.85772 | 0.86923 | 0.74894 | 0.642 | 0.78035 | 0.74363 | 0.66836 | 0.71165 | 0.83245 | 0.64436 | 5 | 1 | 133 | 18954 | 7358 | 9373 | 13701 | 2565 | 3855 | 13037 | 1925 | 2365 | 35952 | 1.28 | 1.31 | 14793.225
134 | 14 | 6 | 2017-01-06 | 0.81132 | 1 | 0.81132 | 0.74699 | 0.97576 | 0.84754 | 0.85729 | 0.74175 | 0.642 | 0.76301 | 0.73187 | 0.65734 | 0.70943 | 0.81028 | 0.63619 | 5 | 1 | 134 | 18729 | 7257 | 9283 | 13701 | 2508 | 3794 | 12822 | 1919 | 2302 | 35496 | 1.29 | 1.24 | 15160.185
135 | 15 | 6 | 2017-01-06 | 0.76101 | 1 | 0.76101 | 0.74096 | 1 | 0.83781 | 0.85375 | 0.73448 | 0.64243 | 0.75114 | 0.72261 | 0.65175 | 0.70129 | 0.79796 | 0.63549 | 5 | 1 | 135 | 18514 | 7227 | 9192 | 13710 | 2469 | 3746 | 12713 | 1897 | 2267 | 35457 | 1.21 | 1.23 | 15536.75
136 | 16 | 6 | 2017-01-06 | 0.77358 | 1 | 0.77358 | 0.72892 | 0.99944 | 0.83143 | 0.85103 | 0.73208 | 0.64182 | 0.74901 | 0.71836 | 0.6579 | 0.69612 | 0.78986 | 0.64111 | 5 | 1 | 136 | 18373 | 7204 | 9162 | 13697 | 2462 | 3724 | 12833 | 1883 | 2244 | 35771 | 1.23 | 1.21 | 15528.105
137 | 17 | 6 | 2017-01-06 | 0.77987 | 1 | 0.77987 | 0.72289 | 0.98608 | 0.83867 | 0.87029 | 0.7344 | 0.64641 | 0.7557 | 0.72512 | 0.68323 | 0.69908 | 0.79761 | 0.66187 | 5 | 1 | 137 | 18533 | 7367 | 9191 | 13795 | 2484 | 3759 | 13327 | 1891 | 2266 | 36929 | 1.24 | 1.2 | 15320.515
138 | 18 | 6 | 2017-01-06 | 0.83648 | 1 | 0.83648 | 0.77108 | 0.92154 | 0.88234 | 0.90797 | 0.75605 | 0.66182 | 0.77639 | 0.74769 | 0.73408 | 0.722 | 0.83527 | 0.70992 | 5 | 1 | 138 | 19498 | 7686 | 9462 | 14124 | 2552 | 3876 | 14319 | 1953 | 2373 | 39610 | 1.33 | 1.28 | 14317.695
139 | 19 | 6 | 2017-01-06 | 0.83648 | 1 | 0.83648 | 0.80723 | 0.8823 | 0.90352 | 0.92463 | 0.77091 | 0.6958 | 0.79738 | 0.7745 | 0.74167 | 0.73013 | 0.87293 | 0.70902 | 5 | 1 | 139 | 19966 | 7827 | 9648 | 14849 | 2621 | 4015 | 14467 | 1975 | 2480 | 39560 | 1.33 | 1.34 | 13708.055
140 | 20 | 6 | 2017-01-06 | 0.90566 | 1 | 0.90566 | 0.8494 | 0.93549 | 0.89728 | 0.92262 | 0.7674 | 0.69163 | 0.79495 | 0.77296 | 0.73854 | 0.722 | 0.87856 | 0.70304 | 5 | 1 | 140 | 19828 | 7810 | 9604 | 14760 | 2613 | 4007 | 14406 | 1953 | 2496 | 39226 | 1.44 | 1.41 | 14534.475
141 | 21 | 6 | 2017-01-06 | 0.98742 | 1 | 0.98742 | 0.88554 | 0.93593 | 0.87922 | 0.91069 | 0.75398 | 0.68329 | 0.78582 | 0.76389 | 0.72916 | 0.71054 | 0.87469 | 0.69004 | 5 | 1 | 141 | 19429 | 7709 | 9436 | 14582 | 2583 | 3960 | 14223 | 1922 | 2485 | 38501 | 1.57 | 1.47 | 14541.295
142 | 22 | 6 | 2017-01-06 | 1 | 1 | 1 | 0.84337 | 0.9084 | 0.85809 | 0.88506 | 0.73272 | 0.67096 | 0.77061 | 0.75444 | 0.71563 | 0.69538 | 0.86906 | 0.66771 | 5 | 1 | 142 | 18962 | 7492 | 9170 | 14319 | 2533 | 3911 | 13959 | 1881 | 2469 | 37255 | 1.59 | 1.4 | 14113.52
143 | 23 | 6 | 2017-01-06 | 0.91824 | 1 | 0.91824 | 0.74699 | 0.88374 | 0.83324 | 0.8567 | 0.70356 | 0.65105 | 0.7484 | 0.73302 | 0.69732 | 0.66839 | 0.86061 | 0.63796 | 5 | 1 | 143 | 18413 | 7252 | 8805 | 13894 | 2460 | 3800 | 13602 | 1808 | 2445 | 35595 | 1.46 | 1.24 | 13730.465
144 | 24 | 6 | 2017-01-06 | 0.79245 | 1 | 0.79245 | 0.63855 | 0.84359 | 0.8022 | 0.82918 | 0.65841 | 0.622 | 0.72315 | 0.70814 | 0.67712 | 0.6403 | 0.84407 | 0.60595 | 5 | 1 | 144 | 17727 | 7019 | 8240 | 13274 | 2377 | 3671 | 13208 | 1732 | 2398 | 33809 | 1.26 | 1.06 | 13106.685
145 | 1 | 7 | 2017-01-07 | 0.64151 | 1 | 0.64151 | 0.59639 | 0.77448 | 0.79998 | 0.80319 | 0.64682 | 0.58006 | 0.69182 | 0.69271 | 0.67164 | 0.6207 | 0.86589 | 0.58853 | 6 | 2 | 1 | 17678 | 6799 | 8095 | 12379 | 2274 | 3591 | 13101 | 1679 | 2460 | 32837 | 1.02 | 0.99 | 12032.86
146 | 2 | 7 | 2017-01-07 | 0.60377 | 1 | 0.60377 | 0.57831 | 0.74964 | 0.79116 | 0.78925 | 0.63172 | 0.5585 | 0.67448 | 0.68519 | 0.66564 | 0.60628 | 0.86765 | 0.572 | 6 | 2 | 2 | 17483 | 6681 | 7906 | 11919 | 2217 | 3552 | 12984 | 1640 | 2465 | 31915 | 0.96 | 0.96 | 11646.96
147 | 3 | 7 | 2017-01-07 | 0.60377 | 1 | 0.60377 | 0.56024 | 0.72838 | 0.78736 | 0.78334 | 0.62525 | 0.54454 | 0.67022 | 0.68171 | 0.66559 | 0.59667 | 0.8754 | 0.56297 | 6 | 2 | 3 | 17399 | 6631 | 7825 | 11621 | 2203 | 3534 | 12983 | 1614 | 2487 | 31411 | 0.96 | 0.93 | 11316.6
148 | 4 | 7 | 2017-01-07 | 0.59119 | 1 | 0.59119 | 0.54819 | 0.71262 | 0.78645 | 0.78228 | 0.62189 | 0.53699 | 0.67052 | 0.68345 | 0.67215 | 0.59445 | 0.88349 | 0.56053 | 6 | 2 | 4 | 17379 | 6622 | 7783 | 11460 | 2204 | 3543 | 13111 | 1608 | 2510 | 31275 | 0.94 | 0.91 | 11071.73
149 | 5 | 7 | 2017-01-07 | 0.62893 | 1 | 0.62893 | 0.54819 | 0.70005 | 0.78908 | 0.78488 | 0.62549 | 0.53381 | 0.6763 | 0.69097 | 0.67912 | 0.59667 | 0.89476 | 0.56423 | 6 | 2 | 5 | 17437 | 6644 | 7828 | 11392 | 2223 | 3582 | 13247 | 1614 | 2542 | 31481 | 1 | 0.91 | 10876.555
150 | 6 | 7 | 2017-01-07 | 0.69182 | 1 | 0.69182 | 0.56627 | 0.69248 | 0.79867 | 0.79598 | 0.63604 | 0.53484 | 0.68999 | 0.70255 | 0.69276 | 0.60591 | 0.90567 | 0.57394 | 6 | 2 | 6 | 17649 | 6738 | 7960 | 11414 | 2268 | 3642 | 13513 | 1639 | 2573 | 32023 | 1.1 | 0.94 | 10758.83
151 | 7 | 7 | 2017-01-07 | 0.76101 | 1 | 0.76101 | 0.62651 | 0.68725 | 0.81745 | 0.80591 | 0.6505 | 0.54154 | 0.70794 | 0.71624 | 0.71091 | 0.61885 | 0.91658 | 0.59027 | 6 | 2 | 7 | 18064 | 6822 | 8141 | 11557 | 2327 | 3713 | 13867 | 1674 | 2604 | 32934 | 1.21 | 1.04 | 10677.68
152 | 8 | 7 | 2017-01-07 | 0.77358 | 1 | 0.77358 | 0.6988 | 0.67879 | 0.83768 | 0.83119 | 0.6696 | 0.55438 | 0.73319 | 0.73862 | 0.73962 | 0.63623 | 0.94544 | 0.61213 | 6 | 2 | 8 | 18511 | 7036 | 8380 | 11831 | 2410 | 3829 | 14427 | 1721 | 2686 | 34154 | 1.23 | 1.16 | 10546.135
153 | 9 | 7 | 2017-01-07 | 0.72327 | 1 | 0.72327 | 0.73494 | 0.73509 | 0.86564 | 0.85659 | 0.68829 | 0.56656 | 0.75266 | 0.75984 | 0.76561 | 0.65397 | 0.96515 | 0.64106 | 6 | 2 | 9 | 19129 | 7251 | 8614 | 12091 | 2474 | 3939 | 14934 | 1769 | 2742 | 35768 | 1.15 | 1.22 | 11420.965
154 | 10 | 7 | 2017-01-07 | 0.7044 | 1 | 0.7044 | 0.74096 | 0.80309 | 0.87456 | 0.87998 | 0.70427 | 0.57898 | 0.75875 | 0.76562 | 0.79212 | 0.67061 | 0.96058 | 0.66832 | 6 | 2 | 10 | 19326 | 7449 | 8814 | 12356 | 2494 | 3969 | 15451 | 1814 | 2729 | 37289 | 1.12 | 1.23 | 12477.48
155 | 11 | 7 | 2017-01-07 | 0.72956 | 1 | 0.72956 | 0.73494 | 0.84627 | 0.86614 | 0.88139 | 0.71019 | 0.58718 | 0.75662 | 0.76003 | 0.80098 | 0.67985 | 0.93312 | 0.67554 | 6 | 2 | 11 | 19140 | 7461 | 8888 | 12531 | 2487 | 3940 | 15624 | 1839 | 2651 | 37692 | 1.16 | 1.22 | 13148.295
156 | 12 | 7 | 2017-01-07 | 0.67925 | 1 | 0.67925 | 0.74096 | 0.85829 | 0.85039 | 0.87407 | 0.70595 | 0.58432 | 0.74475 | 0.74171 | 0.79898 | 0.67985 | 0.89018 | 0.66956 | 6 | 2 | 12 | 18792 | 7399 | 8835 | 12470 | 2448 | 3845 | 15585 | 1839 | 2529 | 37358 | 1.08 | 1.23 | 13334.96
157 | 13 | 7 | 2017-01-07 | 0.6478 | 1 | 0.6478 | 0.75904 | 0.83365 | 0.83008 | 0.85907 | 0.69684 | 0.57846 | 0.72619 | 0.71682 | 0.79345 | 0.67431 | 0.85392 | 0.65777 | 6 | 2 | 13 | 18343 | 7272 | 8721 | 12345 | 2387 | 3716 | 15477 | 1824 | 2426 | 36700 | 1.03 | 1.26 | 12952.21
158 | 14 | 7 | 2017-01-07 | 0.6478 | 1 | 0.6478 | 0.77711 | 0.83998 | 0.8112 | 0.84477 | 0.68734 | 0.57064 | 0.70733 | 0.69483 | 0.78812 | 0.67024 | 0.82577 | 0.64748 | 6 | 2 | 14 | 17926 | 7151 | 8602 | 12178 | 2325 | 3602 | 15373 | 1813 | 2346 | 36126 | 1.03 | 1.29 | 13050.635
159 | 15 | 7 | 2017-01-07 | 0.66038 | 1 | 0.66038 | 0.79518 | 0.8466 | 0.79967 | 0.83745 | 0.6799 | 0.5637 | 0.69273 | 0.68094 | 0.78484 | 0.66506 | 0.81098 | 0.64215 | 6 | 2 | 15 | 17671 | 7089 | 8509 | 12030 | 2277 | 3530 | 15309 | 1799 | 2304 | 35829 | 1.05 | 1.32 | 13153.435
160 | 16 | 7 | 2017-01-07 | 0.66038 | 1 | 0.66038 | 0.84337 | 0.84537 | 0.7969 | 0.83875 | 0.67767 | 0.56038 | 0.68908 | 0.67535 | 0.78694 | 0.66285 | 0.80535 | 0.64463 | 6 | 2 | 16 | 17610 | 7100 | 8481 | 11959 | 2265 | 3501 | 15350 | 1793 | 2288 | 35967 | 1.05 | 1.4 | 13134.275
161 | 17 | 7 | 2017-01-07 | 0.67925 | 1 | 0.67925 | 0.87349 | 0.83299 | 0.80365 | 0.85139 | 0.68518 | 0.56295 | 0.69395 | 0.68036 | 0.7995 | 0.67209 | 0.81521 | 0.66639 | 6 | 2 | 17 | 17759 | 7207 | 8575 | 12014 | 2281 | 3527 | 15595 | 1818 | 2316 | 37181 | 1.08 | 1.45 | 12941.93
162 | 18 | 7 | 2017-01-07 | 0.73585 | 1 | 0.73585 | 0.95783 | 0.79767 | 0.83736 | 0.88553 | 0.70963 | 0.58343 | 0.7192 | 0.71103 | 0.82892 | 0.70129 | 0.84125 | 0.70349 | 6 | 2 | 18 | 18504 | 7496 | 8881 | 12451 | 2364 | 3686 | 16169 | 1897 | 2390 | 39251 | 1.17 | 1.59 | 12393.195
163 | 19 | 7 | 2017-01-07 | 0.7673 | 1 | 0.7673 | 0.98193 | 0.79425 | 0.86904 | 0.90608 | 0.72897 | 0.61426 | 0.7408 | 0.74537 | 0.83743 | 0.71978 | 0.88068 | 0.70988 | 6 | 2 | 19 | 19204 | 7670 | 9123 | 13109 | 2435 | 3864 | 16335 | 1947 | 2502 | 39608 | 1.22 | 1.63 | 12340.135
164 | 20 | 7 | 2017-01-07 | 0.86164 | 1 | 0.86164 | 1 | 0.85572 | 0.86578 | 0.89864 | 0.72241 | 0.62143 | 0.73715 | 0.74344 | 0.83467 | 0.71608 | 0.88455 | 0.70171 | 6 | 2 | 20 | 19132 | 7607 | 9041 | 13262 | 2423 | 3854 | 16281 | 1937 | 2513 | 39152 | 1.37 | 1.66 | 13295.155
165 | 21 | 7 | 2017-01-07 | 0.88679 | 1 | 0.88679 | 0.99398 | 0.85805 | 0.85741 | 0.88836 | 0.71123 | 0.6144 | 0.73076 | 0.73746 | 0.82421 | 0.7098 | 0.88314 | 0.69556 | 6 | 2 | 21 | 18947 | 7520 | 8901 | 13112 | 2402 | 3823 | 16077 | 1920 | 2509 | 38809 | 1.41 | 1.65 | 13331.25
166 | 22 | 7 | 2017-01-07 | 0.84906 | 1 | 0.84906 | 0.90964 | 0.84073 | 0.84171 | 0.87218 | 0.69573 | 0.60639 | 0.71859 | 0.72724 | 0.80847 | 0.69464 | 0.88455 | 0.6808 | 6 | 2 | 22 | 18600 | 7383 | 8707 | 12941 | 2362 | 3770 | 15770 | 1879 | 2513 | 37985 | 1.35 | 1.51 | 13062.215
167 | 23 | 7 | 2017-01-07 | 0.7673 | 1 | 0.7673 | 0.79518 | 0.82665 | 0.81962 | 0.84548 | 0.66888 | 0.59449 | 0.69912 | 0.70602 | 0.78914 | 0.67172 | 0.88068 | 0.65581 | 6 | 2 | 23 | 18112 | 7157 | 8371 | 12687 | 2298 | 3660 | 15393 | 1817 | 2502 | 36591 | 1.22 | 1.32 | 12843.495
168 | 24 | 7 | 2017-01-07 | 0.6478 | 1 | 0.6478 | 0.68675 | 0.80437 | 0.79405 | 0.81855 | 0.64163 | 0.57687 | 0.67569 | 0.68268 | 0.77284 | 0.64584 | 0.87117 | 0.629 | 6 | 2 | 24 | 17547 | 6929 | 8030 | 12311 | 2221 | 3539 | 15075 | 1747 | 2475 | 35095 | 1.03 | 1.14 | 12497.315
169 | 1 | 8 | 2017-01-08 | 0.58491 | 1 | 0.58491 | 0.64458 | 0.77096 | 0.81053 | 0.81122 | 0.61638 | 0.55728 | 0.66687 | 0.67631 | 0.81103 | 0.62847 | 0.88208 | 0.61846 | 7 | 3 | 25 | 17911 | 6867 | 7714 | 11893 | 2192 | 3506 | 15820 | 1700 | 2506 | 34507 | 0.93 | 1.07 | 11978.235
170 | 2 | 8 | 2017-01-08 | 0.54717 | 1 | 0.54717 | 0.62048 | 0.74542 | 0.80166 | 0.80142 | 0.60312 | 0.54004 | 0.65196 | 0.66705 | 0.8158 | 0.61294 | 0.88068 | 0.60455 | 7 | 3 | 26 | 17715 | 6784 | 7548 | 11525 | 2143 | 3458 | 15913 | 1658 | 2502 | 33731 | 0.87 | 1.03 | 11581.36
171 | 3 | 8 | 2017-01-08 | 0.54088 | 1 | 0.54088 | 0.60843 | 0.72049 | 0.7979 | 0.79433 | 0.59648 | 0.52603 | 0.64466 | 0.66165 | 0.82036 | 0.60296 | 0.88032 | 0.59711 | 7 | 3 | 27 | 17632 | 6724 | 7465 | 11226 | 2119 | 3430 | 16002 | 1631 | 2501 | 33316 | 0.86 | 1.01 | 11194.145
172 | 4 | 8 | 2017-01-08 | 0.54717 | 1 | 0.54717 | 0.62048 | 0.6999 | 0.79659 | 0.79149 | 0.59145 | 0.5205 | 0.64436 | 0.66262 | 0.83021 | 0.59704 | 0.89088 | 0.59557 | 7 | 3 | 28 | 17603 | 6700 | 7402 | 11108 | 2118 | 3435 | 16194 | 1615 | 2531 | 33230 | 0.87 | 1.03 | 10874.225
173 | 5 | 8 | 2017-01-08 | 0.57862 | 1 | 0.57862 | 0.63855 | 0.68772 | 0.80025 | 0.79905 | 0.59465 | 0.51694 | 0.64862 | 0.66802 | 0.84374 | 0.60111 | 0.89159 | 0.59887 | 7 | 3 | 29 | 17684 | 6764 | 7442 | 11032 | 2132 | 3463 | 16458 | 1626 | 2533 | 33414 | 0.92 | 1.06 | 10684.93
174 | 6 | 8 | 2017-01-08 | 0.6478 | 1 | 0.6478 | 0.69277 | 0.67866 | 0.80568 | 0.80732 | 0.59928 | 0.5167 | 0.65774 | 0.67419 | 0.86194 | 0.60776 | 0.89722 | 0.60728 | 7 | 3 | 30 | 17804 | 6834 | 7500 | 11027 | 2162 | 3495 | 16813 | 1644 | 2549 | 33883 | 1.03 | 1.15 | 10544.215
175 | 7 | 8 | 2017-01-08 | 0.71069 | 1 | 0.71069 | 0.75904 | 0.66367 | 0.81985 | 0.81973 | 0.60735 | 0.51984 | 0.67235 | 0.6821 | 0.88029 | 0.61701 | 0.89687 | 0.62009 | 7 | 3 | 31 | 18117 | 6939 | 7601 | 11094 | 2210 | 3536 | 17171 | 1669 | 2548 | 34598 | 1.13 | 1.26 | 10311.225
176 | 8 | 8 | 2017-01-08 | 0.73585 | 1 | 0.73585 | 0.74699 | 0.63637 | 0.83926 | 0.84525 | 0.62046 | 0.52701 | 0.69577 | 0.70177 | 0.89798 | 0.62921 | 0.93171 | 0.63445 | 7 | 3 | 32 | 18546 | 7155 | 7765 | 11247 | 2287 | 3638 | 17516 | 1702 | 2647 | 35399 | 1.17 | 1.24 | 9887.07
177 | 9 | 8 | 2017-01-08 | 0.71698 | 1 | 0.71698 | 0.71084 | 0.65776 | 0.85705 | 0.86675 | 0.6334 | 0.52776 | 0.71494 | 0.71798 | 0.90213 | 0.64473 | 0.96656 | 0.65092 | 7 | 3 | 33 | 18939 | 7337 | 7927 | 11263 | 2350 | 3722 | 17597 | 1744 | 2746 | 36318 | 1.14 | 1.18 | 10219.53
178 | 10 | 8 | 2017-01-08 | 0.69811 | 1 | 0.69811 | 0.6988 | 0.69482 | 0.85614 | 0.87608 | 0.64363 | 0.53718 | 0.72254 | 0.72068 | 0.89547 | 0.65619 | 0.95002 | 0.65845 | 7 | 3 | 34 | 18919 | 7416 | 8055 | 11464 | 2375 | 3736 | 17467 | 1775 | 2699 | 36738 | 1.11 | 1.16 | 10795.295
179 | 11 | 8 | 2017-01-08 | 0.7044 | 1 | 0.7044 | 0.72289 | 0.7323 | 0.83944 | 0.86391 | 0.64826 | 0.54051 | 0.7119 | 0.71026 | 0.87645 | 0.66137 | 0.90285 | 0.65726 | 7 | 3 | 35 | 18550 | 7313 | 8113 | 11535 | 2340 | 3682 | 17096 | 1789 | 2565 | 36672 | 1.12 | 1.2 | 11377.635
180 | 12 | 8 | 2017-01-08 | 0.67925 | 1 | 0.67925 | 0.72289 | 0.74794 | 0.82161 | 0.85139 | 0.64323 | 0.54252 | 0.70338 | 0.69657 | 0.8521 | 0.66359 | 0.84125 | 0.65242 | 7 | 3 | 36 | 18156 | 7207 | 8050 | 11578 | 2312 | 3611 | 16621 | 1795 | 2390 | 36402 | 1.08 | 1.2 | 11620.63
181 | 13 | 8 | 2017-01-08 | 0.62264 | 1 | 0.62264 | 0.6988 | 0.74218 | 0.80591 | 0.84324 | 0.64027 | 0.5406 | 0.69608 | 0.68383 | 0.83067 | 0.66543 | 0.79796 | 0.64694 | 7 | 3 | 37 | 17809 | 7138 | 8013 | 11537 | 2288 | 3545 | 16203 | 1800 | 2267 | 36096 | 0.99 | 1.16 | 11531.12
182 | 14 | 8 | 2017-01-08 | 0.63522 | 1 | 0.63522 | 0.6988 | 0.75233 | 0.79242 | 0.83012 | 0.63851 | 0.53582 | 0.68634 | 0.66995 | 0.80955 | 0.66359 | 0.75466 | 0.64251 | 7 | 3 | 38 | 17511 | 7027 | 7991 | 11435 | 2256 | 3473 | 15791 | 1795 | 2144 | 35849 | 1.01 | 1.16 | 11688.74
183 | 15 | 8 | 2017-01-08 | 0.65409 | 1 | 0.65409 | 0.70482 | 0.7566 | 0.7826 | 0.8215 | 0.637 | 0.53245 | 0.67782 | 0.65972 | 0.79617 | 0.66026 | 0.72721 | 0.64271 | 7 | 3 | 39 | 17294 | 6954 | 7972 | 11363 | 2228 | 3420 | 15530 | 1786 | 2066 | 35860 | 1.04 | 1.17 | 11755.12
184 | 16 | 8 | 2017-01-08 | 0.67925 | 1 | 0.67925 | 0.72289 | 0.75794 | 0.7841 | 0.82327 | 0.64019 | 0.52926 | 0.67904 | 0.66088 | 0.7976 | 0.66248 | 0.71348 | 0.64852 | 7 | 3 | 40 | 17327 | 6969 | 8012 | 11295 | 2232 | 3426 | 15558 | 1792 | 2027 | 36184 | 1.08 | 1.2 | 11775.96
185 | 17 | 8 | 2017-01-08 | 0.73585 | 1 | 0.73585 | 0.78313 | 0.74929 | 0.80043 | 0.8469 | 0.65601 | 0.53479 | 0.69273 | 0.67554 | 0.818 | 0.67209 | 0.72122 | 0.67529 | 7 | 3 | 41 | 17688 | 7169 | 8210 | 11413 | 2277 | 3502 | 15956 | 1818 | 2049 | 37678 | 1.17 | 1.3 | 11641.495
186 | 18 | 8 | 2017-01-08 | 0.79874 | 1 | 0.79874 | 0.81325 | 0.72694 | 0.84383 | 0.8997 | 0.68997 | 0.56295 | 0.72528 | 0.71566 | 0.87255 | 0.70388 | 0.76558 | 0.72625 | 7 | 3 | 42 | 18647 | 7616 | 8635 | 12014 | 2384 | 3710 | 17020 | 1904 | 2175 | 40521 | 1.27 | 1.35 | 11294.21
187 | 19 | 8 | 2017-01-08 | 0.83648 | 1 | 0.83648 | 0.8494 | 0.72784 | 0.87528 | 0.9225 | 0.72066 | 0.60105 | 0.7557 | 0.74981 | 0.90531 | 0.72163 | 0.81732 | 0.73958 | 7 | 3 | 43 | 19342 | 7809 | 9019 | 12827 | 2484 | 3887 | 17659 | 1952 | 2322 | 41265 | 1.33 | 1.41 | 11308.32
188 | 20 | 8 | 2017-01-08 | 0.91824 | 1 | 0.91824 | 0.90361 | 0.80601 | 0.87524 | 0.92286 | 0.71946 | 0.61033 | 0.75388 | 0.75212 | 0.90388 | 0.71793 | 0.83844 | 0.73417 | 7 | 3 | 44 | 19341 | 7812 | 9004 | 13025 | 2478 | 3899 | 17631 | 1942 | 2382 | 40963 | 1.46 | 1.5 | 12522.705
189 | 21 | 8 | 2017-01-08 | 0.91195 | 1 | 0.91195 | 0.93976 | 0.81962 | 0.87148 | 0.91872 | 0.71091 | 0.60044 | 0.74384 | 0.74055 | 0.89003 | 0.70943 | 0.84055 | 0.72403 | 7 | 3 | 45 | 19258 | 7777 | 8897 | 12814 | 2445 | 3839 | 17361 | 1919 | 2388 | 40397 | 1.45 | 1.56 | 12734.27
190 | 22 | 8 | 2017-01-08 | 0.89308 | 1 | 0.89308 | 0.89759 | 0.81392 | 0.85596 | 0.89793 | 0.69221 | 0.58976 | 0.72711 | 0.72357 | 0.87019 | 0.69353 | 0.84055 | 0.70327 | 7 | 3 | 46 | 18915 | 7601 | 8663 | 12586 | 2390 | 3751 | 16974 | 1876 | 2388 | 39239 | 1.42 | 1.49 | 12645.685
191 | 23 | 8 | 2017-01-08 | 0.7673 | 1 | 0.7673 | 0.8012 | 0.80175 | 0.83048 | 0.87348 | 0.66992 | 0.5779 | 0.70581 | 0.69541 | 0.84261 | 0.66728 | 0.82717 | 0.67155 | 7 | 3 | 47 | 18352 | 7394 | 8384 | 12333 | 2320 | 3605 | 16436 | 1805 | 2350 | 37469 | 1.22 | 1.33 | 12456.54
192 | 24 | 8 | 2017-01-08 | 0.69182 | 1 | 0.69182 | 0.69277 | 0.77447 | 0.80559 | 0.84761 | 0.64355 | 0.55358 | 0.68877 | 0.66725 | 0.82057 | 0.6403 | 0.79937 | 0.63848 | 7 | 3 | 48 | 17802 | 7175 | 8054 | 11814 | 2264 | 3459 | 16006 | 1732 | 2271 | 35624 | 1.1 | 1.15 | 12032.68
193 | 1 | 9 | 2017-01-09 | 0.61635 | 1 | 0.61635 | 0.64458 | 0.80131 | 0.83849 | 0.88246 | 0.62677 | 0.51685 | 0.68421 | 0.67458 | 0.81483 | 0.62662 | 0.87117 | 0.67203 | 1 | 1 | 49 | 18529 | 7470 | 7844 | 11030 | 2249 | 3497 | 15894 | 1695 | 2475 | 37496 | 0.98 | 1.07 | 12449.825
194 | 2 | 9 | 2017-01-09 | 0.61006 | 1 | 0.61006 | 0.62048 | 0.77242 | 0.8284 | 0.87206 | 0.61614 | 0.50171 | 0.6693 | 0.6657 | 0.81667 | 0.61848 | 0.88279 | 0.66241 | 1 | 1 | 50 | 18306 | 7382 | 7711 | 10707 | 2200 | 3451 | 15930 | 1673 | 2508 | 36959 | 0.97 | 1.03 | 12000.945
195 | 3 | 9 | 2017-01-09 | 0.59748 | 1 | 0.59748 | 0.62048 | 0.74901 | 0.82912 | 0.87702 | 0.61079 | 0.49318 | 0.66444 | 0.65664 | 0.82288 | 0.60924 | 0.88455 | 0.65086 | 1 | 1 | 51 | 18322 | 7424 | 7644 | 10525 | 2184 | 3404 | 16051 | 1648 | 2513 | 36315 | 0.95 | 1.03 | 11637.225
196 | 4 | 9 | 2017-01-09 | 0.58491 | 1 | 0.58491 | 0.62048 | 0.73082 | 0.83311 | 0.87726 | 0.60999 | 0.48953 | 0.66504 | 0.65914 | 0.84133 | 0.61109 | 0.89335 | 0.65551 | 1 | 1 | 52 | 18410 | 7426 | 7634 | 10447 | 2186 | 3417 | 16411 | 1653 | 2538 | 36574 | 0.93 | 1.03 | 11354.585
197 | 5 | 9 | 2017-01-09 | 0.60377 | 1 | 0.60377 | 0.64458 | 0.71832 | 0.85112 | 0.88943 | 0.62229 | 0.4907 | 0.6766 | 0.66937 | 0.86163 | 0.61701 | 0.90707 | 0.67201 | 1 | 1 | 53 | 18808 | 7529 | 7788 | 10472 | 2224 | 3470 | 16807 | 1669 | 2577 | 37495 | 0.96 | 1.07 | 11160.345
198 | 6 | 9 | 2017-01-09 | 0.67296 | 1 | 0.67296 | 0.6988 | 0.72546 | 0.88203 | 0.91861 | 0.64978 | 0.50373 | 0.70611 | 0.69927 | 0.89367 | 0.64621 | 0.92714 | 0.7004 | 1 | 1 | 54 | 19491 | 7776 | 8132 | 10750 | 2321 | 3625 | 17432 | 1748 | 2634 | 39079 | 1.07 | 1.16 | 11271.335
199 | 7 | 9 | 2017-01-09 | 0.73585 | 1 | 0.73585 | 0.77108 | 0.7356 | 0.93235 | 0.96551 | 0.70068 | 0.53418 | 0.75388 | 0.73515 | 0.92561 | 0.67948 | 0.96234 | 0.73695 | 1 | 1 | 55 | 20603 | 8173 | 8769 | 11400 | 2478 | 3811 | 18055 | 1838 | 2734 | 41118 | 1.17 | 1.28 | 11428.795
200 | 8 | 9 | 2017-01-09 | 0.74214 | 1 | 0.74214 | 0.78313 | 0.74366 | 0.95801 | 0.98984 | 0.7364 | 0.57645 | 0.78065 | 0.76215 | 0.9432 | 0.7146 | 0.96902 | 0.75616 | 1 | 1 | 56 | 21170 | 8379 | 9216 | 12302 | 2566 | 3951 | 18398 | 1933 | 2753 | 42190 | 1.18 | 1.3 | 11554.04
201 | 9 | 9 | 2017-01-09 | 0.74843 | 1 | 0.74843 | 0.74699 | 0.84656 | 0.95144 | 0.98488 | 0.74311 | 0.59402 | 0.77974 | 0.76196 | 0.93135 | 0.72052 | 0.94579 | 0.75439 | 1 | 1 | 57 | 21025 | 8337 | 9300 | 12677 | 2563 | 3950 | 18167 | 1949 | 2687 | 42091 | 1.19 | 1.24 | 13152.805
202 | 10 | 9 | 2017-01-09 | 0.71698 | 1 | 0.71698 | 0.72892 | 0.91285 | 0.93022 | 0.9622 | 0.7471 | 0.59763 | 0.77852 | 0.75791 | 0.89947 | 0.72495 | 0.89687 | 0.74924 | 1 | 1 | 58 | 20556 | 8145 | 9350 | 12754 | 2559 | 3929 | 17545 | 1961 | 2548 | 41804 | 1.14 | 1.21 | 14182.66
203 | 11 | 9 | 2017-01-09 | 0.71698 | 1 | 0.71698 | 0.71084 | 0.9624 | 0.90501 | 0.94873 | 0.74902 | 0.60133 | 0.77305 | 0.75231 | 0.86963 | 0.722 | 0.84653 | 0.73894 | 1 | 1 | 59 | 19999 | 8031 | 9374 | 12833 | 2541 | 3900 | 16963 | 1953 | 2405 | 41229 | 1.14 | 1.18 | 14952.575
204 | 12 | 9 | 2017-01-09 | 0.69811 | 1 | 0.69811 | 0.68072 | 0.97754 | 0.87569 | 0.93089 | 0.74271 | 0.60175 | 0.75479 | 0.73341 | 0.838 | 0.71534 | 0.78353 | 0.72408 | 1 | 1 | 60 | 19351 | 7880 | 9295 | 12842 | 2481 | 3802 | 16346 | 1935 | 2226 | 40400 | 1.11 | 1.13 | 15187.805
205 | 13 | 9 | 2017-01-09 | 0.63522 | 1 | 0.63522 | 0.6506 | 0.95214 | 0.84709 | 0.90916 | 0.73584 | 0.60213 | 0.74566 | 0.71856 | 0.80662 | 0.70869 | 0.74234 | 0.71281 | 1 | 1 | 61 | 18719 | 7696 | 9209 | 12850 | 2451 | 3725 | 15734 | 1917 | 2109 | 39771 | 1.01 | 1.08 | 14793.225
206 | 14 | 9 | 2017-01-09 | 0.61635 | 1 | 0.61635 | 0.63253 | 0.97576 | 0.82487 | 0.89451 | 0.73256 | 0.5988 | 0.73319 | 0.70563 | 0.78207 | 0.69982 | 0.71489 | 0.70318 | 1 | 1 | 62 | 18228 | 7572 | 9168 | 12779 | 2410 | 3658 | 15255 | 1893 | 2031 | 39234 | 0.98 | 1.05 | 15160.185
207 | 15 | 9 | 2017-01-09 | 0.61635 | 1 | 0.61635 | 0.65663 | 1 | 0.80586 | 0.88104 | 0.72265 | 0.59814 | 0.71889 | 0.69483 | 0.76787 | 0.69649 | 0.68356 | 0.69897 | 1 | 1 | 63 | 17808 | 7458 | 9044 | 12765 | 2363 | 3602 | 14978 | 1884 | 1942 | 38999 | 0.98 | 1.09 | 15536.75
208 | 16 | 9 | 2017-01-09 | 0.64151 | 1 | 0.64151 | 0.68072 | 0.99944 | 0.79559 | 0.87265 | 0.71682 | 0.59618 | 0.71037 | 0.69309 | 0.7651 | 0.69279 | 0.67758 | 0.70877 | 1 | 1 | 64 | 17581 | 7387 | 8971 | 12723 | 2335 | 3593 | 14924 | 1874 | 1925 | 39546 | 1.02 | 1.13 | 15528.105
209 | 17 | 9 | 2017-01-09 | 0.66667 | 1 | 0.66667 | 0.72892 | 0.98608 | 0.80211 | 0.88612 | 0.72457 | 0.59716 | 0.71828 | 0.701 | 0.78704 | 0.6976 | 0.68567 | 0.73845 | 1 | 1 | 65 | 17725 | 7501 | 9068 | 12744 | 2361 | 3634 | 15352 | 1887 | 1948 | 41202 | 1.06 | 1.21 | 15320.515
210 | 18 | 9 | 2017-01-09 | 0.68553 | 1 | 0.68553 | 0.77711 | 0.92154 | 0.83501 | 0.91955 | 0.75022 | 0.61857 | 0.75236 | 0.72994 | 0.84118 | 0.71608 | 0.74129 | 0.78107 | 1 | 1 | 66 | 18452 | 7784 | 9389 | 13201 | 2473 | 3784 | 16408 | 1937 | 2106 | 43580 | 1.09 | 1.29 | 14317.695
211 | 19 | 9 | 2017-01-09 | 0.7044 | 1 | 0.7044 | 0.79518 | 0.8823 | 0.85546 | 0.93349 | 0.77076 | 0.63975 | 0.76605 | 0.74653 | 0.86645 | 0.73235 | 0.7691 | 0.79554 | 1 | 1 | 67 | 18904 | 7902 | 9646 | 13653 | 2518 | 3870 | 16901 | 1981 | 2185 | 44387 | 1.12 | 1.32 | 13708.055
212 | 20 | 9 | 2017-01-09 | 0.7673 | 1 | 0.7673 | 0.8494 | 0.93549 | 0.858 | 0.93278 | 0.76308 | 0.63746 | 0.76787 | 0.74209 | 0.86307 | 0.72865 | 0.77402 | 0.79321 | 1 | 1 | 68 | 18960 | 7896 | 9550 | 13604 | 2524 | 3847 | 16835 | 1971 | 2199 | 44257 | 1.22 | 1.41 | 14534.475
213 | 21 | 9 | 2017-01-09 | 0.83648 | 1 | 0.83648 | 0.89759 | 0.93593 | 0.8527 | 0.92038 | 0.74838 | 0.62865 | 0.75662 | 0.72049 | 0.8441 | 0.71128 | 0.7522 | 0.77243 | 1 | 1 | 69 | 18843 | 7791 | 9366 | 13416 | 2487 | 3735 | 16465 | 1924 | 2137 | 43098 | 1.33 | 1.49 | 14541.295
214 | 22 | 9 | 2017-01-09 | 0.8239 | 1 | 0.8239 | 0.87349 | 0.9084 | 0.83433 | 0.88565 | 0.72002 | 0.61061 | 0.72467 | 0.69637 | 0.81944 | 0.69242 | 0.73354 | 0.741 | 1 | 1 | 70 | 18437 | 7497 | 9011 | 13031 | 2382 | 3610 | 15984 | 1873 | 2084 | 41344 | 1.31 | 1.45 | 14113.52
215 | 23 | 9 | 2017-01-09 | 0.77358 | 1 | 0.77358 | 0.75904 | 0.88374 | 0.79876 | 0.84418 | 0.67998 | 0.58802 | 0.68634 | 0.6603 | 0.78309 | 0.65582 | 0.71489 | 0.69669 | 1 | 1 | 71 | 17651 | 7146 | 8510 | 12549 | 2256 | 3423 | 15275 | 1774 | 2031 | 38872 | 1.23 | 1.26 | 13730.465
216 | 24 | 9 | 2017-01-09 | 0.7044 | 1 | 0.7044 | 0.68072 | 0.84359 | 0.76138 | 0.81087 | 0.64243 | 0.55438 | 0.65135 | 0.61979 | 0.75249 | 0.61516 | 0.68919 | 0.65769 | 1 | 1 | 72 | 16825 | 6864 | 8040 | 11831 | 2141 | 3213 | 14678 | 1664 | 1958 | 36696 | 1.12 | 1.13 | 13106.685
217 | 1 | 10 | 2017-01-10 | 0.6478 | 1 | 0.6478 | 0.63253 | 0.80131 | 0.75726 | 0.77921 | 0.61231 | 0.53282 | 0.62154 | 0.58237 | 0.78535 | 0.57597 | 0.66103 | 0.64961 | 2 | 1 | 73 | 16734 | 6596 | 7663 | 11371 | 2043 | 3019 | 15319 | 1558 | 1878 | 36245 | 1.03 | 1.05 | 12449.825
218 | 2 | 10 | 2017-01-10 | 0.59748 | 1 | 0.59748 | 0.61446 | 0.77242 | 0.7412 | 0.76385 | 0.59696 | 0.50499 | 0.60359 | 0.56694 | 0.77797 | 0.56155 | 0.65048 | 0.63689 | 2 | 1 | 74 | 16379 | 6466 | 7471 | 10777 | 1984 | 2939 | 15175 | 1519 | 1848 | 35535 | 0.95 | 1.02 | 12000.945
219 | 3 | 10 | 2017-01-10 | 0.57862 | 1 | 0.57862 | 0.59639 | 0.74901 | 0.7321 | 0.75594 | 0.58849 | 0.48765 | 0.59264 | 0.55883 | 0.77402 | 0.55527 | 0.64414 | 0.6269 | 2 | 1 | 75 | 16178 | 6399 | 7365 | 10407 | 1948 | 2897 | 15098 | 1502 | 1830 | 34978 | 0.92 | 0.99 | 11637.225
220 | 4 | 10 | 2017-01-10 | 0.58491 | 1 | 0.58491 | 0.61446 | 0.73082 | 0.73088 | 0.75381 | 0.5853 | 0.47716 | 0.58838 | 0.55691 | 0.78432 | 0.55379 | 0.6452 | 0.6295 | 2 | 1 | 76 | 16151 | 6381 | 7325 | 10183 | 1934 | 2887 | 15299 | 1498 | 1833 | 35123 | 0.93 | 1.02 | 11354.585
221 | 5 | 10 | 2017-01-10 | 0.58491 | 1 | 0.58491 | 0.62048 | 0.71832 | 0.73835 | 0.7622 | 0.59337 | 0.47486 | 0.59903 | 0.56771 | 0.79488 | 0.5586 | 0.65118 | 0.64382 | 2 | 1 | 77 | 16316 | 6452 | 7426 | 10134 | 1969 | 2943 | 15505 | 1511 | 1850 | 35922 | 0.93 | 1.03 | 11160.345
222 | 6 | 10 | 2017-01-10 | 0.61635 | 1 | 0.61635 | 0.6747 | 0.72546 | 0.76509 | 0.79043 | 0.61934 | 0.48484 | 0.63127 | 0.59664 | 0.82134 | 0.58299 | 0.67335 | 0.68056 | 2 | 1 | 78 | 16907 | 6691 | 7751 | 10347 | 2075 | 3093 | 16021 | 1577 | 1913 | 37972 | 0.98 | 1.12 | 11271.335
223 | 7 | 10 | 2017-01-10 | 0.67296 | 1 | 0.67296 | 0.75904 | 0.7356 | 0.80831 | 0.83532 | 0.66624 | 0.51596 | 0.6833 | 0.6414 | 0.85082 | 0.6207 | 0.7082 | 0.73628 | 2 | 1 | 79 | 17862 | 7071 | 8338 | 11011 | 2246 | 3325 | 16596 | 1679 | 2012 | 41081 | 1.07 | 1.26 | 11428.795
224 | 8 | 10 | 2017-01-10 | 0.72327 | 1 | 0.72327 | 0.74699 | 0.74366 | 0.84071 | 0.85989 | 0.69772 | 0.56188 | 0.71646 | 0.66532 | 0.87609 | 0.64991 | 0.71841 | 0.7607 | 2 | 1 | 80 | 18578 | 7279 | 8732 | 11991 | 2355 | 3449 | 17089 | 1758 | 2041 | 42443 | 1.15 | 1.24 | 11554.04
225 | 9 | 10 | 2017-01-10 | 0.75472 | 1 | 0.75472 | 0.71084 | 0.84656 | 0.8394 | 0.85092 | 0.69996 | 0.58376 | 0.71676 | 0.66011 | 0.87322 | 0.65619 | 0.70292 | 0.75575 | 2 | 1 | 81 | 18549 | 7203 | 8760 | 12458 | 2356 | 3422 | 17033 | 1775 | 1997 | 42167 | 1.2 | 1.18 | 13152.805
226 | 10 | 10 | 2017-01-10 | 0.79245 | 1 | 0.79245 | 0.6747 | 0.91285 | 0.83175 | 0.83981 | 0.70364 | 0.58531 | 0.71494 | 0.65644 | 0.85574 | 0.65989 | 0.68849 | 0.74444 | 2 | 1 | 82 | 18380 | 7109 | 8806 | 12491 | 2350 | 3403 | 16692 | 1785 | 1956 | 41536 | 1.26 | 1.12 | 14182.66
227 | 11 | 10 | 2017-01-10 | 0.73585 | 1 | 0.73585 | 0.6506 | 0.9624 | 0.82166 | 0.83012 | 0.70539 | 0.58456 | 0.71342 | 0.65471 | 0.828 | 0.66359 | 0.6723 | 0.73336 | 2 | 1 | 83 | 18157 | 7027 | 8828 | 12475 | 2345 | 3394 | 16151 | 1795 | 1910 | 40918 | 1.17 | 1.08 | 14952.575
228 | 12 | 10 | 2017-01-10 | 0.72327 | 1 | 0.72327 | 0.61446 | 0.97754 | 0.80532 | 0.81359 | 0.69868 | 0.58404 | 0.70611 | 0.64487 | 0.80319 | 0.66063 | 0.65259 | 0.71951 | 2 | 1 | 84 | 17796 | 6887 | 8744 | 12464 | 2321 | 3343 | 15667 | 1787 | 1854 | 40145 | 1.15 | 1.02 | 15187.805
229 | 13 | 10 | 2017-01-10 | 0.71069 | 1 | 0.71069 | 0.63855 | 0.95214 | 0.7855 | 0.80071 | 0.69165 | 0.58142 | 0.69912 | 0.63407 | 0.77335 | 0.65619 | 0.629 | 0.70399 | 2 | 1 | 85 | 17358 | 6778 | 8656 | 12408 | 2298 | 3287 | 15085 | 1775 | 1787 | 39279 | 1.13 | 1.06 | 14793.225
230 | 14 | 10 | 2017-01-10 | 0.69182 | 1 | 0.69182 | 0.62048 | 0.97576 | 0.77202 | 0.78771 | 0.68765 | 0.57903 | 0.68999 | 0.62539 | 0.74941 | 0.64954 | 0.61316 | 0.69481 | 2 | 1 | 86 | 17060 | 6668 | 8606 | 12357 | 2268 | 3242 | 14618 | 1757 | 1742 | 38767 | 1.1 | 1.03 | 15160.185
231 | 15 | 10 | 2017-01-10 | 0.67296 | 1 | 0.67296 | 0.62048 | 1 | 0.7569 | 0.7772 | 0.67918 | 0.57978 | 0.67904 | 0.61825 | 0.73598 | 0.64325 | 0.59521 | 0.68994 | 2 | 1 | 87 | 16726 | 6579 | 8500 | 12373 | 2232 | 3205 | 14356 | 1740 | 1691 | 38495 | 1.07 | 1.03 | 15536.75
232 | 16 | 10 | 2017-01-10 | 0.68553 | 1 | 0.68553 | 0.63253 | 0.99944 | 0.74477 | 0.772 | 0.67367 | 0.57795 | 0.669 | 0.61497 | 0.7327 | 0.63771 | 0.58993 | 0.69687 | 2 | 1 | 88 | 16458 | 6535 | 8431 | 12334 | 2199 | 3188 | 14292 | 1725 | 1676 | 38882 | 1.09 | 1.05 | 15528.105
233 | 17 | 10 | 2017-01-10 | 0.66667 | 1 | 0.66667 | 0.71084 | 0.98608 | 0.75061 | 0.78488 | 0.68134 | 0.58151 | 0.67569 | 0.62326 | 0.76064 | 0.64621 | 0.60507 | 0.72101 | 2 | 1 | 89 | 16587 | 6644 | 8527 | 12410 | 2221 | 3231 | 14837 | 1748 | 1719 | 40229 | 1.06 | 1.18 | 15320.515
234 | 18 | 10 | 2017-01-10 | 0.69811 | 1 | 0.69811 | 0.71687 | 0.92154 | 0.76889 | 0.81725 | 0.71115 | 0.6123 | 0.70186 | 0.64931 | 0.80365 | 0.67431 | 0.63499 | 0.75987 | 2 | 1 | 90 | 16991 | 6918 | 8900 | 13067 | 2307 | 3366 | 15676 | 1824 | 1804 | 42397 | 1.11 | 1.19 | 14317.695
235 | 19 | 10 | 2017-01-10 | 0.72327 | 1 | 0.72327 | 0.76506 | 0.8823 | 0.78464 | 0.82705 | 0.72034 | 0.63301 | 0.71433 | 0.66204 | 0.79606 | 0.67579 | 0.6547 | 0.77007 | 2 | 1 | 91 | 17339 | 7001 | 9015 | 13509 | 2348 | 3432 | 15528 | 1828 | 1860 | 42966 | 1.15 | 1.27 | 13708.055
236 | 20 | 10 | 2017-01-10 | 0.78616 | 1 | 0.78616 | 0.80723 | 0.93549 | 0.78315 | 0.82575 | 0.71474 | 0.62537 | 0.70672 | 0.65529 | 0.77243 | 0.67209 | 0.65048 | 0.75116 | 2 | 1 | 92 | 17306 | 6990 | 8945 | 13346 | 2323 | 3397 | 15067 | 1818 | 1848 | 41911 | 1.25 | 1.34 | 14534.475
237 | 21 | 10 | 2017-01-10 | 0.83648 | 1 | 0.83648 | 0.86145 | 0.93593 | 0.77233 | 0.81347 | 0.70244 | 0.61881 | 0.69334 | 0.64545 | 0.74664 | 0.65952 | 0.64801 | 0.71834 | 2 | 1 | 93 | 17067 | 6886 | 8791 | 13206 | 2279 | 3346 | 14564 | 1784 | 1841 | 40080 | 1.33 | 1.43 | 14541.295
238 | 22 | 10 | 2017-01-10 | 0.81761 | 1 | 0.81761 | 0.8494 | 0.9084 | 0.7517 | 0.78441 | 0.67583 | 0.60752 | 0.66504 | 0.62326 | 0.71332 | 0.63549 | 0.63147 | 0.68632 | 2 | 1 | 94 | 16611 | 6640 | 8458 | 12965 | 2186 | 3231 | 13914 | 1719 | 1794 | 38293 | 1.3 | 1.41 | 14113.52
239 | 23 | 10 | 2017-01-10 | 0.75472 | 1 | 0.75472 | 0.72892 | 0.88374 | 0.72043 | 0.742 | 0.63835 | 0.58404 | 0.62732 | 0.5897 | 0.66861 | 0.60481 | 0.60225 | 0.64255 | 2 | 1 | 95 | 15920 | 6281 | 7989 | 12464 | 2062 | 3057 | 13042 | 1636 | 1711 | 35851 | 1.2 | 1.21 | 13730.465
240 | 24 | 10 | 2017-01-10 | 0.68553 | 1 | 0.68553 | 0.6506 | 0.84359 | 0.68192 | 0.70219 | 0.60208 | 0.54632 | 0.59172 | 0.55189 | 0.62401 | 0.56784 | 0.56107 | 0.59889 | 2 | 1 | 96 | 15069 | 5944 | 7535 | 11659 | 1945 | 2861 | 12172 | 1536 | 1594 | 33415 | 1.09 | 1.08 | 13106.685
241 | 1 | 11 | 2017-01-11 | 0.61635 | 1 | 0.61635 | 0.62651 | 0.80131 | 0.65893 | 0.66497 | 0.55861 | 0.51408 | 0.5613 | 0.51061 | 0.5909 | 0.52126 | 0.4692 | 0.54901 | 3 | 1 | 97 | 14561 | 5629 | 6991 | 10971 | 1845 | 2647 | 11526 | 1410 | 1333 | 30632 | 0.98 | 1.04 | 12449.825
242 | 2 | 11 | 2017-01-11 | 0.60377 | 1 | 0.60377 | 0.60241 | 0.77242 | 0.64381 | 0.64678 | 0.54183 | 0.49135 | 0.54335 | 0.49383 | 0.57746 | 0.50536 | 0.45512 | 0.53125 | 3 | 1 | 98 | 14227 | 5475 | 6781 | 10486 | 1786 | 2560 | 11264 | 1367 | 1293 | 29641 | 0.96 | 1 | 12000.945
243 | 3 | 11 | 2017-01-11 | 0.59748 | 1 | 0.59748 | 0.59036 | 0.74901 | 0.63739 | 0.63757 | 0.53232 | 0.47748 | 0.5327 | 0.48495 | 0.56726 | 0.49686 | 0.44843 | 0.51956 | 3 | 1 | 99 | 14085 | 5397 | 6662 | 10190 | 1751 | 2514 | 11065 | 1344 | 1274 | 28989 | 0.95 | 0.98 | 11637.225
244 | 4 | 11 | 2017-01-11 | 0.61635 | 1 | 0.61635 | 0.59036 | 0.73082 | 0.63807 | 0.63438 | 0.52865 | 0.47003 | 0.52966 | 0.48399 | 0.56813 | 0.49427 | 0.44703 | 0.51782 | 3 | 1 | 100 | 14100 | 5370 | 6616 | 10031 | 1741 | 2509 | 11082 | 1337 | 1270 | 28892 | 0.98 | 0.98 | 11354.585
245 | 5 | 11 | 2017-01-11 | 0.64151 | 1 | 0.64151 | 0.60843 | 0.71832 | 0.65038 | 0.64206 | 0.53736 | 0.47003 | 0.54244 | 0.49363 | 0.58285 | 0.49982 | 0.45336 | 0.52817 | 3 | 1 | 101 | 14372 | 5435 | 6725 | 10031 | 1783 | 2559 | 11369 | 1352 | 1288 | 29469 | 1.02 | 1.01 | 11160.345
246 | 6 | 11 | 2017-01-11 | 0.71698 | 1 | 0.71698 | 0.6506 | 0.72546 | 0.68432 | 0.67265 | 0.5642 | 0.48203 | 0.57864 | 0.52469 | 0.61268 | 0.52532 | 0.47765 | 0.55874 | 3 | 1 | 102 | 15122 | 5694 | 7061 | 10287 | 1902 | 2720 | 11951 | 1421 | 1357 | 31175 | 1.14 | 1.08 | 11271.335
247 | 7 | 11 | 2017-01-11 | 0.77358 | 1 | 0.77358 | 0.68675 | 0.7356 | 0.74016 | 0.7205 | 0.6139 | 0.51268 | 0.63736 | 0.57176 | 0.6619 | 0.56451 | 0.52306 | 0.61111 | 3 | 1 | 103 | 16356 | 6099 | 7683 | 10941 | 2095 | 2964 | 12911 | 1527 | 1486 | 34097 | 1.23 | 1.14 | 11428.795
248 | 8 | 11 | 2017-01-11 | 0.77987 | 1 | 0.77987 | 0.71687 | 0.74366 | 0.77568 | 0.74897 | 0.64986 | 0.55578 | 0.6693 | 0.60185 | 0.68153 | 0.59298 | 0.5396 | 0.63939 | 3 | 1 | 104 | 17141 | 6340 | 8133 | 11861 | 2200 | 3120 | 13294 | 1604 | 1533 | 35675 | 1.24 | 1.19 | 11554.04
249 | 9 | 11 | 2017-01-11 | 0.73585 | 1 | 0.73585 | 0.77108 | 0.84656 | 0.77039 | 0.74625 | 0.65473 | 0.57612 | 0.66991 | 0.60204 | 0.67492 | 0.59963 | 0.52552 | 0.64126 | 3 | 1 | 105 | 17024 | 6317 | 8194 | 12295 | 2202 | 3121 | 13165 | 1622 | 1493 | 35779 | 1.17 | 1.28 | 13152.805
250 | 10 | 11 | 2017-01-11 | 0.67925 | 1 | 0.67925 | 0.74096 | 0.91285 | 0.7636 | 0.7433 | 0.65737 | 0.57875 | 0.6693 | 0.60359 | 0.66123 | 0.60518 | 0.51883 | 0.63932 | 3 | 1 | 106 | 16874 | 6292 | 8227 | 12351 | 2200 | 3129 | 12898 | 1637 | 1474 | 35671 | 1.08 | 1.23 | 14182.66
251 | 11 | 11 | 2017-01-11 | 0.66667 | 1 | 0.66667 | 0.75301 | 0.9624 | 0.75333 | 0.73952 | 0.66081 | 0.57692 | 0.66809 | 0.60436 | 0.64893 | 0.61109 | 0.50757 | 0.63464 | 3 | 1 | 107 | 16647 | 6260 | 8270 | 12312 | 2196 | 3133 | 12658 | 1653 | 1442 | 35410 | 1.06 | 1.25 | 14952.575
252 | 12 | 11 | 2017-01-11 | 0.6478 | 1 | 0.6478 | 0.73494 | 0.97754 | 0.73948 | 0.72924 | 0.65689 | 0.57804 | 0.65744 | 0.59838 | 0.63498 | 0.60924 | 0.4949 | 0.62696 | 3 | 1 | 108 | 16341 | 6173 | 8221 | 12336 | 2161 | 3102 | 12386 | 1648 | 1406 | 34981 | 1.03 | 1.22 | 15187.805
253 | 13 | 11 | 2017-01-11 | 0.66667 | 1 | 0.66667 | 0.71084 | 0.95214 | 0.72658 | 0.72073 | 0.65242 | 0.57439 | 0.6477 | 0.59279 | 0.6196 | 0.60702 | 0.48152 | 0.61817 | 3 | 1 | 109 | 16056 | 6101 | 8165 | 12258 | 2129 | 3073 | 12086 | 1642 | 1368 | 34491 | 1.06 | 1.18 | 14793.225
254 | 14 | 11 | 2017-01-11 | 0.6478 | 1 | 0.6478 | 0.70482 | 0.97576 | 0.71803 | 0.7127 | 0.6505 | 0.57087 | 0.63827 | 0.58681 | 0.60756 | 0.60481 | 0.47026 | 0.61301 | 3 | 1 | 110 | 15867 | 6033 | 8141 | 12183 | 2098 | 3042 | 11851 | 1636 | 1336 | 34203 | 1.03 | 1.17 | 15160.185
255 | 15 | 11 | 2017-01-11 | 0.62893 | 1 | 0.62893 | 0.69277 | 1 | 0.70694 | 0.70419 | 0.64211 | 0.5704 | 0.62945 | 0.5814 | 0.5991 | 0.59926 | 0.46357 | 0.60878 | 3 | 1 | 111 | 15622 | 5961 | 8036 | 12173 | 2069 | 3014 | 11686 | 1621 | 1317 | 33967 | 1 | 1.15 | 15536.75
256 | 16 | 11 | 2017-01-11 | 0.67296 | 1 | 0.67296 | 0.69277 | 0.99944 | 0.69889 | 0.70159 | 0.63716 | 0.56614 | 0.62063 | 0.57735 | 0.59828 | 0.59482 | 0.46075 | 0.61355 | 3 | 1 | 112 | 15444 | 5939 | 7974 | 12082 | 2040 | 2993 | 11670 | 1609 | 1309 | 34233 | 1.07 | 1.15 | 15528.105
257 | 17 | 11 | 2017-01-11 | 0.72327 | 1 | 0.72327 | 0.75301 | 0.98608 | 0.70495 | 0.71742 | 0.64323 | 0.56858 | 0.62793 | 0.58372 | 0.61504 | 0.6037 | 0.47518 | 0.63848 | 3 | 1 | 113 | 15578 | 6073 | 8050 | 12134 | 2064 | 3026 | 11997 | 1633 | 1350 | 35624 | 1.15 | 1.25 | 15320.515
258 | 18 | 11 | 2017-01-11 | 0.7673 | 1 | 0.7673 | 0.80723 | 0.92154 | 0.73301 | 0.75535 | 0.67599 | 0.59444 | 0.65653 | 0.60841 | 0.65411 | 0.62921 | 0.50757 | 0.6804 | 3 | 1 | 114 | 16198 | 6394 | 8460 | 12686 | 2158 | 3154 | 12759 | 1702 | 1442 | 37963 | 1.22 | 1.34 | 14317.695
259 | 19 | 11 | 2017-01-11 | 0.77358 | 1 | 0.77358 | 0.83133 | 0.8823 | 0.74817 | 0.76515 | 0.67871 | 0.61478 | 0.67143 | 0.61883 | 0.66656 | 0.6281 | 0.52939 | 0.68151 | 3 | 1 | 115 | 16533 | 6477 | 8494 | 13120 | 2207 | 3208 | 13002 | 1699 | 1504 | 38025 | 1.23 | 1.38 | 13708.055
260 | 20 | 11 | 2017-01-11 | 0.80503 | 1 | 0.80503 | 0.8494 | 0.93549 | 0.74328 | 0.75735 | 0.67008 | 0.60456 | 0.66657 | 0.61111 | 0.65559 | 0.61996 | 0.52517 | 0.67078 | 3 | 1 | 116 | 16425 | 6411 | 8386 | 12902 | 2191 | 3168 | 12788 | 1677 | 1492 | 37426 | 1.28 | 1.41 | 14534.475
261 | 21 | 11 | 2017-01-11 | 0.89937 | 1 | 0.89937 | 0.93373 | 0.93593 | 0.73314 | 0.74507 | 0.65777 | 0.59679 | 0.65318 | 0.59819 | 0.64201 | 0.60961 | 0.52306 | 0.65594 | 3 | 1 | 117 | 16201 | 6307 | 8232 | 12736 | 2147 | 3101 | 12523 | 1649 | 1486 | 36598 | 1.43 | 1.55 | 14541.295
262 | 22 | 11 | 2017-01-11 | 0.88679 | 1 | 0.88679 | 0.90964 | 0.9084 | 0.71319 | 0.71955 | 0.63484 | 0.58779 | 0.62732 | 0.57427 | 0.61458 | 0.59002 | 0.50581 | 0.62773 | 3 | 1 | 118 | 15760 | 6091 | 7945 | 12544 | 2062 | 2977 | 11988 | 1596 | 1437 | 35024 | 1.41 | 1.51 | 14113.52
263 | 23 | 11 | 2017-01-11 | 0.79874 | 1 | 0.79874 | 0.85542 | 0.88374 | 0.67807 | 0.68045 | 0.59784 | 0.56642 | 0.59051 | 0.54051 | 0.57664 | 0.5586 | 0.47624 | 0.5855 | 3 | 1 | 119 | 14984 | 5760 | 7482 | 12088 | 1941 | 2802 | 11248 | 1511 | 1353 | 32668 | 1.27 | 1.42 | 13730.465
264 | 24 | 11 | 2017-01-11 | 0.7044 | 1 | 0.7044 | 0.77108 | 0.84359 | 0.63965 | 0.63993 | 0.55789 | 0.53212 | 0.5543 | 0.50386 | 0.5427 | 0.52532 | 0.43647 | 0.54525 | 3 | 1 | 120 | 14135 | 5417 | 6982 | 11356 | 1822 | 2612 | 10586 | 1421 | 1240 | 30422 | 1.12 | 1.28 | 13106.685
265 | 1 | 12 | 2017-01-12 | 0.76101 | 1 | 0.76101 | 0.71687 | 0.80131 | 0.58272 | 0.6026 | 0.52697 | 0.4936 | 0.50593 | 0.46798 | 0.47924 | 0.49649 | 0.37628 | 0.47829 | 4 | 1 | 121 | 12877 | 5101 | 6595 | 10534 | 1663 | 2426 | 9348 | 1343 | 1069 | 26686 | 1.21 | 1.19 | 12449.825
266 | 2 | 12 | 2017-01-12 | 0.71698 | 1 | 0.71698 | 0.66867 | 0.77242 | 0.56304 | 0.58653 | 0.51043 | 0.47092 | 0.48494 | 0.44965 | 0.46442 | 0.48022 | 0.35903 | 0.45925 | 4 | 1 | 122 | 12442 | 4965 | 6388 | 10050 | 1594 | 2331 | 9059 | 1299 | 1020 | 25624 | 1.14 | 1.11 | 12000.945
267 | 3 | 12 | 2017-01-12 | 0.7044 | 1 | 0.7044 | 0.64458 | 0.74901 | 0.55403 | 0.57708 | 0.50156 | 0.45973 | 0.47308 | 0.43827 | 0.45704 | 0.47135 | 0.35199 | 0.44911 | 4 | 1 | 123 | 12243 | 4885 | 6277 | 9811 | 1555 | 2272 | 8915 | 1275 | 1000 | 25058 | 1.12 | 1.07 | 11637.225
268 | 4 | 12 | 2017-01-12 | 0.69811 | 1 | 0.69811 | 0.63253 | 0.73082 | 0.55276 | 0.57307 | 0.49852 | 0.45204 | 0.46669 | 0.43557 | 0.45653 | 0.46765 | 0.34565 | 0.44664 | 4 | 1 | 124 | 12215 | 4851 | 6239 | 9647 | 1534 | 2258 | 8905 | 1265 | 982 | 24920 | 1.11 | 1.05 | 11354.585
269 | 5 | 12 | 2017-01-12 | 0.69182 | 1 | 0.69182 | 0.63253 | 0.71832 | 0.56222 | 0.58275 | 0.50675 | 0.45302 | 0.47642 | 0.44483 | 0.46863 | 0.4732 | 0.35164 | 0.45644 | 4 | 1 | 125 | 12424 | 4933 | 6342 | 9668 | 1566 | 2306 | 9141 | 1280 | 999 | 25467 | 1.1 | 1.05 | 11160.345
270 | 6 | 12 | 2017-01-12 | 0.7044 | 1 | 0.7044 | 0.68072 | 0.72546 | 0.59435 | 0.61158 | 0.5336 | 0.46549 | 0.50654 | 0.47049 | 0.50154 | 0.49945 | 0.37522 | 0.48945 | 4 | 1 | 126 | 13134 | 5177 | 6678 | 9934 | 1665 | 2439 | 9783 | 1351 | 1066 | 27309 | 1.12 | 1.13 | 11271.335
271 | 7 | 12 | 2017-01-12 | 0.75472 | 1 | 0.75472 | 0.74096 | 0.7356 | 0.6506 | 0.66084 | 0.58442 | 0.49585 | 0.55522 | 0.51833 | 0.55527 | 0.54085 | 0.41711 | 0.54388 | 4 | 1 | 127 | 14377 | 5594 | 7314 | 10582 | 1825 | 2687 | 10831 | 1463 | 1185 | 30346 | 1.2 | 1.23 | 11428.795
272 | 8 | 12 | 2017-01-12 | 0.81761 | 1 | 0.81761 | 0.77711 | 0.74366 | 0.68536 | 0.68813 | 0.62477 | 0.54145 | 0.58807 | 0.55401 | 0.57844 | 0.56932 | 0.44034 | 0.57444 | 4 | 1 | 128 | 15145 | 5825 | 7819 | 11555 | 1933 | 2872 | 11283 | 1540 | 1251 | 32051 | 1.3 | 1.29 | 11554.04
273 | 9 | 12 | 2017-01-12 | 0.84277 | 1 | 0.84277 | 0.83133 | 0.84656 | 0.6849 | 0.68718 | 0.63164 | 0.56745 | 0.59903 | 0.56115 | 0.57152 | 0.57967 | 0.43119 | 0.57701 | 4 | 1 | 129 | 15135 | 5817 | 7905 | 12110 | 1969 | 2909 | 11148 | 1568 | 1225 | 32194 | 1.34 | 1.38 | 13152.805
274 | 10 | 12 | 2017-01-12 | 0.8805 | 1 | 0.8805 | 0.85542 | 0.91285 | 0.68513 | 0.68766 | 0.63803 | 0.57008 | 0.6045 | 0.56655 | 0.56065 | 0.58632 | 0.43259 | 0.57837 | 4 | 1 | 130 | 15140 | 5821 | 7985 | 12166 | 1987 | 2937 | 10936 | 1586 | 1229 | 32270 | 1.4 | 1.42 | 14182.66
275 | 11 | 12 | 2017-01-12 | 0.84906 | 1 | 0.84906 | 0.83133 | 0.9624 | 0.68441 | 0.68647 | 0.64698 | 0.57209 | 0.61637 | 0.56655 | 0.55286 | 0.59519 | 0.42626 | 0.57796 | 4 | 1 | 131 | 15124 | 5811 | 8097 | 12209 | 2026 | 2937 | 10784 | 1610 | 1211 | 32247 | 1.35 | 1.38 | 14952.575
276 | 12 | 12 | 2017-01-12 | 0.8239 | 1 | 0.8239 | 0.78916 | 0.97754 | 0.67925 | 0.68128 | 0.64754 | 0.57682 | 0.61941 | 0.56655 | 0.5425 | 0.59593 | 0.41957 | 0.57459 | 4 | 1 | 132 | 15010 | 5767 | 8104 | 12310 | 2036 | 2937 | 10582 | 1612 | 1192 | 32059 | 1.31 | 1.31 | 15187.805
277 | 13 | 12 | 2017-01-12 | 0.80503 | 1 | 0.80503 | 0.78916 | 0.95214 | 0.67368 | 0.6749 | 0.64483 | 0.57561 | 0.61911 | 0.56462 | 0.53373 | 0.59852 | 0.41147 | 0.56933 | 4 | 1 | 133 | 14887 | 5713 | 8070 | 12284 | 2035 | 2927 | 10411 | 1619 | 1169 | 31766 | 1.28 | 1.31 | 14793.225
278 | 14 | 12 | 2017-01-12 | 0.81132 | 1 | 0.81132 | 0.74699 | 0.97576 | 0.67083 | 0.66982 | 0.64563 | 0.57593 | 0.6185 | 0.56134 | 0.52799 | 0.60111 | 0.40479 | 0.56831 | 4 | 1 | 134 | 14824 | 5670 | 8080 | 12291 | 2033 | 2910 | 10299 | 1626 | 1150 | 31709 | 1.29 | 1.24 | 15160.185
279 | 15 | 12 | 2017-01-12 | 0.76101 | 1 | 0.76101 | 0.74096 | 1 | 0.66241 | 0.66391 | 0.63947 | 0.57603 | 0.60876 | 0.55729 | 0.52374 | 0.60037 | 0.40232 | 0.566 | 4 | 1 | 135 | 14638 | 5620 | 8003 | 12293 | 2001 | 2889 | 10216 | 1624 | 1143 | 31580 | 1.21 | 1.23 | 15536.75
280 | 16 | 12 | 2017-01-12 | 0.77358 | 1 | 0.77358 | 0.72892 | 0.99944 | 0.65802 | 0.66521 | 0.6334 | 0.57153 | 0.60268 | 0.55594 | 0.52374 | 0.59667 | 0.40373 | 0.56908 | 4 | 1 | 136 | 14541 | 5631 | 7927 | 12197 | 1981 | 2882 | 10216 | 1614 | 1147 | 31752 | 1.23 | 1.21 | 15528.105
281 | 17 | 12 | 2017-01-12 | 0.77987 | 1 | 0.77987 | 0.72289 | 0.98608 | 0.66594 | 0.67501 | 0.64083 | 0.57308 | 0.61272 | 0.55864 | 0.53871 | 0.61257 | 0.41711 | 0.59048 | 4 | 1 | 137 | 14716 | 5714 | 8020 | 12230 | 2014 | 2896 | 10508 | 1657 | 1185 | 32946 | 1.24 | 1.2 | 15320.515
282 | 18 | 12 | 2017-01-12 | 0.83648 | 1 | 0.83648 | 0.77108 | 0.92154 | 0.69613 | 0.71412 | 0.67743 | 0.59529 | 0.65683 | 0.587 | 0.57998 | 0.63771 | 0.44773 | 0.6259 | 4 | 1 | 138 | 15383 | 6045 | 8478 | 12704 | 2159 | 3043 | 11313 | 1725 | 1272 | 34922 | 1.33 | 1.28 | 14317.695
283 | 19 | 12 | 2017-01-12 | 0.83648 | 1 | 0.83648 | 0.80723 | 0.8823 | 0.71129 | 0.72191 | 0.68414 | 0.62265 | 0.66809 | 0.60494 | 0.58218 | 0.62957 | 0.47448 | 0.62341 | 4 | 1 | 139 | 15718 | 6111 | 8562 | 13288 | 2196 | 3136 | 11356 | 1703 | 1348 | 34783 | 1.33 | 1.34 | 13708.055
284 | 20 | 12 | 2017-01-12 | 0.90566 | 1 | 0.90566 | 0.8494 | 0.93549 | 0.70812 | 0.71719 | 0.67639 | 0.61979 | 0.65348 | 0.59761 | 0.57326 | 0.61664 | 0.47659 | 0.61023 | 4 | 1 | 140 | 15648 | 6071 | 8465 | 13227 | 2148 | 3098 | 11182 | 1668 | 1354 | 34048 | 1.44 | 1.41 | 14534.475
285 | 21 | 12 | 2017-01-12 | 0.98742 | 1 | 0.98742 | 0.88554 | 0.93593 | 0.70251 | 0.70561 | 0.66408 | 0.6138 | 0.63918 | 0.58681 | 0.55839 | 0.59963 | 0.47237 | 0.59303 | 4 | 1 | 141 | 15524 | 5973 | 8311 | 13099 | 2101 | 3042 | 10892 | 1622 | 1342 | 33088 | 1.57 | 1.47 | 14541.295
286 | 22 | 12 | 2017-01-12 | 1 | 1 | 1 | 0.84337 | 0.9084 | 0.68472 | 0.67903 | 0.64491 | 0.60447 | 0.62397 | 0.57041 | 0.53255 | 0.57523 | 0.45794 | 0.56421 | 4 | 1 | 142 | 15131 | 5748 | 8071 | 12900 | 2051 | 2957 | 10388 | 1556 | 1301 | 31480 | 1.59 | 1.4 | 14113.52
287 | 23 | 12 | 2017-01-12 | 0.91824 | 1 | 0.91824 | 0.74699 | 0.88374 | 0.65128 | 0.64064 | 0.61183 | 0.58418 | 0.59598 | 0.53723 | 0.49472 | 0.54085 | 0.43119 | 0.52241 | 4 | 1 | 143 | 14392 | 5423 | 7657 | 12467 | 1959 | 2785 | 9650 | 1463 | 1225 | 29148 | 1.46 | 1.24 | 13730.465
288 | 24 | 12 | 2017-01-12 | 0.79245 | 1 | 0.79245 | 0.63855 | 0.84359 | 0.61444 | 0.59858 | 0.57739 | 0.5518 | 0.57043 | 0.5081 | 0.45771 | 0.50573 | 0.39775 | 0.48144 | 4 | 1 | 144 | 13578 | 5067 | 7226 | 11776 | 1875 | 2634 | 8928 | 1368 | 1130 | 26862 | 1.26 | 1.06 | 13106.685
289 | 1 | 13 | 2017-01-13 | 0.64151 | 1 | 0.64151 | 0.59639 | 0.80131 | 0.59336 | 0.61181 | 0.58761 | 0.534 | 0.58169 | 0.51273 | 0.44022 | 0.51201 | 0.39951 | 0.4488 | 5 | 1 | 1 | 13112 | 5179 | 7354 | 11396 | 1912 | 2658 | 8587 | 1385 | 1135 | 25041 | 1.02 | 0.99 | 12449.825
290 | 2 | 13 | 2017-01-13 | 0.60377 | 1 | 0.60377 | 0.57831 | 0.77242 | 0.57784 | 0.5974 | 0.57211 | 0.5138 | 0.56526 | 0.50193 | 0.42474 | 0.49797 | 0.39212 | 0.43063 | 5 | 1 | 2 | 12769 | 5057 | 7160 | 10965 | 1858 | 2602 | 8285 | 1347 | 1114 | 24027 | 0.96 | 0.96 | 12000.945
291 | 3 | 13 | 2017-01-13 | 0.60377 | 1 | 0.60377 | 0.56024 | 0.74901 | 0.57412 | 0.59268 | 0.56532 | 0.50185 | 0.55978 | 0.49672 | 0.41664 | 0.4939 | 0.39106 | 0.42122 | 5 | 1 | 3 | 12687 | 5017 | 7075 | 10710 | 1840 | 2575 | 8127 | 1336 | 1111 | 23502 | 0.96 | 0.93 | 11637.225
292 | 4 | 13 | 2017-01-13 | 0.59119 | 1 | 0.59119 | 0.54819 | 0.73082 | 0.57575 | 0.59468 | 0.56476 | 0.49609 | 0.55826 | 0.50212 | 0.41679 | 0.49279 | 0.40092 | 0.42 | 5 | 1 | 4 | 12723 | 5034 | 7068 | 10587 | 1835 | 2603 | 8130 | 1333 | 1139 | 23434 | 0.94 | 0.91 | 11354.585
293 | 5 | 13 | 2017-01-13 | 0.62893 | 1 | 0.62893 | 0.54819 | 0.71832 | 0.58747 | 0.60886 | 0.57347 | 0.4966 | 0.57317 | 0.51659 | 0.43069 | 0.5024 | 0.41957 | 0.42995 | 5 | 1 | 5 | 12982 | 5154 | 7177 | 10598 | 1884 | 2678 | 8401 | 1359 | 1192 | 23989 | 1 | 0.91 | 11160.345
294 | 6 | 13 | 2017-01-13 | 0.69182 | 1 | 0.69182 | 0.56627 | 0.72546 | 0.62273 | 0.64241 | 0.60344 | 0.50893 | 0.6115 | 0.5461 | 0.46432 | 0.53198 | 0.45512 | 0.46501 | 5 | 1 | 6 | 13761 | 5438 | 7552 | 10861 | 2010 | 2831 | 9057 | 1439 | 1293 | 25945 | 1.1 | 0.94 | 11271.335
295 | 7 | 13 | 2017-01-13 | 0.76101 | 1 | 0.76101 | 0.62651 | 0.7356 | 0.67793 | 0.7049 | 0.65202 | 0.53943 | 0.6693 | 0.59356 | 0.51851 | 0.57634 | 0.51531 | 0.52506 | 5 | 1 | 7 | 14981 | 5967 | 8160 | 11512 | 2200 | 3077 | 10114 | 1559 | 1464 | 29296 | 1.21 | 1.04 | 11428.795
296 | 8 | 13 | 2017-01-13 | 0.77358 | 1 | 0.77358 | 0.6988 | 0.74366 | 0.71703 | 0.74082 | 0.69005 | 0.58512 | 0.70611 | 0.62693 | 0.56239 | 0.61294 | 0.54699 | 0.56319 | 5 | 1 | 8 | 15845 | 6271 | 8636 | 12487 | 2321 | 3250 | 10970 | 1658 | 1554 | 31423 | 1.23 | 1.16 | 11554.04
297 | 9 | 13 | 2017-01-13 | 0.72327 | 1 | 0.72327 | 0.73494 | 0.84656 | 0.72264 | 0.7407 | 0.69477 | 0.60611 | 0.70977 | 0.63079 | 0.56752 | 0.62255 | 0.54945 | 0.57084 | 5 | 1 | 9 | 15969 | 6270 | 8695 | 12935 | 2333 | 3270 | 11070 | 1684 | 1561 | 31850 | 1.15 | 1.22 | 13152.805
298 | 10 | 13 | 2017-01-13 | 0.7044 | 1 | 0.7044 | 0.74096 | 0.91285 | 0.7269 | 0.74176 | 0.69916 | 0.61075 | 0.70977 | 0.63137 | 0.56213 | 0.63068 | 0.55403 | 0.57426 | 5 | 1 | 10 | 16063 | 6279 | 8750 | 13034 | 2333 | 3273 | 10965 | 1706 | 1574 | 32041 | 1.12 | 1.23 | 14182.66
299 | 11 | 13 | 2017-01-13 | 0.72956 | 1 | 0.72956 | 0.73494 | 0.9624 | 0.72758 | 0.74495 | 0.70451 | 0.61262 | 0.70824 | 0.63175 | 0.55619 | 0.63882 | 0.55614 | 0.57503 | 5 | 1 | 11 | 16078 | 6306 | 8817 | 13074 | 2328 | 3275 | 10849 | 1728 | 1580 | 32084 | 1.16 | 1.22 | 14952.575
300 | 12 | 13 | 2017-01-13 | 0.67925 | 1 | 0.67925 | 0.74096 | 0.97754 | 0.72219 | 0.74271 | 0.70188 | 0.61323 | 0.69881 | 0.62461 | 0.55239 | 0.63919 | 0.55544 | 0.57514 | 5 | 1 | 12 | 15959 | 6287 | 8784 | 13087 | 2297 | 3238 | 10775 | 1729 | 1578 | 32090 | 1.08 | 1.23 | 15187.805
301 | 13 | 13 | 2017-01-13 | 0.6478 | 1 | 0.6478 | 0.75904 | 0.95214 | 0.7159 | 0.73999 | 0.69565 | 0.6093 | 0.68817 | 0.61458 | 0.54368 | 0.63919 | 0.54347 | 0.57073 | 5 | 1 | 13 | 15820 | 6264 | 8706 | 13003 | 2262 | 3186 | 10605 | 1729 | 1544 | 31844 | 1.03 | 1.26 | 14793.225
302 | 14 | 13 | 2017-01-13 | 0.6478 | 1 | 0.6478 | 0.77711 | 0.97576 | 0.70979 | 0.73703 | 0.69221 | 0.60367 | 0.68269 | 0.60745 | 0.54009 | 0.63808 | 0.5396 | 0.5677 | 5 | 1 | 14 | 15685 | 6239 | 8663 | 12883 | 2244 | 3149 | 10535 | 1726 | 1533 | 31675 | 1.03 | 1.29 | 15160.185
303 | 15 | 13 | 2017-01-13 | 0.66038 | 1 | 0.66038 | 0.79518 | 1 | 0.70278 | 0.73101 | 0.68438 | 0.60231 | 0.66596 | 0.59664 | 0.53942 | 0.63364 | 0.53291 | 0.56645 | 5 | 1 | 15 | 15530 | 6188 | 8565 | 12854 | 2189 | 3093 | 10522 | 1714 | 1514 | 31605 | 1.05 | 1.32 | 15536.75
304 | 16 | 13 | 2017-01-13 | 0.66038 | 1 | 0.66038 | 0.84337 | 0.99944 | 0.69776 | 0.73231 | 0.67895 | 0.59754 | 0.65744 | 0.5897 | 0.5464 | 0.62921 | 0.53573 | 0.57258 | 5 | 1 | 16 | 15419 | 6199 | 8497 | 12752 | 2161 | 3057 | 10658 | 1702 | 1522 | 31947 | 1.05 | 1.4 | 15528.105
305 | 17 | 13 | 2017-01-13 | 0.67925 | 1 | 0.67925 | 0.87349 | 0.98608 | 0.70844 | 0.75605 | 0.68542 | 0.59557 | 0.66565 | 0.59626 | 0.57013 | 0.63179 | 0.5484 | 0.60063 | 5 | 1 | 17 | 15655 | 6400 | 8578 | 12710 | 2188 | 3091 | 11121 | 1709 | 1558 | 33512 | 1.08 | 1.45 | 15320.515
306 | 18 | 13 | 2017-01-13 | 0.73585 | 1 | 0.73585 | 0.95783 | 0.92154 | 0.74441 | 0.79716 | 0.71442 | 0.61417 | 0.69486 | 0.62712 | 0.61889 | 0.65139 | 0.58465 | 0.64199 | 5 | 1 | 18 | 16450 | 6748 | 8941 | 13107 | 2284 | 3251 | 12072 | 1762 | 1661 | 35820 | 1.17 | 1.59 | 14317.695
307 | 19 | 13 | 2017-01-13 | 0.7673 | 1 | 0.7673 | 0.98193 | 0.8823 | 0.75115 | 0.80095 | 0.72034 | 0.63549 | 0.70338 | 0.64198 | 0.6195 | 0.64954 | 0.60401 | 0.64101 | 5 | 1 | 19 | 16599 | 6780 | 9015 | 13562 | 2312 | 3328 | 12084 | 1757 | 1716 | 35765 | 1.22 | 1.63 | 13708.055
308 | 20 | 13 | 2017-01-13 | 0.86164 | 1 | 0.86164 | 1 | 0.93549 | 0.7431 | 0.79433 | 0.71266 | 0.6339 | 0.69212 | 0.63908 | 0.61027 | 0.63808 | 0.59627 | 0.63257 | 5 | 1 | 20 | 16421 | 6724 | 8919 | 13528 | 2275 | 3313 | 11904 | 1726 | 1694 | 35294 | 1.37 | 1.66 | 14534.475
309 | 21 | 13 | 2017-01-13 | 0.88679 | 1 | 0.88679 | 0.99398 | 0.93593 | 0.73568 | 0.7883 | 0.70419 | 0.62701 | 0.68451 | 0.63349 | 0.60192 | 0.62921 | 0.5931 | 0.62163 | 5 | 1 | 21 | 16257 | 6673 | 8813 | 13381 | 2250 | 3284 | 11741 | 1702 | 1685 | 34684 | 1.41 | 1.65 | 14541.295
310 | 22 | 13 | 2017-01-13 | 0.84906 | 1 | 0.84906 | 0.90964 | 0.9084 | 0.72423 | 0.77023 | 0.68622 | 0.616 | 0.67082 | 0.61767 | 0.58874 | 0.61109 | 0.58395 | 0.60391 | 5 | 1 | 22 | 16004 | 6520 | 8588 | 13146 | 2205 | 3202 | 11484 | 1653 | 1659 | 33695 | 1.35 | 1.51 | 14113.52
311 | 23 | 13 | 2017-01-13 | 0.7673 | 1 | 0.7673 | 0.79518 | 0.88374 | 0.70061 | 0.73692 | 0.65545 | 0.598 | 0.64436 | 0.59452 | 0.56701 | 0.58484 | 0.56741 | 0.57514 | 5 | 1 | 23 | 15482 | 6238 | 8203 | 12762 | 2118 | 3082 | 11060 | 1582 | 1612 | 32090 | 1.22 | 1.32 | 13730.465
312 | 24 | 13 | 2017-01-13 | 0.6478 | 1 | 0.6478 | 0.68675 | 0.84359 | 0.66775 | 0.70124 | 0.61982 | 0.56867 | 0.61059 | 0.5679 | 0.54106 | 0.55305 | 0.54241 | 0.54007 | 5 | 1 | 24 | 14756 | 5936 | 7757 | 12136 | 2007 | 2944 | 10554 | 1496 | 1541 | 30133 | 1.03 | 1.14 | 13106.685
313 | 1 | 14 | 2017-01-14 | 0.58491 | 1 | 0.58491 | 0.64458 | 0.77448 | 0.64757 | 0.69155 | 0.59169 | 0.53788 | 0.58534 | 0.55305 | 0.5386 | 0.55823 | 0.56001 | 0.51182 | 6 | 2 | 25 | 14310 | 5854 | 7405 | 11479 | 1924 | 2867 | 10506 | 1510 | 1591 | 28557 | 0.93 | 1.07 | 12032.86
314 | 2 | 14 | 2017-01-14 | 0.54717 | 1 | 0.54717 | 0.62048 | 0.74964 | 0.63422 | 0.67112 | 0.57435 | 0.5176 | 0.56313 | 0.53588 | 0.53096 | 0.54381 | 0.54664 | 0.49555 | 6 | 2 | 26 | 14015 | 5681 | 7188 | 11046 | 1851 | 2778 | 10357 | 1471 | 1553 | 27649 | 0.87 | 1.03 | 11646.96
315 | 3 | 14 | 2017-01-14 | 0.54088 | 1 | 0.54088 | 0.60843 | 0.72838 | 0.62463 | 0.66438 | 0.56292 | 0.50293 | 0.55278 | 0.52604 | 0.52748 | 0.53457 | 0.53608 | 0.4875 | 6 | 2 | 27 | 13803 | 5624 | 7045 | 10733 | 1817 | 2727 | 10289 | 1446 | 1523 | 27200 | 0.86 | 1.01 | 11316.6
316 | 4 | 14 | 2017-01-14 | 0.54717 | 1 | 0.54717 | 0.62048 | 0.71262 | 0.62499 | 0.6619 | 0.55869 | 0.49304 | 0.54944 | 0.52199 | 0.53199 | 0.53087 | 0.53185 | 0.48607 | 6 | 2 | 28 | 13811 | 5603 | 6992 | 10522 | 1806 | 2706 | 10377 | 1436 | 1511 | 27120 | 0.87 | 1.03 | 11071.73
317 | 5 | 14 | 2017-01-14 | 0.57862 | 1 | 0.57862 | 0.63855 | 0.70005 | 0.63074 | 0.66651 | 0.55941 | 0.49107 | 0.55309 | 0.52566 | 0.54404 | 0.53235 | 0.53608 | 0.49132 | 6 | 2 | 29 | 13938 | 5642 | 7001 | 10480 | 1818 | 2725 | 10612 | 1440 | 1523 | 27413 | 0.92 | 1.06 | 10876.555
318 | 6 | 14 | 2017-01-14 | 0.6478 | 1 | 0.6478 | 0.69277 | 0.69248 | 0.64707 | 0.67986 | 0.57044 | 0.49356 | 0.56891 | 0.53877 | 0.56465 | 0.54085 | 0.54382 | 0.50576 | 6 | 2 | 30 | 14299 | 5755 | 7139 | 10533 | 1870 | 2793 | 11014 | 1463 | 1545 | 28219 | 1.03 | 1.15 | 10758.83
319 | 7 | 14 | 2017-01-14 | 0.71069 | 1 | 0.71069 | 0.75904 | 0.68725 | 0.67065 | 0.70396 | 0.58913 | 0.50583 | 0.59203 | 0.55806 | 0.5972 | 0.55749 | 0.55473 | 0.52938 | 6 | 2 | 31 | 14820 | 5959 | 7373 | 10795 | 1946 | 2893 | 11649 | 1508 | 1576 | 29537 | 1.13 | 1.26 | 10677.68
320 | 8 | 14 | 2017-01-14 | 0.73585 | 1 | 0.73585 | 0.74699 | 0.67879 | 0.70052 | 0.73148 | 0.61135 | 0.52467 | 0.62154 | 0.58507 | 0.62668 | 0.57523 | 0.58501 | 0.55819 | 6 | 2 | 32 | 15480 | 6192 | 7651 | 11197 | 2043 | 3033 | 12224 | 1556 | 1662 | 31144 | 1.17 | 1.24 | 10546.135
321 | 9 | 14 | 2017-01-14 | 0.71698 | 1 | 0.71698 | 0.71084 | 0.73509 | 0.72703 | 0.75759 | 0.62517 | 0.53685 | 0.64223 | 0.6061 | 0.65206 | 0.59187 | 0.60436 | 0.58439 | 6 | 2 | 33 | 16066 | 6413 | 7824 | 11457 | 2111 | 3142 | 12719 | 1601 | 1717 | 32606 | 1.14 | 1.18 | 11420.965
322 | 10 | 14 | 2017-01-14 | 0.69811 | 1 | 0.69811 | 0.6988 | 0.80309 | 0.74364 | 0.77673 | 0.64115 | 0.54768 | 0.65774 | 0.62384 | 0.66554 | 0.60628 | 0.61844 | 0.60251 | 6 | 2 | 34 | 16433 | 6575 | 8024 | 11688 | 2162 | 3234 | 12982 | 1640 | 1757 | 33617 | 1.11 | 1.16 | 12477.48
323 | 11 | 14 | 2017-01-14 | 0.7044 | 1 | 0.7044 | 0.72289 | 0.84627 | 0.74428 | 0.78145 | 0.64579 | 0.55653 | 0.66322 | 0.62924 | 0.66923 | 0.61442 | 0.61739 | 0.60712 | 6 | 2 | 35 | 16447 | 6615 | 8082 | 11877 | 2180 | 3262 | 13054 | 1662 | 1754 | 33874 | 1.12 | 1.2 | 13148.295
324 | 12 | 14 | 2017-01-14 | 0.67925 | 1 | 0.67925 | 0.72289 | 0.85829 | 0.73735 | 0.77602 | 0.63955 | 0.56033 | 0.65622 | 0.62539 | 0.66441 | 0.61072 | 0.59803 | 0.60418 | 6 | 2 | 36 | 16294 | 6569 | 8004 | 11958 | 2157 | 3242 | 12960 | 1652 | 1699 | 33710 | 1.08 | 1.2 | 13334.96
325 | 13 | 14 | 2017-01-14 | 0.62264 | 1 | 0.62264 | 0.6988 | 0.83365 | 0.7235 | 0.76834 | 0.62861 | 0.55902 | 0.64527 | 0.61728 | 0.6537 | 0.60961 | 0.58465 | 0.59728 | 6 | 2 | 37 | 15988 | 6504 | 7867 | 11930 | 2121 | 3200 | 12751 | 1649 | 1661 | 33325 | 0.99 | 1.16 | 12952.21
326 | 14 | 14 | 2017-01-14 | 0.63522 | 1 | 0.63522 | 0.6988 | 0.83998 | 0.71034 | 0.75759 | 0.61862 | 0.55316 | 0.63645 | 0.60706 | 0.64314 | 0.59926 | 0.56494 | 0.59023 | 6 | 2 | 38 | 15697 | 6413 | 7742 | 11805 | 2092 | 3147 | 12545 | 1621 | 1605 | 32932 | 1.01 | 1.16 | 13050.635
327 | 15 | 14 | 2017-01-14 | 0.65409 | 1 | 0.65409 | 0.70482 | 0.8466 | 0.70251 | 0.75086 | 0.61167 | 0.54571 | 0.62428 | 0.59857 | 0.63698 | 0.59372 | 0.55121 | 0.58762 | 6 | 2 | 39 | 15524 | 6356 | 7655 | 11646 | 2052 | 3103 | 12425 | 1606 | 1566 | 32786 | 1.04 | 1.17 | 13153.435
328 | 16 | 14 | 2017-01-14 | 0.67925 | 1 | 0.67925 | 0.72289 | 0.84537 | 0.7007 | 0.75381 | 0.60991 | 0.5421 | 0.62093 | 0.59298 | 0.6376 | 0.59335 | 0.54523 | 0.5926 | 6 | 2 | 40 | 15484 | 6381 | 7633 | 11569 | 2041 | 3074 | 12437 | 1605 | 1549 | 33064 | 1.08 | 1.2 | 13134.275
329 | 17 | 14 | 2017-01-14 | 0.73585 | 1 | 0.73585 | 0.78313 | 0.83299 | 0.71368 | 0.77578 | 0.61894 | 0.54407 | 0.62823 | 0.6032 | 0.65585 | 0.60074 | 0.55016 | 0.61835 | 6 | 2 | 41 | 15771 | 6567 | 7746 | 11611 | 2065 | 3127 | 12793 | 1625 | 1563 | 34501 | 1.17 | 1.3 | 12941.93
330 | 18 | 14 | 2017-01-14 | 0.79874 | 1 | 0.79874 | 0.81325 | 0.79767 | 0.75337 | 0.81831 | 0.65234 | 0.56469 | 0.65713 | 0.63233 | 0.69773 | 0.6329 | 0.57515 | 0.65705 | 6 | 2 | 42 | 16648 | 6927 | 8164 | 12051 | 2160 | 3278 | 13610 | 1712 | 1634 | 36660 | 1.27 | 1.35 | 12393.195
331 | 19 | 14 | 2017-01-14 | 0.83648 | 1 | 0.83648 | 0.8494 | 0.79425 | 0.76016 | 0.81772 | 0.66288 | 0.59191 | 0.66748 | 0.64583 | 0.69968 | 0.64399 | 0.59134 | 0.65436 | 6 | 2 | 43 | 16798 | 6922 | 8296 | 12632 | 2194 | 3348 | 13648 | 1742 | 1680 | 36510 | 1.33 | 1.41 | 12340.135
332 | 20 | 14 | 2017-01-14 | 0.91824 | 1 | 0.91824 | 0.90361 | 0.85572 | 0.75097 | 0.80402 | 0.65601 | 0.59196 | 0.65835 | 0.63831 | 0.69122 | 0.63512 | 0.58853 | 0.64233 | 6 | 2 | 44 | 16595 | 6806 | 8210 | 12633 | 2164 | 3309 | 13483 | 1718 | 1672 | 35839 | 1.46 | 1.5 | 13295.155
333 | 21 | 14 | 2017-01-14 | 0.91195 | 1 | 0.91195 | 0.93976 | 0.85805 | 0.74554 | 0.79102 | 0.64682 | 0.5868 | 0.64983 | 0.63098 | 0.68076 | 0.62773 | 0.58289 | 0.63144 | 6 | 2 | 45 | 16475 | 6696 | 8095 | 12523 | 2136 | 3271 | 13279 | 1698 | 1656 | 35231 | 1.45 | 1.56 | 13331.25
334 | 22 | 14 | 2017-01-14 | 0.89308 | 1 | 0.89308 | 0.89759 | 0.84073 | 0.73337 | 0.77212 | 0.62972 | 0.57851 | 0.63462 | 0.61671 | 0.66385 | 0.6122 | 0.57691 | 0.61549 | 6 | 2 | 46 | 16206 | 6536 | 7881 | 12346 | 2086 | 3197 | 12949 | 1656 | 1639 | 34341 | 1.42 | 1.49 | 13062.215
335 | 23 | 14 | 2017-01-14 | 0.7673 | 1 | 0.7673 | 0.8012 | 0.82665 | 0.70844 | 0.7407 | 0.60439 | 0.5652 | 0.61028 | 0.59491 | 0.63827 | 0.58817 | 0.56318 | 0.59066 | 6 | 2 | 47 | 15655 | 6270 | 7564 | 12062 | 2006 | 3084 | 12450 | 1591 | 1600 | 32956 | 1.22 | 1.33 | 12843.495
336 | 24 | 14 | 2017-01-14 | 0.69182 | 1 | 0.69182 | 0.69277 | 0.80437 | 0.67658 | 0.70455 | 0.57475 | 0.54327 | 0.5826 | 0.56771 | 0.61217 | 0.56007 | 0.54065 | 0.56204 | 6 | 2 | 48 | 14951 | 5964 | 7193 | 11594 | 1915 | 2943 | 11941 | 1515 | 1536 | 31359 | 1.1 | 1.15 | 12497.315
337 | 1 | 15 | 2017-01-15 | 0.61635 | 1 | 0.61635 | 0.64458 | 0.77096 | 0.62847 | 0.6671 | 0.56117 | 0.49857 | 0.56739 | 0.53974 | 0.53865 | 0.5475 | 0.50405 | 0.51637 | 7 | 3 | 49 | 13888 | 5647 | 7023 | 10640 | 1865 | 2798 | 10507 | 1481 | 1432 | 28811 | 0.98 | 1.07 | 11978.235
338 | 2 | 15 | 2017-01-15 | 0.61006 | 1 | 0.61006 | 0.62048 | 0.74542 | 0.61752 | 0.65222 | 0.54543 | 0.4788 | 0.54974 | 0.52411 | 0.52722 | 0.53309 | 0.49173 | 0.49936 | 7 | 3 | 50 | 13646 | 5521 | 6826 | 10218 | 1807 | 2717 | 10284 | 1442 | 1397 | 27862 | 0.97 | 1.03 | 11581.36
339 | 3 | 15 | 2017-01-15 | 0.59748 | 1 | 0.59748 | 0.62048 | 0.72049 | 0.61168 | 0.64229 | 0.53624 | 0.46652 | 0.54092 | 0.5164 | 0.5221 | 0.52311 | 0.4875 | 0.4908 | 7 | 3 | 51 | 13517 | 5437 | 6711 | 9956 | 1778 | 2677 | 10184 | 1415 | 1385 | 27384 | 0.95 | 1.03 | 11194.145
340 | 4 | 15 | 2017-01-15 | 0.58491 | 1 | 0.58491 | 0.62048 | 0.6999 | 0.61096 | 0.63662 | 0.53192 | 0.4593 | 0.53879 | 0.51427 | 0.52297 | 0.51793 | 0.48856 | 0.48736 | 7 | 3 | 52 | 13501 | 5389 | 6657 | 9802 | 1771 | 2666 | 10201 | 1401 | 1388 | 27192 | 0.93 | 1.03 | 10874.225
341 | 5 | 15 | 2017-01-15 | 0.60377 | 1 | 0.60377 | 0.64458 | 0.68772 | 0.61458 | 0.63898 | 0.53432 | 0.45635 | 0.54274 | 0.51736 | 0.52979 | 0.5183 | 0.49736 | 0.49044 | 7 | 3 | 53 | 13581 | 5409 | 6687 | 9739 | 1784 | 2682 | 10334 | 1402 | 1413 | 27364 | 0.96 | 1.07 | 10684.93
342 | 6 | 15 | 2017-01-15 | 0.67296 | 1 | 0.67296 | 0.6988 | 0.67866 | 0.6254 | 0.64891 | 0.54215 | 0.45809 | 0.5543 | 0.52604 | 0.54194 | 0.52643 | 0.51214 | 0.50078 | 7 | 3 | 54 | 13820 | 5493 | 6785 | 9776 | 1822 | 2727 | 10571 | 1424 | 1455 | 27941 | 1.07 | 1.16 | 10544.215
343 | 7 | 15 | 2017-01-15 | 0.73585 | 1 | 0.73585 | 0.77108 | 0.66367 | 0.64291 | 0.66745 | 0.55613 | 0.46408 | 0.57225 | 0.54225 | 0.55942 | 0.53715 | 0.53115 | 0.52048 | 7 | 3 | 55 | 14207 | 5650 | 6960 | 9904 | 1881 | 2811 | 10912 | 1453 | 1509 | 29040 | 1.17 | 1.28 | 10311.225
344 | 8 | 15 | 2017-01-15 | 0.74214 | 1 | 0.74214 | 0.78313 | 0.63637 | 0.66902 | 0.6951 | 0.57859 | 0.47331 | 0.5969 | 0.56231 | 0.58387 | 0.5512 | 0.56318 | 0.53935 | 7 | 3 | 56 | 14784 | 5884 | 7241 | 10101 | 1962 | 2915 | 11389 | 1491 | 1600 | 30093 | 1.18 | 1.3 | 9887.07
345 | 9 | 15 | 2017-01-15 | 0.74843 | 1 | 0.74843 | 0.74699 | 0.65776 | 0.68744 | 0.71672 | 0.58841 | 0.47856 | 0.61485 | 0.58025 | 0.60658 | 0.56377 | 0.60049 | 0.55471 | 7 | 3 | 57 | 15191 | 6067 | 7364 | 10213 | 2021 | 3008 | 11832 | 1525 | 1706 | 30950 | 1.19 | 1.24 | 10219.53
346 | 10 | 15 | 2017-01-15 | 0.71698 | 1 | 0.71698 | 0.72892 | 0.69482 | 0.69386 | 0.72664 | 0.59888 | 0.48643 | 0.62154 | 0.59182 | 0.60715 | 0.57597 | 0.61176 | 0.56191 | 7 | 3 | 58 | 15333 | 6151 | 7495 | 10381 | 2043 | 3068 | 11843 | 1558 | 1738 | 31352 | 1.14 | 1.21 | 10795.295
347 | 11 | 15 | 2017-01-15 | 0.71698 | 1 | 0.71698 | 0.71084 | 0.7323 | 0.68468 | 0.72239 | 0.60759 | 0.4951 | 0.61606 | 0.59375 | 0.59592 | 0.58189 | 0.59944 | 0.55752 | 7 | 3 | 59 | 15130 | 6115 | 7604 | 10566 | 2025 | 3078 | 11624 | 1574 | 1703 | 31107 | 1.14 | 1.18 | 11377.635
348 | 12 | 15 | 2017-01-15 | 0.69811 | 1 | 0.69811 | 0.68072 | 0.74794 | 0.67187 | 0.71424 | 0.60384 | 0.49763 | 0.60815 | 0.59182 | 0.57798 | 0.58447 | 0.58465 | 0.54957 | 7 | 3 | 60 | 14847 | 6046 | 7557 | 10620 | 1999 | 3068 | 11274 | 1581 | 1661 | 30663 | 1.11 | 1.13 | 11620.63
349 | 13 | 15 | 2017-01-15 | 0.63522 | 1 | 0.63522 | 0.6506 | 0.74218 | 0.65965 | 0.70809 | 0.59968 | 0.49613 | 0.60085 | 0.58738 | 0.56603 | 0.58299 | 0.56881 | 0.54112 | 7 | 3 | 61 | 14577 | 5994 | 7505 | 10588 | 1975 | 3045 | 11041 | 1577 | 1616 | 30192 | 1.01 | 1.08 | 11531.12
350 | 14 | 15 | 2017-01-15 | 0.61635 | 1 | 0.61635 | 0.63253 | 0.75233 | 0.6482 | 0.69829 | 0.59465 | 0.49478 | 0.59446 | 0.58044 | 0.5565 | 0.58041 | 0.5572 | 0.53494 | 7 | 3 | 62 | 14324 | 5911 | 7442 | 10559 | 1954 | 3009 | 10855 | 1570 | 1583 | 29847 | 0.98 | 1.05 | 11688.74
351 | 15 | 15 | 2017-01-15 | 0.61635 | 1 | 0.61635 | 0.65663 | 0.7566 | 0.64119 | 0.69084 | 0.59065 | 0.49271 | 0.58503 | 0.57465 | 0.55034 | 0.57893 | 0.54769 | 0.53347 | 7 | 3 | 63 | 14169 | 5848 | 7392 | 10515 | 1923 | 2979 | 10735 | 1566 | 1556 | 29765 | 0.98 | 1.09 | 11755.12
352 | 16 | 15 | 2017-01-15 | 0.64151 | 1 | 0.64151 | 0.68072 | 0.75794 | 0.64173 | 0.69226 | 0.59457 | 0.49295 | 0.58747 | 0.56964 | 0.55111 | 0.58004 | 0.54629 | 0.53806 | 7 | 3 | 64 | 14181 | 5860 | 7441 | 10520 | 1931 | 2953 | 10750 | 1569 | 1552 | 30021 | 1.02 | 1.13 | 11775.96
353 | 17 | 15 | 2017-01-15 | 0.66667 | 1 | 0.66667 | 0.72892 | 0.74929 | 0.65572 | 0.71494 | 0.6143 | 0.49684 | 0.60268 | 0.58681 | 0.57603 | 0.59298 | 0.56213 | 0.5698 | 7 | 3 | 65 | 14490 | 6052 | 7688 | 10603 | 1981 | 3042 | 11236 | 1604 | 1597 | 31792 | 1.06 | 1.21 | 11641.495
354 | 18 | 15 | 2017-01-15 | 0.68553 | 1 | 0.68553 | 0.77711 | 0.72694 | 0.70124 | 0.77011 | 0.65897 | 0.52167 | 0.64649 | 0.62616 | 0.62022 | 0.6329 | 0.58536 | 0.62769 | 7 | 3 | 66 | 15496 | 6519 | 8247 | 11133 | 2125 | 3246 | 12098 | 1712 | 1663 | 35022 | 1.09 | 1.29 | 11294.21
355 | 19 | 15 | 2017-01-15 | 0.7044 | 1 | 0.7044 | 0.79518 | 0.72784 | 0.725 | 0.78771 | 0.67423 | 0.55321 | 0.66839 | 0.64853 | 0.63703 | 0.64104 | 0.60366 | 0.63477 | 7 | 3 | 67 | 16021 | 6668 | 8438 | 11806 | 2197 | 3362 | 12426 | 1734 | 1715 | 35417 | 1.12 | 1.32 | 11308.32
356 | 20 | 15 | 2017-01-15 | 0.7673 | 1 | 0.7673 | 0.8494 | 0.80601 | 0.73061 | 0.78582 | 0.67263 | 0.55574 | 0.66565 | 0.64892 | 0.63816 | 0.63808 | 0.61035 | 0.63185 | 7 | 3 | 68 | 16145 | 6652 | 8418 | 11860 | 2188 | 3364 | 12448 | 1726 | 1734 | 35254 | 1.22 | 1.41 | 12522.705
357 | 21 | 15 | 2017-01-15 | 0.83648 | 1 | 0.83648 | 0.89759 | 0.81962 | 0.72758 | 0.77744 | 0.66608 | 0.55325 | 0.66139 | 0.6414 | 0.63611 | 0.6329 | 0.60824 | 0.62645 | 7 | 3 | 69 | 16078 | 6581 | 8336 | 11807 | 2174 | 3325 | 12408 | 1712 | 1728 | 34953 | 1.33 | 1.49 | 12734.27
358 | 22 | 15 | 2017-01-15 | 0.8239 | 1 | 0.8239 | 0.87349 | 0.81392 | 0.71038 | 0.75724 | 0.64826 | 0.54815 | 0.64527 | 0.62133 | 0.6216 | 0.61885 | 0.59134 | 0.60755 | 7 | 3 | 70 | 15698 | 6410 | 8113 | 11698 | 2121 | 3221 | 12125 | 1674 | 1680 | 33898 | 1.31 | 1.45 | 12645.685
359 | 23 | 15 | 2017-01-15 | 0.77358 | 1 | 0.77358 | 0.75904 | 0.80175 | 0.68635 | 0.72829 | 0.62285 | 0.534 | 0.62397 | 0.59066 | 0.59633 | 0.59335 | 0.56424 | 0.57645 | 7 | 3 | 71 | 15167 | 6165 | 7795 | 11396 | 2051 | 3062 | 11632 | 1605 | 1603 | 32163 | 1.23 | 1.26 | 12456.54
360 | 24 | 15 | 2017-01-15 | 0.7044 | 1 | 0.7044 | 0.68072 | 0.77447 | 0.66006 | 0.69994 | 0.59361 | 0.51052 | 0.60389 | 0.55922 | 0.56885 | 0.56044 | 0.53643 | 0.54179 | 7 | 3 | 72 | 14586 | 5925 | 7429 | 10895 | 1985 | 2899 | 11096 | 1516 | 1524 | 30229 | 1.12 | 1.13 | 12032.68
361 | 1 | 16 | 2017-01-16 | 0.6478 | 1 | 0.6478 | 0.63253 | 0.80131 | 0.63467 | 0.67466 | 0.57619 | 0.4862 | 0.57743 | 0.53009 | 0.55573 | 0.53494 | 0.50229 | 0.53007 | 1 | 1 | 73 | 14025 | 5711 | 7211 | 10376 | 1898 | 2748 | 10840 | 1447 | 1427 | 29575 | 1.03 | 1.05 | 12449.825
362 | 2 | 16 | 2017-01-16 | 0.59748 | 1 | 0.59748 | 0.61446 | 0.77242 | 0.62517 | 0.66521 | 0.56404 | 0.46521 | 0.56617 | 0.52006 | 0.54665 | 0.52384 | 0.49102 | 0.51761 | 1 | 1 | 74 | 13815 | 5631 | 7059 | 9928 | 1861 | 2696 | 10663 | 1417 | 1395 | 28880 | 0.95 | 1.02 | 12000.945
363 | 3 | 16 | 2017-01-16 | 0.57862 | 1 | 0.57862 | 0.59639 | 0.74901 | 0.62336 | 0.66344 | 0.55933 | 0.45293 | 0.56282 | 0.51543 | 0.54404 | 0.51719 | 0.48574 | 0.51451 | 1 | 1 | 75 | 13775 | 5616 | 7000 | 9666 | 1850 | 2672 | 10612 | 1399 | 1380 | 28707 | 0.92 | 0.99 | 11637.225
364 | 4 | 16 | 2017-01-16 | 0.58491 | 1 | 0.58491 | 0.61446 | 0.73082 | 0.62743 | 0.66793 | 0.56045 | 0.4489 | 0.56556 | 0.5162 | 0.54829 | 0.51941 | 0.48821 | 0.51886 | 1 | 1 | 76 | 13865 | 5654 | 7014 | 9580 | 1859 | 2676 | 10695 | 1405 | 1387 | 28950 | 0.93 | 1.02 | 11354.585
365 | 5 | 16 | 2017-01-16 | 0.58491 | 1 | 0.58491 | 0.62048 | 0.71832 | 0.63888 | 0.68588 | 0.57499 | 0.44974 | 0.57986 | 0.52836 | 0.57167 | 0.52606 | 0.50158 | 0.53553 | 1 | 1 | 77 | 14118 | 5806 | 7196 | 9598 | 1906 | 2739 | 11151 | 1423 | 1425 | 29880 | 0.93 | 1.03 | 11160.345
366 | 6 | 16 | 2017-01-16 | 0.61635 | 1 | 0.61635 | 0.6747 | 0.72546 | 0.6706 | 0.7205 | 0.60368 | 0.46521 | 0.61485 | 0.56366 | 0.61145 | 0.5512 | 0.53221 | 0.56921 | 1 | 1 | 78 | 14819 | 6099 | 7555 | 9928 | 2021 | 2922 | 11927 | 1491 | 1512 | 31759 | 0.98 | 1.12 | 11271.335
367 | 7 | 16 | 2017-01-16 | 0.67296 | 1 | 0.67296 | 0.75904 | 0.7356 | 0.73079 | 0.77425 | 0.66344 | 0.50387 | 0.66535 | 0.61381 | 0.66497 | 0.59741 | 0.59275 | 0.62629 | 1 | 1 | 79 | 16149 | 6554 | 8303 | 10753 | 2187 | 3182 | 12971 | 1616 | 1684 | 34944 | 1.07 | 1.26 | 11428.795
368 | 8 | 16 | 2017-01-16 | 0.72327 | 1 | 0.72327 | 0.74699 | 0.74366 | 0.77002 | 0.80945 | 0.70044 | 0.54979 | 0.70733 | 0.65394 | 0.69333 | 0.63253 | 0.60436 | 0.66162 | 1 | 1 | 80 | 17016 | 6852 | 8766 | 11733 | 2325 | 3390 | 13524 | 1711 | 1717 | 36915 | 1.15 | 1.24 | 11554.04
369 | 9 | 16 | 2017-01-16 | 0.75472 | 1 | 0.75472 | 0.71084 | 0.84656 | 0.77962 | 0.81772 | 0.70851 | 0.57106 | 0.71342 | 0.65529 | 0.68892 | 0.64104 | 0.59169 | 0.66846 | 1 | 1 | 81 | 17228 | 6922 | 8867 | 12187 | 2345 | 3397 | 13438 | 1734 | 1681 | 37297 | 1.2 | 1.18 | 13152.805
370 | 10 | 16 | 2017-01-16 | 0.79245 | 1 | 0.79245 | 0.6747 | 0.91285 | 0.77183 | 0.81087 | 0.71203 | 0.57542 | 0.71159 | 0.65374 | 0.68179 | 0.64436 | 0.57198 | 0.66053 | 1 | 1 | 82 | 17056 | 6864 | 8911 | 12280 | 2339 | 3389 | 13299 | 1743 | 1625 | 36854 | 1.26 | 1.12 | 14182.66
371 | 11 | 16 | 2017-01-16 | 0.73585 | 1 | 0.73585 | 0.6506 | 0.9624 | 0.75799 | 0.80024 | 0.7129 | 0.58015 | 0.70459 | 0.64757 | 0.66856 | 0.64806 | 0.55931 | 0.64927 | 1 | 1 | 83 | 16750 | 6774 | 8922 | 12381 | 2316 | 3357 | 13041 | 1753 | 1589 | 36226 | 1.17 | 1.08 | 14952.575
372 | 12 | 16 | 2017-01-16 | 0.72327 | 1 | 0.72327 | 0.61446 | 0.97754 | 0.74559 | 0.78819 | 0.71163 | 0.58423 | 0.69638 | 0.63696 | 0.64888 | 0.65102 | 0.54241 | 0.63645 | 1 | 1 | 84 | 16476 | 6672 | 8906 | 12468 | 2289 | 3302 | 12657 | 1761 | 1541 | 35511 | 1.15 | 1.02 | 15187.805
373 | 13 | 16 | 2017-01-16 | 0.71069 | 1 | 0.71069 | 0.63855 | 0.95214 | 0.73151 | 0.77649 | 0.70723 | 0.58516 | 0.6833 | 0.62577 | 0.63104 | 0.6488 | 0.52869 | 0.62481 | 1 | 1 | 85 | 16165 | 6573 | 8851 | 12488 | 2246 | 3244 | 12309 | 1755 | 1502 | 34861 | 1.13 | 1.06 | 14793.225
374 | 14 | 16 | 2017-01-16 | 0.69182 | 1 | 0.69182 | 0.62048 | 0.97576 | 0.71735 | 0.76444 | 0.70348 | 0.5869 | 0.67204 | 0.61304 | 0.61607 | 0.64325 | 0.51848 | 0.61862 | 1 | 1 | 86 | 15852 | 6471 | 8804 | 12525 | 2209 | 3178 | 12017 | 1740 | 1473 | 34516 | 1.1 | 1.03 | 15160.185
375 | 15 | 16 | 2017-01-16 | 0.67296 | 1 | 0.67296 | 0.62048 | 1 | 0.70608 | 0.75062 | 0.69812 | 0.58713 | 0.66078 | 0.60359 | 0.61212 | 0.63771 | 0.50862 | 0.61676 | 1 | 1 | 87 | 15603 | 6354 | 8737 | 12530 | 2172 | 3129 | 11940 | 1725 | 1445 | 34412 | 1.07 | 1.03 | 15536.75
376 | 16 | 16 | 2017-01-16 | 0.68553 | 1 | 0.68553 | 0.63253 | 0.99944 | 0.70156 | 0.74554 | 0.69197 | 0.58512 | 0.65348 | 0.59684 | 0.61499 | 0.63327 | 0.50546 | 0.61945 | 1 | 1 | 88 | 15503 | 6311 | 8660 | 12487 | 2148 | 3094 | 11996 | 1713 | 1436 | 34562 | 1.09 | 1.05 | 15528.105
377 | 17 | 16 | 2017-01-16 | 0.66667 | 1 | 0.66667 | 0.71084 | 0.98608 | 0.70586 | 0.75995 | 0.69205 | 0.5854 | 0.65805 | 0.60648 | 0.6355 | 0.63882 | 0.51742 | 0.63377 | 1 | 1 | 89 | 15598 | 6433 | 8661 | 12493 | 2163 | 3144 | 12396 | 1728 | 1470 | 35361 | 1.06 | 1.18 | 15320.515
378 | 18 | 16 | 2017-01-16 | 0.69811 | 1 | 0.69811 | 0.71687 | 0.92154 | 0.73835 | 0.81028 | 0.71874 | 0.61103 | 0.68725 | 0.63387 | 0.69143 | 0.66543 | 0.54734 | 0.6711 | 1 | 1 | 90 | 16316 | 6859 | 8995 | 13040 | 2259 | 3286 | 13487 | 1800 | 1555 | 37444 | 1.11 | 1.19 | 14317.695
379 | 19 | 16 | 2017-01-16 | 0.72327 | 1 | 0.72327 | 0.76506 | 0.8823 | 0.77514 | 0.82764 | 0.7332 | 0.62846 | 0.70885 | 0.65586 | 0.6944 | 0.67024 | 0.56565 | 0.68015 | 1 | 1 | 91 | 17129 | 7006 | 9176 | 13412 | 2330 | 3400 | 13545 | 1813 | 1607 | 37949 | 1.15 | 1.27 | 13708.055
380 | 20 | 16 | 2017-01-16 | 0.78616 | 1 | 0.78616 | 0.80723 | 0.93549 | 0.77084 | 0.82587 | 0.72729 | 0.62082 | 0.7052 | 0.66011 | 0.68958 | 0.66543 | 0.56565 | 0.67572 | 1 | 1 | 92 | 17034 | 6991 | 9102 | 13249 | 2318 | 3422 | 13451 | 1800 | 1607 | 37702 | 1.25 | 1.34 | 14534.475
381 | 21 | 16 | 2017-01-16 | 0.83648 | 1 | 0.83648 | 0.86145 | 0.93593 | 0.76794 | 0.81264 | 0.71123 | 0.60578 | 0.6903 | 0.65239 | 0.67841 | 0.65434 | 0.56107 | 0.65812 | 1 | 1 | 93 | 16970 | 6879 | 8901 | 12928 | 2269 | 3382 | 13233 | 1770 | 1594 | 36720 | 1.33 | 1.43 | 14541.295
382 | 22 | 16 | 2017-01-16 | 0.81761 | 1 | 0.81761 | 0.8494 | 0.9084 | 0.74857 | 0.78547 | 0.68789 | 0.59037 | 0.66565 | 0.62693 | 0.65549 | 0.63253 | 0.53925 | 0.63088 | 1 | 1 | 94 | 16542 | 6649 | 8609 | 12599 | 2188 | 3250 | 12786 | 1711 | 1532 | 35200 | 1.3 | 1.41 | 14113.52
383 | 23 | 16 | 2017-01-16 | 0.75472 | 1 | 0.75472 | 0.72892 | 0.88374 | 0.70997 | 0.75003 | 0.64906 | 0.5689 | 0.62915 | 0.5924 | 0.6196 | 0.60037 | 0.50475 | 0.59247 | 1 | 1 | 95 | 15689 | 6349 | 8123 | 12141 | 2068 | 3071 | 12086 | 1624 | 1434 | 33057 | 1.2 | 1.21 | 13730.465
384 | 24 | 16 | 2017-01-16 | 0.68553 | 1 | 0.68553 | 0.6506 | 0.84359 | 0.67024 | 0.71305 | 0.6139 | 0.53409 | 0.5969 | 0.55285 | 0.57992 | 0.5634 | 0.46674 | 0.5529 | 1 | 1 | 96 | 14811 | 6036 | 7683 | 11398 | 1962 | 2866 | 11312 | 1524 | 1326 | 30849 | 1.09 | 1.08 | 13106.685
385 | 1 | 17 | 2017-01-17 | 0.61635 | 1 | 0.61635 | 0.62651 | 0.80131 | 0.59444 | 0.64359 | 0.56252 | 0.48892 | 0.54183 | 0.47647 | 0.52338 | 0.51645 | 0.40866 | 0.50322 | 2 | 1 | 97 | 13136 | 5448 | 7040 | 10434 | 1781 | 2470 | 10209 | 1397 | 1161 | 28077 | 0.98 | 1.04 | 12449.825
386 | 2 | 17 | 2017-01-17 | 0.60377 | 1 | 0.60377 | 0.60241 | 0.77242 | 0.57756 | 0.628 | 0.5483 | 0.46436 | 0.52327 | 0.46181 | 0.51071 | 0.50055 | 0.39493 | 0.48666 | 2 | 1 | 98 | 12763 | 5316 | 6862 | 9910 | 1720 | 2394 | 9962 | 1354 | 1122 | 27153 | 0.96 | 1 | 12000.945
387 | 3 | 17 | 2017-01-17 | 0.59748 | 1 | 0.59748 | 0.59036 | 0.74901 | 0.57064 | 0.61796 | 0.53983 | 0.4489 | 0.5111 | 0.451 | 0.50487 | 0.49205 | 0.38578 | 0.47818 | 2 | 1 | 99 | 12610 | 5231 | 6756 | 9580 | 1680 | 2338 | 9848 | 1331 | 1096 | 26680 | 0.95 | 0.98 | 11637.225
388 | 4 | 17 | 2017-01-17 | 0.61635 | 1 | 0.61635 | 0.59036 | 0.73082 | 0.56973 | 0.6176 | 0.53648 | 0.44014 | 0.50685 | 0.44985 | 0.50446 | 0.49131 | 0.38191 | 0.47852 | 2 | 1 | 100 | 12590 | 5228 | 6714 | 9393 | 1666 | 2332 | 9840 | 1329 | 1085 | 26699 | 0.98 | 0.98 | 11354.585
389 | 5 | 17 | 2017-01-17 | 0.64151 | 1 | 0.64151 | 0.60843 | 0.71832 | 0.57919 | 0.62965 | 0.54487 | 0.43808 | 0.51658 | 0.45795 | 0.51974 | 0.49945 | 0.3893 | 0.49117 | 2 | 1 | 101 | 12799 | 5330 | 6819 | 9349 | 1698 | 2374 | 10138 | 1351 | 1106 | 27405 | 1.02 | 1.01 | 11160.345
390 | 6 | 17 | 2017-01-17 | 0.71698 | 1 | 0.71698 | 0.6506 | 0.72546 | 0.60517 | 0.65552 | 0.57275 | 0.44834 | 0.54852 | 0.48881 | 0.55573 | 0.52532 | 0.41394 | 0.52722 | 2 | 1 | 102 | 13373 | 5549 | 7168 | 9568 | 1803 | 2534 | 10840 | 1421 | 1176 | 29416 | 1.14 | 1.08 | 11271.335
391 | 7 | 17 | 2017-01-17 | 0.77358 | 1 | 0.77358 | 0.68675 | 0.7356 | 0.66468 | 0.70892 | 0.62381 | 0.47866 | 0.60663 | 0.53704 | 0.61043 | 0.56895 | 0.47307 | 0.59394 | 2 | 1 | 103 | 14688 | 6001 | 7807 | 10215 | 1994 | 2784 | 11907 | 1539 | 1344 | 33139 | 1.23 | 1.14 | 11428.795
392 | 8 | 17 | 2017-01-17 | 0.77987 | 1 | 0.77987 | 0.71687 | 0.74366 | 0.69852 | 0.73562 | 0.66592 | 0.52692 | 0.64314 | 0.56771 | 0.63227 | 0.60148 | 0.49138 | 0.62645 | 2 | 1 | 104 | 15436 | 6227 | 8334 | 11245 | 2114 | 2943 | 12333 | 1627 | 1396 | 34953 | 1.24 | 1.19 | 11554.04
393 | 9 | 17 | 2017-01-17 | 0.73585 | 1 | 0.73585 | 0.77108 | 0.84656 | 0.7007 | 0.73361 | 0.67008 | 0.5563 | 0.64892 | 0.57407 | 0.62145 | 0.60739 | 0.47659 | 0.62534 | 2 | 1 | 105 | 15484 | 6210 | 8386 | 11872 | 2133 | 2976 | 12122 | 1643 | 1354 | 34891 | 1.17 | 1.28 | 13152.805
394 | 10 | 17 | 2017-01-17 | 0.67925 | 1 | 0.67925 | 0.74096 | 0.91285 | 0.69843 | 0.72605 | 0.67407 | 0.56413 | 0.65105 | 0.57581 | 0.6072 | 0.61109 | 0.4685 | 0.62015 | 2 | 1 | 106 | 15434 | 6146 | 8436 | 12039 | 2140 | 2985 | 11844 | 1653 | 1331 | 34601 | 1.08 | 1.23 | 14182.66
395 | 11 | 17 | 2017-01-17 | 0.66667 | 1 | 0.66667 | 0.75301 | 0.9624 | 0.6983 | 0.7218 | 0.67911 | 0.56764 | 0.65135 | 0.57639 | 0.595 | 0.61405 | 0.46744 | 0.61692 | 2 | 1 | 107 | 15431 | 6110 | 8499 | 12114 | 2141 | 2988 | 11606 | 1661 | 1328 | 34421 | 1.06 | 1.25 | 14952.575
396 | 12 | 17 | 2017-01-17 | 0.6478 | 1 | 0.6478 | 0.73494 | 0.97754 | 0.68916 | 0.71896 | 0.67599 | 0.5727 | 0.65075 | 0.57716 | 0.58187 | 0.61183 | 0.46111 | 0.6136 | 2 | 1 | 108 | 15229 | 6086 | 8460 | 12222 | 2139 | 2992 | 11350 | 1655 | 1310 | 34236 | 1.03 | 1.22 | 15187.805
397 | 13 | 17 | 2017-01-17 | 0.66667 | 1 | 0.66667 | 0.71084 | 0.95214 | 0.68269 | 0.70963 | 0.67143 | 0.57397 | 0.64709 | 0.57562 | 0.57131 | 0.60961 | 0.4604 | 0.60945 | 2 | 1 | 109 | 15086 | 6007 | 8403 | 12249 | 2127 | 2984 | 11144 | 1649 | 1308 | 34004 | 1.06 | 1.18 | 14793.225
398 | 14 | 17 | 2017-01-17 | 0.6478 | 1 | 0.6478 | 0.70482 | 0.97576 | 0.67884 | 0.70112 | 0.66976 | 0.57476 | 0.64679 | 0.57485 | 0.56495 | 0.60813 | 0.45371 | 0.60547 | 2 | 1 | 110 | 15001 | 5935 | 8382 | 12266 | 2126 | 2980 | 11020 | 1645 | 1289 | 33782 | 1.03 | 1.17 | 15160.185
399 | 15 | 17 | 2017-01-17 | 0.62893 | 1 | 0.62893 | 0.69277 | 1 | 0.67083 | 0.69132 | 0.66169 | 0.57739 | 0.6401 | 0.5733 | 0.55711 | 0.6037 | 0.44703 | 0.60149 | 2 | 1 | 111 | 14824 | 5852 | 8281 | 12322 | 2104 | 2972 | 10867 | 1633 | 1270 | 33560 | 1 | 1.15 | 15536.75
400 | 16 | 17 | 2017-01-17 | 0.67296 | 1 | 0.67296 | 0.69277 | 0.99944 | 0.66608 | 0.68895 | 0.65529 | 0.57654 | 0.63493 | 0.57002 | 0.55496 | 0.59926 | 0.44632 | 0.60427 | 2 | 1 | 112 | 14719 | 5832 | 8201 | 12304 | 2087 | 2955 | 10825 | 1621 | 1268 | 33715 | 1.07 | 1.15 | 15528.105
401 | 17 | 17 | 2017-01-17 | 0.72327 | 1 | 0.72327 | 0.75301 | 0.98608 | 0.67382 | 0.70006 | 0.66217 | 0.57987 | 0.64314 | 0.57928 | 0.56772 | 0.61109 | 0.46146 | 0.62638 | 2 | 1 | 113 | 14890 | 5926 | 8287 | 12375 | 2114 | 3003 | 11074 | 1653 | 1311 | 34949 | 1.15 | 1.25 | 15320.515
402 | 18 | 17 | 2017-01-17 | 0.7673 | 1 | 0.7673 | 0.80723 | 0.92154 | 0.70635 | 0.73325 | 0.69221 | 0.60456 | 0.67417 | 0.6088 | 0.60074 | 0.64214 | 0.49771 | 0.6597 | 2 | 1 | 114 | 15609 | 6207 | 8663 | 12902 | 2216 | 3156 | 11718 | 1737 | 1414 | 36808 | 1.22 | 1.34 | 14317.695
403 | 19 | 17 | 2017-01-17 | 0.77358 | 1 | 0.77358 | 0.83133 | 0.8823 | 0.71568 | 0.74554 | 0.69588 | 0.62036 | 0.68208 | 0.62018 | 0.60576 | 0.64067 | 0.52024 | 0.65323 | 2 | 1 | 115 | 15815 | 6311 | 8709 | 13239 | 2242 | 3215 | 11816 | 1733 | 1478 | 36447 | 1.23 | 1.38 | 13708.055
404 | 20 | 17 | 2017-01-17 | 0.80503 | 1 | 0.80503 | 0.8494 | 0.93549 | 0.70816 | 0.73881 | 0.68462 | 0.60723 | 0.67082 | 0.6115 | 0.59577 | 0.63105 | 0.52658 | 0.63852 | 2 | 1 | 116 | 15649 | 6254 | 8568 | 12959 | 2205 | 3170 | 11621 | 1707 | 1496 | 35626 | 1.28 | 1.41 | 14534.475
405 | 21 | 17 | 2017-01-17 | 0.89937 | 1 | 0.89937 | 0.93373 | 0.93593 | 0.69264 | 0.72534 | 0.67215 | 0.59777 | 0.65257 | 0.59645 | 0.57998 | 0.61627 | 0.52341 | 0.62034 | 2 | 1 | 117 | 15306 | 6140 | 8412 | 12757 | 2145 | 3092 | 11313 | 1667 | 1487 | 34612 | 1.43 | 1.55 | 14541.295
406 | 22 | 17 | 2017-01-17 | 0.88679 | 1 | 0.88679 | 0.90964 | 0.9084 | 0.67173 | 0.69663 | 0.6493 | 0.58591 | 0.63006 | 0.57542 | 0.55173 | 0.59187 | 0.50722 | 0.58926 | 2 | 1 | 118 | 14844 | 5897 | 8126 | 12504 | 2071 | 2983 | 10762 | 1601 | 1441 | 32878 | 1.41 | 1.51 | 14113.52
407 | 23 | 17 | 2017-01-17 | 0.79874 | 1 | 0.79874 | 0.85542 | 0.88374 | 0.63915 | 0.66249 | 0.61231 | 0.56225 | 0.59781 | 0.54186 | 0.51225 | 0.55933 | 0.48152 | 0.54629 | 2 | 1 | 119 | 14124 | 5608 | 7663 | 11999 | 1965 | 2809 | 9992 | 1513 | 1368 | 30480 | 1.27 | 1.42 | 13730.465
408 | 24 | 17 | 2017-01-17 | 0.7044 | 1 | 0.7044 | 0.77108 | 0.84359 | 0.60268 | 0.62162 | 0.57603 | 0.52687 | 0.561 | 0.50945 | 0.47421 | 0.522 | 0.4516 | 0.50454 | 2 | 1 | 120 | 13318 | 5262 | 7209 | 11244 | 1844 | 2641 | 9250 | 1412 | 1283 | 28151 | 1.12 | 1.28 | 13106.685
409 | 1 | 18 | 2017-01-18 | 0.76101 | 1 | 0.76101 | 0.71687 | 0.80131 | 0.57652 | 0.60047 | 0.54894 | 0.48761 | 0.5394 | 0.49151 | 0.44068 | 0.49797 | 0.41711 | 0.47295 | 3 | 1 | 121 | 12740 | 5083 | 6870 | 10406 | 1773 | 2548 | 8596 | 1347 | 1185 | 26388 | 1.21 | 1.19 | 12449.825
410 | 2 | 18 | 2017-01-18 | 0.71698 | 1 | 0.71698 | 0.66867 | 0.77242 | 0.55991 | 0.58641 | 0.53112 | 0.46596 | 0.52419 | 0.47569 | 0.42582 | 0.48318 | 0.40795 | 0.45622 | 3 | 1 | 122 | 12373 | 4964 | 6647 | 9944 | 1723 | 2466 | 8306 | 1307 | 1159 | 25455 | 1.14 | 1.11 | 12000.945
411 | 3 | 18 | 2017-01-18 | 0.7044 | 1 | 0.7044 | 0.64458 | 0.74901 | 0.55236 | 0.58169 | 0.52633 | 0.4527 | 0.51232 | 0.46894 | 0.42223 | 0.47579 | 0.40444 | 0.44597 | 3 | 1 | 123 | 12206 | 4924 | 6587 | 9661 | 1684 | 2431 | 8236 | 1287 | 1149 | 24883 | 1.12 | 1.07 | 11637.225
412 | 4 | 18 | 2017-01-18 | 0.69811 | 1 | 0.69811 | 0.63253 | 0.73082 | 0.55019 | 0.58311 | 0.52082 | 0.44534 | 0.50958 | 0.46836 | 0.42418 | 0.47172 | 0.40795 | 0.44601 | 3 | 1 | 124 | 12158 | 4936 | 6518 | 9504 | 1675 | 2428 | 8274 | 1276 | 1159 | 24885 | 1.11 | 1.05 | 11354.585
413 | 5 | 18 | 2017-01-18 | 0.69182 | 1 | 0.69182 | 0.63253 | 0.71832 | 0.55964 | 0.59622 | 0.53624 | 0.44492 | 0.52206 | 0.48032 | 0.43894 | 0.4817 | 0.41957 | 0.45834 | 3 | 1 | 125 | 12367 | 5047 | 6711 | 9495 | 1716 | 2490 | 8562 | 1303 | 1192 | 25573 | 1.1 | 1.05 | 11160.345
414 | 6 | 18 | 2017-01-18 | 0.7044 | 1 | 0.7044 | 0.68072 | 0.72546 | 0.59449 | 0.63379 | 0.563 | 0.45659 | 0.55887 | 0.51775 | 0.47739 | 0.50943 | 0.45055 | 0.49383 | 3 | 1 | 126 | 13137 | 5365 | 7046 | 9744 | 1837 | 2684 | 9312 | 1378 | 1280 | 27553 | 1.12 | 1.13 | 11271.335
415 | 7 | 18 | 2017-01-18 | 0.75472 | 1 | 0.75472 | 0.74096 | 0.7356 | 0.66472 | 0.69533 | 0.6179 | 0.49089 | 0.62002 | 0.576 | 0.53384 | 0.55638 | 0.53045 | 0.55824 | 3 | 1 | 127 | 14689 | 5886 | 7733 | 10476 | 2038 | 2986 | 10413 | 1505 | 1507 | 31147 | 1.2 | 1.23 | 11428.795
416 | 8 | 18 | 2017-01-18 | 0.81761 | 1 | 0.81761 | 0.77711 | 0.74366 | 0.71115 | 0.73337 | 0.67583 | 0.54426 | 0.66748 | 0.60995 | 0.5648 | 0.60074 | 0.55157 | 0.59529 | 3 | 1 | 128 | 15715 | 6208 | 8458 | 11615 | 2194 | 3162 | 11017 | 1625 | 1567 | 33214 | 1.3 | 1.29 | 11554.04
417 | 9 | 18 | 2017-01-18 | 0.84277 | 1 | 0.84277 | 0.83133 | 0.84656 | 0.70595 | 0.72971 | 0.67767 | 0.56436 | 0.669 | 0.60552 | 0.5589 | 0.60591 | 0.53678 | 0.59032 | 3 | 1 | 129 | 15600 | 6177 | 8481 | 12044 | 2199 | 3139 | 10902 | 1639 | 1525 | 32937 | 1.34 | 1.38 | 13152.805
418 | 10 | 18 | 2017-01-18 | 0.8805 | 1 | 0.8805 | 0.85542 | 0.91285 | 0.70015 | 0.72581 | 0.67511 | 0.56506 | 0.67022 | 0.60359 | 0.5486 | 0.60924 | 0.52517 | 0.58426 | 3 | 1 | 130 | 15472 | 6144 | 8449 | 12059 | 2203 | 3129 | 10701 | 1648 | 1492 | 32599 | 1.4 | 1.42 | 14182.66
419 | 11 | 18 | 2017-01-18 | 0.84906 | 1 | 0.84906 | 0.83133 | 0.9624 | 0.69816 | 0.73054 | 0.67879 | 0.56169 | 0.67417 | 0.60359 | 0.54168 | 0.61922 | 0.51742 | 0.58025 | 3 | 1 | 131 | 15428 | 6184 | 8495 | 11987 | 2216 | 3129 | 10566 | 1675 | 1470 | 32375 | 1.35 | 1.38 | 14952.575
420 | 12 | 18 | 2017-01-18 | 0.8239 | 1 | 0.8239 | 0.78916 | 0.97754 | 0.69418 | 0.72451 | 0.67575 | 0.56267 | 0.67143 | 0.60166 | 0.53055 | 0.62033 | 0.50546 | 0.57625 | 3 | 1 | 132 | 15340 | 6133 | 8457 | 12008 | 2207 | 3119 | 10349 | 1678 | 1436 | 32152 | 1.31 | 1.31 | 15187.805
421 | 13 | 18 | 2017-01-18 | 0.80503 | 1 | 0.80503 | 0.78916 | 0.95214 | 0.68988 | 0.71742 | 0.67048 | 0.55981 | 0.66748 | 0.59761 | 0.52635 | 0.61885 | 0.4956 | 0.57143 | 3 | 1 | 133 | 15245 | 6073 | 8391 | 11947 | 2194 | 3098 | 10267 | 1674 | 1408 | 31883 | 1.28 | 1.31 | 14793.225
422 | 14 | 18 | 2017-01-18 | 0.81132 | 1 | 0.81132 | 0.74699 | 0.97576 | 0.68567 | 0.71388 | 0.66193 | 0.55682 | 0.66504 | 0.5951 | 0.52348 | 0.62107 | 0.48821 | 0.5688 | 3 | 1 | 134 | 15152 | 6043 | 8284 | 11883 | 2186 | 3085 | 10211 | 1680 | 1387 | 31736 | 1.29 | 1.24 | 15160.185
423 | 15 | 18 | 2017-01-18 | 0.76101 | 1 | 0.76101 | 0.74096 | 1 | 0.67961 | 0.71116 | 0.65673 | 0.55653 | 0.65987 | 0.59163 | 0.52061 | 0.61774 | 0.48434 | 0.56799 | 3 | 1 | 135 | 15018 | 6020 | 8219 | 11877 | 2169 | 3067 | 10155 | 1671 | 1376 | 31691 | 1.21 | 1.23 | 15536.75
424 | 16 | 18 | 2017-01-18 | 0.77358 | 1 | 0.77358 | 0.72892 | 0.99944 | 0.67848 | 0.71506 | 0.65074 | 0.55625 | 0.65531 | 0.58758 | 0.52184 | 0.61701 | 0.48645 | 0.5726 | 3 | 1 | 136 | 14993 | 6053 | 8144 | 11871 | 2154 | 3046 | 10179 | 1669 | 1382 | 31948 | 1.23 | 1.21 | 15528.105
425 | 17 | 18 | 2017-01-18 | 0.77987 | 1 | 0.77987 | 0.72289 | 0.98608 | 0.68404 | 0.73066 | 0.66376 | 0.5571 | 0.66139 | 0.60127 | 0.5385 | 0.62366 | 0.50299 | 0.59534 | 3 | 1 | 137 | 15116 | 6185 | 8307 | 11889 | 2174 | 3117 | 10504 | 1687 | 1429 | 33217 | 1.24 | 1.2 | 15320.515
426 | 18 | 18 | 2017-01-18 | 0.83648 | 1 | 0.83648 | 0.77108 | 0.92154 | 0.72283 | 0.77566 | 0.7038 | 0.57809 | 0.70307 | 0.63368 | 0.58054 | 0.65841 | 0.54664 | 0.64206 | 3 | 1 | 138 | 15973 | 6566 | 8808 | 12337 | 2311 | 3285 | 11324 | 1781 | 1553 | 35824 | 1.33 | 1.28 | 14317.695
427 | 19 | 18 | 2017-01-18 | 0.83648 | 1 | 0.83648 | 0.80723 | 0.8823 | 0.74043 | 0.78417 | 0.71706 | 0.60002 | 0.70946 | 0.65066 | 0.59638 | 0.66211 | 0.57761 | 0.64092 | 3 | 1 | 139 | 16362 | 6638 | 8974 | 12805 | 2332 | 3373 | 11633 | 1791 | 1641 | 35760 | 1.33 | 1.34 | 13708.055
428 | 20 | 18 | 2017-01-18 | 0.90566 | 1 | 0.90566 | 0.8494 | 0.93549 | 0.73536 | 0.78346 | 0.71075 | 0.60742 | 0.70459 | 0.64255 | 0.59623 | 0.6536 | 0.58149 | 0.63131 | 3 | 1 | 140 | 16250 | 6632 | 8895 | 12963 | 2316 | 3331 | 11630 | 1768 | 1652 | 35224 | 1.44 | 1.41 | 14534.475
429 | 21 | 18 | 2017-01-18 | 0.98742 | 1 | 0.98742 | 0.88554 | 0.93593 | 0.71798 | 0.77354 | 0.69365 | 0.59852 | 0.68817 | 0.63175 | 0.58438 | 0.64104 | 0.57797 | 0.61378 | 3 | 1 | 141 | 15866 | 6548 | 8681 | 12773 | 2262 | 3275 | 11399 | 1734 | 1642 | 34246 | 1.57 | 1.47 | 14541.295
430 | 22 | 18 | 2017-01-18 | 1 | 1 | 1 | 0.84337 | 0.9084 | 0.6988 | 0.74755 | 0.66416 | 0.58385 | 0.66261 | 0.61208 | 0.55998 | 0.61885 | 0.56529 | 0.58491 | 3 | 1 | 142 | 15442 | 6328 | 8312 | 12460 | 2178 | 3173 | 10923 | 1674 | 1606 | 32635 | 1.59 | 1.4 | 14113.52
431 | 23 | 18 | 2017-01-18 | 0.91824 | 1 | 0.91824 | 0.74699 | 0.88374 | 0.66988 | 0.71553 | 0.62701 | 0.5593 | 0.62428 | 0.57928 | 0.5262 | 0.58669 | 0.54171 | 0.54711 | 3 | 1 | 143 | 14803 | 6057 | 7847 | 11936 | 2052 | 3003 | 10264 | 1587 | 1539 | 30526 | 1.46 | 1.24 | 13730.465
432 | 24 | 18 | 2017-01-18 | 0.79245 | 1 | 0.79245 | 0.63855 | 0.84359 | 0.63508 | 0.6808 | 0.58769 | 0.52617 | 0.58838 | 0.5463 | 0.49451 | 0.54713 | 0.51038 | 0.50951 | 3 | 1 | 144 | 14034 | 5763 | 7355 | 11229 | 1934 | 2832 | 9646 | 1480 | 1450 | 28428 | 1.26 | 1.06 | 13106.685
433 | 1 | 19 | 2017-01-19 | 0.64151 | 1 | 0.64151 | 0.59639 | 0.80131 | 0.60467 | 0.64146 | 0.56748 | 0.48315 | 0.5753 | 0.53183 | 0.48113 | 0.51423 | 0.50158 | 0.48065 | 4 | 1 | 1 | 13362 | 5430 | 7102 | 10311 | 1891 | 2757 | 9385 | 1391 | 1425 | 26818 | 1.02 | 0.99 | 12449.825
434 | 2 | 19 | 2017-01-19 | 0.60377 | 1 | 0.60377 | 0.57831 | 0.77242 | 0.59209 | 0.6267 | 0.55421 | 0.46329 | 0.55674 | 0.51485 | 0.47196 | 0.50018 | 0.48539 | 0.46579 | 4 | 1 | 2 | 13084 | 5305 | 6936 | 9887 | 1830 | 2669 | 9206 | 1353 | 1379 | 25989 | 0.96 | 0.96 | 12000.945
435 | 3 | 19 | 2017-01-19 | 0.60377 | 1 | 0.60377 | 0.56024 | 0.74901 | 0.58765 | 0.62174 | 0.54654 | 0.45045 | 0.547 | 0.50752 | 0.47293 | 0.49316 | 0.4875 | 0.46004 | 4 | 1 | 3 | 12986 | 5263 | 6840 | 9613 | 1798 | 2631 | 9225 | 1334 | 1385 | 25668 | 0.96 | 0.93 | 11637.225
436 | 4 | 19 | 2017-01-19 | 0.59119 | 1 | 0.59119 | 0.54819 | 0.73082 | 0.58978 | 0.62575 | 0.54598 | 0.44211 | 0.54366 | 0.50637 | 0.48062 | 0.49316 | 0.49173 | 0.46142 | 4 | 1 | 4 | 13033 | 5297 | 6833 | 9435 | 1787 | 2625 | 9375 | 1334 | 1397 | 25745 | 0.94 | 0.91 | 11354.585
437 | 5 | 19 | 2017-01-19 | 0.62893 | 1 | 0.62893 | 0.54819 | 0.71832 | 0.60453 | 0.64111 | 0.55613 | 0.44098 | 0.561 | 0.51698 | 0.50631 | 0.49945 | 0.50546 | 0.47488 | 4 | 1 | 5 | 13359 | 5427 | 6960 | 9411 | 1844 | 2680 | 9876 | 1351 | 1436 | 26496 | 1 | 0.91 | 11160.345
438 | 6 | 19 | 2017-01-19 | 0.69182 | 1 | 0.69182 | 0.56627 | 0.72546 | 0.65015 | 0.67939 | 0.58849 | 0.45284 | 0.59872 | 0.55382 | 0.55901 | 0.53124 | 0.54101 | 0.52494 | 4 | 1 | 6 | 14367 | 5751 | 7365 | 9664 | 1968 | 2871 | 10904 | 1437 | 1537 | 29289 | 1.1 | 0.94 | 11271.335
439 | 7 | 19 | 2017-01-19 | 0.76101 | 1 | 0.76101 | 0.62651 | 0.7356 | 0.71101 | 0.74684 | 0.65529 | 0.49028 | 0.66383 | 0.60957 | 0.61837 | 0.58078 | 0.59627 | 0.58586 | 4 | 1 | 7 | 15712 | 6322 | 8201 | 10463 | 2182 | 3160 | 12062 | 1571 | 1694 | 32688 | 1.21 | 1.04 | 11428.795
440 | 8 | 19 | 2017-01-19 | 0.77358 | 1 | 0.77358 | 0.6988 | 0.74366 | 0.74654 | 0.77165 | 0.69061 | 0.54201 | 0.70277 | 0.64082 | 0.6478 | 0.60924 | 0.6107 | 0.61819 | 4 | 1 | 8 | 16497 | 6532 | 8643 | 11567 | 2310 | 3322 | 12636 | 1648 | 1735 | 34492 | 1.23 | 1.16 | 11554.04
441 | 9 | 19 | 2017-01-19 | 0.72327 | 1 | 0.72327 | 0.73494 | 0.84656 | 0.73699 | 0.76184 | 0.6855 | 0.55921 | 0.69851 | 0.63657 | 0.62975 | 0.61294 | 0.58149 | 0.611 | 4 | 1 | 9 | 16286 | 6449 | 8579 | 11934 | 2296 | 3300 | 12284 | 1658 | 1652 | 34091 | 1.15 | 1.22 | 13152.805
442 | 10 | 19 | 2017-01-19 | 0.7044 | 1 | 0.7044 | 0.74096 | 0.91285 | 0.72364 | 0.74956 | 0.6831 | 0.56052 | 0.69273 | 0.63252 | 0.60438 | 0.61516 | 0.56213 | 0.59937 | 4 | 1 | 10 | 15991 | 6345 | 8549 | 11962 | 2277 | 3279 | 11789 | 1664 | 1597 | 33442 | 1.12 | 1.23 | 14182.66
443 | 11 | 19 | 2017-01-19 | 0.72956 | 1 | 0.72956 | 0.73494 | 0.9624 | 0.71454 | 0.73963 | 0.68278 | 0.5593 | 0.68756 | 0.62828 | 0.58341 | 0.6159 | 0.54382 | 0.5872 | 4 | 1 | 11 | 15790 | 6261 | 8545 | 11936 | 2260 | 3257 | 11380 | 1666 | 1545 | 32763 | 1.16 | 1.22 | 14952.575
444 | 12 | 19 | 2017-01-19 | 0.67925 | 1 | 0.67925 | 0.74096 | 0.97754 | 0.69889 | 0.72782 | 0.67575 | 0.55808 | 0.67417 | 0.61728 | 0.56275 | 0.61294 | 0.52517 | 0.57534 | 4 | 1 | 12 | 15444 | 6161 | 8457 | 11910 | 2216 | 3200 | 10977 | 1658 | 1492 | 32101 | 1.08 | 1.23 | 15187.805
445 | 13 | 19 | 2017-01-19 | 0.6478 | 1 | 0.6478 | 0.75904 | 0.95214 | 0.68481 | 0.71376 | 0.66856 | 0.55616 | 0.66139 | 0.60513 | 0.54547 | 0.61183 | 0.51003 | 0.5651 | 4 | 1 | 13 | 15133 | 6042 | 8367 | 11869 | 2174 | 3137 | 10640 | 1655 | 1449 | 31530 | 1.03 | 1.26 | 14793.225
446 | 14 | 19 | 2017-01-19 | 0.6478 | 1 | 0.6478 | 0.77711 | 0.97576 | 0.67219 | 0.70384 | 0.66448 | 0.55518 | 0.6544 | 0.59761 | 0.53512 | 0.60961 | 0.49454 | 0.56003 | 4 | 1 | 14 | 14854 | 5958 | 8316 | 11848 | 2151 | 3098 | 10438 | 1649 | 1405 | 31247 | 1.03 | 1.29 | 15160.185
447 | 15 | 19 | 2017-01-19 | 0.66038 | 1 | 0.66038 | 0.79518 | 1 | 0.66056 | 0.6951 | 0.65441 | 0.55236 | 0.6404 | 0.58873 | 0.52881 | 0.60148 | 0.48539 | 0.55659 | 4 | 1 | 15 | 14597 | 5884 | 8190 | 11788 | 2105 | 3052 | 10315 | 1627 | 1379 | 31055 | 1.05 | 1.32 | 15536.75
448 | 16 | 19 | 2017-01-19 | 0.66038 | 1 | 0.66038 | 0.84337 | 0.99944 | 0.65241 | 0.6951 | 0.64499 | 0.5488 | 0.63067 | 0.58179 | 0.52779 | 0.59593 | 0.48011 | 0.55901 | 4 | 1 | 16 | 14417 | 5884 | 8072 | 11712 | 2073 | 3016 | 10295 | 1612 | 1364 | 31190 | 1.05 | 1.4 | 15528.105
449 | 17 | 19 | 2017-01-19 | 0.67925 | 1 | 0.67925 | 0.87349 | 0.98608 | 0.66164 | 0.71305 | 0.65186 | 0.54965 | 0.63462 | 0.59182 | 0.54547 | 0.60481 | 0.48926 | 0.5831 | 4 | 1 | 17 | 14621 | 6036 | 8158 | 11730 | 2086 | 3068 | 10640 | 1636 | 1390 | 32534 | 1.08 | 1.45 | 15320.515
450 | 18 | 19 | 2017-01-19 | 0.73585 | 1 | 0.73585 | 0.95783 | 0.92154 | 0.70242 | 0.75794 | 0.68789 | 0.57293 | 0.66596 | 0.62249 | 0.59295 | 0.64362 | 0.52165 | 0.63303 | 4 | 1 | 18 | 15522 | 6416 | 8609 | 12227 | 2189 | 3227 | 11566 | 1741 | 1482 | 35320 | 1.17 | 1.59 | 14317.695
451 | 19 | 19 | 2017-01-19 | 0.7673 | 1 | 0.7673 | 0.98193 | 0.8823 | 0.7164 | 0.77496 | 0.69652 | 0.59271 | 0.68664 | 0.63252 | 0.61801 | 0.64177 | 0.55333 | 0.63174 | 4 | 1 | 19 | 15831 | 6560 | 8717 | 12649 | 2257 | 3279 | 12055 | 1736 | 1572 | 35248 | 1.22 | 1.63 | 13708.055
452 | 20 | 19 | 2017-01-19 | 0.86164 | 1 | 0.86164 | 1 | 0.93549 | 0.7102 | 0.77118 | 0.68566 | 0.58573 | 0.67691 | 0.62539 | 0.61453 | 0.63105 | 0.55544 | 0.62624 | 4 | 1 | 20 | 15694 | 6528 | 8581 | 12500 | 2225 | 3242 | 11987 | 1707 | 1578 | 34941 | 1.37 | 1.66 | 14534.475
453 | 21 | 19 | 2017-01-19 | 0.88679 | 1 | 0.88679 | 0.99398 | 0.93593 | 0.70355 | 0.76409 | 0.67591 | 0.57762 | 0.66596 | 0.61671 | 0.60633 | 0.61774 | 0.55051 | 0.61488 | 4 | 1 | 21 | 15547 | 6468 | 8459 | 12327 | 2189 | 3197 | 11827 | 1671 | 1564 | 34307 | 1.41 | 1.65 | 14541.295
454 | 22 | 19 | 2017-01-19 | 0.84906 | 1 | 0.84906 | 0.90964 | 0.9084 | 0.6859 | 0.73904 | 0.65058 | 0.56469 | 0.64588 | 0.59626 | 0.58849 | 0.60111 | 0.53361 | 0.58751 | 4 | 1 | 22 | 15157 | 6256 | 8142 | 12051 | 2123 | 3091 | 11479 | 1626 | 1516 | 32780 | 1.35 | 1.51 | 14113.52
455 | 23 | 19 | 2017-01-19 | 0.7673 | 1 | 0.7673 | 0.79518 | 0.88374 | 0.65341 | 0.699 | 0.61582 | 0.5399 | 0.60967 | 0.56173 | 0.55455 | 0.5719 | 0.50757 | 0.54876 | 4 | 1 | 23 | 14439 | 5917 | 7707 | 11522 | 2004 | 2912 | 10817 | 1547 | 1442 | 30618 | 1.22 | 1.32 | 13730.465
456 | 24 | 19 | 2017-01-19 | 0.6478 | 1 | 0.6478 | 0.68675 | 0.84359 | 0.61906 | 0.65859 | 0.57763 | 0.50649 | 0.57347 | 0.52392 | 0.51615 | 0.53567 | 0.47061 | 0.51085 | 4 | 1 | 24 | 13680 | 5575 | 7229 | 10809 | 1885 | 2716 | 10068 | 1449 | 1337 | 28503 | 1.03 | 1.14 | 13106.685
457 | 1 | 20 | 2017-01-20 | 0.58491 | 1 | 0.58491 | 0.64458 | 0.80131 | 0.60132 | 0.64111 | 0.56412 | 0.4742 | 0.54518 | 0.49421 | 0.50897 | 0.51793 | 0.43295 | 0.4889 | 5 | 1 | 25 | 13288 | 5427 | 7060 | 10120 | 1792 | 2562 | 9928 | 1401 | 1230 | 27278 | 0.93 | 1.07 | 12449.825
458 | 2 | 20 | 2017-01-20 | 0.54717 | 1 | 0.54717 | 0.62048 | 0.77242 | 0.58603 | 0.6254 | 0.54782 | 0.45115 | 0.5251 | 0.47724 | 0.50062 | 0.50314 | 0.41781 | 0.47486 | 5 | 1 | 26 | 12950 | 5294 | 6856 | 9628 | 1726 | 2474 | 9765 | 1361 | 1187 | 26495 | 0.87 | 1.03 | 12000.945
459 | 3 | 20 | 2017-01-20 | 0.54088 | 1 | 0.54088 | 0.60843 | 0.74901 | 0.57765 | 0.61949 | 0.53839 | 0.43714 | 0.51232 | 0.46586 | 0.4979 | 0.49501 | 0.41007 | 0.46891 | 5 | 1 | 27 | 12765 | 5244 | 6738 | 9329 | 1684 | 2415 | 9712 | 1339 | 1165 | 26163 | 0.86 | 1.01 | 11637.225
460 | 4 | 20 | 2017-01-20 | 0.54717 | 1 | 0.54717 | 0.62048 | 0.73082 | 0.57802 | 0.62174 | 0.53592 | 0.42791 | 0.50928 | 0.46393 | 0.5022 | 0.49353 | 0.40831 | 0.46976 | 5 | 1 | 28 | 12773 | 5263 | 6707 | 9132 | 1674 | 2405 | 9796 | 1335 | 1160 | 26210 | 0.87 | 1.03 | 11354.585
461 | 5 | 20 | 2017-01-20 | 0.57862 | 1 | 0.57862 | 0.63855 | 0.71832 | 0.5891 | 0.63544 | 0.54359 | 0.42627 | 0.51932 | 0.47415 | 0.51963 | 0.50166 | 0.41464 | 0.4832 | 5 | 1 | 29 | 13018 | 5379 | 6803 | 9097 | 1707 | 2458 | 10136 | 1357 | 1178 | 26960 | 0.92 | 1.06 | 11160.345
462 | 6 | 20 | 2017-01-20 | 0.6478 | 1 | 0.6478 | 0.69277 | 0.72546 | 0.62472 | 0.67171 | 0.57163 | 0.43681 | 0.55339 | 0.5027 | 0.5565 | 0.5305 | 0.44738 | 0.52352 | 5 | 1 | 30 | 13805 | 5686 | 7154 | 9322 | 1819 | 2606 | 10855 | 1435 | 1271 | 29210 | 1.03 | 1.15 | 11271.335
463 | 7 | 20 | 2017-01-20 | 0.71069 | 1 | 0.71069 | 0.75904 | 0.7356 | 0.68685 | 0.72995 | 0.62629 | 0.46713 | 0.60815 | 0.55922 | 0.61899 | 0.57338 | 0.5037 | 0.58586 | 5 | 1 | 31 | 15178 | 6179 | 7838 | 9969 | 1999 | 2899 | 12074 | 1551 | 1431 | 32688 | 1.13 | 1.26 | 11428.795
464 | 8 | 20 | 2017-01-20 | 0.73585 | 1 | 0.73585 | 0.74699 | 0.74366 | 0.72445 | 0.7557 | 0.66544 | 0.51596 | 0.64679 | 0.59568 | 0.64355 | 0.60628 | 0.52024 | 0.6192 | 5 | 1 | 32 | 16009 | 6397 | 8328 | 11011 | 2126 | 3088 | 12553 | 1640 | 1478 | 34548 | 1.17 | 1.24 | 11554.04
465 | 9 | 20 | 2017-01-20 | 0.71698 | 1 | 0.71698 | 0.71084 | 0.84656 | 0.71762 | 0.75346 | 0.66744 | 0.54604 | 0.64862 | 0.60436 | 0.63386 | 0.61183 | 0.50229 | 0.61462 | 5 | 1 | 33 | 15858 | 6378 | 8353 | 11653 | 2132 | 3133 | 12364 | 1655 | 1427 | 34293 | 1.14 | 1.18 | 13152.805
466 | 10 | 20 | 2017-01-20 | 0.69811 | 1 | 0.69811 | 0.6988 | 0.91285 | 0.70685 | 0.74436 | 0.67072 | 0.54871 | 0.64801 | 0.59857 | 0.61884 | 0.61368 | 0.49278 | 0.60722 | 5 | 1 | 34 | 15620 | 6301 | 8394 | 11710 | 2130 | 3103 | 12071 | 1660 | 1400 | 33880 | 1.11 | 1.16 | 14182.66
467 | 11 | 20 | 2017-01-20 | 0.7044 | 1 | 0.7044 | 0.72289 | 0.9624 | 0.69952 | 0.73739 | 0.67207 | 0.55157 | 0.64801 | 0.59722 | 0.60551 | 0.61479 | 0.48046 | 0.60075 | 5 | 1 | 35 | 15458 | 6242 | 8411 | 11771 | 2130 | 3096 | 11811 | 1663 | 1365 | 33519 | 1.12 | 1.2 | 14952.575
468 | 12 | 20 | 2017-01-20 | 0.67925 | 1 | 0.67925 | 0.72289 | 0.97754 | 0.68803 | 0.72558 | 0.66688 | 0.55541 | 0.64284 | 0.59317 | 0.59125 | 0.61701 | 0.47413 | 0.59521 | 5 | 1 | 36 | 15204 | 6142 | 8346 | 11853 | 2113 | 3075 | 11533 | 1669 | 1347 | 33210 | 1.08 | 1.2 | 15187.805
469 | 13 | 20 | 2017-01-20 | 0.62264 | 1 | 0.62264 | 0.6988 | 0.95214 | 0.67943 | 0.71813 | 0.65841 | 0.5541 | 0.63584 | 0.58507 | 0.57905 | 0.6122 | 0.46322 | 0.58679 | 5 | 1 | 37 | 15014 | 6079 | 8240 | 11825 | 2090 | 3033 | 11295 | 1656 | 1316 | 32740 | 0.99 | 1.16 | 14793.225
470 | 14 | 20 | 2017-01-20 | 0.63522 | 1 | 0.63522 | 0.6988 | 0.97576 | 0.67169 | 0.70656 | 0.65082 | 0.55246 | 0.63188 | 0.58083 | 0.57188 | 0.6085 | 0.44808 | 0.58147 | 5 | 1 | 38 | 14843 | 5981 | 8145 | 11790 | 2077 | 3011 | 11155 | 1646 | 1273 | 32443 | 1.01 | 1.16 | 15160.185
471 | 15 | 20 | 2017-01-20 | 0.65409 | 1 | 0.65409 | 0.70482 | 1 | 0.66133 | 0.69699 | 0.64003 | 0.5511 | 0.61911 | 0.57465 | 0.56726 | 0.60074 | 0.43928 | 0.5789 | 5 | 1 | 39 | 14614 | 5900 | 8010 | 11761 | 2035 | 2979 | 11065 | 1625 | 1248 | 32300 | 1.04 | 1.17 | 15536.75
472 | 16 | 20 | 2017-01-20 | 0.67925 | 1 | 0.67925 | 0.72289 | 0.99944 | 0.65083 | 0.69462 | 0.63068 | 0.54791 | 0.60967 | 0.56501 | 0.56777 | 0.5915 | 0.43823 | 0.58158 | 5 | 1 | 40 | 14382 | 5880 | 7893 | 11693 | 2004 | 2929 | 11075 | 1600 | 1245 | 32449 | 1.08 | 1.2 | 15528.105
473 | 17 | 20 | 2017-01-20 | 0.73585 | 1 | 0.73585 | 0.78313 | 0.98608 | 0.65436 | 0.70679 | 0.63572 | 0.54857 | 0.61333 | 0.57716 | 0.57777 | 0.60148 | 0.44738 | 0.60287 | 5 | 1 | 41 | 14460 | 5983 | 7956 | 11707 | 2016 | 2992 | 11270 | 1627 | 1271 | 33637 | 1.17 | 1.3 | 15320.515
474 | 18 | 20 | 2017-01-20 | 0.79874 | 1 | 0.79874 | 0.81325 | 0.92154 | 0.67888 | 0.7368 | 0.66121 | 0.57176 | 0.63401 | 0.6005 | 0.61248 | 0.62773 | 0.47448 | 0.63819 | 5 | 1 | 42 | 15002 | 6237 | 8275 | 12202 | 2084 | 3113 | 11947 | 1698 | 1348 | 35608 | 1.27 | 1.35 | 14317.695
475 | 19 | 20 | 2017-01-20 | 0.83648 | 1 | 0.83648 | 0.8494 | 0.8823 | 0.6868 | 0.73987 | 0.65785 | 0.58456 | 0.63918 | 0.6061 | 0.61012 | 0.6244 | 0.4861 | 0.63321 | 5 | 1 | 43 | 15177 | 6263 | 8233 | 12475 | 2101 | 3142 | 11901 | 1689 | 1381 | 35330 | 1.33 | 1.41 | 13708.055
476 | 20 | 20 | 2017-01-20 | 0.91824 | 1 | 0.91824 | 0.90361 | 0.93549 | 0.67517 | 0.72699 | 0.64634 | 0.57434 | 0.62093 | 0.5951 | 0.59833 | 0.60702 | 0.4875 | 0.61504 | 5 | 1 | 44 | 14920 | 6154 | 8089 | 12257 | 2041 | 3085 | 11671 | 1642 | 1385 | 34316 | 1.46 | 1.5 | 14534.475
477 | 21 | 20 | 2017-01-20 | 0.91195 | 1 | 0.91195 | 0.93976 | 0.93593 | 0.65988 | 0.71305 | 0.63116 | 0.5616 | 0.60176 | 0.5787 | 0.58485 | 0.59002 | 0.4787 | 0.59935 | 5 | 1 | 45 | 14582 | 6036 | 7899 | 11985 | 1978 | 3000 | 11408 | 1596 | 1360 | 33441 | 1.45 | 1.56 | 14541.295
478 | 22 | 20 | 2017-01-20 | 0.89308 | 1 | 0.89308 | 0.89759 | 0.9084 | 0.64087 | 0.69025 | 0.61095 | 0.54698 | 0.5826 | 0.56019 | 0.56008 | 0.56969 | 0.46427 | 0.57584 | 5 | 1 | 46 | 14162 | 5843 | 7646 | 11673 | 1915 | 2904 | 10925 | 1541 | 1319 | 32129 | 1.42 | 1.49 | 14113.52
479 | 23 | 20 | 2017-01-20 | 0.7673 | 1 | 0.7673 | 0.8012 | 0.88374 | 0.61155 | 0.65812 | 0.57803 | 0.52819 | 0.55339 | 0.53414 | 0.53153 | 0.54344 | 0.44175 | 0.54302 | 5 | 1 | 47 | 13514 | 5571 | 7234 | 11272 | 1819 | 2769 | 10368 | 1470 | 1255 | 30298 | 1.22 | 1.33 | 13730.465
480 | 24 | 20 | 2017-01-20 | 0.69182 | 1 | 0.69182 | 0.69277 | 0.84359 | 0.57616 | 0.62185 | 0.53871 | 0.49806 | 0.51901 | 0.50058 | 0.50062 | 0.51312 | 0.4164 | 0.50859 | 5 | 1 | 48 | 12732 | 5264 | 6742 | 10629 | 1706 | 2595 | 9765 | 1388 | 1183 | 28377 | 1.1 | 1.15 | 13106.685
481 | 1 | 21 | 2017-01-21 | 0.61635 | 1 | 0.61635 | 0.64458 | 0.77448 | 0.55023 | 0.59539 | 0.51786 | 0.47032 | 0.4962 | 0.47377 | 0.48124 | 0.48872 | 0.37663 | 0.47748 | 6 | 2 | 49 | 12159 | 5040 | 6481 | 10037 | 1631 | 2456 | 9387 | 1322 | 1070 | 26641 | 0.98 | 1.07 | 12032.86
482 | 2 | 21 | 2017-01-21 | 0.61006 | 1 | 0.61006 | 0.62048 | 0.74964 | 0.53186 | 0.57649 | 0.50052 | 0.44342 | 0.47368 | 0.45351 | 0.46688 | 0.47209 | 0.36184 | 0.45775 | 6 | 2 | 50 | 11753 | 4880 | 6264 | 9463 | 1557 | 2351 | 9107 | 1277 | 1028 | 25540 | 0.97 | 1.03 | 11646.96
483 | 3 | 21 | 2017-01-21 | 0.59748 | 1 | 0.59748 | 0.62048 | 0.72838 | 0.52376 | 0.5668 | 0.48989 | 0.42599 | 0.46152 | 0.44174 | 0.45991 | 0.46285 | 0.3541 | 0.44784 | 6 | 2 | 51 | 11574 | 4798 | 6131 | 9091 | 1517 | 2290 | 8971 | 1252 | 1006 | 24987 | 0.95 | 1.03 | 11316.6
484 | 4 | 21 | 2017-01-21 | 0.58491 | 1 | 0.58491 | 0.62048 | 0.71262 | 0.52014 | 0.56291 | 0.48382 | 0.4153 | 0.45604 | 0.43634 | 0.45822 | 0.45693 | 0.34776 | 0.44328 | 6 | 2 | 52 | 11494 | 4765 | 6055 | 8863 | 1499 | 2262 | 8938 | 1236 | 988 | 24733 | 0.93 | 1.03 | 11071.73
485 | 5 | 21 | 2017-01-21 | 0.60377 | 1 | 0.60377 | 0.64458 | 0.70005 | 0.5234 | 0.56692 | 0.4859 | 0.41001 | 0.45939 | 0.43808 | 0.46416 | 0.45915 | 0.35023 | 0.44552 | 6 | 2 | 53 | 11566 | 4799 | 6081 | 8750 | 1510 | 2271 | 9054 | 1242 | 995 | 24858 | 0.96 | 1.07 | 10876.555
486 | 6 | 21 | 2017-01-21 | 0.67296 | 1 | 0.67296 | 0.6988 | 0.69248 | 0.53602 | 0.58181 | 0.49676 | 0.41118 | 0.47247 | 0.45023 | 0.4779 | 0.46876 | 0.36325 | 0.45823 | 6 | 2 | 54 | 11845 | 4925 | 6217 | 8775 | 1553 | 2334 | 9322 | 1268 | 1032 | 25567 | 1.07 | 1.16 | 10758.83
487 | 7 | 21 | 2017-01-21 | 0.73585 | 1 | 0.73585 | 0.77108 | 0.68725 | 0.55724 | 0.6026 | 0.51626 | 0.42374 | 0.4962 | 0.46779 | 0.50072 | 0.4854 | 0.38261 | 0.48105 | 6 | 2 | 55 | 12314 | 5101 | 6461 | 9043 | 1631 | 2425 | 9767 | 1313 | 1087 | 26840 | 1.17 | 1.28 | 10677.68
488 | 8 | 21 | 2017-01-21 | 0.74214 | 1 | 0.74214 | 0.78313 | 0.67879 | 0.58286 | 0.62729 | 0.53847 | 0.44389 | 0.52449 | 0.49151 | 0.52661 | 0.50425 | 0.40795 | 0.50546 | 6 | 2 | 56 | 12880 | 5310 | 6739 | 9473 | 1724 | 2548 | 10272 | 1364 | 1159 | 28202 | 1.18 | 1.3 | 10546.135
489 | 9 | 21 | 2017-01-21 | 0.74843 | 1 | 0.74843 | 0.74699 | 0.73509 | 0.60055 | 0.64631 | 0.5523 | 0.46076 | 0.54214 | 0.50965 | 0.54732 | 0.51978 | 0.43048 | 0.52718 | 6 | 2 | 57 | 13271 | 5471 | 6912 | 9833 | 1782 | 2642 | 10676 | 1406 | 1223 | 29414 | 1.19 | 1.24 | 11420.965
490 | 10 | 21 | 2017-01-21 | 0.71698 | 1 | 0.71698 | 0.72892 | 0.80309 | 0.61096 | 0.65552 | 0.5674 | 0.47374 | 0.55765 | 0.52739 | 0.55178 | 0.53235 | 0.44949 | 0.53992 | 6 | 2 | 58 | 13501 | 5549 | 7101 | 10110 | 1833 | 2734 | 10763 | 1440 | 1277 | 30125 | 1.14 | 1.21 | 12477.48
491 | 11 | 21 | 2017-01-21 | 0.71698 | 1 | 0.71698 | 0.71084 | 0.84627 | 0.61313 | 0.65375 | 0.57475 | 0.48447 | 0.56404 | 0.53742 | 0.54583 | 0.54048 | 0.45231 | 0.54344 | 6 | 2 | 59 | 13549 | 5534 | 7193 | 10339 | 1854 | 2786 | 10647 | 1462 | 1285 | 30321 | 1.14 | 1.18 | 13148.295
492 | 12 | 21 | 2017-01-21 | 0.69811 | 1 | 0.69811 | 0.68072 | 0.85829 | 0.60752 | 0.64395 | 0.57131 | 0.49018 | 0.56191 | 0.538 | 0.53317 | 0.54233 | 0.45019 | 0.5387 | 6 | 2 | 60 | 13425 | 5451 | 7150 | 10461 | 1847 | 2789 | 10400 | 1467 | 1279 | 30057 | 1.11 | 1.13 | 13334.96
493 | 13 | 21 | 2017-01-21 | 0.63522 | 1 | 0.63522 | 0.6506 | 0.83365 | 0.59883 | 0.63036 | 0.56548 | 0.48967 | 0.554 | 0.5326 | 0.52015 | 0.53974 | 0.44034 | 0.53055 | 6 | 2 | 61 | 13233 | 5336 | 7077 | 10450 | 1821 | 2761 | 10146 | 1460 | 1251 | 29602 | 1.01 | 1.08 | 12952.21
494 | 14 | 21 | 2017-01-21 | 0.61635 | 1 | 0.61635 | 0.63253 | 0.83998 | 0.59014 | 0.61689 | 0.55725 | 0.48648 | 0.54609 | 0.52604 | 0.50697 | 0.5342 | 0.43506 | 0.52222 | 6 | 2 | 62 | 13041 | 5222 | 6974 | 10382 | 1795 | 2727 | 9889 | 1445 | 1236 | 29137 | 0.98 | 1.05 | 13050.635
495 | 15 | 21 | 2017-01-21 | 0.61635 | 1 | 0.61635 | 0.65663 | 0.8466 | 0.58164 | 0.60638 | 0.54934 | 0.47833 | 0.53423 | 0.51871 | 0.49631 | 0.52828 | 0.42591 | 0.51815 | 6 | 2 | 63 | 12853 | 5133 | 6875 | 10208 | 1756 | 2689 | 9681 | 1429 | 1210 | 28910 | 0.98 | 1.09 | 13153.435
496 | 16 | 21 | 2017-01-21 | 0.64151 | 1 | 0.64151 | 0.68072 | 0.84537 | 0.5786 | 0.60839 | 0.54598 | 0.47439 | 0.53057 | 0.51331 | 0.49451 | 0.52717 | 0.42661 | 0.51729 | 6 | 2 | 64 | 12786 | 5150 | 6833 | 10124 | 1744 | 2661 | 9646 | 1426 | 1212 | 28862 | 1.02 | 1.13 | 13134.275
497 | 17 | 21 | 2017-01-21 | 0.66667 | 1 | 0.66667 | 0.72892 | 0.83299 | 0.58847 | 0.62174 | 0.55302 | 0.47481 | 0.53818 | 0.52199 | 0.50677 | 0.53604 | 0.43259 | 0.53379 | 6 | 2 | 65 | 13004 | 5263 | 6921 | 10133 | 1769 | 2706 | 9885 | 1450 | 1229 | 29783 | 1.06 | 1.21 | 12941.93
498 | 18 | 21 | 2017-01-21 | 0.68553 | 1 | 0.68553 | 0.77711 | 0.79767 | 0.61775 | 0.65895 | 0.58162 | 0.50012 | 0.56739 | 0.55208 | 0.54214 | 0.5634 | 0.45653 | 0.56908 | 6 | 2 | 66 | 13651 | 5578 | 7279 | 10673 | 1865 | 2862 | 10575 | 1524 | 1297 | 31752 | 1.09 | 1.29 | 12393.195
499 | 19 | 21 | 2017-01-21 | 0.7044 | 1 | 0.7044 | 0.79518 | 0.79425 | 0.62494 | 0.6632 | 0.58977 | 0.51938 | 0.5753 | 0.56308 | 0.55055 | 0.5671 | 0.47483 | 0.57381 | 6 | 2 | 67 | 13810 | 5614 | 7381 | 11084 | 1891 | 2919 | 10739 | 1534 | 1349 | 32016 | 1.12 | 1.32 | 12340.135
500 | 20 | 21 | 2017-01-21 | 0.7673 | 1 | 0.7673 | 0.8494 | 0.85572 | 0.61775 | 0.65351 | 0.58202 | 0.5153 | 0.56526 | 0.55401 | 0.5447 | 0.55933 | 0.4692 | 0.56566 | 6 | 2 | 68 | 13651 | 5532 | 7284 | 10997 | 1858 | 2872 | 10625 | 1513 | 1333 | 31561 | 1.22 | 1.41 | 13295.155
501 | 21 | 21 | 2017-01-21 | 0.83648 | 1 | 0.83648 | 0.89759 | 0.85805 | 0.60657 | 0.63863 | 0.56948 | 0.50738 | 0.55278 | 0.54128 | 0.53491 | 0.54935 | 0.45653 | 0.55164 | 6 | 2 | 69 | 13404 | 5406 | 7127 | 10828 | 1817 | 2806 | 10434 | 1486 | 1297 | 30779 | 1.33 | 1.49 | 13331.25
502 | 22 | 21 | 2017-01-21 | 0.8239 | 1 | 0.8239 | 0.87349 | 0.84073 | 0.58765 | 0.61843 | 0.55182 | 0.49862 | 0.53483 | 0.52546 | 0.51866 | 0.53309 | 0.43963 | 0.53171 | 6 | 2 | 70 | 12986 | 5235 | 6906 | 10641 | 1758 | 2724 | 10117 | 1442 | 1249 | 29667 | 1.31 | 1.45 | 13062.215
503 | 23 | 21 | 2017-01-21 | 0.77358 | 1 | 0.77358 | 0.75904 | 0.82665 | 0.56263 | 0.58925 | 0.52817 | 0.48395 | 0.50989 | 0.50154 | 0.49457 | 0.51017 | 0.41851 | 0.51022 | 6 | 2 | 71 | 12433 | 4988 | 6610 | 10328 | 1676 | 2600 | 9647 | 1380 | 1189 | 28468 | 1.23 | 1.26 | 12843.495
504 | 24 | 21 | 2017-01-21 | 0.7044 | 1 | 0.7044 | 0.68072 | 0.80437 | 0.53303 | 0.55854 | 0.49996 | 0.46212 | 0.4822 | 0.47222 | 0.46852 | 0.48355 | 0.39176 | 0.47827 | 6 | 2 | 72 | 11779 | 4728 | 6257 | 9862 | 1585 | 2448 | 9139 | 1308 | 1113 | 26685 | 1.12 | 1.13 | 12497.315
505 | 1 | 22 | 2017-01-22 | 0.6478 | 1 | 0.6478 | 0.63253 | 0.77096 | 0.51738 | 0.53822 | 0.4799 | 0.43784 | 0.45421 | 0.44522 | 0.44063 | 0.46174 | 0.37628 | 0.44395 | 7 | 3 | 73 | 11433 | 4556 | 6006 | 9344 | 1493 | 2308 | 8595 | 1249 | 1069 | 24770 | 1.03 | 1.05 | 11978.235
506 | 2 | 22 | 2017-01-22 | 0.59748 | 1 | 0.59748 | 0.61446 | 0.74542 | 0.501 | 0.5225 | 0.46392 | 0.41943 | 0.43718 | 0.42785 | 0.4251 | 0.44436 | 0.35868 | 0.42559 | 7 | 3 | 74 | 11071 | 4423 | 5806 | 8951 | 1437 | 2218 | 8292 | 1202 | 1019 | 23746 | 0.95 | 1.02 | 11581.36
507 | 3 | 22 | 2017-01-22 | 0.57862 | 1 | 0.57862 | 0.59639 | 0.72049 | 0.49416 | 0.51636 | 0.45481 | 0.40823 | 0.42683 | 0.41686 | 0.41756 | 0.43586 | 0.35234 | 0.41466 | 7 | 3 | 75 | 10920 | 4371 | 5692 | 8712 | 1403 | 2161 | 8145 | 1179 | 1001 | 23136 | 0.92 | 0.99 | 11194.145
508 | 4 | 22 | 2017-01-22 | 0.58491 | 1 | 0.58491 | 0.61446 | 0.6999 | 0.49113 | 0.5101 | 0.4497 | 0.39979 | 0.42349 | 0.41204 | 0.41377 | 0.43031 | 0.34917 | 0.40982 | 7 | 3 | 76 | 10853 | 4318 | 5628 | 8532 | 1392 | 2136 | 8071 | 1164 | 992 | 22866 | 0.93 | 1.02 | 10874.225
509 | 5 | 22 | 2017-01-22 | 0.58491 | 1 | 0.58491 | 0.62048 | 0.68772 | 0.49344 | 0.5127 | 0.4501 | 0.39703 | 0.42409 | 0.41242 | 0.41679 | 0.43105 | 0.35234 | 0.41005 | 7 | 3 | 77 | 10904 | 4340 | 5633 | 8473 | 1394 | 2138 | 8130 | 1166 | 1001 | 22879 | 0.93 | 1.03 | 10684.93
510 | 6 | 22 | 2017-01-22 | 0.61635 | 1 | 0.61635 | 0.6747 | 0.67866 | 0.50421 | 0.52097 | 0.45673 | 0.39689 | 0.43109 | 0.42149 | 0.42674 | 0.43993 | 0.3629 | 0.41552 | 7 | 3 | 78 | 11142 | 4410 | 5716 | 8470 | 1417 | 2185 | 8324 | 1190 | 1031 | 23184 | 0.98 | 1.12 | 10544.215
511 | 7 | 22 | 2017-01-22 | 0.67296 | 1 | 0.67296 | 0.75904 | 0.66367 | 0.51873 | 0.5381 | 0.46912 | 0.40087 | 0.44357 | 0.43345 | 0.44494 | 0.45102 | 0.38015 | 0.4314 | 7 | 3 | 79 | 11463 | 4555 | 5871 | 8555 | 1458 | 2247 | 8679 | 1220 | 1080 | 24070 | 1.07 | 1.26 | 10311.225
512 | 8 | 22 | 2017-01-22 | 0.72327 | 1 | 0.72327 | 0.74699 | 0.63637 | 0.54308 | 0.56586 | 0.48702 | 0.41141 | 0.46608 | 0.45062 | 0.46791 | 0.46913 | 0.41042 | 0.4525 | 7 | 3 | 80 | 12001 | 4790 | 6095 | 8780 | 1532 | 2336 | 9127 | 1269 | 1166 | 25247 | 1.15 | 1.24 | 9887.07
513 | 9 | 22 | 2017-01-22 | 0.75472 | 1 | 0.75472 | 0.71084 | 0.65776 | 0.56639 | 0.59362 | 0.50164 | 0.42046 | 0.48737 | 0.47087 | 0.49205 | 0.4817 | 0.44069 | 0.47228 | 7 | 3 | 81 | 12516 | 5025 | 6278 | 8973 | 1602 | 2441 | 9598 | 1303 | 1252 | 26351 | 1.2 | 1.18 | 10219.53
514 | 10 | 22 | 2017-01-22 | 0.79245 | 1 | 0.79245 | 0.6747 | 0.69482 | 0.57693 | 0.60756 | 0.51802 | 0.42936 | 0.51263 | 0.49093 | 0.50774 | 0.49612 | 0.45899 | 0.48703 | 7 | 3 | 82 | 12749 | 5143 | 6483 | 9163 | 1685 | 2545 | 9904 | 1342 | 1304 | 27174 | 1.26 | 1.12 | 10795.295
515 | 11 | 22 | 2017-01-22 | 0.73585 | 1 | 0.73585 | 0.6506 | 0.7323 | 0.57693 | 0.6078 | 0.52777 | 0.43911 | 0.51993 | 0.50289 | 0.51179 | 0.51054 | 0.45055 | 0.49467 | 7 | 3 | 83 | 12749 | 5145 | 6605 | 9371 | 1709 | 2607 | 9983 | 1381 | 1280 | 27600 | 1.17 | 1.08 | 11377.635
516 | 12 | 22 | 2017-01-22 | 0.72327 | 1 | 0.72327 | 0.61446 | 0.74794 | 0.57548 | 0.60662 | 0.53304 | 0.44834 | 0.52084 | 0.50694 | 0.50948 | 0.51719 | 0.44139 | 0.49637 | 7 | 3 | 84 | 12717 | 5135 | 6671 | 9568 | 1712 | 2628 | 9938 | 1399 | 1254 | 27695 | 1.15 | 1.02 | 11620.63
517 | 13 | 22 | 2017-01-22 | 0.71069 | 1 | 0.71069 | 0.63855 | 0.74218 | 0.5758 | 0.60473 | 0.53568 | 0.4542 | 0.52175 | 0.50791 | 0.50815 | 0.51904 | 0.43928 | 0.49553 | 7 | 3 | 85 | 12724 | 5119 | 6704 | 9693 | 1715 | 2633 | 9912 | 1404 | 1248 | 27648 | 1.13 | 1.06 | 11531.12
518 | 14 | 22 | 2017-01-22 | 0.69182 | 1 | 0.69182 | 0.62048 | 0.75233 | 0.57304 | 0.60035 | 0.53392 | 0.45579 | 0.51749 | 0.50752 | 0.50672 | 0.51904 | 0.43471 | 0.49508 | 7 | 3 | 86 | 12663 | 5082 | 6682 | 9727 | 1701 | 2631 | 9884 | 1404 | 1235 | 27623 | 1.1 | 1.03 | 11688.74
519 | 15 | 22 | 2017-01-22 | 0.67296 | 1 | 0.67296 | 0.62048 | 0.7566 | 0.56806 | 0.59764 | 0.53184 | 0.45565 | 0.51688 | 0.50617 | 0.50313 | 0.51904 | 0.42907 | 0.49666 | 7 | 3 | 87 | 12553 | 5059 | 6656 | 9724 | 1699 | 2624 | 9814 | 1404 | 1219 | 27711 | 1.07 | 1.03 | 11755.12
520 | 16 | 22 | 2017-01-22 | 0.68553 | 1 | 0.68553 | 0.63253 | 0.75794 | 0.56838 | 0.5987 | 0.53376 | 0.45832 | 0.5178 | 0.50598 | 0.50395 | 0.52163 | 0.43048 | 0.50125 | 7 | 3 | 88 | 12560 | 5068 | 6680 | 9781 | 1702 | 2623 | 9830 | 1411 | 1223 | 27967 | 1.09 | 1.05 | 11775.96
521 | 17 | 22 | 2017-01-22 | 0.66667 | 1 | 0.66667 | 0.71084 | 0.74929 | 0.58204 | 0.61477 | 0.54774 | 0.46591 | 0.52814 | 0.51678 | 0.51712 | 0.53641 | 0.44175 | 0.5242 | 7 | 3 | 89 | 12862 | 5204 | 6855 | 9943 | 1736 | 2679 | 10087 | 1451 | 1255 | 29248 | 1.06 | 1.18 | 11641.495
522 | 18 | 22 | 2017-01-22 | 0.69811 | 1 | 0.69811 | 0.71687 | 0.72694 | 0.62024 | 0.65694 | 0.58522 | 0.4824 | 0.56556 | 0.55112 | 0.55255 | 0.56784 | 0.47694 | 0.56251 | 7 | 3 | 90 | 13706 | 5561 | 7324 | 10295 | 1859 | 2857 | 10778 | 1536 | 1355 | 31385 | 1.11 | 1.19 | 11294.21
523 | 19 | 22 | 2017-01-22 | 0.72327 | 1 | 0.72327 | 0.76506 | 0.72784 | 0.63196 | 0.66545 | 0.60056 | 0.51408 | 0.57469 | 0.56732 | 0.55849 | 0.56821 | 0.49806 | 0.56387 | 7 | 3 | 91 | 13965 | 5633 | 7516 | 10971 | 1889 | 2941 | 10894 | 1537 | 1415 | 31461 | 1.15 | 1.27 | 11308.32
524 | 20 | 22 | 2017-01-22 | 0.78616 | 1 | 0.78616 | 0.80723 | 0.80601 | 0.63101 | 0.66025 | 0.59497 | 0.519 | 0.56921 | 0.56346 | 0.55168 | 0.56155 | 0.50123 | 0.55372 | 7 | 3 | 92 | 13944 | 5589 | 7446 | 11076 | 1871 | 2921 | 10761 | 1519 | 1424 | 30895 | 1.25 | 1.34 | 12522.705
525 | 21 | 22 | 2017-01-22 | 0.83648 | 1 | 0.83648 | 0.86145 | 0.81962 | 0.62318 | 0.64867 | 0.58274 | 0.51544 | 0.56039 | 0.55247 | 0.53783 | 0.55194 | 0.48856 | 0.54016 | 7 | 3 | 93 | 13771 | 5491 | 7293 | 11000 | 1842 | 2864 | 10491 | 1493 | 1388 | 30138 | 1.33 | 1.43 | 12734.27
526 | 22 | 22 | 2017-01-22 | 0.81761 | 1 | 0.81761 | 0.8494 | 0.81392 | 0.6001 | 0.62233 | 0.56436 | 0.50588 | 0.54092 | 0.53125 | 0.51405 | 0.53604 | 0.46427 | 0.51687 | 7 | 3 | 94 | 13261 | 5268 | 7063 | 10796 | 1778 | 2754 | 10027 | 1450 | 1319 | 28839 | 1.3 | 1.41 | 12645.685
527 | 23 | 22 | 2017-01-22 | 0.75472 | 1 | 0.75472 | 0.72892 | 0.80175 | 0.57078 | 0.59043 | 0.53999 | 0.4914 | 0.51871 | 0.50039 | 0.47539 | 0.51349 | 0.43224 | 0.48624 | 7 | 3 | 95 | 12613 | 4998 | 6758 | 10487 | 1705 | 2594 | 9273 | 1389 | 1228 | 27130 | 1.2 | 1.21 | 12456.54
528 | 24 | 22 | 2017-01-22 | 0.68553 | 1 | 0.68553 | 0.6506 | 0.77447 | 0.54353 | 0.56232 | 0.5145 | 0.46802 | 0.49681 | 0.46914 | 0.44238 | 0.48392 | 0.40021 | 0.45538 | 7 | 3 | 96 | 12011 | 4760 | 6439 | 9988 | 1633 | 2432 | 8629 | 1309 | 1137 | 25408 | 1.09 | 1.08 | 12032.68
529 | 1 | 23 | 2017-01-23 | 0.61635 | 1 | 0.61635 | 0.62651 | 0.80131 | 0.52014 | 0.55641 | 0.49796 | 0.44342 | 0.47794 | 0.44965 | 0.44315 | 0.46654 | 0.38824 | 0.44285 | 1 | 1 | 97 | 11494 | 4710 | 6232 | 9463 | 1571 | 2331 | 8644 | 1262 | 1103 | 24709 | 0.98 | 1.04 | 12449.825
530 | 2 | 23 | 2017-01-23 | 0.60377 | 1 | 0.60377 | 0.60241 | 0.77242 | 0.50774 | 0.54708 | 0.48781 | 0.42707 | 0.46517 | 0.43538 | 0.429 | 0.45471 | 0.37487 | 0.42783 | 1 | 1 | 98 | 11220 | 4631 | 6105 | 9114 | 1529 | 2257 | 8368 | 1230 | 1065 | 23871 | 0.96 | 1 | 12000.945
531 | 3 | 23 | 2017-01-23 | 0.59748 | 1 | 0.59748 | 0.59036 | 0.74901 | 0.50226 | 0.5453 | 0.4843 | 0.41765 | 0.45786 | 0.42998 | 0.42351 | 0.44991 | 0.36959 | 0.41864 | 1 | 1 | 99 | 11099 | 4616 | 6061 | 8913 | 1505 | 2229 | 8261 | 1217 | 1050 | 23358 | 0.95 | 0.98 | 11637.225
532 | 4 | 23 | 2017-01-23 | 0.61635 | 1 | 0.61635 | 0.59036 | 0.73082 | 0.50321 | 0.54554 | 0.48494 | 0.4139 | 0.45999 | 0.43152 | 0.42474 | 0.44991 | 0.37346 | 0.42011 | 1 | 1 | 100 | 11120 | 4618 | 6069 | 8833 | 1512 | 2237 | 8285 | 1217 | 1061 | 23440 | 0.98 | 0.98 | 11354.585
533 | 5 | 23 | 2017-01-23 | 0.64151 | 1 | 0.64151 | 0.60843 | 0.71832 | 0.51557 | 0.55783 | 0.49796 | 0.41577 | 0.47399 | 0.44232 | 0.43956 | 0.46063 | 0.38824 | 0.43341 | 1 | 1 | 101 | 11393 | 4722 | 6232 | 8873 | 1558 | 2293 | 8574 | 1246 | 1103 | 24182 | 1.02 | 1.01 | 11160.345
534 | 6 | 23 | 2017-01-23 | 0.71698 | 1 | 0.71698 | 0.6506 | 0.72546 | 0.54892 | 0.59669 | 0.5312 | 0.4296 | 0.51171 | 0.47666 | 0.47247 | 0.48651 | 0.42203 | 0.46787 | 1 | 1 | 102 | 12130 | 5051 | 6648 | 9168 | 1682 | 2471 | 9216 | 1316 | 1199 | 26105 | 1.14 | 1.08 | 11271.335
535 | 7 | 23 | 2017-01-23 | 0.77358 | 1 | 0.77358 | 0.68675 | 0.7356 | 0.60585 | 0.65871 | 0.58929 | 0.46446 | 0.57438 | 0.53241 | 0.52333 | 0.53235 | 0.48117 | 0.52757 | 1 | 1 | 103 | 13388 | 5576 | 7375 | 9912 | 1888 | 2760 | 10208 | 1440 | 1367 | 29436 | 1.23 | 1.14 | 11428.795
536 | 8 | 23 | 2017-01-23 | 0.77987 | 1 | 0.77987 | 0.71687 | 0.74366 | 0.64766 | 0.69592 | 0.63556 | 0.51863 | 0.62063 | 0.57176 | 0.55301 | 0.5719 | 0.50757 | 0.56412 | 1 | 1 | 104 | 14312 | 5891 | 7954 | 11068 | 2040 | 2964 | 10787 | 1547 | 1442 | 31475 | 1.24 | 1.19 | 11554.04
537 | 9 | 23 | 2017-01-23 | 0.73585 | 1 | 0.73585 | 0.77108 | 0.84656 | 0.6535 | 0.70242 | 0.64339 | 0.54702 | 0.62823 | 0.57774 | 0.55875 | 0.58041 | 0.5037 | 0.57312 | 1 | 1 | 105 | 14441 | 5946 | 8052 | 11674 | 2065 | 2995 | 10899 | 1570 | 1431 | 31977 | 1.17 | 1.28 | 13152.805
538 | 10 | 23 | 2017-01-23 | 0.67925 | 1 | 0.67925 | 0.74096 | 0.91285 | 0.66106 | 0.70738 | 0.65186 | 0.55283 | 0.63584 | 0.58603 | 0.55788 | 0.59113 | 0.50827 | 0.57899 | 1 | 1 | 106 | 14608 | 5988 | 8158 | 11798 | 2090 | 3038 | 10882 | 1599 | 1444 | 32305 | 1.08 | 1.23 | 14182.66
539 | 11 | 23 | 2017-01-23 | 0.66667 | 1 | 0.66667 | 0.75301 | 0.9624 | 0.67002 | 0.70963 | 0.66065 | 0.55593 | 0.64527 | 0.59491 | 0.5567 | 0.60148 | 0.51144 | 0.58199 | 1 | 1 | 107 | 14806 | 6007 | 8268 | 11864 | 2121 | 3084 | 10859 | 1627 | 1453 | 32472 | 1.06 | 1.25 | 14952.575
540 | 12 | 23 | 2017-01-23 | 0.6478 | 1 | 0.6478 | 0.73494 | 0.97754 | 0.67065 | 0.70892 | 0.66161 | 0.55803 | 0.64527 | 0.59722 | 0.54906 | 0.60555 | 0.50827 | 0.58098 | 1 | 1 | 108 | 14820 | 6001 | 8280 | 11909 | 2121 | 3096 | 10710 | 1638 | 1444 | 32416 | 1.03 | 1.22 | 15187.805
541 | 13 | 23 | 2017-01-23 | 0.66667 | 1 | 0.66667 | 0.71084 | 0.95214 | 0.66961 | 0.70786 | 0.66057 | 0.55583 | 0.64466 | 0.59742 | 0.54178 | 0.60518 | 0.50264 | 0.57652 | 1 | 1 | 109 | 14797 | 5992 | 8267 | 11862 | 2119 | 3097 | 10568 | 1637 | 1428 | 32167 | 1.06 | 1.18 | 14793.225
542 | 14 | 23 | 2017-01-23 | 0.6478 | 1 | 0.6478 | 0.70482 | 0.97576 | 0.66789 | 0.70077 | 0.66113 | 0.55386 | 0.64588 | 0.59992 | 0.53696 | 0.60407 | 0.49842 | 0.5739 | 1 | 1 | 110 | 14759 | 5932 | 8274 | 11820 | 2123 | 3110 | 10474 | 1634 | 1416 | 32021 | 1.03 | 1.17 | 15160.185
543 | 15 | 23 | 2017-01-23 | 0.62893 | 1 | 0.62893 | 0.69277 | 1 | 0.663 | 0.69451 | 0.6537 | 0.55349 | 0.63949 | 0.5978 | 0.53081 | 0.60185 | 0.49102 | 0.57279 | 1 | 1 | 111 | 14651 | 5879 | 8181 | 11812 | 2102 | 3099 | 10354 | 1628 | 1395 | 31959 | 1 | 1.15 | 15536.75
544 | 16 | 23 | 2017-01-23 | 0.67296 | 1 | 0.67296 | 0.69277 | 0.99944 | 0.65888 | 0.69793 | 0.64938 | 0.55035 | 0.63675 | 0.59298 | 0.53184 | 0.59963 | 0.49384 | 0.57799 | 1 | 1 | 112 | 14560 | 5908 | 8127 | 11745 | 2093 | 3074 | 10374 | 1622 | 1403 | 32249 | 1.07 | 1.15 | 15528.105
545 | 17 | 23 | 2017-01-23 | 0.72327 | 1 | 0.72327 | 0.75301 | 0.98608 | 0.66947 | 0.7153 | 0.65386 | 0.55035 | 0.64588 | 0.60359 | 0.54773 | 0.6122 | 0.51074 | 0.60142 | 1 | 1 | 113 | 14794 | 6055 | 8183 | 11745 | 2123 | 3129 | 10684 | 1656 | 1451 | 33556 | 1.15 | 1.25 | 15320.515
546 | 18 | 23 | 2017-01-23 | 0.7673 | 1 | 0.7673 | 0.80723 | 0.92154 | 0.70255 | 0.75759 | 0.68182 | 0.57289 | 0.67904 | 0.63156 | 0.58884 | 0.63697 | 0.55051 | 0.639 | 1 | 1 | 114 | 15525 | 6413 | 8533 | 12226 | 2232 | 3274 | 11486 | 1723 | 1564 | 35653 | 1.22 | 1.34 | 14317.695
547 | 19 | 23 | 2017-01-23 | 0.77358 | 1 | 0.77358 | 0.83133 | 0.8823 | 0.71215 | 0.77047 | 0.6966 | 0.59974 | 0.69182 | 0.64487 | 0.60233 | 0.6414 | 0.58219 | 0.63753 | 1 | 1 | 115 | 15737 | 6522 | 8718 | 12799 | 2274 | 3343 | 11749 | 1735 | 1654 | 35571 | 1.23 | 1.38 | 13708.055
548 | 20 | 23 | 2017-01-23 | 0.80503 | 1 | 0.80503 | 0.8494 | 0.93549 | 0.70459 | 0.76385 | 0.69133 | 0.59046 | 0.68086 | 0.63715 | 0.59787 | 0.63438 | 0.59134 | 0.62522 | 1 | 1 | 116 | 15570 | 6466 | 8652 | 12601 | 2238 | 3303 | 11662 | 1716 | 1680 | 34884 | 1.28 | 1.41 | 14534.475
549 | 21 | 23 | 2017-01-23 | 0.89937 | 1 | 0.89937 | 0.93373 | 0.93593 | 0.68825 | 0.75062 | 0.67751 | 0.58099 | 0.66413 | 0.62384 | 0.58331 | 0.61922 | 0.5836 | 0.60588 | 1 | 1 | 117 | 15209 | 6354 | 8479 | 12399 | 2183 | 3234 | 11378 | 1675 | 1658 | 33805 | 1.43 | 1.55 | 14541.295
550 | 22 | 23 | 2017-01-23 | 0.88679 | 1 | 0.88679 | 0.90964 | 0.9084 | 0.66373 | 0.72404 | 0.6513 | 0.56844 | 0.63858 | 0.59934 | 0.55721 | 0.59704 | 0.56459 | 0.57563 | 1 | 1 | 118 | 14667 | 6129 | 8151 | 12131 | 2099 | 3107 | 10869 | 1615 | 1604 | 32117 | 1.41 | 1.51 | 14113.52
551 | 23 | 23 | 2017-01-23 | 0.79874 | 1 | 0.79874 | 0.85542 | 0.88374 | 0.62807 | 0.68636 | 0.6187 | 0.54538 | 0.60207 | 0.56443 | 0.51979 | 0.56377 | 0.53326 | 0.53453 | 1 | 1 | 119 | 13879 | 5810 | 7743 | 11639 | 1979 | 2926 | 10139 | 1525 | 1515 | 29824 | 1.27 | 1.42 | 13730.465
552 | 24 | 23 | 2017-01-23 | 0.7044 | 1 | 0.7044 | 0.77108 | 0.84359 | 0.59182 | 0.64773 | 0.5857 | 0.50935 | 0.56617 | 0.52739 | 0.48452 | 0.52865 | 0.50053 | 0.49662 | 1 | 1 | 120 | 13078 | 5483 | 7330 | 10870 | 1861 | 2734 | 9451 | 1430 | 1422 | 27709 | 1.12 | 1.28 | 13106.685
553 | 1 | 24 | 2017-01-24 | 0.76101 | 1 | 0.76101 | 0.71687 | 0.80131 | 0.57879 | 0.64643 | 0.55797 | 0.4773 | 0.53848 | 0.49228 | 0.504 | 0.50684 | 0.46603 | 0.48307 | 2 | 1 | 121 | 12790 | 5472 | 6983 | 10186 | 1770 | 2552 | 9831 | 1371 | 1324 | 26953 | 1.21 | 1.19 | 12449.825
554 | 2 | 24 | 2017-01-24 | 0.71698 | 1 | 0.71698 | 0.66867 | 0.77242 | 0.56385 | 0.63178 | 0.54303 | 0.45523 | 0.52145 | 0.47666 | 0.4961 | 0.49353 | 0.45512 | 0.46769 | 2 | 1 | 122 | 12460 | 5348 | 6796 | 9715 | 1714 | 2471 | 9677 | 1335 | 1293 | 26095 | 1.14 | 1.11 | 12000.945
555 | 3 | 24 | 2017-01-24 | 0.7044 | 1 | 0.7044 | 0.64458 | 0.74901 | 0.55738 | 0.6254 | 0.53512 | 0.44243 | 0.5108 | 0.46914 | 0.49523 | 0.48799 | 0.45266 | 0.46081 | 2 | 1 | 123 | 12317 | 5294 | 6697 | 9442 | 1679 | 2432 | 9660 | 1320 | 1286 | 25711 | 1.12 | 1.07 | 11637.225
556 | 4 | 24 | 2017-01-24 | 0.69811 | 1 | 0.69811 | 0.63253 | 0.73082 | 0.55724 | 0.62965 | 0.53448 | 0.43484 | 0.50867 | 0.46856 | 0.50251 | 0.48725 | 0.45829 | 0.46158 | 2 | 1 | 124 | 12314 | 5330 | 6689 | 9280 | 1672 | 2429 | 9802 | 1318 | 1302 | 25754 | 1.11 | 1.05 | 11354.585
557 | 5 | 24 | 2017-01-24 | 0.69182 | 1 | 0.69182 | 0.63253 | 0.71832 | 0.57001 | 0.64359 | 0.54447 | 0.43442 | 0.52054 | 0.48032 | 0.52348 | 0.49575 | 0.47237 | 0.47483 | 2 | 1 | 125 | 12596 | 5448 | 6814 | 9271 | 1711 | 2490 | 10211 | 1341 | 1342 | 26493 | 1.1 | 1.05 | 11160.345
558 | 6 | 24 | 2017-01-24 | 0.7044 | 1 | 0.7044 | 0.68072 | 0.72546 | 0.6058 | 0.67939 | 0.57595 | 0.44581 | 0.55643 | 0.51524 | 0.56731 | 0.52348 | 0.50475 | 0.51284 | 2 | 1 | 126 | 13387 | 5751 | 7208 | 9514 | 1829 | 2671 | 11066 | 1416 | 1434 | 28614 | 1.12 | 1.13 | 11271.335
559 | 7 | 24 | 2017-01-24 | 0.75472 | 1 | 0.75472 | 0.74096 | 0.7356 | 0.66676 | 0.74117 | 0.63164 | 0.4787 | 0.61667 | 0.57234 | 0.62796 | 0.56821 | 0.56459 | 0.57584 | 2 | 1 | 127 | 14734 | 6274 | 7905 | 10216 | 2027 | 2967 | 12249 | 1537 | 1604 | 32129 | 1.2 | 1.23 | 11428.795
560 | 8 | 24 | 2017-01-24 | 0.81761 | 1 | 0.81761 | 0.77711 | 0.74366 | 0.70382 | 0.77082 | 0.67295 | 0.53015 | 0.65896 | 0.6061 | 0.64975 | 0.6037 | 0.58501 | 0.62092 | 2 | 1 | 128 | 15553 | 6525 | 8422 | 11314 | 2166 | 3142 | 12674 | 1633 | 1662 | 34644 | 1.3 | 1.29 | 11554.04
561 | 9 | 24 | 2017-01-24 | 0.84277 | 1 | 0.84277 | 0.83133 | 0.84656 | 0.7011 | 0.76539 | 0.67703 | 0.55752 | 0.66231 | 0.6032 | 0.64288 | 0.60998 | 0.57057 | 0.62163 | 2 | 1 | 129 | 15493 | 6479 | 8473 | 11898 | 2177 | 3127 | 12540 | 1650 | 1621 | 34684 | 1.34 | 1.38 | 13152.805
562 | 10 | 24 | 2017-01-24 | 0.8805 | 1 | 0.8805 | 0.85542 | 0.91285 | 0.6978 | 0.75641 | 0.68198 | 0.56131 | 0.66444 | 0.60301 | 0.62412 | 0.61479 | 0.56001 | 0.61821 | 2 | 1 | 130 | 15420 | 6403 | 8535 | 11979 | 2184 | 3126 | 12174 | 1663 | 1591 | 34493 | 1.4 | 1.42 | 14182.66
563 | 11 | 24 | 2017-01-24 | 0.84906 | 1 | 0.84906 | 0.83133 | 0.9624 | 0.69622 | 0.75192 | 0.68558 | 0.56253 | 0.66778 | 0.60552 | 0.60669 | 0.62107 | 0.55086 | 0.61479 | 2 | 1 | 131 | 15385 | 6365 | 8580 | 12005 | 2195 | 3139 | 11834 | 1680 | 1565 | 34302 | 1.35 | 1.38 | 14952.575
564 | 12 | 24 | 2017-01-24 | 0.8239 | 1 | 0.8239 | 0.78916 | 0.97754 | 0.68938 | 0.74152 | 0.68414 | 0.56609 | 0.66383 | 0.60089 | 0.59038 | 0.62218 | 0.53854 | 0.60966 | 2 | 1 | 132 | 15234 | 6277 | 8562 | 12081 | 2182 | 3115 | 11516 | 1683 | 1530 | 34016 | 1.31 | 1.31 | 15187.805
565 | 13 | 24 | 2017-01-24 | 0.80503 | 1 | 0.80503 | 0.78916 | 0.95214 | 0.68092 | 0.73302 | 0.68094 | 0.56445 | 0.66018 | 0.5978 | 0.57444 | 0.62218 | 0.52306 | 0.60704 | 2 | 1 | 133 | 15047 | 6205 | 8522 | 12046 | 2170 | 3099 | 11205 | 1683 | 1486 | 33870 | 1.28 | 1.31 | 14793.225
566 | 14 | 24 | 2017-01-24 | 0.81132 | 1 | 0.81132 | 0.74699 | 0.97576 | 0.67495 | 0.72333 | 0.67911 | 0.56338 | 0.65866 | 0.59626 | 0.56213 | 0.6207 | 0.51214 | 0.60434 | 2 | 1 | 134 | 14915 | 6123 | 8499 | 12023 | 2165 | 3091 | 10965 | 1679 | 1455 | 33719 | 1.29 | 1.24 | 15160.185
567 | 15 | 24 | 2017-01-24 | 0.76101 | 1 | 0.76101 | 0.74096 | 1 | 0.66671 | 0.71364 | 0.66896 | 0.56366 | 0.64922 | 0.59182 | 0.55075 | 0.61553 | 0.49912 | 0.60586 | 2 | 1 | 135 | 14733 | 6041 | 8372 | 12029 | 2134 | 3068 | 10743 | 1665 | 1418 | 33804 | 1.21 | 1.23 | 15536.75
568 | 16 | 24 | 2017-01-24 | 0.77358 | 1 | 0.77358 | 0.72892 | 0.99944 | 0.66178 | 0.71577 | 0.66296 | 0.55981 | 0.64284 | 0.587 | 0.54834 | 0.61146 | 0.49806 | 0.61178 | 2 | 1 | 136 | 14624 | 6059 | 8297 | 11947 | 2113 | 3043 | 10696 | 1654 | 1415 | 34134 | 1.23 | 1.21 | 15528.105
569 | 17 | 24 | 2017-01-24 | 0.77987 | 1 | 0.77987 | 0.72289 | 0.98608 | 0.66952 | 0.73184 | 0.6692 | 0.55808 | 0.64831 | 0.59549 | 0.56213 | 0.62033 | 0.51214 | 0.6335 | 2 | 1 | 137 | 14795 | 6195 | 8375 | 11910 | 2131 | 3087 | 10965 | 1678 | 1455 | 35346 | 1.24 | 1.2 | 15320.515
570 | 18 | 24 | 2017-01-24 | 0.83648 | 1 | 0.83648 | 0.77108 | 0.92154 | 0.69948 | 0.77874 | 0.69988 | 0.57701 | 0.67721 | 0.62423 | 0.60299 | 0.64732 | 0.55051 | 0.67576 | 2 | 1 | 138 | 15457 | 6592 | 8759 | 12314 | 2226 | 3236 | 11762 | 1751 | 1564 | 37704 | 1.33 | 1.28 | 14317.695
571 | 19 | 24 | 2017-01-24 | 0.83648 | 1 | 0.83648 | 0.80723 | 0.8823 | 0.72409 | 0.80768 | 0.7169 | 0.60499 | 0.68908 | 0.6414 | 0.62822 | 0.65287 | 0.58606 | 0.67364 | 2 | 1 | 139 | 16001 | 6837 | 8972 | 12911 | 2265 | 3325 | 12254 | 1766 | 1665 | 37586 | 1.33 | 1.34 | 13708.055
572 | 20 | 24 | 2017-01-24 | 0.90566 | 1 | 0.90566 | 0.8494 | 0.93549 | 0.71921 | 0.7961 | 0.70547 | 0.59023 | 0.67782 | 0.63407 | 0.62617 | 0.64473 | 0.5931 | 0.66078 | 2 | 1 | 140 | 15893 | 6739 | 8829 | 12596 | 2228 | 3287 | 12214 | 1744 | 1685 | 36868 | 1.44 | 1.41 | 14534.475
573 | 21 | 24 | 2017-01-24 | 0.98742 | 1 | 0.98742 | 0.88554 | 0.93593 | 0.70812 | 0.785 | 0.69189 | 0.58128 | 0.66322 | 0.62635 | 0.61566 | 0.6329 | 0.59134 | 0.64434 | 2 | 1 | 141 | 15648 | 6645 | 8659 | 12405 | 2180 | 3247 | 12009 | 1712 | 1680 | 35951 | 1.57 | 1.47 | 14541.295
574 | 22 | 24 | 2017-01-24 | 1 | 1 | 1 | 0.84337 | 0.9084 | 0.68866 | 0.75357 | 0.6644 | 0.56853 | 0.64071 | 0.6061 | 0.59166 | 0.61146 | 0.57797 | 0.61047 | 2 | 1 | 142 | 15218 | 6379 | 8315 | 12133 | 2106 | 3142 | 11541 | 1654 | 1642 | 34061 | 1.59 | 1.4 | 14113.52
575 | 23 | 24 | 2017-01-24 | 0.91824 | 1 | 0.91824 | 0.74699 | 0.88374 | 0.65422 | 0.7127 | 0.63084 | 0.5444 | 0.6042 | 0.56983 | 0.55506 | 0.57708 | 0.54805 | 0.56812 | 2 | 1 | 143 | 14457 | 6033 | 7895 | 11618 | 1986 | 2954 | 10827 | 1561 | 1557 | 31698 | 1.46 | 1.24 | 13730.465
576 | 24 | 24 | 2017-01-24 | 0.79245 | 1 | 0.79245 | 0.63855 | 0.84359 | 0.61888 | 0.66899 | 0.59065 | 0.50771 | 0.56921 | 0.5326 | 0.51897 | 0.54085 | 0.51426 | 0.52854 | 2 | 1 | 144 | 13676 | 5663 | 7392 | 10835 | 1871 | 2761 | 10123 | 1463 | 1461 | 29490 | 1.26 | 1.06 | 13106.685
577 | 1 | 25 | 2017-01-25 | 0.64151 | 1 | 0.64151 | 0.59639 | 0.80131 | 0.62752 | 0.63721 | 0.55981 | 0.48048 | 0.56587 | 0.52006 | 0.5042 | 0.52089 | 0.51179 | 0.51195 | 3 | 1 | 1 | 13867 | 5394 | 7006 | 10254 | 1860 | 2696 | 9835 | 1409 | 1454 | 28564 | 1.02 | 0.99 | 12449.825
578 | 2 | 25 | 2017-01-25 | 0.60377 | 1 | 0.60377 | 0.57831 | 0.77242 | 0.61567 | 0.61985 | 0.5463 | 0.45762 | 0.55035 | 0.50559 | 0.49554 | 0.50647 | 0.50053 | 0.49675 | 3 | 1 | 2 | 13605 | 5247 | 6837 | 9766 | 1809 | 2621 | 9666 | 1370 | 1422 | 27716 | 0.96 | 0.96 | 12000.945
579 | 3 | 25 | 2017-01-25 | 0.60377 | 1 | 0.60377 | 0.56024 | 0.74901 | 0.61105 | 0.61465 | 0.53839 | 0.44389 | 0.5397 | 0.49788 | 0.49508 | 0.50092 | 0.49982 | 0.49029 | 3 | 1 | 3 | 13503 | 5203 | 6738 | 9473 | 1774 | 2581 | 9657 | 1355 | 1420 | 27356 | 0.96 | 0.93 | 11637.225
580 | 4 | 25 | 2017-01-25 | 0.59119 | 1 | 0.59119 | 0.54819 | 0.73082 | 0.61381 | 0.615 | 0.53791 | 0.43503 | 0.53818 | 0.5 | 0.50138 | 0.49982 | 0.49982 | 0.49108 | 3 | 1 | 4 | 13564 | 5206 | 6732 | 9284 | 1769 | 2592 | 9780 | 1352 | 1420 | 27400 | 0.94 | 0.91 | 11354.585
581 | 5 | 25 | 2017-01-25 | 0.62893 | 1 | 0.62893 | 0.54819 | 0.71832 | 0.62621 | 0.62753 | 0.54854 | 0.43292 | 0.55187 | 0.51273 | 0.52174 | 0.50758 | 0.50898 | 0.5039 | 3 | 1 | 5 | 13838 | 5312 | 6865 | 9239 | 1814 | 2658 | 10177 | 1373 | 1446 | 28115 | 1 | 0.91 | 11160.345
582 | 6 | 25 | 2017-01-25 | 0.69182 | 1 | 0.69182 | 0.56627 | 0.72546 | 0.66513 | 0.66533 | 0.57859 | 0.4437 | 0.58838 | 0.54823 | 0.56547 | 0.53678 | 0.53889 | 0.54046 | 3 | 1 | 6 | 14698 | 5632 | 7241 | 9469 | 1934 | 2842 | 11030 | 1452 | 1531 | 30155 | 1.1 | 0.94 | 11271.335
583 | 7 | 25 | 2017-01-25 | 0.76101 | 1 | 0.76101 | 0.62651 | 0.7356 | 0.72767 | 0.73101 | 0.6326 | 0.475 | 0.64953 | 0.60359 | 0.62955 | 0.58299 | 0.59592 | 0.60063 | 3 | 1 | 7 | 16080 | 6188 | 7917 | 10137 | 2135 | 3129 | 12280 | 1577 | 1693 | 33512 | 1.21 | 1.04 | 11428.795
584 | 8 | 25 | 2017-01-25 | 0.77358 | 1 | 0.77358 | 0.6988 | 0.74366 | 0.76618 | 0.79563 | 0.67119 | 0.52476 | 0.68695 | 0.63619 | 0.67179 | 0.61738 | 0.60577 | 0.63402 | 3 | 1 | 8 | 16931 | 6735 | 8400 | 11199 | 2258 | 3298 | 13104 | 1670 | 1721 | 35375 | 1.23 | 1.16 | 11554.04
585 | 9 | 25 | 2017-01-25 | 0.72327 | 1 | 0.72327 | 0.73494 | 0.84656 | 0.75527 | 0.77874 | 0.68302 | 0.55667 | 0.68391 | 0.63252 | 0.63729 | 0.62255 | 0.57832 | 0.62534 | 3 | 1 | 9 | 16690 | 6592 | 8548 | 11880 | 2248 | 3279 | 12431 | 1684 | 1643 | 34891 | 1.15 | 1.22 | 13152.805
586 | 10 | 25 | 2017-01-25 | 0.7044 | 1 | 0.7044 | 0.74096 | 0.91285 | 0.73966 | 0.76432 | 0.68326 | 0.56066 | 0.67721 | 0.62616 | 0.60469 | 0.62403 | 0.55403 | 0.61247 | 3 | 1 | 10 | 16345 | 6470 | 8551 | 11965 | 2226 | 3246 | 11795 | 1688 | 1574 | 34173 | 1.12 | 1.23 | 14182.66
587 | 11 | 25 | 2017-01-25 | 0.72956 | 1 | 0.72956 | 0.73494 | 0.9624 | 0.72812 | 0.74719 | 0.68094 | 0.56361 | 0.67174 | 0.61979 | 0.57859 | 0.62551 | 0.53467 | 0.59919 | 3 | 1 | 11 | 16090 | 6325 | 8522 | 12028 | 2208 | 3213 | 11286 | 1692 | 1519 | 33432 | 1.16 | 1.22 | 14952.575
588 | 12 | 25 | 2017-01-25 | 0.67925 | 1 | 0.67925 | 0.74096 | 0.97754 | 0.71083 | 0.72699 | 0.67271 | 0.56726 | 0.65866 | 0.61015 | 0.55583 | 0.62107 | 0.51109 | 0.5893 | 3 | 1 | 12 | 15708 | 6154 | 8419 | 12106 | 2165 | 3163 | 10842 | 1680 | 1452 | 32880 | 1.08 | 1.23 | 15187.805
589 | 13 | 25 | 2017-01-25 | 0.6478 | 1 | 0.6478 | 0.75904 | 0.95214 | 0.6964 | 0.71648 | 0.66416 | 0.56609 | 0.64953 | 0.60127 | 0.53989 | 0.61627 | 0.49454 | 0.57871 | 3 | 1 | 13 | 15389 | 6065 | 8312 | 12081 | 2135 | 3117 | 10531 | 1667 | 1405 | 32289 | 1.03 | 1.26 | 14793.225
590 | 14 | 25 | 2017-01-25 | 0.6478 | 1 | 0.6478 | 0.77711 | 0.97576 | 0.68585 | 0.70478 | 0.66153 | 0.56525 | 0.64344 | 0.59761 | 0.52856 | 0.61331 | 0.48328 | 0.57444 | 3 | 1 | 14 | 15156 | 5966 | 8279 | 12063 | 2115 | 3098 | 10310 | 1659 | 1373 | 32051 | 1.03 | 1.29 | 15160.185
591 | 15 | 25 | 2017-01-25 | 0.66038 | 1 | 0.66038 | 0.79518 | 1 | 0.674 | 0.69238 | 0.65074 | 0.56689 | 0.63097 | 0.59086 | 0.51917 | 0.60702 | 0.46955 | 0.57061 | 3 | 1 | 15 | 14894 | 5861 | 8144 | 12098 | 2074 | 3063 | 10127 | 1642 | 1334 | 31837 | 1.05 | 1.32 | 15536.75
592 | 16 | 25 | 2017-01-25 | 0.66038 | 1 | 0.66038 | 0.84337 | 0.99944 | 0.66558 | 0.69025 | 0.64483 | 0.5638 | 0.62154 | 0.58295 | 0.51651 | 0.60148 | 0.4692 | 0.57426 | 3 | 1 | 16 | 14708 | 5843 | 8070 | 12032 | 2043 | 3022 | 10075 | 1627 | 1333 | 32041 | 1.05 | 1.4 | 15528.105
593 | 17 | 25 | 2017-01-25 | 0.67925 | 1 | 0.67925 | 0.87349 | 0.98608 | 0.67119 | 0.7023 | 0.6473 | 0.56478 | 0.62458 | 0.59008 | 0.5285 | 0.60961 | 0.48398 | 0.59335 | 3 | 1 | 17 | 14832 | 5945 | 8101 | 12053 | 2053 | 3059 | 10309 | 1649 | 1375 | 33106 | 1.08 | 1.45 | 15320.515
594 | 18 | 25 | 2017-01-25 | 0.73585 | 1 | 0.73585 | 0.95783 | 0.92154 | 0.70178 | 0.74082 | 0.67479 | 0.5846 | 0.65318 | 0.6196 | 0.56747 | 0.63364 | 0.52024 | 0.62853 | 3 | 1 | 18 | 15508 | 6271 | 8445 | 12476 | 2147 | 3212 | 11069 | 1714 | 1478 | 35069 | 1.17 | 1.59 | 14317.695
595 | 19 | 25 | 2017-01-25 | 0.7673 | 1 | 0.7673 | 0.98193 | 0.8823 | 0.71685 | 0.75759 | 0.68166 | 0.60166 | 0.6693 | 0.63812 | 0.58736 | 0.63512 | 0.55192 | 0.63719 | 3 | 1 | 19 | 15841 | 6413 | 8531 | 12840 | 2200 | 3308 | 11457 | 1718 | 1568 | 35552 | 1.22 | 1.63 | 13708.055
596 | 20 | 25 | 2017-01-25 | 0.86164 | 1 | 0.86164 | 1 | 0.93549 | 0.71346 | 0.74956 | 0.67056 | 0.59266 | 0.6617 | 0.63233 | 0.58013 | 0.62662 | 0.56248 | 0.62839 | 3 | 1 | 20 | 15766 | 6345 | 8392 | 12648 | 2175 | 3278 | 11316 | 1695 | 1598 | 35061 | 1.37 | 1.66 | 14534.475
597 | 21 | 25 | 2017-01-25 | 0.88679 | 1 | 0.88679 | 0.99398 | 0.93593 | 0.70604 | 0.73975 | 0.65761 | 0.58395 | 0.65227 | 0.62211 | 0.56742 | 0.61627 | 0.56107 | 0.6171 | 3 | 1 | 21 | 15602 | 6262 | 8230 | 12462 | 2144 | 3225 | 11068 | 1667 | 1594 | 34431 | 1.41 | 1.65 | 14541.295
598 | 22 | 25 | 2017-01-25 | 0.84906 | 1 | 0.84906 | 0.90964 | 0.9084 | 0.68563 | 0.71601 | 0.63803 | 0.57162 | 0.63249 | 0.60069 | 0.54147 | 0.5963 | 0.54453 | 0.58679 | 3 | 1 | 22 | 15151 | 6061 | 7985 | 12199 | 2079 | 3114 | 10562 | 1613 | 1547 | 32740 | 1.35 | 1.51 | 14113.52
599 | 23 | 25 | 2017-01-25 | 0.7673 | 1 | 0.7673 | 0.79518 | 0.88374 | 0.64938 | 0.67277 | 0.60144 | 0.54876 | 0.59781 | 0.56694 | 0.50256 | 0.56118 | 0.51672 | 0.54625 | 3 | 1 | 23 | 14350 | 5695 | 7527 | 11711 | 1965 | 2939 | 9803 | 1518 | 1468 | 30478 | 1.22 | 1.32 | 13730.465
600 | 24 | 25 | 2017-01-25 | 0.6478 | 1 | 0.6478 | 0.68675 | 0.84359 | 0.61245 | 0.63544 | 0.56428 | 0.51506 | 0.56313 | 0.53009 | 0.46622 | 0.52606 | 0.47976 | 0.50626 | 3 | 1 | 24 | 13534 | 5379 | 7062 | 10992 | 1851 | 2748 | 9094 | 1423 | 1363 | 28247 | 1.03 | 1.14 | 13106.685
601 | 1 | 26 | 2017-01-26 | 0.58491 | 1 | 0.58491 | 0.64458 | 0.80131 | 0.59996 | 0.60945 | 0.55749 | 0.48297 | 0.55248 | 0.52469 | 0.44955 | 0.50721 | 0.48469 | 0.47334 | 4 | 1 | 25 | 13258 | 5159 | 6977 | 10307 | 1816 | 2720 | 8769 | 1372 | 1377 | 26410 | 0.93 | 1.07 | 12449.825
602 | 2 | 26 | 2017-01-26 | 0.54717 | 1 | 0.54717 | 0.62048 | 0.77242 | 0.58738 | 0.59846 | 0.54407 | 0.46155 | 0.53727 | 0.51022 | 0.43746 | 0.49168 | 0.48082 | 0.45769 | 4 | 1 | 26 | 12980 | 5066 | 6809 | 9850 | 1766 | 2645 | 8533 | 1330 | 1366 | 25537 | 0.87 | 1.03 | 12000.945
603 | 3 | 26 | 2017-01-26 | 0.54088 | 1 | 0.54088 | 0.60843 | 0.74901 | 0.58349 | 0.59563 | 0.53664 | 0.45021 | 0.52845 | 0.50367 | 0.4333 | 0.48651 | 0.47624 | 0.45101 | 4 | 1 | 27 | 12894 | 5042 | 6716 | 9608 | 1737 | 2611 | 8452 | 1316 | 1353 | 25164 | 0.86 | 1.01 | 11637.225
604 | 4 | 26 | 2017-01-26 | 0.54717 | 1 | 0.54717 | 0.62048 | 0.73082 | 0.58512 | 0.59811 | 0.53608 | 0.44248 | 0.52784 | 0.50598 | 0.43556 | 0.48355 | 0.48504 | 0.4516 | 4 | 1 | 28 | 12930 | 5063 | 6709 | 9443 | 1735 | 2623 | 8496 | 1308 | 1378 | 25197 | 0.87 | 1.03 | 11354.585
605 | 5 | 26 | 2017-01-26 | 0.57862 | 1 | 0.57862 | 0.63855 | 0.71832 | 0.601 | 0.61134 | 0.54654 | 0.44225 | 0.54122 | 0.51968 | 0.45058 | 0.49279 | 0.50123 | 0.46381 | 4 | 1 | 29 | 13281 | 5175 | 6840 | 9438 | 1779 | 2694 | 8789 | 1333 | 1424 | 25878 | 0.92 | 1.06 | 11160.345
606 | 6 | 26 | 2017-01-26 | 0.6478 | 1 | 0.6478 | 0.69277 | 0.72546 | 0.64359 | 0.64914 | 0.57907 | 0.45556 | 0.57895 | 0.55478 | 0.488 | 0.52015 | 0.53713 | 0.50085 | 4 | 1 | 30 | 14222 | 5495 | 7247 | 9722 | 1903 | 2876 | 9519 | 1407 | 1526 | 27945 | 1.03 | 1.15 | 11271.335
607 | 7 | 26 | 2017-01-26 | 0.71069 | 1 | 0.71069 | 0.75904 | 0.7356 | 0.70468 | 0.70797 | 0.63548 | 0.48906 | 0.63979 | 0.61651 | 0.54578 | 0.5671 | 0.60366 | 0.56044 | 4 | 1 | 31 | 15572 | 5993 | 7953 | 10437 | 2103 | 3196 | 10646 | 1534 | 1715 | 31270 | 1.13 | 1.26 | 11428.795
608 | 8 | 26 | 2017-01-26 | 0.73585 | 1 | 0.73585 | 0.74699 | 0.74366 | 0.73726 | 0.74519 | 0.67719 | 0.53854 | 0.67965 | 0.65451 | 0.57141 | 0.60481 | 0.62513 | 0.59797 | 4 | 1 | 32 | 16292 | 6308 | 8475 | 11493 | 2234 | 3393 | 11146 | 1636 | 1776 | 33364 | 1.17 | 1.24 | 11554.04
609 | 9 | 26 | 2017-01-26 | 0.71698 | 1 | 0.71698 | 0.71084 | 0.84656 | 0.73513 | 0.74589 | 0.68821 | 0.56806 | 0.68391 | 0.65471 | 0.56536 | 0.61257 | 0.60683 | 0.59317 | 4 | 1 | 33 | 16245 | 6314 | 8613 | 12123 | 2248 | 3394 | 11028 | 1657 | 1724 | 33096 | 1.14 | 1.18 | 13152.805
610 | 10 | 26 | 2017-01-26 | 0.69811 | 1 | 0.69811 | 0.6988 | 0.91285 | 0.73744 | 0.74731 | 0.68845 | 0.57476 | 0.68573 | 0.65702 | 0.55844 | 0.61885 | 0.60049 | 0.5874 | 4 | 1 | 34 | 16296 | 6326 | 8616 | 12266 | 2254 | 3406 | 10893 | 1674 | 1706 | 32774 | 1.11 | 1.16 | 14182.66
611 | 11 | 26 | 2017-01-26 | 0.7044 | 1 | 0.7044 | 0.72289 | 0.9624 | 0.74029 | 0.74944 | 0.69237 | 0.57907 | 0.68999 | 0.66512 | 0.54998 | 0.62773 | 0.59697 | 0.58356 | 4 | 1 | 35 | 16359 | 6344 | 8665 | 12358 | 2268 | 3448 | 10728 | 1698 | 1696 | 32560 | 1.12 | 1.2 | 14952.575
612 | 12 | 26 | 2017-01-26 | 0.67925 | 1 | 0.67925 | 0.72289 | 0.97754 | 0.73898 | 0.74778 | 0.69061 | 0.58484 | 0.68573 | 0.66454 | 0.54188 | 0.63068 | 0.59029 | 0.57632 | 4 | 1 | 36 | 16330 | 6330 | 8643 | 12481 | 2254 | 3445 | 10570 | 1706 | 1677 | 32156 | 1.08 | 1.2 | 15187.805
613 | 13 | 26 | 2017-01-26 | 0.62264 | 1 | 0.62264 | 0.6988 | 0.95214 | 0.73351 | 0.74011 | 0.68558 | 0.58493 | 0.68208 | 0.66184 | 0.53332 | 0.63179 | 0.58641 | 0.57089 | 4 | 1 | 37 | 16209 | 6265 | 8580 | 12483 | 2242 | 3431 | 10403 | 1709 | 1666 | 31853 | 0.99 | 1.16 | 14793.225
614 | 14 | 26 | 2017-01-26 | 0.63522 | 1 | 0.63522 | 0.6988 | 0.97576 | 0.73201 | 0.73503 | 0.68334 | 0.58409 | 0.67904 | 0.66416 | 0.52779 | 0.63327 | 0.58571 | 0.56971 | 4 | 1 | 38 | 16176 | 6222 | 8552 | 12465 | 2232 | 3443 | 10295 | 1713 | 1664 | 31787 | 1.01 | 1.16 | 15160.185
615 | 15 | 26 | 2017-01-26 | 0.65409 | 1 | 0.65409 | 0.70482 | 1 | 0.72717 | 0.73042 | 0.67343 | 0.58493 | 0.67174 | 0.66165 | 0.52112 | 0.62921 | 0.58043 | 0.56779 | 4 | 1 | 39 | 16069 | 6183 | 8428 | 12483 | 2208 | 3430 | 10165 | 1702 | 1649 | 31680 | 1.04 | 1.17 | 15536.75
616 | 16 | 26 | 2017-01-26 | 0.67925 | 1 | 0.67925 | 0.72289 | 0.99944 | 0.7235 | 0.73196 | 0.66704 | 0.58015 | 0.66657 | 0.65972 | 0.52333 | 0.62736 | 0.58782 | 0.57131 | 4 | 1 | 40 | 15988 | 6196 | 8348 | 12381 | 2191 | 3420 | 10208 | 1697 | 1670 | 31876 | 1.08 | 1.2 | 15528.105
617 | 17 | 26 | 2017-01-26 | 0.73585 | 1 | 0.73585 | 0.78313 | 0.98608 | 0.73613 | 0.7479 | 0.67263 | 0.57739 | 0.67478 | 0.66802 | 0.54112 | 0.63623 | 0.61105 | 0.59086 | 4 | 1 | 41 | 16267 | 6331 | 8418 | 12322 | 2218 | 3463 | 10555 | 1721 | 1736 | 32967 | 1.17 | 1.3 | 15320.515
618 | 18 | 26 | 2017-01-26 | 0.79874 | 1 | 0.79874 | 0.81325 | 0.92154 | 0.76134 | 0.78535 | 0.70435 | 0.59037 | 0.70216 | 0.6902 | 0.59377 | 0.66174 | 0.65083 | 0.62982 | 4 | 1 | 42 | 16824 | 6648 | 8815 | 12599 | 2308 | 3578 | 11582 | 1790 | 1849 | 35141 | 1.27 | 1.35 | 14317.695
619 | 19 | 26 | 2017-01-26 | 0.83648 | 1 | 0.83648 | 0.8494 | 0.8823 | 0.7826 | 0.8065 | 0.72401 | 0.60705 | 0.7195 | 0.70698 | 0.61981 | 0.66506 | 0.68286 | 0.63744 | 4 | 1 | 43 | 17294 | 6827 | 9061 | 12955 | 2365 | 3665 | 12090 | 1799 | 1940 | 35566 | 1.33 | 1.41 | 13708.055
620 | 20 | 26 | 2017-01-26 | 0.91824 | 1 | 0.91824 | 0.90361 | 0.93549 | 0.78478 | 0.79823 | 0.71322 | 0.60086 | 0.71068 | 0.70255 | 0.61991 | 0.65582 | 0.69271 | 0.62545 | 4 | 1 | 44 | 17342 | 6757 | 8926 | 12823 | 2336 | 3642 | 12092 | 1774 | 1968 | 34897 | 1.46 | 1.5 | 14534.475
621 | 21 | 26 | 2017-01-26 | 0.91195 | 1 | 0.91195 | 0.93976 | 0.93593 | 0.77799 | 0.78618 | 0.70643 | 0.59426 | 0.70125 | 0.69117 | 0.61494 | 0.64436 | 0.69518 | 0.61359 | 4 | 1 | 45 | 17192 | 6655 | 8841 | 12682 | 2305 | 3583 | 11995 | 1743 | 1975 | 34235 | 1.45 | 1.56 | 14541.295
622 | 22 | 26 | 2017-01-26 | 0.89308 | 1 | 0.89308 | 0.89759 | 0.9084 | 0.75772 | 0.75806 | 0.68334 | 0.58507 | 0.67995 | 0.66763 | 0.59628 | 0.62033 | 0.67758 | 0.58885 | 4 | 1 | 46 | 16744 | 6417 | 8552 | 12486 | 2235 | 3461 | 11631 | 1678 | 1925 | 32855 | 1.42 | 1.49 | 14113.52
623 | 23 | 26 | 2017-01-26 | 0.7673 | 1 | 0.7673 | 0.8012 | 0.88374 | 0.72423 | 0.72321 | 0.64539 | 0.56192 | 0.64862 | 0.6304 | 0.56598 | 0.5878 | 0.6452 | 0.55159 | 4 | 1 | 47 | 16004 | 6122 | 8077 | 11992 | 2132 | 3268 | 11040 | 1590 | 1833 | 30776 | 1.22 | 1.33 | 13730.465
624 | 24 | 26 | 2017-01-26 | 0.69182 | 1 | 0.69182 | 0.69277 | 0.84359 | 0.68662 | 0.69191 | 0.60823 | 0.52748 | 0.61789 | 0.59491 | 0.52738 | 0.55268 | 0.61633 | 0.51528 | 4 | 1 | 48 | 15173 | 5857 | 7612 | 11257 | 2031 | 3084 | 10287 | 1495 | 1751 | 28750 | 1.1 | 1.15 | 13106.685
625 | 1 | 27 | 2017-01-27 | 0.61635 | 1 | 0.61635 | 0.64458 | 0.80131 | 0.64594 | 0.67265 | 0.59001 | 0.50171 | 0.60359 | 0.57523 | 0.52292 | 0.53124 | 0.60683 | 0.48995 | 5 | 1 | 49 | 14274 | 5694 | 7384 | 10707 | 1984 | 2982 | 10200 | 1437 | 1724 | 27337 | 0.98 | 1.07 | 12449.825
626 | 2 | 27 | 2017-01-27 | 0.61006 | 1 | 0.61006 | 0.62048 | 0.77242 | 0.63386 | 0.6554 | 0.57611 | 0.481 | 0.58747 | 0.56154 | 0.51692 | 0.51941 | 0.59908 | 0.47678 | 5 | 1 | 50 | 14007 | 5548 | 7210 | 10265 | 1931 | 2911 | 10083 | 1405 | 1702 | 26602 | 0.97 | 1.03 | 12000.945
627 | 3 | 27 | 2017-01-27 | 0.59748 | 1 | 0.59748 | 0.62048 | 0.74901 | 0.62947 | 0.65021 | 0.569 | 0.46975 | 0.57956 | 0.55575 | 0.52005 | 0.51349 | 0.59908 | 0.47264 | 5 | 1 | 51 | 13910 | 5504 | 7121 | 10025 | 1905 | 2881 | 10144 | 1389 | 1702 | 26371 | 0.95 | 1.03 | 11637.225
628 | 4 | 27 | 2017-01-27 | 0.58491 | 1 | 0.58491 | 0.62048 | 0.73082 | 0.63087 | 0.65127 | 0.5678 | 0.46385 | 0.57743 | 0.55594 | 0.53086 | 0.51165 | 0.60472 | 0.47533 | 5 | 1 | 52 | 13941 | 5513 | 7106 | 9899 | 1898 | 2882 | 10355 | 1384 | 1718 | 26521 | 0.93 | 1.03 | 11354.585
629 | 5 | 27 | 2017-01-27 | 0.60377 | 1 | 0.60377 | 0.64458 | 0.71832 | 0.64399 | 0.66639 | 0.57811 | 0.46408 | 0.59142 | 0.56867 | 0.55414 | 0.52089 | 0.61668 | 0.49003 | 5 | 1 | 53 | 14231 | 5641 | 7235 | 9904 | 1944 | 2948 | 10809 | 1409 | 1752 | 27341 | 0.96 | 1.07 | 11160.345
630 | 6 | 27 | 2017-01-27 | 0.67296 | 1 | 0.67296 | 0.6988 | 0.72546 | 0.68603 | 0.7003 | 0.60751 | 0.47673 | 0.63188 | 0.60243 | 0.60289 | 0.5475 | 0.65118 | 0.52872 | 5 | 1 | 54 | 15160 | 5928 | 7603 | 10174 | 2077 | 3123 | 11760 | 1481 | 1850 | 29500 | 1.07 | 1.16 | 11271.335
631 | 7 | 27 | 2017-01-27 | 0.73585 | 1 | 0.73585 | 0.77108 | 0.7356 | 0.74717 | 0.75806 | 0.65737 | 0.5094 | 0.69395 | 0.65779 | 0.66897 | 0.59187 | 0.71137 | 0.58896 | 5 | 1 | 55 | 16511 | 6417 | 8227 | 10871 | 2281 | 3410 | 13049 | 1601 | 2021 | 32861 | 1.17 | 1.28 | 11428.795
632 | 8 | 27 | 2017-01-27 | 0.74214 | 1 | 0.74214 | 0.78313 | 0.74366 | 0.7803 | 0.78807 | 0.69149 | 0.55892 | 0.73167 | 0.69271 | 0.71024 | 0.62994 | 0.72932 | 0.62615 | 5 | 1 | 56 | 17243 | 6671 | 8654 | 11928 | 2405 | 3591 | 13854 | 1704 | 2072 | 34936 | 1.18 | 1.3 | 11554.04
633 | 9 | 27 | 2017-01-27 | 0.74843 | 1 | 0.74843 | 0.74699 | 0.84656 | 0.78138 | 0.79622 | 0.69812 | 0.58184 | 0.7335 | 0.69387 | 0.69199 | 0.63882 | 0.70785 | 0.63393 | 5 | 1 | 57 | 17267 | 6740 | 8737 | 12417 | 2411 | 3597 | 13498 | 1728 | 2011 | 35370 | 1.19 | 1.24 | 13152.805
634 | 10 | 27 | 2017-01-27 | 0.71698 | 1 | 0.71698 | 0.72892 | 0.91285 | 0.78288 | 0.79776 | 0.70571 | 0.58976 | 0.73593 | 0.69387 | 0.66662 | 0.64621 | 0.69377 | 0.63421 | 5 | 1 | 58 | 17300 | 6753 | 8832 | 12586 | 2419 | 3597 | 13003 | 1748 | 1971 | 35386 | 1.14 | 1.21 | 14182.66
635 | 11 | 27 | 2017-01-27 | 0.71698 | 1 | 0.71698 | 0.71084 | 0.9624 | 0.78428 | 0.79728 | 0.71035 | 0.59374 | 0.73745 | 0.69309 | 0.6417 | 0.65323 | 0.67899 | 0.62742 | 5 | 1 | 59 | 17331 | 6749 | 8890 | 12671 | 2424 | 3593 | 12517 | 1767 | 1929 | 35007 | 1.14 | 1.18 | 14952.575
636 | 12 | 27 | 2017-01-27 | 0.69811 | 1 | 0.69811 | 0.68072 | 0.97754 | 0.77776 | 0.79516 | 0.70667 | 0.59758 | 0.72711 | 0.68692 | 0.62119 | 0.65323 | 0.6642 | 0.61169 | 5 | 1 | 60 | 17187 | 6731 | 8844 | 12753 | 2390 | 3561 | 12117 | 1767 | 1887 | 34129 | 1.11 | 1.13 | 15187.805
637 | 13 | 27 | 2017-01-27 | 0.63522 | 1 | 0.63522 | 0.6506 | 0.95214 | 0.7698 | 0.79185 | 0.70156 | 0.59491 | 0.72224 | 0.68326 | 0.6034 | 0.6525 | 0.64942 | 0.60213 | 5 | 1 | 61 | 17011 | 6703 | 8780 | 12696 | 2374 | 3542 | 11770 | 1765 | 1845 | 33596 | 1.01 | 1.08 | 14793.225
638 | 14 | 27 | 2017-01-27 | 0.61635 | 1 | 0.61635 | 0.63253 | 0.97576 | 0.76143 | 0.78771 | 0.69844 | 0.59027 | 0.71798 | 0.67805 | 0.59131 | 0.65176 | 0.6364 | 0.59803 | 5 | 1 | 62 | 16826 | 6668 | 8741 | 12597 | 2360 | 3515 | 11534 | 1763 | 1808 | 33367 | 0.98 | 1.05 | 15160.185
639 | 15 | 27 | 2017-01-27 | 0.61635 | 1 | 0.61635 | 0.65663 | 1 | 0.75292 | 0.78015 | 0.68917 | 0.58751 | 0.70551 | 0.67284 | 0.58182 | 0.64621 | 0.62372 | 0.59403 | 5 | 1 | 63 | 16638 | 6604 | 8625 | 12538 | 2319 | 3488 | 11349 | 1748 | 1772 | 33144 | 0.98 | 1.09 | 15536.75
640 | 16 | 27 | 2017-01-27 | 0.64151 | 1 | 0.64151 | 0.68072 | 0.99944 | 0.74731 | 0.78122 | 0.68206 | 0.58142 | 0.69334 | 0.66763 | 0.58192 | 0.63882 | 0.62091 | 0.59418 | 5 | 1 | 64 | 16514 | 6613 | 8536 | 12408 | 2279 | 3461 | 11351 | 1728 | 1764 | 33152 | 1.02 | 1.13 | 15528.105
641 | 17 | 27 | 2017-01-27 | 0.66667 | 1 | 0.66667 | 0.72892 | 0.98608 | 0.75391 | 0.7935 | 0.68334 | 0.57846 | 0.69577 | 0.67188 | 0.60566 | 0.64325 | 0.63147 | 0.60995 | 5 | 1 | 65 | 16660 | 6717 | 8552 | 12345 | 2287 | 3483 | 11814 | 1740 | 1794 | 34032 | 1.06 | 1.21 | 15320.515
642 | 18 | 27 | 2017-01-27 | 0.68553 | 1 | 0.68553 | 0.77711 | 0.92154 | 0.78102 | 0.82103 | 0.70404 | 0.59135 | 0.70703 | 0.68981 | 0.65841 | 0.66322 | 0.66455 | 0.64386 | 5 | 1 | 66 | 17259 | 6950 | 8811 | 12620 | 2324 | 3576 | 12843 | 1794 | 1888 | 35924 | 1.09 | 1.29 | 14317.695
643 | 19 | 27 | 2017-01-27 | 0.7044 | 1 | 0.7044 | 0.79518 | 0.8823 | 0.79423 | 0.82528 | 0.71962 | 0.60887 | 0.72011 | 0.70255 | 0.69522 | 0.66359 | 0.69975 | 0.66065 | 5 | 1 | 67 | 17551 | 6986 | 9006 | 12994 | 2367 | 3642 | 13561 | 1795 | 1988 | 36861 | 1.12 | 1.32 | 13708.055
644 | 20 | 27 | 2017-01-27 | 0.7673 | 1 | 0.7673 | 0.8494 | 0.93549 | 0.78532 | 0.80981 | 0.70899 | 0.60756 | 0.7119 | 0.69059 | 0.69112 | 0.65139 | 0.70503 | 0.65036 | 5 | 1 | 68 | 17354 | 6855 | 8873 | 12966 | 2340 | 3580 | 13481 | 1762 | 2003 | 36287 | 1.22 | 1.41 | 14534.475
645 | 21 | 27 | 2017-01-27 | 0.83648 | 1 | 0.83648 | 0.89759 | 0.93593 | 0.77767 | 0.79953 | 0.69557 | 0.60082 | 0.70246 | 0.67978 | 0.68707 | 0.63993 | 0.70891 | 0.63642 | 5 | 1 | 69 | 17185 | 6768 | 8705 | 12822 | 2309 | 3524 | 13402 | 1731 | 2014 | 35509 | 1.33 | 1.49 | 14541.295
646 | 22 | 27 | 2017-01-27 | 0.8239 | 1 | 0.8239 | 0.87349 | 0.9084 | 0.76373 | 0.7772 | 0.67623 | 0.58882 | 0.68451 | 0.66146 | 0.66908 | 0.62144 | 0.70363 | 0.61541 | 5 | 1 | 70 | 16877 | 6579 | 8463 | 12566 | 2250 | 3429 | 13051 | 1681 | 1999 | 34337 | 1.31 | 1.45 | 14113.52
647 | 23 | 27 | 2017-01-27 | 0.77358 | 1 | 0.77358 | 0.75904 | 0.88374 | 0.73613 | 0.74471 | 0.64355 | 0.57083 | 0.65409 | 0.63484 | 0.6476 | 0.59593 | 0.6899 | 0.58373 | 5 | 1 | 71 | 16267 | 6304 | 8054 | 12182 | 2150 | 3291 | 12632 | 1612 | 1960 | 32569 | 1.23 | 1.26 | 13730.465
648 | 24 | 27 | 2017-01-27 | 0.7044 | 1 | 0.7044 | 0.68072 | 0.84359 | 0.70183 | 0.71199 | 0.60943 | 0.54309 | 0.6185 | 0.60359 | 0.62042 | 0.56673 | 0.6723 | 0.54401 | 5 | 1 | 72 | 15509 | 6027 | 7627 | 11590 | 2033 | 3129 | 12102 | 1533 | 1910 | 30353 | 1.12 | 1.13 | 13106.685
649 | 1 | 28 | 2017-01-28 | 0.6478 | 1 | 0.6478 | 0.63253 | 0.77448 | 0.67952 | 0.70396 | 0.58442 | 0.51249 | 0.59538 | 0.59008 | 0.58126 | 0.55305 | 0.65435 | 0.52386 | 6 | 2 | 73 | 15016 | 5959 | 7314 | 10937 | 1957 | 3059 | 11338 | 1496 | 1859 | 29229 | 1.03 | 1.05 | 12032.86
650 | 2 | 28 | 2017-01-28 | 0.59748 | 1 | 0.59748 | 0.61446 | 0.74964 | 0.66554 | 0.68482 | 0.5702 | 0.48995 | 0.57651 | 0.57542 | 0.57664 | 0.53789 | 0.64625 | 0.51053 | 6 | 2 | 74 | 14707 | 5797 | 7136 | 10456 | 1895 | 2983 | 11248 | 1455 | 1836 | 28485 | 0.95 | 1.02 | 11646.96
651 | 3 | 28 | 2017-01-28 | 0.57862 | 1 | 0.57862 | 0.59639 | 0.72838 | 0.65938 | 0.6769 | 0.56069 | 0.47613 | 0.56739 | 0.56674 | 0.58151 | 0.52865 | 0.64414 | 0.50354 | 6 | 2 | 75 | 14571 | 5730 | 7017 | 10161 | 1865 | 2938 | 11343 | 1430 | 1830 | 28095 | 0.92 | 0.99 | 11316.6
652 | 4 | 28 | 2017-01-28 | 0.58491 | 1 | 0.58491 | 0.61446 | 0.71262 | 0.65829 | 0.67726 | 0.55677 | 0.46732 | 0.56495 | 0.56443 | 0.58777 | 0.52384 | 0.65012 | 0.50196 | 6 | 2 | 76 | 14547 | 5733 | 6968 | 9973 | 1857 | 2926 | 11465 | 1417 | 1847 | 28007 | 0.93 | 1.02 | 11071.73
653 | 5 | 28 | 2017-01-28 | 0.58491 | 1 | 0.58491 | 0.62048 | 0.70005 | 0.66363 | 0.68399 | 0.55813 | 0.46436 | 0.56982 | 0.56964 | 0.60233 | 0.52532 | 0.65963 | 0.50793 | 6 | 2 | 77 | 14665 | 5790 | 6985 | 9910 | 1873 | 2953 | 11749 | 1421 | 1874 | 28340 | 0.93 | 1.03 | 10876.555
654 | 6 | 28 | 2017-01-28 | 0.61635 | 1 | 0.61635 | 0.6747 | 0.69248 | 0.68155 | 0.70112 | 0.57068 | 0.46685 | 0.58594 | 0.58314 | 0.62678 | 0.53604 | 0.67617 | 0.52496 | 6 | 2 | 78 | 15061 | 5935 | 7142 | 9963 | 1926 | 3023 | 12226 | 1450 | 1921 | 29290 | 0.98 | 1.12 | 10758.83
655 | 7 | 28 | 2017-01-28 | 0.67296 | 1 | 0.67296 | 0.75904 | 0.68725 | 0.70681 | 0.7264 | 0.59073 | 0.48091 | 0.6118 | 0.60571 | 0.65754 | 0.55416 | 0.70222 | 0.55148 | 6 | 2 | 79 | 15619 | 6149 | 7393 | 10263 | 2011 | 3140 | 12826 | 1499 | 1995 | 30770 | 1.07 | 1.26 | 10677.68
656 | 8 | 28 | 2017-01-28 | 0.72327 | 1 | 0.72327 | 0.74699 | 0.67879 | 0.7364 | 0.7557 | 0.61654 | 0.50185 | 0.6404 | 0.63194 | 0.69589 | 0.57634 | 0.73178 | 0.57607 | 6 | 2 | 80 | 16273 | 6397 | 7716 | 10710 | 2105 | 3276 | 13574 | 1559 | 2079 | 32142 | 1.15 | 1.24 | 10546.135
657 | 9 | 28 | 2017-01-28 | 0.75472 | 1 | 0.75472 | 0.71084 | 0.73509 | 0.74998 | 0.77661 | 0.63236 | 0.51577 | 0.65713 | 0.64815 | 0.69886 | 0.59187 | 0.73812 | 0.5938 | 6 | 2 | 81 | 16573 | 6574 | 7914 | 11007 | 2160 | 3360 | 13632 | 1601 | 2097 | 33131 | 1.2 | 1.18 | 11420.965
658 | 10 | 28 | 2017-01-28 | 0.79245 | 1 | 0.79245 | 0.6747 | 0.80309 | 0.75722 | 0.78878 | 0.64818 | 0.52781 | 0.66961 | 0.66127 | 0.67728 | 0.60739 | 0.72721 | 0.6 | 6 | 2 | 82 | 16733 | 6677 | 8112 | 11264 | 2201 | 3428 | 13211 | 1643 | 2066 | 33477 | 1.26 | 1.12 | 12477.48
659 | 11 | 28 | 2017-01-28 | 0.73585 | 1 | 0.73585 | 0.6506 | 0.84627 | 0.75799 | 0.7909 | 0.65465 | 0.53596 | 0.67387 | 0.66377 | 0.64544 | 0.61848 | 0.70222 | 0.59547 | 6 | 2 | 83 | 16750 | 6695 | 8193 | 11438 | 2215 | 3441 | 12590 | 1673 | 1995 | 33224 | 1.17 | 1.08 | 13148.295
660 | 12 | 28 | 2017-01-28 | 0.72327 | 1 | 0.72327 | 0.61446 | 0.85829 | 0.74993 | 0.78275 | 0.65186 | 0.53929 | 0.66444 | 0.65741 | 0.61581 | 0.61848 | 0.673 | 0.58747 | 6 | 2 | 84 | 16572 | 6626 | 8158 | 11509 | 2184 | 3408 | 12012 | 1673 | 1912 | 32778 | 1.15 | 1.02 | 13334.96
661 | 13 | 28 | 2017-01-28 | 0.71069 | 1 | 0.71069 | 0.63855 | 0.83365 | 0.73328 | 0.77413 | 0.64379 | 0.53526 | 0.6544 | 0.64853 | 0.59571 | 0.61664 | 0.64942 | 0.57557 | 6 | 2 | 85 | 16204 | 6553 | 8057 | 11423 | 2151 | 3362 | 11620 | 1668 | 1845 | 32114 | 1.13 | 1.06 | 12952.21
662 | 14 | 28 | 2017-01-28 | 0.69182 | 1 | 0.69182 | 0.62048 | 0.83998 | 0.71703 | 0.75995 | 0.63412 | 0.52776 | 0.64436 | 0.63792 | 0.57336 | 0.60813 | 0.62443 | 0.56577 | 6 | 2 | 86 | 15845 | 6433 | 7936 | 11263 | 2118 | 3307 | 11184 | 1645 | 1774 | 31567 | 1.1 | 1.03 | 13050.635
663 | 15 | 28 | 2017-01-28 | 0.67296 | 1 | 0.67296 | 0.62048 | 0.8466 | 0.70635 | 0.75145 | 0.62717 | 0.51952 | 0.63067 | 0.62847 | 0.55696 | 0.6037 | 0.60436 | 0.56016 | 6 | 2 | 87 | 15609 | 6361 | 7849 | 11087 | 2073 | 3258 | 10864 | 1633 | 1717 | 31254 | 1.07 | 1.03 | 13153.435
664 | 16 | 28 | 2017-01-28 | 0.68553 | 1 | 0.68553 | 0.63253 | 0.84537 | 0.70219 | 0.75074 | 0.62213 | 0.51422 | 0.62458 | 0.62153 | 0.55265 | 0.60185 | 0.59873 | 0.56242 | 6 | 2 | 88 | 15517 | 6355 | 7786 | 10974 | 2053 | 3222 | 10780 | 1628 | 1701 | 31380 | 1.09 | 1.05 | 13134.275
665 | 17 | 28 | 2017-01-28 | 0.66667 | 1 | 0.66667 | 0.71084 | 0.83299 | 0.71328 | 0.76409 | 0.62956 | 0.51366 | 0.63006 | 0.63002 | 0.56695 | 0.60887 | 0.60401 | 0.58315 | 6 | 2 | 89 | 15762 | 6468 | 7879 | 10962 | 2071 | 3266 | 11059 | 1647 | 1716 | 32537 | 1.06 | 1.18 | 12941.93
666 | 18 | 28 | 2017-01-28 | 0.69811 | 1 | 0.69811 | 0.71687 | 0.79767 | 0.74785 | 0.79953 | 0.65673 | 0.5279 | 0.64953 | 0.65606 | 0.61448 | 0.63364 | 0.63569 | 0.61764 | 6 | 2 | 90 | 16526 | 6768 | 8219 | 11266 | 2135 | 3401 | 11986 | 1714 | 1806 | 34461 | 1.11 | 1.19 | 12393.195
667 | 19 | 28 | 2017-01-28 | 0.72327 | 1 | 0.72327 | 0.76506 | 0.79425 | 0.7603 | 0.81004 | 0.66856 | 0.55302 | 0.66809 | 0.67747 | 0.64042 | 0.64214 | 0.67159 | 0.62409 | 6 | 2 | 91 | 16801 | 6857 | 8367 | 11802 | 2196 | 3512 | 12492 | 1737 | 1908 | 34821 | 1.15 | 1.27 | 12340.135
668 | 20 | 28 | 2017-01-28 | 0.78616 | 1 | 0.78616 | 0.80723 | 0.85572 | 0.75753 | 0.80118 | 0.66185 | 0.5653 | 0.662 | 0.66898 | 0.64478 | 0.63697 | 0.67934 | 0.61894 | 6 | 2 | 92 | 16740 | 6782 | 8283 | 12064 | 2176 | 3468 | 12577 | 1723 | 1930 | 34534 | 1.25 | 1.34 | 13295.155
669 | 21 | 28 | 2017-01-28 | 0.83648 | 1 | 0.83648 | 0.86145 | 0.85805 | 0.7502 | 0.78878 | 0.65338 | 0.55996 | 0.65653 | 0.66088 | 0.64437 | 0.63068 | 0.68075 | 0.61154 | 6 | 2 | 93 | 16578 | 6677 | 8177 | 11950 | 2158 | 3426 | 12569 | 1706 | 1934 | 34121 | 1.33 | 1.43 | 13331.25
670 | 22 | 28 | 2017-01-28 | 0.81761 | 1 | 0.81761 | 0.8494 | 0.84073 | 0.73541 | 0.76905 | 0.6366 | 0.55185 | 0.6401 | 0.64487 | 0.63463 | 0.61257 | 0.67652 | 0.59803 | 6 | 2 | 94 | 16251 | 6510 | 7967 | 11777 | 2104 | 3343 | 12379 | 1657 | 1922 | 33367 | 1.3 | 1.41 | 13062.215
671 | 23 | 28 | 2017-01-28 | 0.75472 | 1 | 0.75472 | 0.72892 | 0.82665 | 0.71011 | 0.74011 | 0.61374 | 0.53962 | 0.61728 | 0.62191 | 0.61335 | 0.59002 | 0.6642 | 0.5733 | 6 | 2 | 95 | 15692 | 6265 | 7681 | 11516 | 2029 | 3224 | 11964 | 1596 | 1887 | 31987 | 1.2 | 1.21 | 12843.495
672 | 24 | 28 | 2017-01-28 | 0.68553 | 1 | 0.68553 | 0.6506 | 0.80437 | 0.67911 | 0.71164 | 0.58618 | 0.51797 | 0.59233 | 0.59587 | 0.59407 | 0.56377 | 0.65083 | 0.54437 | 6 | 2 | 96 | 15007 | 6024 | 7336 | 11054 | 1947 | 3089 | 11588 | 1525 | 1849 | 30373 | 1.09 | 1.08 | 12497.315
673 | 1 | 29 | 2017-01-29 | 0.61635 | 1 | 0.61635 | 0.62651 | 0.77096 | 0.65232 | 0.69179 | 0.56452 | 0.49702 | 0.57378 | 0.58083 | 0.57598 | 0.55527 | 0.61633 | 0.52297 | 7 | 3 | 97 | 14415 | 5856 | 7065 | 10607 | 1886 | 3011 | 11235 | 1502 | 1751 | 29179 | 0.98 | 1.04 | 11978.235
674 | 2 | 29 | 2017-01-29 | 0.60377 | 1 | 0.60377 | 0.60241 | 0.74542 | 0.64142 | 0.6808 | 0.5511 | 0.47955 | 0.55856 | 0.56732 | 0.56957 | 0.54122 | 0.6107 | 0.50852 | 7 | 3 | 98 | 14174 | 5763 | 6897 | 10234 | 1836 | 2941 | 11110 | 1464 | 1735 | 28373 | 0.96 | 1 | 11581.36
675 | 3 | 29 | 2017-01-29 | 0.59748 | 1 | 0.59748 | 0.59036 | 0.72049 | 0.63748 | 0.6736 | 0.54207 | 0.46844 | 0.55096 | 0.55961 | 0.57023 | 0.53124 | 0.60824 | 0.50112 | 7 | 3 | 99 | 14087 | 5702 | 6784 | 9997 | 1811 | 2901 | 11123 | 1437 | 1728 | 27960 | 0.95 | 0.98 | 11194.145
676 | 4 | 29 | 2017-01-29 | 0.61635 | 1 | 0.61635 | 0.59036 | 0.6999 | 0.63617 | 0.66911 | 0.53871 | 0.46127 | 0.55005 | 0.55806 | 0.57469 | 0.52754 | 0.6107 | 0.49904 | 7 | 3 | 100 | 14058 | 5664 | 6742 | 9844 | 1808 | 2893 | 11210 | 1427 | 1735 | 27844 | 0.98 | 0.98 | 10874.225
677 | 5 | 29 | 2017-01-29 | 0.64151 | 1 | 0.64151 | 0.60843 | 0.68772 | 0.64028 | 0.67596 | 0.54071 | 0.45785 | 0.554 | 0.5625 | 0.58249 | 0.52791 | 0.61457 | 0.50286 | 7 | 3 | 101 | 14149 | 5722 | 6767 | 9771 | 1821 | 2916 | 11362 | 1428 | 1746 | 28057 | 1.02 | 1.01 | 10684.93
678 | 6 | 29 | 2017-01-29 | 0.71698 | 1 | 0.71698 | 0.6506 | 0.67866 | 0.65092 | 0.68647 | 0.54878 | 0.45977 | 0.56587 | 0.57099 | 0.60351 | 0.53494 | 0.62724 | 0.51426 | 7 | 3 | 102 | 14384 | 5811 | 6868 | 9812 | 1860 | 2960 | 11772 | 1447 | 1782 | 28693 | 1.14 | 1.08 | 10544.215
679 | 7 | 29 | 2017-01-29 | 0.77358 | 1 | 0.77358 | 0.68675 | 0.66367 | 0.67409 | 0.71069 | 0.56316 | 0.46825 | 0.58382 | 0.58738 | 0.62468 | 0.54824 | 0.64801 | 0.53351 | 7 | 3 | 103 | 14896 | 6016 | 7048 | 9993 | 1919 | 3045 | 12185 | 1483 | 1841 | 29767 | 1.23 | 1.14 | 10311.225
680 | 8 | 29 | 2017-01-29 | 0.77987 | 1 | 0.77987 | 0.71687 | 0.63637 | 0.69798 | 0.73562 | 0.58154 | 0.48175 | 0.60876 | 0.60899 | 0.6497 | 0.56673 | 0.67265 | 0.55182 | 7 | 3 | 104 | 15424 | 6227 | 7278 | 10281 | 2001 | 3157 | 12673 | 1533 | 1911 | 30789 | 1.24 | 1.19 | 9887.07
681 | 9 | 29 | 2017-01-29 | 0.73585 | 1 | 0.73585 | 0.77108 | 0.65776 | 0.71853 | 0.75771 | 0.59297 | 0.48901 | 0.62945 | 0.62828 | 0.6618 | 0.57856 | 0.70257 | 0.56783 | 7 | 3 | 105 | 15878 | 6414 | 7421 | 10436 | 2069 | 3257 | 12909 | 1565 | 1996 | 31682 | 1.17 | 1.28 | 10219.53
682 | 10 | 29 | 2017-01-29 | 0.67925 | 1 | 0.67925 | 0.74096 | 0.69482 | 0.72912 | 0.7681 | 0.60775 | 0.49838 | 0.6404 | 0.64545 | 0.65103 | 0.59482 | 0.71911 | 0.57451 | 7 | 3 | 106 | 16112 | 6502 | 7606 | 10636 | 2105 | 3346 | 12699 | 1609 | 2043 | 32055 | 1.08 | 1.23 | 10795.295
683 | 11 | 29 | 2017-01-29 | 0.66667 | 1 | 0.66667 | 0.75301 | 0.7323 | 0.73025 | 0.76657 | 0.6151 | 0.50804 | 0.64405 | 0.65239 | 0.62704 | 0.60555 | 0.70996 | 0.5717 | 7 | 3 | 107 | 16137 | 6489 | 7698 | 10842 | 2117 | 3382 | 12231 | 1638 | 2017 | 31898 | 1.06 | 1.25 | 11377.635
684 | 12 | 29 | 2017-01-29 | 0.6478 | 1 | 0.6478 | 0.73494 | 0.74794 | 0.72319 | 0.76125 | 0.61758 | 0.51324 | 0.64284 | 0.65741 | 0.60233 | 0.60924 | 0.69166 | 0.56435 | 7 | 3 | 108 | 15981 | 6444 | 7729 | 10953 | 2113 | 3408 | 11749 | 1648 | 1965 | 31488 | 1.03 | 1.22 | 11620.63
685 | 13 | 29 | 2017-01-29 | 0.66667 | 1 | 0.66667 | 0.71084 | 0.74218 | 0.72043 | 0.75901 | 0.61822 | 0.51605 | 0.64253 | 0.65779 | 0.587 | 0.61257 | 0.69342 | 0.55817 | 7 | 3 | 109 | 15920 | 6425 | 7737 | 11013 | 2112 | 3410 | 11450 | 1657 | 1970 | 31143 | 1.06 | 1.18 | 11531.12
686 | 14 | 29 | 2017-01-29 | 0.6478 | 1 | 0.6478 | 0.70482 | 0.75233 | 0.71278 | 0.7492 | 0.61574 | 0.51535 | 0.63858 | 0.65509 | 0.57229 | 0.6085 | 0.68532 | 0.55405 | 7 | 3 | 110 | 15751 | 6342 | 7706 | 10998 | 2099 | 3396 | 11163 | 1646 | 1947 | 30913 | 1.03 | 1.17 | 11688.74
687 | 15 | 29 | 2017-01-29 | 0.62893 | 1 | 0.62893 | 0.69277 | 0.7566 | 0.70712 | 0.74093 | 0.61294 | 0.51427 | 0.6334 | 0.65394 | 0.56137 | 0.60702 | 0.67441 | 0.5538 | 7 | 3 | 111 | 15626 | 6272 | 7671 | 10975 | 2082 | 3390 | 10950 | 1642 | 1916 | 30899 | 1 | 1.15 | 11755.12
688 | 16 | 29 | 2017-01-29 | 0.67296 | 1 | 0.67296 | 0.69277 | 0.75794 | 0.70798 | 0.74306 | 0.61422 | 0.51225 | 0.63401 | 0.65258 | 0.56162 | 0.6085 | 0.67371 | 0.55774 | 7 | 3 | 112 | 15645 | 6290 | 7687 | 10932 | 2084 | 3383 | 10955 | 1646 | 1914 | 31119 | 1.07 | 1.15 | 11775.96
689 | 17 | 29 | 2017-01-29 | 0.72327 | 1 | 0.72327 | 0.75301 | 0.74929 | 0.72156 | 0.7609 | 0.62597 | 0.51699 | 0.64679 | 0.66725 | 0.58223 | 0.61885 | 0.68462 | 0.58134 | 7 | 3 | 113 | 15945 | 6441 | 7834 | 11033 | 2126 | 3459 | 11357 | 1674 | 1945 | 32436 | 1.15 | 1.25 | 11641.495
690 | 18 | 29 | 2017-01-29 | 0.7673 | 1 | 0.7673 | 0.80723 | 0.72694 | 0.75351 | 0.80496 | 0.65537 | 0.53737 | 0.67174 | 0.69464 | 0.63606 | 0.64658 | 0.71559 | 0.62233 | 7 | 3 | 114 | 16651 | 6814 | 8202 | 11468 | 2208 | 3601 | 12407 | 1749 | 2033 | 34723 | 1.22 | 1.34 | 11294.21
691 | 19 | 29 | 2017-01-29 | 0.77358 | 1 | 0.77358 | 0.83133 | 0.72784 | 0.78061 | 0.82552 | 0.67567 | 0.56722 | 0.69821 | 0.71779 | 0.66349 | 0.66026 | 0.74375 | 0.63941 | 7 | 3 | 115 | 17250 | 6988 | 8456 | 12105 | 2295 | 3721 | 12942 | 1786 | 2113 | 35676 | 1.23 | 1.38 | 11308.32
692 | 20 | 29 | 2017-01-29 | 0.80503 | 1 | 0.80503 | 0.8494 | 0.80601 | 0.78482 | 0.82138 | 0.67223 | 0.57383 | 0.69668 | 0.71431 | 0.6679 | 0.65508 | 0.74903 | 0.63769 | 7 | 3 | 116 | 17343 | 6953 | 8413 | 12246 | 2290 | 3703 | 13028 | 1772 | 2128 | 35580 | 1.28 | 1.41 | 12522.705
693 | 21 | 29 | 2017-01-29 | 0.89937 | 1 | 0.89937 | 0.93373 | 0.81962 | 0.78138 | 0.81689 | 0.66792 | 0.56975 | 0.68969 | 0.70139 | 0.66667 | 0.6488 | 0.74446 | 0.63045 | 7 | 3 | 117 | 17267 | 6915 | 8359 | 12159 | 2267 | 3636 | 13004 | 1755 | 2115 | 35176 | 1.43 | 1.55 | 12734.27
694 | 22 | 29 | 2017-01-29 | 0.88679 | 1 | 0.88679 | 0.90964 | 0.81392 | 0.76274 | 0.79244 | 0.6513 | 0.55958 | 0.67052 | 0.67901 | 0.65067 | 0.63253 | 0.7251 | 0.61002 | 7 | 3 | 118 | 16855 | 6708 | 8151 | 11942 | 2204 | 3520 | 12692 | 1711 | 2060 | 34036 | 1.41 | 1.51 | 12645.685
695 | 23 | 29 | 2017-01-29 | 0.79874 | 1 | 0.79874 | 0.85542 | 0.80175 | 0.73916 | 0.76302 | 0.62717 | 0.54412 | 0.64588 | 0.64834 | 0.62365 | 0.60739 | 0.69764 | 0.58016 | 7 | 3 | 119 | 16334 | 6459 | 7849 | 11612 | 2123 | 3361 | 12165 | 1643 | 1982 | 32370 | 1.27 | 1.42 | 12456.54
696 | 24 | 29 | 2017-01-29 | 0.7044 | 1 | 0.7044 | 0.77108 | 0.77447 | 0.71717 | 0.73869 | 0.60447 | 0.51928 | 0.62793 | 0.62018 | 0.59607 | 0.58078 | 0.67582 | 0.54844 | 7 | 3 | 120 | 15848 | 6253 | 7565 | 11082 | 2064 | 3215 | 11627 | 1571 | 1920 | 30600 | 1.12 | 1.28 | 12032.68
697 | 1 | 30 | 2017-01-30 | 0.76101 | 1 | 0.76101 | 0.71687 | 0.80131 | 0.67852 | 0.69144 | 0.5976 | 0.50321 | 0.62884 | 0.60822 | 0.55163 | 0.55009 | 0.60718 | 0.51345 | 1 | 1 | 121 | 14994 | 5853 | 7479 | 10739 | 2067 | 3153 | 10760 | 1488 | 1725 | 28648 | 1.21 | 1.19 | 12449.825
698 | 2 | 30 | 2017-01-30 | 0.71698 | 1 | 0.71698 | 0.66867 | 0.77242 | 0.67164 | 0.68328 | 0.58857 | 0.4906 | 0.62184 | 0.60147 | 0.54793 | 0.53974 | 0.60366 | 0.50263 | 1 | 1 | 122 | 14842 | 5784 | 7366 | 10470 | 2044 | 3118 | 10688 | 1460 | 1715 | 28044 | 1.14 | 1.11 | 12000.945
699 | 3 | 30 | 2017-01-30 | 0.7044 | 1 | 0.7044 | 0.64458 | 0.74901 | 0.67097 | 0.68364 | 0.58642 | 0.4839 | 0.61941 | 0.59915 | 0.55532 | 0.53235 | 0.61211 | 0.50107 | 1 | 1 | 123 | 14827 | 5787 | 7339 | 10327 | 2036 | 3106 | 10832 | 1440 | 1739 | 27957 | 1.12 | 1.07 | 11637.225
700 | 4 | 30 | 2017-01-30 | 0.69811 | 1 | 0.69811 | 0.63253 | 0.73082 | 0.67726 | 0.69025 | 0.59057 | 0.48151 | 0.62458 | 0.60436 | 0.56921 | 0.5353 | 0.62795 | 0.50763 | 1 | 1 | 124 | 14966 | 5843 | 7391 | 10276 | 2053 | 3133 | 11103 | 1448 | 1784 | 28323 | 1.11 | 1.05 | 11354.585
701 | 5 | 30 | 2017-01-30 | 0.69182 | 1 | 0.69182 | 0.63253 | 0.71832 | 0.69359 | 0.71175 | 0.6032 | 0.48437 | 0.64101 | 0.61941 | 0.59541 | 0.5475 | 0.654 | 0.52566 | 1 | 1 | 125 | 15327 | 6025 | 7549 | 10337 | 2107 | 3211 | 11614 | 1481 | 1858 | 29329 | 1.1 | 1.05 | 11160.345
702 | 6 | 30 | 2017-01-30 | 0.7044 | 1 | 0.7044 | 0.68072 | 0.72546 | 0.7317 | 0.75298 | 0.64067 | 0.50007 | 0.68239 | 0.66088 | 0.64498 | 0.57338 | 0.70222 | 0.57401 | 1 | 1 | 126 | 16169 | 6374 | 8018 | 10672 | 2243 | 3426 | 12581 | 1551 | 1995 | 32027 | 1.12 | 1.13 | 11271.335
703 | 7 | 30 | 2017-01-30 | 0.75472 | 1 | 0.75472 | 0.74096 | 0.7356 | 0.79437 | 0.81252 | 0.70124 | 0.53728 | 0.74871 | 0.72126 | 0.70737 | 0.61922 | 0.77367 | 0.63783 | 1 | 1 | 127 | 17554 | 6878 | 8776 | 11466 | 2461 | 3739 | 13798 | 1675 | 2198 | 35588 | 1.2 | 1.23 | 11428.795
704 | 8 | 30 | 2017-01-30 | 0.81761 | 1 | 0.81761 | 0.77711 | 0.74366 | 0.83582 | 0.85127 | 0.74303 | 0.59055 | 0.78947 | 0.75598 | 0.7348 | 0.65952 | 0.79127 | 0.67526 | 1 | 1 | 128 | 18470 | 7206 | 9299 | 12603 | 2595 | 3919 | 14333 | 1784 | 2248 | 37676 | 1.3 | 1.29 | 11554.04
705 | 9 | 30 | 2017-01-30 | 0.84277 | 1 | 0.84277 | 0.83133 | 0.84656 | 0.83618 | 0.85718 | 0.75174 | 0.61398 | 0.78704 | 0.75019 | 0.72357 | 0.66802 | 0.7603 | 0.67293 | 1 | 1 | 129 | 18478 | 7256 | 9408 | 13103 | 2587 | 3889 | 14114 | 1807 | 2160 | 37546 | 1.34 | 1.38 | 13152.805
706 | 10 | 30 | 2017-01-30 | 0.8805 | 1 | 0.8805 | 0.85542 | 0.91285 | 0.83478 | 0.85789 | 0.75525 | 0.61586 | 0.78278 | 0.74479 | 0.70517 | 0.67837 | 0.72369 | 0.66855 | 1 | 1 | 130 | 18447 | 7262 | 9452 | 13143 | 2573 | 3861 | 13755 | 1835 | 2056 | 37302 | 1.4 | 1.42 | 14182.66
707 | 11 | 30 | 2017-01-30 | 0.84906 | 1 | 0.84906 | 0.83133 | 0.9624 | 0.83487 | 0.85895 | 0.75965 | 0.61614 | 0.77883 | 0.74171 | 0.68917 | 0.68688 | 0.69166 | 0.6613 | 1 | 1 | 131 | 18449 | 7271 | 9507 | 13149 | 2560 | 3845 | 13443 | 1858 | 1965 | 36897 | 1.35 | 1.38 | 14952.575
708 | 12 | 30 | 2017-01-30 | 0.8239 | 1 | 0.8239 | 0.78916 | 0.97754 | 0.82645 | 0.85517 | 0.75374 | 0.6167 | 0.76635 | 0.73264 | 0.67338 | 0.68762 | 0.65822 | 0.65477 | 1 | 1 | 132 | 18263 | 7239 | 9433 | 13161 | 2519 | 3798 | 13135 | 1860 | 1870 | 36533 | 1.31 | 1.31 | 15187.805
709 | 13 | 30 | 2017-01-30 | 0.80503 | 1 | 0.80503 | 0.78916 | 0.95214 | 0.81704 | 0.85269 | 0.7459 | 0.61365 | 0.75936 | 0.72454 | 0.66298 | 0.68466 | 0.63076 | 0.64771 | 1 | 1 | 133 | 18055 | 7218 | 9335 | 13096 | 2496 | 3756 | 12932 | 1852 | 1792 | 36139 | 1.28 | 1.31 | 14793.225
710 | 14 | 30 | 2017-01-30 | 0.81132 | 1 | 0.81132 | 0.74699 | 0.97576 | 0.80835 | 0.84536 | 0.7459 | 0.60883 | 0.75357 | 0.72029 | 0.65534 | 0.67948 | 0.60964 | 0.63973 | 1 | 1 | 134 | 17863 | 7156 | 9335 | 12993 | 2477 | 3734 | 12783 | 1838 | 1732 | 35694 | 1.29 | 1.24 | 15160.185
711 | 15 | 30 | 2017-01-30 | 0.76101 | 1 | 0.76101 | 0.74096 | 1 | 0.79763 | 0.84111 | 0.73624 | 0.60663 | 0.74201 | 0.71296 | 0.65006 | 0.67616 | 0.58677 | 0.63783 | 1 | 1 | 135 | 17626 | 7120 | 9214 | 12946 | 2439 | 3696 | 12680 | 1829 | 1667 | 35588 | 1.21 | 1.23 | 15536.75
712 | 16 | 30 | 2017-01-30 | 0.77358 | 1 | 0.77358 | 0.72892 | 0.99944 | 0.79233 | 0.84265 | 0.72505 | 0.60274 | 0.73441 | 0.70814 | 0.65529 | 0.67283 | 0.58184 | 0.6406 | 1 | 1 | 136 | 17509 | 7133 | 9074 | 12863 | 2414 | 3671 | 12782 | 1820 | 1653 | 35742 | 1.23 | 1.21 | 15528.105
713 | 17 | 30 | 2017-01-30 | 0.77987 | 1 | 0.77987 | 0.72289 | 0.98608 | 0.79953 | 0.86048 | 0.72417 | 0.60025 | 0.73623 | 0.71393 | 0.67948 | 0.678 | 0.58747 | 0.66008 | 1 | 1 | 137 | 17668 | 7284 | 9063 | 12810 | 2420 | 3701 | 13254 | 1834 | 1669 | 36829 | 1.24 | 1.2 | 15320.515
714 | 18 | 30 | 2017-01-30 | 0.83648 | 1 | 0.83648 | 0.77108 | 0.92154 | 0.82623 | 0.89876 | 0.74151 | 0.61426 | 0.75723 | 0.73457 | 0.73449 | 0.69612 | 0.62654 | 0.71055 | 1 | 1 | 138 | 18258 | 7608 | 9280 | 13109 | 2489 | 3808 | 14327 | 1883 | 1780 | 39645 | 1.33 | 1.28 | 14317.695
715 | 19 | 30 | 2017-01-30 | 0.83648 | 1 | 0.83648 | 0.80723 | 0.8823 | 0.85641 | 0.91447 | 0.76732 | 0.6346 | 0.78278 | 0.75714 | 0.75895 | 0.71275 | 0.67863 | 0.71962 | 1 | 1 | 139 | 18925 | 7741 | 9603 | 13543 | 2573 | 3925 | 14804 | 1928 | 1928 | 40151 | 1.33 | 1.34 | 13708.055
716 | 20 | 30 | 2017-01-30 | 0.90566 | 1 | 0.90566 | 0.8494 | 0.93549 | 0.85999 | 0.90951 | 0.77179 | 0.63516 | 0.78065 | 0.75116 | 0.75987 | 0.70758 | 0.70785 | 0.71218 | 1 | 1 | 140 | 19004 | 7699 | 9659 | 13555 | 2566 | 3894 | 14822 | 1914 | 2011 | 39736 | 1.44 | 1.41 | 14534.475
717 | 21 | 30 | 2017-01-30 | 0.98742 | 1 | 0.98742 | 0.88554 | 0.93593 | 0.85229 | 0.89569 | 0.76149 | 0.62724 | 0.76666 | 0.73534 | 0.75392 | 0.69353 | 0.71313 | 0.69841 | 1 | 1 | 141 | 18834 | 7582 | 9530 | 13386 | 2520 | 3812 | 14706 | 1876 | 2026 | 38968 | 1.57 | 1.47 | 14541.295
718 | 22 | 30 | 2017-01-30 | 1 | 1 | 1 | 0.84337 | 0.9084 | 0.82822 | 0.86627 | 0.7364 | 0.61066 | 0.73867 | 0.70563 | 0.73183 | 0.67061 | 0.69307 | 0.66995 | 1 | 1 | 142 | 18302 | 7333 | 9216 | 13032 | 2428 | 3658 | 14275 | 1814 | 1969 | 37380 | 1.59 | 1.4 | 14113.52
719 | 23 | 30 | 2017-01-30 | 0.91824 | 1 | 0.91824 | 0.74699 | 0.88374 | 0.79428 | 0.82469 | 0.6978 | 0.58512 | 0.69821 | 0.66512 | 0.69707 | 0.63549 | 0.65963 | 0.62907 | 1 | 1 | 143 | 17552 | 6981 | 8733 | 12487 | 2295 | 3448 | 13597 | 1719 | 1874 | 35099 | 1.46 | 1.24 | 13730.465
720 | 24 | 30 | 2017-01-30 | 0.79245 | 1 | 0.79245 | 0.63855 | 0.84359 | 0.7602 | 0.79043 | 0.66504 | 0.54838 | 0.66109 | 0.62577 | 0.66631 | 0.60074 | 0.63393 | 0.58473 | 1 | 1 | 144 | 16799 | 6691 | 8323 | 11703 | 2173 | 3244 | 12997 | 1625 | 1801 | 32625 | 1.26 | 1.06 | 13106.685
721 | 1 | 31 | 2017-01-31 | 0.64151 | 1 | 0.64151 | 0.59639 | 0.80131 | 0.70504 | 0.74849 | 0.61862 | 0.50377 | 0.61728 | 0.57793 | 0.6438 | 0.56451 | 0.56565 | 0.56424 | 2 | 1 | 1 | 15580 | 6336 | 7742 | 10751 | 2029 | 2996 | 12558 | 1527 | 1607 | 31482 | 1.02 | 0.99 | 12449.825
722 | 2 | 31 | 2017-01-31 | 0.60377 | 1 | 0.60377 | 0.57831 | 0.77242 | 0.6926 | 0.73692 | 0.60695 | 0.48137 | 0.60359 | 0.56443 | 0.6436 | 0.55157 | 0.55297 | 0.54772 | 2 | 1 | 2 | 15305 | 6238 | 7596 | 10273 | 1984 | 2926 | 12554 | 1492 | 1571 | 30560 | 0.96 | 0.96 | 12000.945
723 | 3 | 31 | 2017-01-31 | 0.60377 | 1 | 0.60377 | 0.56024 | 0.74901 | 0.68916 | 0.73467 | 0.59968 | 0.46769 | 0.59355 | 0.55575 | 0.6458 | 0.54529 | 0.54945 | 0.54462 | 2 | 1 | 3 | 15229 | 6219 | 7505 | 9981 | 1951 | 2881 | 12597 | 1475 | 1561 | 30387 | 0.96 | 0.93 | 11637.225
724 | 4 | 31 | 2017-01-31 | 0.59119 | 1 | 0.59119 | 0.54819 | 0.73082 | 0.68848 | 0.73763 | 0.59752 | 0.46015 | 0.5902 | 0.55768 | 0.65277 | 0.54492 | 0.55051 | 0.54795 | 2 | 1 | 4 | 15214 | 6244 | 7478 | 9820 | 1940 | 2891 | 12733 | 1474 | 1564 | 30573 | 0.94 | 0.91 | 11354.585
725 | 5 | 31 | 2017-01-31 | 0.62893 | 1 | 0.62893 | 0.54819 | 0.71832 | 0.70269 | 0.7531 | 0.60639 | 0.45902 | 0.60146 | 0.57099 | 0.67461 | 0.55342 | 0.55896 | 0.56432 | 2 | 1 | 5 | 15528 | 6375 | 7589 | 9796 | 1977 | 2960 | 13159 | 1497 | 1588 | 31486 | 1 | 0.91 | 11160.345
726 | 6 | 31 | 2017-01-31 | 0.69182 | 1 | 0.69182 | 0.56627 | 0.72546 | 0.73681 | 0.7896 | 0.63572 | 0.47107 | 0.63645 | 0.60571 | 0.71798 | 0.57856 | 0.58888 | 0.60971 | 2 | 1 | 6 | 16282 | 6684 | 7956 | 10053 | 2092 | 3140 | 14005 | 1565 | 1673 | 34019 | 1.1 | 0.94 | 11271.335
727 | 7 | 31 | 2017-01-31 | 0.76101 | 1 | 0.76101 | 0.62651 | 0.7356 | 0.7931 | 0.84714 | 0.68877 | 0.50401 | 0.69881 | 0.663 | 0.7752 | 0.62477 | 0.6452 | 0.67117 | 2 | 1 | 7 | 17526 | 7171 | 8620 | 10756 | 2297 | 3437 | 15121 | 1690 | 1833 | 37448 | 1.21 | 1.04 | 11428.795
728 | 8 | 31 | 2017-01-31 | 0.77358 | 1 | 0.77358 | 0.6988 | 0.74366 | 0.82365 | 0.8749 | 0.72521 | 0.55635 | 0.73563 | 0.69213 | 0.79017 | 0.65915 | 0.65646 | 0.70135 | 2 | 1 | 8 | 18201 | 7406 | 9076 | 11873 | 2418 | 3588 | 15413 | 1783 | 1865 | 39132 | 1.23 | 1.16 | 11554.04
729 | 9 | 31 | 2017-01-31 | 0.72327 | 1 | 0.72327 | 0.73494 | 0.84656 | 0.82066 | 0.86556 | 0.72689 | 0.58474 | 0.73258 | 0.68596 | 0.75064 | 0.66396 | 0.63041 | 0.69062 | 2 | 1 | 9 | 18135 | 7327 | 9097 | 12479 | 2408 | 3556 | 14642 | 1796 | 1791 | 38533 | 1.15 | 1.22 | 13152.805
730 | 10 | 31 | 2017-01-31 | 0.7044 | 1 | 0.7044 | 0.74096 | 0.91285 | 0.8136 | 0.84938 | 0.72905 | 0.59051 | 0.73319 | 0.67921 | 0.69943 | 0.66913 | 0.6188 | 0.67467 | 2 | 1 | 10 | 17979 | 7190 | 9124 | 12602 | 2410 | 3521 | 13643 | 1810 | 1758 | 37643 | 1.12 | 1.23 | 14182.66
731 | 11 | 31 | 2017-01-31 | 0.72956 | 1 | 0.72956 | 0.73494 | 0.9624 | 0.81197 | 0.83993 | 0.73272 | 0.59407 | 0.7335 | 0.67612 | 0.65682 | 0.67283 | 0.60542 | 0.65938 | 2 | 1 | 11 | 17943 | 7110 | 9170 | 12678 | 2411 | 3505 | 12812 | 1820 | 1720 | 36790 | 1.16 | 1.22 | 14952.575
732 | 12 | 31 | 2017-01-31 | 0.67925 | 1 | 0.67925 | 0.74096 | 0.97754 | 0.79912 | 0.82339 | 0.72401 | 0.59641 | 0.72589 | 0.6686 | 0.62386 | 0.67246 | 0.59205 | 0.64393 | 2 | 1 | 12 | 17659 | 6970 | 9061 | 12728 | 2386 | 3466 | 12169 | 1819 | 1682 | 35928 | 1.08 | 1.23 | 15187.805
733 | 13 | 31 | 2017-01-31 | 0.6478 | 1 | 0.6478 | 0.75904 | 0.95214 | 0.78722 | 0.80756 | 0.72521 | 0.5966 | 0.72376 | 0.66242 | 0.59761 | 0.67172 | 0.58747 | 0.62943 | 2 | 1 | 13 | 17396 | 6836 | 9076 | 12732 | 2379 | 3434 | 11657 | 1817 | 1669 | 35119 | 1.03 | 1.26 | 14793.225
734 | 14 | 31 | 2017-01-31 | 0.6478 | 1 | 0.6478 | 0.77711 | 0.97576 | 0.77636 | 0.79787 | 0.72369 | 0.59561 | 0.71707 | 0.6576 | 0.58059 | 0.66654 | 0.57445 | 0.61753 | 2 | 1 | 14 | 17156 | 6754 | 9057 | 12711 | 2357 | 3409 | 11325 | 1803 | 1632 | 34455 | 1.03 | 1.29 | 15160.185
735 | 15 | 31 | 2017-01-31 | 0.66038 | 1 | 0.66038 | 0.79518 | 1 | 0.76478 | 0.78512 | 0.71634 | 0.59622 | 0.70946 | 0.65104 | 0.5646 | 0.66174 | 0.56001 | 0.611 | 2 | 1 | 15 | 16900 | 6646 | 8965 | 12724 | 2332 | 3375 | 11013 | 1790 | 1591 | 34091 | 1.05 | 1.32 | 15536.75
736 | 16 | 31 | 2017-01-31 | 0.66038 | 1 | 0.66038 | 0.84337 | 0.99944 | 0.75586 | 0.78122 | 0.70875 | 0.59332 | 0.70338 | 0.64641 | 0.55967 | 0.65915 | 0.55861 | 0.61233 | 2 | 1 | 16 | 16703 | 6613 | 8870 | 12662 | 2312 | 3351 | 10917 | 1783 | 1587 | 34165 | 1.05 | 1.4 | 15528.105
737 | 17 | 31 | 2017-01-31 | 0.67925 | 1 | 0.67925 | 0.87349 | 0.98608 | 0.76025 | 0.79161 | 0.71163 | 0.5928 | 0.70855 | 0.65181 | 0.57239 | 0.6647 | 0.57022 | 0.63128 | 2 | 1 | 17 | 16800 | 6701 | 8906 | 12651 | 2329 | 3379 | 11165 | 1798 | 1620 | 35222 | 1.08 | 1.45 | 15320.515
738 | 18 | 31 | 2017-01-31 | 0.73585 | 1 | 0.73585 | 0.95783 | 0.92154 | 0.7803 | 0.82658 | 0.72737 | 0.60634 | 0.72528 | 0.67168 | 0.61545 | 0.68503 | 0.59908 | 0.67153 | 2 | 1 | 18 | 17243 | 6997 | 9103 | 12940 | 2384 | 3482 | 12005 | 1853 | 1702 | 37468 | 1.17 | 1.59 | 14317.695
739 | 19 | 31 | 2017-01-31 | 0.7673 | 1 | 0.7673 | 0.98193 | 0.8823 | 0.80152 | 0.8482 | 0.74263 | 0.62481 | 0.74323 | 0.69232 | 0.64026 | 0.69242 | 0.63569 | 0.6832 | 2 | 1 | 19 | 17712 | 7180 | 9294 | 13334 | 2443 | 3589 | 12489 | 1873 | 1806 | 38119 | 1.22 | 1.63 | 13708.055
740 | 20 | 31 | 2017-01-31 | 0.86164 | 1 | 0.86164 | 1 | 0.93549 | 0.80157 | 0.84749 | 0.73496 | 0.61867 | 0.73623 | 0.68846 | 0.64252 | 0.68466 | 0.64484 | 0.67662 | 2 | 1 | 20 | 17713 | 7174 | 9198 | 13203 | 2420 | 3569 | 12533 | 1852 | 1832 | 37752 | 1.37 | 1.66 | 14534.475
741 | 21 | 31 | 2017-01-31 | 0.88679 | 1 | 0.88679 | 0.99398 | 0.93593 | 0.79387 | 0.83544 | 0.72337 | 0.60934 | 0.72346 | 0.68056 | 0.63422 | 0.67135 | 0.64097 | 0.6633 | 2 | 1 | 21 | 17543 | 7072 | 9053 | 13004 | 2378 | 3528 | 12371 | 1816 | 1821 | 37009 | 1.41 | 1.65 | 14541.295
742 | 22 | 31 | 2017-01-31 | 0.84906 | 1 | 0.84906 | 0.90964 | 0.9084 | 0.7717 | 0.80744 | 0.69732 | 0.5944 | 0.69638 | 0.65779 | 0.60715 | 0.64806 | 0.61915 | 0.63461 | 2 | 1 | 22 | 17053 | 6835 | 8727 | 12685 | 2289 | 3410 | 11843 | 1753 | 1759 | 35408 | 1.35 | 1.51 | 14113.52
743 | 23 | 31 | 2017-01-31 | 0.7673 | 1 | 0.7673 | 0.79518 | 0.88374 | 0.73513 | 0.76432 | 0.66153 | 0.56905 | 0.65683 | 0.61979 | 0.5687 | 0.61368 | 0.58888 | 0.59274 | 2 | 1 | 23 | 16245 | 6470 | 8279 | 12144 | 2159 | 3213 | 11093 | 1660 | 1673 | 33072 | 1.22 | 1.32 | 13730.465
744 | 24 | 31 | 2017-01-31 | 0.6478 | 1 | 0.6478 | 0.68675 | 0.84359 | 0.69567 | 0.72569 | 0.62661 | 0.53465 | 0.62093 | 0.58256 | 0.53291 | 0.57819 | 0.55896 | 0.55322 | 2 | 1 | 24 | 15373 | 6143 | 7842 | 11410 | 2041 | 3020 | 10395 | 1564 | 1588 | 30867 | 1.03 | 1.14 | 13106.685
745 | 1 | 32 | 2017-02-01 | 0.58491 | 1 | 0.58491 | 0.64458 | 0.80131 | 0.66169 | 0.69841 | 0.59545 | 0.50115 | 0.6042 | 0.56154 | 0.49759 | 0.55231 | 0.51637 | 0.51702 | 3 | 1 | 25 | 14622 | 5912 | 7452 | 10695 | 1986 | 2911 | 9706 | 1494 | 1467 | 28847 | 0.93 | 1.07 | 12449.825
746 | 2 | 32 | 2017-02-01 | 0.54717 | 1 | 0.54717 | 0.62048 | 0.77242 | 0.64838 | 0.68683 | 0.5809 | 0.47875 | 0.5902 | 0.54803 | 0.49313 | 0.53826 | 0.51109 | 0.50343 | 3 | 1 | 26 | 14328 | 5814 | 7270 | 10217 | 1940 | 2841 | 9619 | 1456 | 1452 | 28089 | 0.87 | 1.03 | 12000.945
747 | 3 | 32 | 2017-02-01 | 0.54088 | 1 | 0.54088 | 0.60843 | 0.74901 | 0.64314 | 0.68482 | 0.57427 | 0.46582 | 0.58077 | 0.5409 | 0.49595 | 0.5305 | 0.51426 | 0.49875 | 3 | 1 | 27 | 14212 | 5797 | 7187 | 9941 | 1909 | 2804 | 9674 | 1435 | 1461 | 27828 | 0.86 | 1.01 | 11637.225
748 | 4 | 32 | 2017-02-01 | 0.54717 | 1 | 0.54717 | 0.62048 | 0.73082 | 0.64295 | 0.68825 | 0.57371 | 0.45851 | 0.57925 | 0.54205 | 0.50651 | 0.53087 | 0.522 | 0.502 | 3 | 1 | 28 | 14208 | 5826 | 7180 | 9785 | 1904 | 2810 | 9880 | 1436 | 1483 | 28009 | 0.87 | 1.03 | 11354.585
749 | 5 | 32 | 2017-02-01 | 0.57862 | 1 | 0.57862 | 0.63855 | 0.71832 | 0.65603 | 0.7062 | 0.5821 | 0.45855 | 0.59325 | 0.55536 | 0.52932 | 0.53937 | 0.53889 | 0.51784 | 3 | 1 | 29 | 14497 | 5978 | 7285 | 9786 | 1950 | 2879 | 10325 | 1459 | 1531 | 28893 | 0.92 | 1.06 | 11160.345
750 | 6 | 32 | 2017-02-01 | 0.6478 | 1 | 0.6478 | 0.69277 | 0.72546 | 0.69386 | 0.74637 | 0.61183 | 0.47074 | 0.63036 | 0.59317 | 0.57459 | 0.56969 | 0.57515 | 0.55776 | 3 | 1 | 30 | 15333 | 6318 | 7657 | 10046 | 2072 | 3075 | 11208 | 1541 | 1634 | 31120 | 1.03 | 1.15 | 11271.335
751 | 7 | 32 | 2017-02-01 | 0.71069 | 1 | 0.71069 | 0.75904 | 0.7356 | 0.75582 | 0.80662 | 0.66696 | 0.5033 | 0.69303 | 0.65394 | 0.64226 | 0.61811 | 0.64132 | 0.62308 | 3 | 1 | 31 | 16702 | 6828 | 8347 | 10741 | 2278 | 3390 | 12528 | 1672 | 1822 | 34765 | 1.13 | 1.26 | 11428.795
752 | 8 | 32 | 2017-02-01 | 0.73585 | 1 | 0.73585 | 0.74699 | 0.74366 | 0.78822 | 0.8391 | 0.70595 | 0.55414 | 0.73045 | 0.68904 | 0.66651 | 0.65323 | 0.66385 | 0.65036 | 3 | 1 | 32 | 17418 | 7103 | 8835 | 11826 | 2401 | 3572 | 13001 | 1767 | 1886 | 36287 | 1.17 | 1.24 | 11554.04
753 | 9 | 32 | 2017-02-01 | 0.71698 | 1 | 0.71698 | 0.71084 | 0.84656 | 0.78188 | 0.82894 | 0.70611 | 0.58263 | 0.72802 | 0.68499 | 0.6457 | 0.65952 | 0.63534 | 0.64169 | 3 | 1 | 33 | 17278 | 7017 | 8837 | 12434 | 2393 | 3551 | 12595 | 1784 | 1805 | 35803 | 1.14 | 1.18 | 13152.805
754 | 10 | 32 | 2017-02-01 | 0.69811 | 1 | 0.69811 | 0.6988 | 0.91285 | 0.77478 | 0.815 | 0.70803 | 0.58662 | 0.72559 | 0.68191 | 0.61637 | 0.66617 | 0.60577 | 0.62805 | 3 | 1 | 34 | 17121 | 6899 | 8861 | 12519 | 2385 | 3535 | 12023 | 1802 | 1721 | 35042 | 1.11 | 1.16 | 14182.66
755 | 11 | 32 | 2017-02-01 | 0.7044 | 1 | 0.7044 | 0.72289 | 0.9624 | 0.76722 | 0.80378 | 0.71027 | 0.58943 | 0.72133 | 0.68113 | 0.59002 | 0.67209 | 0.57867 | 0.61722 | 3 | 1 | 35 | 16954 | 6804 | 8889 | 12579 | 2371 | 3531 | 11509 | 1818 | 1644 | 34438 | 1.12 | 1.2 | 14952.575
756 | 12 | 32 | 2017-02-01 | 0.67925 | 1 | 0.67925 | 0.72289 | 0.97754 | 0.75541 | 0.79303 | 0.70723 | 0.59205 | 0.71281 | 0.67554 | 0.57106 | 0.67024 | 0.55509 | 0.60541 | 3 | 1 | 36 | 16693 | 6713 | 8851 | 12635 | 2343 | 3502 | 11139 | 1813 | 1577 | 33779 | 1.08 | 1.2 | 15187.805
757 | 13 | 32 | 2017-02-01 | 0.62264 | 1 | 0.62264 | 0.6988 | 0.95214 | 0.74459 | 0.78157 | 0.70028 | 0.58985 | 0.70855 | 0.66995 | 0.55429 | 0.66876 | 0.54206 | 0.59086 | 3 | 1 | 37 | 16454 | 6616 | 8764 | 12588 | 2329 | 3473 | 10812 | 1809 | 1540 | 32967 | 0.99 | 1.16 | 14793.225
758 | 14 | 32 | 2017-02-01 | 0.63522 | 1 | 0.63522 | 0.6988 | 0.97576 | 0.73586 | 0.77389 | 0.6994 | 0.58723 | 0.70125 | 0.6659 | 0.54424 | 0.6647 | 0.52517 | 0.58507 | 3 | 1 | 38 | 16261 | 6551 | 8753 | 12532 | 2305 | 3452 | 10616 | 1798 | 1492 | 32644 | 1.01 | 1.16 | 15160.185
759 | 15 | 32 | 2017-02-01 | 0.65409 | 1 | 0.65409 | 0.70482 | 1 | 0.72672 | 0.76409 | 0.69085 | 0.58807 | 0.69242 | 0.66011 | 0.5384 | 0.65767 | 0.51461 | 0.57847 | 3 | 1 | 39 | 16059 | 6468 | 8646 | 12550 | 2276 | 3422 | 10502 | 1779 | 1462 | 32276 | 1.04 | 1.17 | 15536.75
760 | 16 | 32 | 2017-02-01 | 0.67925 | 1 | 0.67925 | 0.72289 | 0.99944 | 0.71988 | 0.75877 | 0.6831 | 0.58456 | 0.68573 | 0.65509 | 0.53763 | 0.65471 | 0.51285 | 0.58134 | 3 | 1 | 40 | 15908 | 6423 | 8549 | 12475 | 2254 | 3396 | 10487 | 1771 | 1457 | 32436 | 1.08 | 1.2 | 15528.105
761 | 17 | 32 | 2017-02-01 | 0.73585 | 1 | 0.73585 | 0.78313 | 0.98608 | 0.72844 | 0.76799 | 0.68534 | 0.58652 | 0.69364 | 0.66223 | 0.55639 | 0.65989 | 0.53115 | 0.59222 | 3 | 1 | 41 | 16097 | 6501 | 8577 | 12517 | 2280 | 3433 | 10853 | 1785 | 1509 | 33043 | 1.17 | 1.3 | 15320.515
762 | 18 | 32 | 2017-02-01 | 0.79874 | 1 | 0.79874 | 0.81325 | 0.92154 | 0.75862 | 0.80555 | 0.70843 | 0.60283 | 0.71615 | 0.68383 | 0.5993 | 0.6817 | 0.57339 | 0.62988 | 3 | 1 | 42 | 16764 | 6819 | 8866 | 12865 | 2354 | 3545 | 11690 | 1844 | 1629 | 35144 | 1.27 | 1.35 | 14317.695
763 | 19 | 32 | 2017-02-01 | 0.83648 | 1 | 0.83648 | 0.8494 | 0.8823 | 0.78378 | 0.82918 | 0.72673 | 0.62298 | 0.73836 | 0.70891 | 0.62427 | 0.68909 | 0.62126 | 0.65124 | 3 | 1 | 43 | 17320 | 7019 | 9095 | 13295 | 2427 | 3675 | 12177 | 1864 | 1765 | 36336 | 1.33 | 1.41 | 13708.055
764 | 20 | 32 | 2017-02-01 | 0.91824 | 1 | 0.91824 | 0.90361 | 0.93549 | 0.78392 | 0.83001 | 0.72249 | 0.62003 | 0.73532 | 0.70563 | 0.62504 | 0.68022 | 0.63604 | 0.64769 | 3 | 1 | 44 | 17323 | 7026 | 9042 | 13232 | 2417 | 3658 | 12192 | 1840 | 1807 | 36138 | 1.46 | 1.5 | 14534.475
765 | 21 | 32 | 2017-02-01 | 0.91195 | 1 | 0.91195 | 0.93976 | 0.93593 | 0.78564 | 0.82422 | 0.7157 | 0.61305 | 0.7268 | 0.69676 | 0.61827 | 0.66876 | 0.64062 | 0.63767 | 3 | 1 | 45 | 17361 | 6977 | 8957 | 13083 | 2389 | 3612 | 12060 | 1809 | 1820 | 35579 | 1.45 | 1.56 | 14541.295
766 | 22 | 32 | 2017-02-01 | 0.89308 | 1 | 0.89308 | 0.89759 | 0.9084 | 0.76867 | 0.80012 | 0.69285 | 0.60077 | 0.70459 | 0.67477 | 0.59536 | 0.64547 | 0.63217 | 0.61143 | 3 | 1 | 46 | 16986 | 6773 | 8671 | 12821 | 2316 | 3498 | 11613 | 1746 | 1796 | 34115 | 1.42 | 1.49 | 14113.52
767 | 23 | 32 | 2017-02-01 | 0.7673 | 1 | 0.7673 | 0.8012 | 0.88374 | 0.73649 | 0.76397 | 0.65729 | 0.57748 | 0.66809 | 0.63831 | 0.56244 | 0.61072 | 0.60718 | 0.57134 | 3 | 1 | 47 | 16275 | 6467 | 8226 | 12324 | 2196 | 3309 | 10971 | 1652 | 1725 | 31878 | 1.22 | 1.33 | 13730.465
768 | 24 | 32 | 2017-02-01 | 0.69182 | 1 | 0.69182 | 0.69277 | 0.84359 | 0.70468 | 0.72841 | 0.62333 | 0.54224 | 0.6334 | 0.60455 | 0.53086 | 0.57597 | 0.57832 | 0.5346 | 3 | 1 | 48 | 15572 | 6166 | 7801 | 11572 | 2082 | 3134 | 10355 | 1558 | 1643 | 29828 | 1.1 | 1.15 | 13106.685
769 | 1 | 33 | 2017-02-02 | 0.61635 | 1 | 0.61635 | 0.64458 | 0.80131 | 0.67137 | 0.69073 | 0.6183 | 0.5265 | 0.61059 | 0.576 | 0.50595 | 0.56192 | 0.56705 | 0.51359 | 4 | 1 | 49 | 14836 | 5847 | 7738 | 11236 | 2007 | 2986 | 9869 | 1520 | 1611 | 28656 | 0.98 | 1.07 | 12449.825
770 | 2 | 33 | 2017-02-02 | 0.61006 | 1 | 0.61006 | 0.62048 | 0.77242 | 0.66096 | 0.67939 | 0.60479 | 0.50804 | 0.59842 | 0.56462 | 0.49867 | 0.54713 | 0.56881 | 0.50117 | 4 | 1 | 50 | 14606 | 5751 | 7569 | 10842 | 1967 | 2927 | 9727 | 1480 | 1616 | 27963 | 0.97 | 1.03 | 12000.945
771 | 3 | 33 | 2017-02-02 | 0.59748 | 1 | 0.59748 | 0.62048 | 0.74901 | 0.65906 | 0.67891 | 0.59984 | 0.49923 | 0.59203 | 0.5598 | 0.50118 | 0.53974 | 0.57198 | 0.49868 | 4 | 1 | 51 | 14564 | 5747 | 7507 | 10654 | 1946 | 2902 | 9776 | 1460 | 1625 | 27824 | 0.95 | 1.03 | 11637.225
772 | 4 | 33 | 2017-02-02 | 0.58491 | 1 | 0.58491 | 0.62048 | 0.73082 | 0.66142 | 0.68364 | 0.60088 | 0.49417 | 0.59385 | 0.5625 | 0.50738 | 0.53937 | 0.58571 | 0.50212 | 4 | 1 | 52 | 14616 | 5787 | 7520 | 10546 | 1952 | 2916 | 9897 | 1459 | 1664 | 28016 | 0.93 | 1.03 | 11354.585
773 | 5 | 33 | 2017-02-02 | 0.60377 | 1 | 0.60377 | 0.64458 | 0.71832 | 0.67775 | 0.70478 | 0.61087 | 0.49613 | 0.61059 | 0.57793 | 0.53055 | 0.54898 | 0.60788 | 0.51802 | 4 | 1 | 53 | 14977 | 5966 | 7645 | 10588 | 2007 | 2996 | 10349 | 1485 | 1727 | 28903 | 0.96 | 1.07 | 11160.345
774 | 6 | 33 | 2017-02-02 | 0.67296 | 1 | 0.67296 | 0.6988 | 0.72546 | 0.71518 | 0.74743 | 0.64371 | 0.50963 | 0.65379 | 0.61555 | 0.5771 | 0.57856 | 0.64379 | 0.56016 | 4 | 1 | 54 | 15804 | 6327 | 8056 | 10876 | 2149 | 3191 | 11257 | 1565 | 1829 | 31254 | 1.07 | 1.16 | 11271.335
775 | 7 | 33 | 2017-02-02 | 0.73585 | 1 | 0.73585 | 0.77108 | 0.7356 | 0.78039 | 0.81028 | 0.6986 | 0.5429 | 0.72437 | 0.67785 | 0.6439 | 0.62366 | 0.71172 | 0.6262 | 4 | 1 | 55 | 17245 | 6859 | 8743 | 11586 | 2381 | 3514 | 12560 | 1687 | 2022 | 34939 | 1.17 | 1.28 | 11428.795
776 | 8 | 33 | 2017-02-02 | 0.74214 | 1 | 0.74214 | 0.78313 | 0.74366 | 0.82315 | 0.84288 | 0.73672 | 0.59107 | 0.76696 | 0.71451 | 0.67031 | 0.65693 | 0.73038 | 0.65631 | 4 | 1 | 56 | 18190 | 7135 | 9220 | 12614 | 2521 | 3704 | 13075 | 1777 | 2075 | 36619 | 1.18 | 1.3 | 11554.04
777 | 9 | 33 | 2017-02-02 | 0.74843 | 1 | 0.74843 | 0.74699 | 0.84656 | 0.81953 | 0.83981 | 0.74063 | 0.61365 | 0.76483 | 0.71046 | 0.65226 | 0.66543 | 0.70609 | 0.64986 | 4 | 1 | 57 | 18110 | 7109 | 9269 | 13096 | 2514 | 3683 | 12723 | 1800 | 2006 | 36259 | 1.19 | 1.24 | 13152.805
778 | 10 | 33 | 2017-02-02 | 0.71698 | 1 | 0.71698 | 0.72892 | 0.91285 | 0.80541 | 0.8319 | 0.74614 | 0.61684 | 0.76148 | 0.70525 | 0.62622 | 0.67394 | 0.67899 | 0.6388 | 4 | 1 | 58 | 17798 | 7042 | 9338 | 13164 | 2503 | 3656 | 12215 | 1823 | 1929 | 35642 | 1.14 | 1.21 | 14182.66
779 | 11 | 33 | 2017-02-02 | 0.71698 | 1 | 0.71698 | 0.71084 | 0.9624 | 0.80066 | 0.82623 | 0.75126 | 0.6167 | 0.75966 | 0.70351 | 0.60556 | 0.68096 | 0.65224 | 0.62916 | 4 | 1 | 59 | 17693 | 6994 | 9402 | 13161 | 2497 | 3647 | 11812 | 1842 | 1853 | 35104 | 1.14 | 1.18 | 14952.575
780 | 12 | 33 | 2017-02-02 | 0.69811 | 1 | 0.69811 | 0.68072 | 0.97754 | 0.78957 | 0.82067 | 0.75134 | 0.61768 | 0.74871 | 0.69502 | 0.58597 | 0.68614 | 0.6364 | 0.61988 | 4 | 1 | 60 | 17448 | 6947 | 9403 | 13182 | 2461 | 3603 | 11430 | 1856 | 1808 | 34586 | 1.11 | 1.13 | 15187.805
781 | 13 | 33 | 2017-02-02 | 0.63522 | 1 | 0.63522 | 0.6506 | 0.95214 | 0.78179 | 0.80815 | 0.7475 | 0.61314 | 0.74475 | 0.68981 | 0.5708 | 0.6854 | 0.62619 | 0.61095 | 4 | 1 | 61 | 17276 | 6841 | 9355 | 13085 | 2448 | 3576 | 11134 | 1854 | 1779 | 34088 | 1.01 | 1.08 | 14793.225
782 | 14 | 33 | 2017-02-02 | 0.61635 | 1 | 0.61635 | 0.63253 | 0.97576 | 0.77396 | 0.80118 | 0.74726 | 0.6093 | 0.74232 | 0.68654 | 0.55993 | 0.68392 | 0.61563 | 0.60841 | 4 | 1 | 62 | 17103 | 6782 | 9352 | 13003 | 2440 | 3559 | 10922 | 1850 | 1749 | 33946 | 0.98 | 1.05 | 15160.185
783 | 15 | 33 | 2017-02-02 | 0.61635 | 1 | 0.61635 | 0.65663 | 1 | 0.76663 | 0.79185 | 0.73975 | 0.60887 | 0.73654 | 0.68056 | 0.55501 | 0.68022 | 0.6019 | 0.6047 | 4 | 1 | 63 | 16941 | 6703 | 9258 | 12994 | 2421 | 3528 | 10826 | 1840 | 1710 | 33739 | 0.98 | 1.09 | 15536.75
784 | 16 | 33 | 2017-02-02 | 0.64151 | 1 | 0.64151 | 0.68072 | 0.99944 | 0.76604 | 0.79279 | 0.7316 | 0.60358 | 0.73015 | 0.6767 | 0.55834 | 0.67726 | 0.60436 | 0.60893 | 4 | 1 | 64 | 16928 | 6711 | 9156 | 12881 | 2400 | 3508 | 10891 | 1832 | 1717 | 33975 | 1.02 | 1.13 | 15528.105
785 | 17 | 33 | 2017-02-02 | 0.66667 | 1 | 0.66667 | 0.72892 | 0.98608 | 0.77622 | 0.80933 | 0.73504 | 0.60231 | 0.73745 | 0.68287 | 0.57967 | 0.68466 | 0.62161 | 0.62726 | 4 | 1 | 65 | 17153 | 6851 | 9199 | 12854 | 2424 | 3540 | 11307 | 1852 | 1766 | 34998 | 1.06 | 1.21 | 15320.515
786 | 18 | 33 | 2017-02-02 | 0.68553 | 1 | 0.68553 | 0.77711 | 0.92154 | 0.81066 | 0.85162 | 0.75414 | 0.61305 | 0.76088 | 0.70853 | 0.63206 | 0.71128 | 0.66315 | 0.67062 | 4 | 1 | 66 | 17914 | 7209 | 9438 | 13083 | 2501 | 3673 | 12329 | 1924 | 1884 | 37417 | 1.09 | 1.29 | 14317.695
787 | 19 | 33 | 2017-02-02 | 0.7044 | 1 | 0.7044 | 0.79518 | 0.8823 | 0.8441 | 0.8769 | 0.77675 | 0.63811 | 0.78826 | 0.73495 | 0.66113 | 0.72089 | 0.70715 | 0.68454 | 4 | 1 | 67 | 18653 | 7423 | 9721 | 13618 | 2591 | 3810 | 12896 | 1950 | 2009 | 38194 | 1.12 | 1.32 | 13708.055
788 | 20 | 33 | 2017-02-02 | 0.7673 | 1 | 0.7673 | 0.8494 | 0.93549 | 0.84542 | 0.88092 | 0.77187 | 0.64088 | 0.78613 | 0.73438 | 0.66292 | 0.70943 | 0.72087 | 0.68133 | 4 | 1 | 68 | 18682 | 7457 | 9660 | 13677 | 2584 | 3807 | 12931 | 1919 | 2048 | 38015 | 1.22 | 1.41 | 14534.475
789 | 21 | 33 | 2017-02-02 | 0.83648 | 1 | 0.83648 | 0.89759 | 0.93593 | 0.84252 | 0.87726 | 0.76404 | 0.63493 | 0.78004 | 0.72782 | 0.65708 | 0.69538 | 0.72615 | 0.67494 | 4 | 1 | 69 | 18618 | 7426 | 9562 | 13550 | 2564 | 3773 | 12817 | 1881 | 2063 | 37658 | 1.33 | 1.49 | 14541.295
790 | 22 | 33 | 2017-02-02 | 0.8239 | 1 | 0.8239 | 0.87349 | 0.9084 | 0.82329 | 0.85718 | 0.73807 | 0.62345 | 0.76027 | 0.71123 | 0.63744 | 0.67135 | 0.71524 | 0.65069 | 4 | 1 | 70 | 18193 | 7256 | 9237 | 13305 | 2499 | 3687 | 12434 | 1816 | 2032 | 36305 | 1.31 | 1.45 | 14113.52
791 | 23 | 33 | 2017-02-02 | 0.77358 | 1 | 0.77358 | 0.75904 | 0.88374 | 0.79134 | 0.82138 | 0.70212 | 0.60124 | 0.72346 | 0.6767 | 0.60366 | 0.6414 | 0.68779 | 0.61267 | 4 | 1 | 71 | 17487 | 6953 | 8787 | 12831 | 2378 | 3508 | 11775 | 1735 | 1954 | 34184 | 1.23 | 1.26 | 13730.465
792 | 24 | 33 | 2017-02-02 | 0.7044 | 1 | 0.7044 | 0.68072 | 0.84359 | 0.75808 | 0.79055 | 0.66784 | 0.56787 | 0.6903 | 0.64603 | 0.57198 | 0.60998 | 0.66139 | 0.57636 | 4 | 1 | 72 | 16752 | 6692 | 8358 | 12119 | 2269 | 3349 | 11157 | 1650 | 1879 | 32158 | 1.12 | 1.13 | 13106.685
793 | 1 | 34 | 2017-02-03 | 0.6478 | 1 | 0.6478 | 0.63253 | 0.80131 | 0.73618 | 0.76929 | 0.65242 | 0.54224 | 0.67113 | 0.62963 | 0.55557 | 0.59076 | 0.69271 | 0.55258 | 5 | 1 | 73 | 16268 | 6512 | 8165 | 11572 | 2206 | 3264 | 10837 | 1598 | 1968 | 30831 | 1.03 | 1.05 | 12449.825
794 | 2 | 34 | 2017-02-03 | 0.59748 | 1 | 0.59748 | 0.61446 | 0.77242 | 0.72907 | 0.75759 | 0.63931 | 0.52373 | 0.66078 | 0.61998 | 0.55255 | 0.58041 | 0.69271 | 0.54225 | 5 | 1 | 74 | 16111 | 6413 | 8001 | 11177 | 2172 | 3214 | 10778 | 1570 | 1968 | 30255 | 0.95 | 1.02 | 12000.945
795 | 3 | 34 | 2017-02-03 | 0.57862 | 1 | 0.57862 | 0.59639 | 0.74901 | 0.72703 | 0.7544 | 0.63452 | 0.51352 | 0.65622 | 0.61748 | 0.55998 | 0.57597 | 0.69729 | 0.54005 | 5 | 1 | 75 | 16066 | 6386 | 7941 | 10959 | 2157 | 3201 | 10923 | 1558 | 1981 | 30132 | 0.92 | 0.99 | 11637.225
796 | 4 | 34 | 2017-02-03 | 0.58491 | 1 | 0.58491 | 0.61446 | 0.73082 | 0.7321 | 0.75983 | 0.6322 | 0.50794 | 0.65926 | 0.62095 | 0.57182 | 0.57671 | 0.70468 | 0.54397 | 5 | 1 | 76 | 16178 | 6432 | 7912 | 10840 | 2167 | 3219 | 11154 | 1560 | 2002 | 30351 | 0.93 | 1.02 | 11354.585
797 | 5 | 34 | 2017-02-03 | 0.58491 | 1 | 0.58491 | 0.62048 | 0.71832 | 0.74821 | 0.78287 | 0.64179 | 0.50897 | 0.67387 | 0.63561 | 0.59525 | 0.58817 | 0.72017 | 0.56114 | 5 | 1 | 77 | 16534 | 6627 | 8032 | 10862 | 2215 | 3295 | 11611 | 1591 | 2046 | 31309 | 0.93 | 1.03 | 11160.345
798 | 6 | 34 | 2017-02-03 | 0.61635 | 1 | 0.61635 | 0.6747 | 0.72546 | 0.78758 | 0.82445 | 0.67048 | 0.52148 | 0.71463 | 0.67245 | 0.64355 | 0.61701 | 0.75607 | 0.60213 | 5 | 1 | 78 | 17404 | 6979 | 8391 | 11129 | 2349 | 3486 | 12553 | 1669 | 2148 | 33596 | 0.98 | 1.12 | 11271.335
799 | 7 | 34 | 2017-02-03 | 0.67296 | 1 | 0.67296 | 0.75904 | 0.7356 | 0.85139 | 0.88884 | 0.72513 | 0.55358 | 0.77974 | 0.73013 | 0.70737 | 0.66174 | 0.81626 | 0.66531 | 5 | 1 | 79 | 18814 | 7524 | 9075 | 11814 | 2563 | 3785 | 13798 | 1790 | 2319 | 37121 | 1.07 | 1.26 | 11428.795
800 | 8 | 34 | 2017-02-03 | 0.72327 | 1 | 0.72327 | 0.74699 | 0.74366 | 0.88243 | 0.91424 | 0.7642 | 0.60203 | 0.81564 | 0.76254 | 0.73695 | 0.69649 | 0.82893 | 0.69632 | 5 | 1 | 80 | 19500 | 7739 | 9564 | 12848 | 2681 | 3953 | 14375 | 1884 | 2355 | 38851 | 1.15 | 1.24 | 11554.04
801 | 9 | 34 | 2017-02-03 | 0.75472 | 1 | 0.75472 | 0.71084 | 0.84656 | 0.87279 | 0.90396 | 0.76716 | 0.62584 | 0.81016 | 0.75791 | 0.7186 | 0.70314 | 0.80077 | 0.68877 | 5 | 1 | 81 | 19287 | 7652 | 9601 | 13356 | 2663 | 3929 | 14017 | 1902 | 2275 | 38430 | 1.2 | 1.18 | 13152.805
802 | 10 | 34 | 2017-02-03 | 0.79245 | 1 | 0.79245 | 0.6747 | 0.91285 | 0.85732 | 0.87962 | 0.76972 | 0.62767 | 0.79982 | 0.75019 | 0.69153 | 0.70758 | 0.7705 | 0.67273 | 5 | 1 | 82 | 18945 | 7446 | 9633 | 13395 | 2629 | 3889 | 13489 | 1914 | 2189 | 37535 | 1.26 | 1.12 | 14182.66
803 | 11 | 34 | 2017-02-03 | 0.73585 | 1 | 0.73585 | 0.6506 | 0.9624 | 0.84284 | 0.8593 | 0.77179 | 0.62785 | 0.78917 | 0.74518 | 0.66867 | 0.70869 | 0.73495 | 0.66054 | 5 | 1 | 83 | 18625 | 7274 | 9659 | 13399 | 2594 | 3863 | 13043 | 1917 | 2088 | 36855 | 1.17 | 1.08 | 14952.575
804 | 12 | 34 | 2017-02-03 | 0.72327 | 1 | 0.72327 | 0.61446 | 0.97754 | 0.82053 | 0.84572 | 0.76588 | 0.62795 | 0.76939 | 0.72955 | 0.64683 | 0.7061 | 0.71313 | 0.64662 | 5 | 1 | 84 | 18132 | 7159 | 9585 | 13401 | 2529 | 3782 | 12617 | 1910 | 2026 | 36078 | 1.15 | 1.02 | 15187.805
805 | 13 | 34 | 2017-02-03 | 0.71069 | 1 | 0.71069 | 0.63855 | 0.95214 | 0.806 | 0.82788 | 0.75685 | 0.62176 | 0.76027 | 0.72049 | 0.62965 | 0.69945 | 0.69131 | 0.63586 | 5 | 1 | 85 | 17811 | 7008 | 9472 | 13269 | 2499 | 3735 | 12282 | 1892 | 1964 | 35478 | 1.13 | 1.06 | 14793.225
806 | 14 | 34 | 2017-02-03 | 0.69182 | 1 | 0.69182 | 0.62048 | 0.97576 | 0.79138 | 0.81595 | 0.75206 | 0.61567 | 0.7551 | 0.71682 | 0.61827 | 0.69501 | 0.67159 | 0.63165 | 5 | 1 | 86 | 17488 | 6907 | 9412 | 13139 | 2482 | 3716 | 12060 | 1880 | 1908 | 35243 | 1.1 | 1.03 | 15160.185
807 | 15 | 34 | 2017-02-03 | 0.67296 | 1 | 0.67296 | 0.62048 | 1 | 0.77722 | 0.80555 | 0.73999 | 0.61183 | 0.74354 | 0.70775 | 0.6115 | 0.68725 | 0.6547 | 0.62816 | 5 | 1 | 87 | 17175 | 6819 | 9261 | 13057 | 2444 | 3669 | 11928 | 1859 | 1860 | 35048 | 1.07 | 1.03 | 15536.75
808 | 16 | 34 | 2017-02-03 | 0.68553 | 1 | 0.68553 | 0.63253 | 0.99944 | 0.76903 | 0.80189 | 0.72721 | 0.60372 | 0.73045 | 0.70081 | 0.61181 | 0.68207 | 0.65224 | 0.62909 | 5 | 1 | 88 | 16994 | 6788 | 9101 | 12884 | 2401 | 3633 | 11934 | 1845 | 1853 | 35100 | 1.09 | 1.05 | 15528.105
809 | 17 | 34 | 2017-02-03 | 0.66667 | 1 | 0.66667 | 0.71084 | 0.98608 | 0.77509 | 0.8111 | 0.72561 | 0.59889 | 0.7338 | 0.70563 | 0.6337 | 0.68392 | 0.66667 | 0.64479 | 5 | 1 | 89 | 17128 | 6866 | 9081 | 12781 | 2412 | 3658 | 12361 | 1850 | 1894 | 35976 | 1.06 | 1.18 | 15320.515
810 | 18 | 34 | 2017-02-03 | 0.69811 | 1 | 0.69811 | 0.71687 | 0.92154 | 0.80573 | 0.84548 | 0.73895 | 0.60944 | 0.74566 | 0.72338 | 0.68153 | 0.70203 | 0.70327 | 0.68201 | 5 | 1 | 90 | 17805 | 7157 | 9248 | 13006 | 2451 | 3750 | 13294 | 1899 | 1998 | 38053 | 1.11 | 1.19 | 14317.695
811 | 19 | 34 | 2017-02-03 | 0.72327 | 1 | 0.72327 | 0.76506 | 0.8823 | 0.82682 | 0.87005 | 0.76005 | 0.63015 | 0.76909 | 0.74479 | 0.70291 | 0.70573 | 0.75396 | 0.69262 | 5 | 1 | 91 | 18271 | 7365 | 9512 | 13448 | 2528 | 3861 | 13711 | 1909 | 2142 | 38645 | 1.15 | 1.27 | 13708.055
812 | 20 | 34 | 2017-02-03 | 0.78616 | 1 | 0.78616 | 0.80723 | 0.93549 | 0.82044 | 0.86686 | 0.75062 | 0.6286 | 0.76605 | 0.73958 | 0.70173 | 0.69427 | 0.76945 | 0.68607 | 5 | 1 | 92 | 18130 | 7338 | 9394 | 13415 | 2518 | 3834 | 13688 | 1878 | 2186 | 38279 | 1.25 | 1.34 | 14534.475
813 | 21 | 34 | 2017-02-03 | 0.83648 | 1 | 0.83648 | 0.86145 | 0.93593 | 0.82139 | 0.86415 | 0.74071 | 0.62073 | 0.76027 | 0.73225 | 0.69553 | 0.68244 | 0.77684 | 0.67511 | 5 | 1 | 93 | 18151 | 7315 | 9270 | 13247 | 2499 | 3796 | 13567 | 1846 | 2207 | 37668 | 1.33 | 1.43 | 14541.295
814 | 22 | 34 | 2017-02-03 | 0.81761 | 1 | 0.81761 | 0.8494 | 0.9084 | 0.81107 | 0.84525 | 0.71802 | 0.6092 | 0.74719 | 0.71682 | 0.682 | 0.66359 | 0.7779 | 0.65361 | 5 | 1 | 94 | 17923 | 7155 | 8986 | 13001 | 2456 | 3716 | 13303 | 1795 | 2210 | 36468 | 1.3 | 1.41 | 14113.52
815 | 23 | 34 | 2017-02-03 | 0.75472 | 1 | 0.75472 | 0.72892 | 0.88374 | 0.78487 | 0.8176 | 0.68478 | 0.59018 | 0.71798 | 0.69174 | 0.66062 | 0.63475 | 0.77015 | 0.62151 | 5 | 1 | 95 | 17344 | 6921 | 8570 | 12595 | 2360 | 3586 | 12886 | 1717 | 2188 | 34677 | 1.2 | 1.21 | 13730.465
816 | 24 | 34 | 2017-02-03 | 0.68553 | 1 | 0.68553 | 0.6506 | 0.84359 | 0.75337 | 0.78972 | 0.64706 | 0.56019 | 0.68543 | 0.66435 | 0.6355 | 0.60518 | 0.75678 | 0.5896 | 5 | 1 | 96 | 16648 | 6685 | 8098 | 11955 | 2253 | 3444 | 12396 | 1637 | 2150 | 32897 | 1.09 | 1.08 | 13106.685
817 | 1 | 35 | 2017-02-04 | 0.61635 | 1 | 0.61635 | 0.62651 | 0.77448 | 0.74618 | 0.76161 | 0.62805 | 0.53554 | 0.64436 | 0.64043 | 0.62263 | 0.58743 | 0.73706 | 0.57256 | 6 | 2 | 97 | 16489 | 6447 | 7860 | 11429 | 2118 | 3320 | 12145 | 1589 | 2094 | 31946 | 0.98 | 1.04 | 12032.86
818 | 2 | 35 | 2017-02-04 | 0.60377 | 1 | 0.60377 | 0.60241 | 0.74964 | 0.73844 | 0.74637 | 0.61414 | 0.51408 | 0.62884 | 0.62867 | 0.6235 | 0.57412 | 0.73812 | 0.55996 | 6 | 2 | 98 | 16318 | 6318 | 7686 | 10971 | 2067 | 3259 | 12162 | 1553 | 2097 | 31243 | 0.96 | 1 | 11646.96
819 | 3 | 35 | 2017-02-04 | 0.59748 | 1 | 0.59748 | 0.59036 | 0.72838 | 0.73631 | 0.74247 | 0.60551 | 0.50134 | 0.62276 | 0.62191 | 0.63006 | 0.56525 | 0.74305 | 0.5551 | 6 | 2 | 99 | 16271 | 6285 | 7578 | 10699 | 2047 | 3224 | 12290 | 1529 | 2111 | 30972 | 0.95 | 0.98 | 11316.6
820 | 4 | 35 | 2017-02-04 | 0.61635 | 1 | 0.61635 | 0.59036 | 0.71262 | 0.73975 | 0.74566 | 0.602 | 0.49365 | 0.62215 | 0.62095 | 0.64298 | 0.56451 | 0.75642 | 0.55613 | 6 | 2 | 100 | 16347 | 6312 | 7534 | 10535 | 2045 | 3219 | 12542 | 1527 | 2149 | 31029 | 0.98 | 0.98 | 11071.73
821 | 5 | 35 | 2017-02-04 | 0.64151 | 1 | 0.64151 | 0.60843 | 0.70005 | 0.7498 | 0.75452 | 0.60431 | 0.49079 | 0.62884 | 0.62674 | 0.66436 | 0.56673 | 0.77297 | 0.56396 | 6 | 2 | 101 | 16569 | 6387 | 7563 | 10474 | 2067 | 3249 | 12959 | 1533 | 2196 | 31466 | 1.02 | 1.01 | 10876.555
822 | 6 | 35 | 2017-02-04 | 0.71698 | 1 | 0.71698 | 0.6506 | 0.69248 | 0.76966 | 0.77637 | 0.61742 | 0.49468 | 0.64618 | 0.64236 | 0.69189 | 0.57819 | 0.79373 | 0.58249 | 6 | 2 | 102 | 17008 | 6572 | 7727 | 10557 | 2124 | 3330 | 13496 | 1564 | 2255 | 32500 | 1.14 | 1.08 | 10758.83
823 | 7 | 35 | 2017-02-04 | 0.77358 | 1 | 0.77358 | 0.68675 | 0.68725 | 0.7898 | 0.79823 | 0.6338 | 0.50869 | 0.67204 | 0.66647 | 0.72485 | 0.59593 | 0.82893 | 0.60799 | 6 | 2 | 103 | 17453 | 6757 | 7932 | 10856 | 2209 | 3455 | 14139 | 1612 | 2355 | 33923 | 1.23 | 1.14 | 10677.68
824 | 8 | 35 | 2017-02-04 | 0.77987 | 1 | 0.77987 | 0.71687 | 0.67879 | 0.80985 | 0.82812 | 0.65737 | 0.53025 | 0.69668 | 0.69252 | 0.74577 | 0.6159 | 0.8585 | 0.63054 | 6 | 2 | 104 | 17896 | 7010 | 8227 | 11316 | 2290 | 3590 | 14547 | 1666 | 2439 | 35181 | 1.24 | 1.19 | 10546.135
825 | 9 | 35 | 2017-02-04 | 0.73585 | 1 | 0.73585 | 0.77108 | 0.73509 | 0.81985 | 0.84217 | 0.67072 | 0.54252 | 0.70946 | 0.70255 | 0.75233 | 0.63179 | 0.85111 | 0.64574 | 6 | 2 | 105 | 18117 | 7129 | 8394 | 11578 | 2332 | 3642 | 14675 | 1709 | 2418 | 36029 | 1.17 | 1.28 | 11420.965
826 | 10 | 35 | 2017-02-04 | 0.67925 | 1 | 0.67925 | 0.74096 | 0.80309 | 0.80722 | 0.84406 | 0.67982 | 0.55274 | 0.71311 | 0.70428 | 0.73142 | 0.64288 | 0.80711 | 0.64502 | 6 | 2 | 106 | 17838 | 7145 | 8508 | 11796 | 2344 | 3651 | 14267 | 1739 | 2293 | 35989 | 1.08 | 1.23 | 12477.48
827 | 11 | 35 | 2017-02-04 | 0.66667 | 1 | 0.66667 | 0.75301 | 0.84627 | 0.78763 | 0.83686 | 0.6803 | 0.55939 | 0.70946 | 0.6956 | 0.70276 | 0.64843 | 0.74375 | 0.63568 | 6 | 2 | 107 | 17405 | 7084 | 8514 | 11938 | 2332 | 3606 | 13708 | 1754 | 2113 | 35468 | 1.06 | 1.25 | 13148.295
828 | 12 | 35 | 2017-02-04 | 0.6478 | 1 | 0.6478 | 0.73494 | 0.85829 | 0.75853 | 0.81973 | 0.67159 | 0.55752 | 0.68908 | 0.67978 | 0.676 | 0.64473 | 0.70363 | 0.62276 | 6 | 2 | 108 | 16762 | 6939 | 8405 | 11898 | 2265 | 3524 | 13186 | 1744 | 1999 | 34747 | 1.03 | 1.22 | 13334.96
829 | 13 | 35 | 2017-02-04 | 0.66667 | 1 | 0.66667 | 0.71084 | 0.83365 | 0.73034 | 0.79776 | 0.66041 | 0.55236 | 0.67387 | 0.66339 | 0.64867 | 0.63845 | 0.66139 | 0.60686 | 6 | 2 | 109 | 16139 | 6753 | 8265 | 11788 | 2215 | 3439 | 12653 | 1727 | 1879 | 33860 | 1.06 | 1.18 | 12952.21
830 | 14 | 35 | 2017-02-04 | 0.6478 | 1 | 0.6478 | 0.70482 | 0.83998 | 0.70839 | 0.77791 | 0.65066 | 0.54126 | 0.65835 | 0.64371 | 0.62709 | 0.62957 | 0.62408 | 0.59335 | 6 | 2 | 110 | 15654 | 6585 | 8143 | 11551 | 2164 | 3337 | 12232 | 1703 | 1773 | 33106 | 1.03 | 1.17 | 13050.635
831 | 15 | 35 | 2017-02-04 | 0.62893 | 1 | 0.62893 | 0.69277 | 0.8466 | 0.69151 | 0.75972 | 0.64291 | 0.53109 | 0.64223 | 0.62982 | 0.60935 | 0.62329 | 0.59556 | 0.58602 | 6 | 2 | 111 | 15281 | 6431 | 8046 | 11334 | 2111 | 3265 | 11886 | 1686 | 1692 | 32697 | 1 | 1.15 | 13153.435
832 | 16 | 35 | 2017-02-04 | 0.67296 | 1 | 0.67296 | 0.69277 | 0.84537 | 0.68667 | 0.7557 | 0.63803 | 0.52392 | 0.63401 | 0.62191 | 0.60269 | 0.61959 | 0.58465 | 0.5876 | 6 | 2 | 112 | 15174 | 6397 | 7985 | 11181 | 2084 | 3224 | 11756 | 1676 | 1661 | 32785 | 1.07 | 1.15 | 13134.275
833 | 17 | 35 | 2017-02-04 | 0.72327 | 1 | 0.72327 | 0.75301 | 0.83299 | 0.70328 | 0.76574 | 0.64227 | 0.52219 | 0.63827 | 0.62828 | 0.61853 | 0.62403 | 0.58958 | 0.60568 | 6 | 2 | 113 | 15541 | 6482 | 8038 | 11144 | 2098 | 3257 | 12065 | 1688 | 1675 | 33794 | 1.15 | 1.25 | 12941.93
834 | 18 | 35 | 2017-02-04 | 0.7673 | 1 | 0.7673 | 0.80723 | 0.79767 | 0.74233 | 0.80071 | 0.66233 | 0.53554 | 0.65957 | 0.65471 | 0.66785 | 0.64399 | 0.62513 | 0.64527 | 6 | 2 | 114 | 16404 | 6778 | 8289 | 11429 | 2168 | 3394 | 13027 | 1742 | 1776 | 36003 | 1.22 | 1.34 | 12393.195
835 | 19 | 35 | 2017-02-04 | 0.77358 | 1 | 0.77358 | 0.83133 | 0.79425 | 0.76826 | 0.82434 | 0.68558 | 0.56666 | 0.6833 | 0.68538 | 0.70937 | 0.65619 | 0.67687 | 0.66013 | 6 | 2 | 115 | 16977 | 6978 | 8580 | 12093 | 2246 | 3553 | 13837 | 1775 | 1923 | 36832 | 1.23 | 1.38 | 12340.135
836 | 20 | 35 | 2017-02-04 | 0.80503 | 1 | 0.80503 | 0.8494 | 0.85572 | 0.7674 | 0.81902 | 0.68046 | 0.5698 | 0.68026 | 0.68191 | 0.7144 | 0.65065 | 0.68673 | 0.65578 | 6 | 2 | 116 | 16958 | 6933 | 8516 | 12160 | 2236 | 3535 | 13935 | 1760 | 1951 | 36589 | 1.28 | 1.41 | 13295.155
837 | 21 | 35 | 2017-02-04 | 0.89937 | 1 | 0.89937 | 0.93373 | 0.85805 | 0.76283 | 0.81181 | 0.67215 | 0.56478 | 0.67569 | 0.674 | 0.71255 | 0.6451 | 0.68884 | 0.64922 | 6 | 2 | 117 | 16857 | 6872 | 8412 | 12053 | 2221 | 3494 | 13899 | 1745 | 1957 | 36223 | 1.43 | 1.55 | 13331.25
838 | 22 | 35 | 2017-02-04 | 0.88679 | 1 | 0.88679 | 0.90964 | 0.84073 | 0.74781 | 0.79941 | 0.65354 | 0.55757 | 0.66139 | 0.65934 | 0.69989 | 0.62921 | 0.68532 | 0.63353 | 6 | 2 | 118 | 16525 | 6767 | 8179 | 11899 | 2174 | 3418 | 13652 | 1702 | 1947 | 35348 | 1.41 | 1.51 | 13062.215
839 | 23 | 35 | 2017-02-04 | 0.79874 | 1 | 0.79874 | 0.85542 | 0.82665 | 0.72722 | 0.7733 | 0.62845 | 0.54463 | 0.63766 | 0.63522 | 0.68148 | 0.60555 | 0.67159 | 0.6088 | 6 | 2 | 119 | 16070 | 6546 | 7865 | 11623 | 2096 | 3293 | 13293 | 1638 | 1908 | 33968 | 1.27 | 1.42 | 12843.495
840 | 24 | 35 | 2017-02-04 | 0.7044 | 1 | 0.7044 | 0.77108 | 0.80437 | 0.70011 | 0.74778 | 0.6012 | 0.52312 | 0.61272 | 0.61015 | 0.66087 | 0.58115 | 0.65294 | 0.58167 | 6 | 2 | 120 | 15471 | 6330 | 7524 | 11164 | 2014 | 3163 | 12891 | 1572 | 1855 | 32454 | 1.12 | 1.28 | 12497.315
841 | 1 | 36 | 2017-02-05 | 0.76101 | 1 | 0.76101 | 0.71687 | 0.77096 | 0.68744 | 0.71589 | 0.57563 | 0.49098 | 0.57499 | 0.5814 | 0.63288 | 0.56784 | 0.61246 | 0.55528 | 7 | 3 | 121 | 15191 | 6060 | 7204 | 10478 | 1890 | 3014 | 12345 | 1536 | 1740 | 30982 | 1.21 | 1.19 | 11978.235
842 | 2 | 36 | 2017-02-05 | 0.71698 | 1 | 0.71698 | 0.66867 | 0.74542 | 0.67667 | 0.70266 | 0.56149 | 0.47186 | 0.55978 | 0.56732 | 0.62899 | 0.55379 | 0.60225 | 0.54146 | 7 | 3 | 122 | 14953 | 5948 | 7027 | 10070 | 1840 | 2941 | 12269 | 1498 | 1711 | 30211 | 1.14 | 1.11 | 11581.36
843 | 3 | 36 | 2017-02-05 | 0.7044 | 1 | 0.7044 | 0.64458 | 0.72049 | 0.66911 | 0.69982 | 0.55366 | 0.45921 | 0.55218 | 0.55922 | 0.6316 | 0.54455 | 0.59416 | 0.53465 | 7 | 3 | 123 | 14786 | 5924 | 6929 | 9800 | 1815 | 2899 | 12320 | 1473 | 1688 | 29831 | 1.12 | 1.07 | 11194.145
844 | 4 | 36 | 2017-02-05 | 0.69811 | 1 | 0.69811 | 0.63253 | 0.6999 | 0.6654 | 0.699 | 0.55102 | 0.45157 | 0.55005 | 0.55671 | 0.63478 | 0.539 | 0.59486 | 0.53352 | 7 | 3 | 124 | 14704 | 5917 | 6896 | 9637 | 1808 | 2886 | 12382 | 1458 | 1690 | 29768 | 1.11 | 1.05 | 10874.225
845 | 5 | 36 | 2017-02-05 | 0.69182 | 1 | 0.69182 | 0.63253 | 0.68772 | 0.66784 | 0.70549 | 0.55254 | 0.44773 | 0.5537 | 0.55961 | 0.64242 | 0.54048 | 0.59556 | 0.53813 | 7 | 3 | 125 | 14758 | 5972 | 6915 | 9555 | 1820 | 2901 | 12531 | 1462 | 1692 | 30025 | 1.1 | 1.05 | 10684.93
846 | 6 | 36 | 2017-02-05 | 0.7044 | 1 | 0.7044 | 0.68072 | 0.67866 | 0.67789 | 0.71837 | 0.56213 | 0.44923 | 0.5683 | 0.57118 | 0.65944 | 0.55009 | 0.60296 | 0.55003 | 7 | 3 | 126 | 14980 | 6081 | 7035 | 9587 | 1868 | 2961 | 12863 | 1488 | 1713 | 30689 | 1.12 | 1.13 | 10544.215
847 | 7 | 36 | 2017-02-05 | 0.75472 | 1 | 0.75472 | 0.74096 | 0.66367 | 0.69857 | 0.74601 | 0.57835 | 0.4563 | 0.59142 | 0.58912 | 0.67543 | 0.5634 | 0.62302 | 0.56874 | 7 | 3 | 127 | 15437 | 6315 | 7238 | 9738 | 1944 | 3054 | 13175 | 1524 | 1770 | 31733 | 1.2 | 1.23 | 10311.225
848 | 8 | 36 | 2017-02-05 | 0.81761 | 1 | 0.81761 | 0.77711 | 0.63637 | 0.7202 | 0.77082 | 0.59465 | 0.46755 | 0.61606 | 0.60764 | 0.69784 | 0.57671 | 0.64379 | 0.58331 | 7 | 3 | 128 | 15915 | 6525 | 7442 | 9978 | 2025 | 3150 | 13612 | 1560 | 1829 | 32546 | 1.3 | 1.29 | 9887.07
849 | 9 | 36 | 2017-02-05 | 0.84277 | 1 | 0.84277 | 0.83133 | 0.65776 | 0.73341 | 0.77909 | 0.60312 | 0.47313 | 0.62945 | 0.61516 | 0.69907 | 0.58632 | 0.66033 | 0.59471 | 7 | 3 | 129 | 16207 | 6595 | 7548 | 10097 | 2069 | 3189 | 13636 | 1586 | 1876 | 33182 | 1.34 | 1.38 | 10219.53
850 | 10 | 36 | 2017-02-05 | 0.8805 | 1 | 0.8805 | 0.85542 | 0.69482 | 0.72889 | 0.77129 | 0.61175 | 0.48091 | 0.63432 | 0.62056 | 0.67615 | 0.59409 | 0.64872 | 0.59478 | 7 | 3 | 130 | 16107 | 6529 | 7656 | 10263 | 2085 | 3217 | 13189 | 1607 | 1843 | 33186 | 1.4 | 1.42 | 10795.295
851 | 11 | 36 | 2017-02-05 | 0.84906 | 1 | 0.84906 | 0.83133 | 0.7323 | 0.71649 | 0.75913 | 0.6143 | 0.48812 | 0.63097 | 0.61767 | 0.64073 | 0.59704 | 0.61352 | 0.5867 | 7 | 3 | 131 | 15833 | 6426 | 7688 | 10417 | 2074 | 3202 | 12498 | 1615 | 1743 | 32735 | 1.35 | 1.38 | 11377.635
852 | 12 | 36 | 2017-02-05 | 0.8239 | 1 | 0.8239 | 0.78916 | 0.74794 | 0.6997 | 0.74034 | 0.61254 | 0.49178 | 0.62245 | 0.61092 | 0.6074 | 0.59593 | 0.58254 | 0.57668 | 7 | 3 | 132 | 15462 | 6267 | 7666 | 10495 | 2046 | 3167 | 11848 | 1612 | 1655 | 32176 | 1.31 | 1.31 | 11620.63
853 | 13 | 36 | 2017-02-05 | 0.80503 | 1 | 0.80503 | 0.78916 | 0.74218 | 0.68794 | 0.72569 | 0.61063 | 0.49253 | 0.61606 | 0.60455 | 0.58433 | 0.59482 | 0.56846 | 0.5674 | 7 | 3 | 133 | 15202 | 6143 | 7642 | 10511 | 2025 | 3134 | 11398 | 1609 | 1615 | 31658 | 1.28 | 1.31 | 11531.12
854 | 14 | 36 | 2017-02-05 | 0.81132 | 1 | 0.81132 | 0.74699 | 0.75233 | 0.67459 | 0.71057 | 0.60519 | 0.49079 | 0.60846 | 0.59414 | 0.56485 | 0.58965 | 0.55051 | 0.55792 | 7 | 3 | 134 | 14907 | 6015 | 7574 | 10474 | 2000 | 3080 | 11018 | 1595 | 1564 | 31129 | 1.29 | 1.24 | 11688.74
855 | 15 | 36 | 2017-02-05 | 0.76101 | 1 | 0.76101 | 0.74096 | 0.7566 | 0.66237 | 0.6951 | 0.60264 | 0.48962 | 0.60176 | 0.58719 | 0.55055 | 0.58521 | 0.5308 | 0.5531 | 7 | 3 | 135 | 14637 | 5884 | 7542 | 10449 | 1978 | 3044 | 10739 | 1583 | 1508 | 30860 | 1.21 | 1.23 | 11755.12
856 | 16 | 36 | 2017-02-05 | 0.77358 | 1 | 0.77358 | 0.72892 | 0.75794 | 0.66006 | 0.69427 | 0.60184 | 0.48831 | 0.59811 | 0.58488 | 0.54424 | 0.58595 | 0.52552 | 0.55415 | 7 | 3 | 136 | 14586 | 5877 | 7532 | 10421 | 1966 | 3032 | 10616 | 1585 | 1493 | 30919 | 1.23 | 1.21 | 11775.96
857 | 17 | 36 | 2017-02-05 | 0.77987 | 1 | 0.77987 | 0.72289 | 0.74929 | 0.67364 | 0.70348 | 0.61734 | 0.49328 | 0.60785 | 0.59568 | 0.55824 | 0.59519 | 0.53819 | 0.57034 | 7 | 3 | 137 | 14886 | 5955 | 7726 | 10527 | 1998 | 3088 | 10889 | 1610 | 1529 | 31822 | 1.24 | 1.2 | 11641.495
858 | 18 | 36 | 2017-02-05 | 0.83648 | 1 | 0.83648 | 0.77108 | 0.72694 | 0.70454 | 0.7381 | 0.64666 | 0.51305 | 0.63249 | 0.62307 | 0.60392 | 0.61996 | 0.57057 | 0.60556 | 7 | 3 | 138 | 15569 | 6248 | 8093 | 10949 | 2079 | 3230 | 11780 | 1677 | 1621 | 33787 | 1.33 | 1.28 | 11294.21
859 | 19 | 36 | 2017-02-05 | 0.83648 | 1 | 0.83648 | 0.80723 | 0.72784 | 0.72712 | 0.76905 | 0.67431 | 0.54609 | 0.66291 | 0.65201 | 0.64124 | 0.63808 | 0.60894 | 0.62192 | 7 | 3 | 139 | 16068 | 6510 | 8439 | 11654 | 2179 | 3380 | 12508 | 1726 | 1730 | 34700 | 1.33 | 1.34 | 11308.32
860 | 20 | 36 | 2017-02-05 | 0.90566 | 1 | 0.90566 | 0.8494 | 0.80601 | 0.72215 | 0.75877 | 0.67119 | 0.55265 | 0.65531 | 0.64641 | 0.6356 | 0.62699 | 0.6283 | 0.60479 | 7 | 3 | 140 | 15958 | 6423 | 8400 | 11794 | 2154 | 3351 | 12398 | 1696 | 1785 | 33744 | 1.44 | 1.41 | 12522.705
861 | 21 | 36 | 2017-02-05 | 0.98742 | 1 | 0.98742 | 0.88554 | 0.81962 | 0.72038 | 0.75936 | 0.6632 | 0.54735 | 0.64679 | 0.63831 | 0.61735 | 0.61922 | 0.6276 | 0.59061 | 7 | 3 | 141 | 15919 | 6428 | 8300 | 11681 | 2126 | 3309 | 12042 | 1675 | 1783 | 32953 | 1.57 | 1.47 | 12734.27
862 | 22 | 36 | 2017-02-05 | 1 | 1 | 1 | 0.84337 | 0.81392 | 0.70699 | 0.73444 | 0.64515 | 0.53929 | 0.63188 | 0.62076 | 0.60838 | 0.60628 | 0.61176 | 0.57864 | 7 | 3 | 142 | 15623 | 6217 | 8074 | 11509 | 2077 | 3218 | 11867 | 1640 | 1738 | 32285 | 1.59 | 1.4 | 12645.685
863 | 23 | 36 | 2017-02-05 | 0.91824 | 1 | 0.91824 | 0.74699 | 0.80175 | 0.68305 | 0.70691 | 0.61934 | 0.5258 | 0.6118 | 0.59317 | 0.58044 | 0.58226 | 0.59064 | 0.55609 | 7 | 3 | 143 | 15094 | 5984 | 7751 | 11221 | 2011 | 3075 | 11322 | 1575 | 1678 | 31027 | 1.46 | 1.24 | 12456.54
864 | 24 | 36 | 2017-02-05 | 0.79245 | 1 | 0.79245 | 0.63855 | 0.77447 | 0.6573 | 0.68139 | 0.59417 | 0.50401 | 0.58807 | 0.56385 | 0.54814 | 0.55268 | 0.56705 | 0.5261 | 7 | 3 | 144 | 14525 | 5768 | 7436 | 10756 | 1933 | 2923 | 10692 | 1495 | 1611 | 29354 | 1.26 | 1.06 | 12032.68
865 | 1 | 37 | 2017-02-06 | 0.64151 | 1 | 0.64151 | 0.59639 | 0.80131 | 0.65042 | 0.64773 | 0.55901 | 0.46868 | 0.57104 | 0.54533 | 0.51774 | 0.52421 | 0.52728 | 0.49556 | 1 | 1 | 1 | 14373 | 5483 | 6996 | 10002 | 1877 | 2827 | 10099 | 1418 | 1498 | 27650 | 1.02 | 0.99 | 12449.825
866 | 2 | 37 | 2017-02-06 | 0.60377 | 1 | 0.60377 | 0.57831 | 0.77242 | 0.64603 | 0.64324 | 0.55022 | 0.45359 | 0.5613 | 0.53627 | 0.51374 | 0.51312 | 0.52165 | 0.48361 | 1 | 1 | 2 | 14276 | 5445 | 6886 | 9680 | 1845 | 2780 | 10021 | 1388 | 1482 | 26983 | 0.96 | 0.96 | 12000.945
867 | 3 | 37 | 2017-02-06 | 0.60377 | 1 | 0.60377 | 0.56024 | 0.74901 | 0.6468 | 0.64513 | 0.54862 | 0.44651 | 0.55887 | 0.53337 | 0.51733 | 0.50869 | 0.52446 | 0.47929 | 1 | 1 | 3 | 14293 | 5461 | 6866 | 9529 | 1837 | 2765 | 10091 | 1376 | 1490 | 26742 | 0.96 | 0.93 | 11637.225
868 | 4 | 37 | 2017-02-06 | 0.59119 | 1 | 0.59119 | 0.54819 | 0.73082 | 0.65228 | 0.65363 | 0.55022 | 0.44304 | 0.56039 | 0.53569 | 0.52784 | 0.51017 | 0.53467 | 0.48322 | 1 | 1 | 4 | 14414 | 5533 | 6886 | 9455 | 1842 | 2777 | 10296 | 1380 | 1519 | 26961 | 0.94 | 0.91 | 11354.585
869 | 5 | 37 | 2017-02-06 | 0.62893 | 1 | 0.62893 | 0.54819 | 0.71832 | 0.66965 | 0.67478 | 0.56396 | 0.4459 | 0.57712 | 0.54938 | 0.55091 | 0.52052 | 0.55333 | 0.49807 | 1 | 1 | 5 | 14798 | 5712 | 7058 | 9516 | 1897 | 2848 | 10746 | 1408 | 1572 | 27790 | 1 | 0.91 | 11160.345
870 | 6 | 37 | 2017-02-06 | 0.69182 | 1 | 0.69182 | 0.56627 | 0.72546 | 0.70744 | 0.71908 | 0.59832 | 0.46118 | 0.61545 | 0.58681 | 0.59505 | 0.55009 | 0.58993 | 0.53587 | 1 | 1 | 6 | 15633 | 6087 | 7488 | 9842 | 2023 | 3042 | 11607 | 1488 | 1676 | 29899 | 1.1 | 0.94 | 11271.335
871 | 7 | 37 | 2017-02-06 | 0.76101 | 1 | 0.76101 | 0.62651 | 0.7356 | 0.76763 | 0.78382 | 0.65657 | 0.4966 | 0.67478 | 0.64236 | 0.6558 | 0.59667 | 0.64696 | 0.59502 | 1 | 1 | 7 | 16963 | 6635 | 8217 | 10598 | 2218 | 3330 | 12792 | 1614 | 1838 | 33199 | 1.21 | 1.04 | 11428.795
872 | 8 | 37 | 2017-02-06 | 0.77358 | 1 | 0.77358 | 0.6988 | 0.74366 | 0.80772 | 0.81701 | 0.69836 | 0.54754 | 0.71311 | 0.67535 | 0.68487 | 0.62884 | 0.66561 | 0.63538 | 1 | 1 | 8 | 17849 | 6916 | 8740 | 11685 | 2344 | 3501 | 13359 | 1701 | 1891 | 35451 | 1.23 | 1.16 | 11554.04
873 | 9 | 37 | 2017-02-06 | 0.72327 | 1 | 0.72327 | 0.73494 | 0.84656 | 0.7955 | 0.8013 | 0.69908 | 0.57767 | 0.71098 | 0.66879 | 0.65908 | 0.63697 | 0.64414 | 0.63214 | 1 | 1 | 9 | 17579 | 6783 | 8749 | 12328 | 2337 | 3467 | 12856 | 1723 | 1830 | 35270 | 1.15 | 1.22 | 13152.805
874 | 10 | 37 | 2017-02-06 | 0.7044 | 1 | 0.7044 | 0.74096 | 0.91285 | 0.78215 | 0.77602 | 0.69381 | 0.57528 | 0.70611 | 0.66204 | 0.6275 | 0.6366 | 0.61739 | 0.62696 | 1 | 1 | 10 | 17284 | 6569 | 8683 | 12277 | 2321 | 3432 | 12240 | 1722 | 1754 | 34981 | 1.12 | 1.23 | 14182.66
875 | 11 | 37 | 2017-02-06 | 0.72956 | 1 | 0.72956 | 0.73494 | 0.9624 | 0.765 | 0.75535 | 0.69309 | 0.57228 | 0.70216 | 0.65664 | 0.60043 | 0.63623 | 0.58958 | 0.61032 | 1 | 1 | 11 | 16905 | 6394 | 8674 | 12213 | 2308 | 3404 | 11712 | 1721 | 1675 | 34053 | 1.16 | 1.22 | 14952.575
876 | 12 | 37 | 2017-02-06 | 0.67925 | 1 | 0.67925 | 0.74096 | 0.97754 | 0.74396 | 0.73491 | 0.68382 | 0.56886 | 0.68239 | 0.64217 | 0.57705 | 0.6329 | 0.56494 | 0.59858 | 1 | 1 | 12 | 16440 | 6221 | 8558 | 12140 | 2243 | 3329 | 11256 | 1712 | 1605 | 33398 | 1.08 | 1.23 | 15187.805
877 | 13 | 37 | 2017-02-06 | 0.6478 | 1 | 0.6478 | 0.75904 | 0.95214 | 0.72744 | 0.71435 | 0.67351 | 0.56441 | 0.67235 | 0.6304 | 0.55691 | 0.62588 | 0.54136 | 0.58677 | 1 | 1 | 13 | 16075 | 6047 | 8429 | 12045 | 2210 | 3268 | 10863 | 1693 | 1538 | 32739 | 1.03 | 1.26 | 14793.225
878 | 14 | 37 | 2017-02-06 | 0.6478 | 1 | 0.6478 | 0.77711 | 0.97576 | 0.71314 | 0.70254 | 0.66856 | 0.55996 | 0.66139 | 0.61998 | 0.5427 | 0.62144 | 0.522 | 0.57656 | 1 | 1 | 14 | 15759 | 5947 | 8367 | 11950 | 2174 | 3214 | 10586 | 1681 | 1483 | 32169 | 1.03 | 1.29 | 15160.185
879 | 15 | 37 | 2017-02-06 | 0.66038 | 1 | 0.66038 | 0.79518 | 1 | 0.69911 | 0.68671 | 0.65609 | 0.55625 | 0.64709 | 0.60938 | 0.53322 | 0.61479 | 0.50546 | 0.57018 | 1 | 1 | 15 | 15449 | 5813 | 8211 | 11871 | 2127 | 3159 | 10401 | 1663 | 1436 | 31813 | 1.05 | 1.32 | 15536.75
880 | 16 | 37 | 2017-02-06 | 0.66038 | 1 | 0.66038 | 0.84337 | 0.99944 | 0.6888 | 0.68045 | 0.64674 | 0.55283 | 0.6331 | 0.60089 | 0.52871 | 0.61109 | 0.49666 | 0.57127 | 1 | 1 | 16 | 15221 | 5760 | 8094 | 11798 | 2081 | 3115 | 10313 | 1653 | 1411 | 31874 | 1.05 | 1.4 | 15528.105
881 | 17 | 37 | 2017-02-06 | 0.67925 | 1 | 0.67925 | 0.87349 | 0.98608 | 0.69404 | 0.68884 | 0.64722 | 0.54951 | 0.6334 | 0.60204 | 0.54337 | 0.61479 | 0.50722 | 0.58717 | 1 | 1 | 17 | 15337 | 5831 | 8100 | 11727 | 2082 | 3121 | 10599 | 1663 | 1441 | 32761 | 1.08 | 1.45 | 15320.515
882 | 18 | 37 | 2017-02-06 | 0.73585 | 1 | 0.73585 | 0.95783 | 0.92154 | 0.72445 | 0.72912 | 0.66752 | 0.56675 | 0.65622 | 0.6223 | 0.58541 | 0.63882 | 0.53467 | 0.62371 | 1 | 1 | 18 | 16009 | 6172 | 8354 | 12095 | 2157 | 3226 | 11419 | 1728 | 1519 | 34800 | 1.17 | 1.59 | 14317.695
883 | 19 | 37 | 2017-02-06 | 0.7673 | 1 | 0.7673 | 0.98193 | 0.8823 | 0.74418 | 0.75676 | 0.69061 | 0.58999 | 0.67782 | 0.64255 | 0.61156 | 0.64806 | 0.57128 | 0.64258 | 1 | 1 | 19 | 16445 | 6406 | 8643 | 12591 | 2228 | 3331 | 11929 | 1753 | 1623 | 35853 | 1.22 | 1.63 | 13708.055
884 | 20 | 37 | 2017-02-06 | 0.86164 | 1 | 0.86164 | 1 | 0.93549 | 0.74464 | 0.76125 | 0.68686 | 0.58727 | 0.67356 | 0.6387 | 0.60699 | 0.63956 | 0.57621 | 0.63909 | 1 | 1 | 20 | 16455 | 6444 | 8596 | 12533 | 2214 | 3311 | 11840 | 1730 | 1637 | 35658 | 1.37 | 1.66 | 14534.475
885 | 21 | 37 | 2017-02-06 | 0.88679 | 1 | 0.88679 | 0.99398 | 0.93593 | 0.73663 | 0.75157 | 0.67623 | 0.58081 | 0.66291 | 0.62847 | 0.59315 | 0.63105 | 0.56846 | 0.62708 | 1 | 1 | 21 | 16278 | 6362 | 8463 | 12395 | 2179 | 3258 | 11570 | 1707 | 1615 | 34988 | 1.41 | 1.65 | 14541.295
886 | 22 | 37 | 2017-02-06 | 0.84906 | 1 | 0.84906 | 0.90964 | 0.9084 | 0.71513 | 0.72652 | 0.64914 | 0.56816 | 0.63766 | 0.60397 | 0.56957 | 0.61072 | 0.54629 | 0.60023 | 1 | 1 | 22 | 15803 | 6150 | 8124 | 12125 | 2096 | 3131 | 11110 | 1652 | 1552 | 33490 | 1.35 | 1.51 | 14113.52
887 | 23 | 37 | 2017-02-06 | 0.7673 | 1 | 0.7673 | 0.79518 | 0.88374 | 0.68047 | 0.69061 | 0.61326 | 0.54384 | 0.60024 | 0.56887 | 0.53332 | 0.57597 | 0.51038 | 0.56279 | 1 | 1 | 23 | 15037 | 5846 | 7675 | 11606 | 1973 | 2949 | 10403 | 1558 | 1450 | 31401 | 1.22 | 1.32 | 13730.465
888 | 24 | 37 | 2017-02-06 | 0.6478 | 1 | 0.6478 | 0.68675 | 0.84359 | 0.64164 | 0.65729 | 0.57843 | 0.50846 | 0.56465 | 0.53125 | 0.50338 | 0.54122 | 0.47237 | 0.52879 | 1 | 1 | 24 | 14179 | 5564 | 7239 | 10851 | 1856 | 2754 | 9819 | 1464 | 1342 | 29504 | 1.03 | 1.14 | 13106.685
889 | 1 | 38 | 2017-02-07 | 0.58491 | 1 | 0.58491 | 0.64458 | 0.80131 | 0.59413 | 0.61867 | 0.54774 | 0.47205 | 0.5254 | 0.4892 | 0.47201 | 0.50129 | 0.43189 | 0.48352 | 2 | 1 | 25 | 13129 | 5237 | 6855 | 10074 | 1727 | 2536 | 9207 | 1356 | 1227 | 26978 | 0.93 | 1.07 | 12449.825
890 | 2 | 38 | 2017-02-07 | 0.54717 | 1 | 0.54717 | 0.62048 | 0.77242 | 0.57883 | 0.60425 | 0.532 | 0.44899 | 0.50958 | 0.4701 | 0.46104 | 0.48688 | 0.41605 | 0.46796 | 2 | 1 | 26 | 12791 | 5115 | 6658 | 9582 | 1675 | 2437 | 8993 | 1317 | 1182 | 26110 | 0.87 | 1.03 | 12000.945
891 | 3 | 38 | 2017-02-07 | 0.54088 | 1 | 0.54088 | 0.60843 | 0.74901 | 0.57426 | 0.59799 | 0.52409 | 0.43578 | 0.49894 | 0.45968 | 0.45612 | 0.47948 | 0.41218 | 0.4594 | 2 | 1 | 27 | 12690 | 5062 | 6559 | 9300 | 1640 | 2383 | 8897 | 1297 | 1171 | 25632 | 0.86 | 1.01 | 11637.225
892 | 4 | 38 | 2017-02-07 | 0.54717 | 1 | 0.54717 | 0.62048 | 0.73082 | 0.57367 | 0.60012 | 0.52209 | 0.42782 | 0.49559 | 0.4566 | 0.45832 | 0.47837 | 0.40971 | 0.45827 | 2 | 1 | 28 | 12677 | 5080 | 6534 | 9130 | 1629 | 2367 | 8940 | 1294 | 1164 | 25569 | 0.87 | 1.03 | 11354.585
893 | 5 | 38 | 2017-02-07 | 0.57862 | 1 | 0.57862 | 0.63855 | 0.71832 | 0.58526 | 0.61335 | 0.53136 | 0.42739 | 0.50593 | 0.46508 | 0.47375 | 0.48614 | 0.41464 | 0.46986 | 2 | 1 | 29 | 12933 | 5192 | 6650 | 9121 | 1663 | 2411 | 9241 | 1315 | 1178 | 26216 | 0.92 | 1.06 | 11160.345
894 | 6 | 38 | 2017-02-07 | 0.6478 | 1 | 0.6478 | 0.69277 | 0.72546 | 0.62119 | 0.64489 | 0.55789 | 0.43789 | 0.54001 | 0.49325 | 0.5141 | 0.51423 | 0.44386 | 0.50591 | 2 | 1 | 30 | 13727 | 5459 | 6982 | 9345 | 1775 | 2557 | 10028 | 1391 | 1261 | 28227 | 1.03 | 1.15 | 11271.335
895 | 7 | 38 | 2017-02-07 | 0.71069 | 1 | 0.71069 | 0.75904 | 0.7356 | 0.68024 | 0.70408 | 0.61414 | 0.46952 | 0.59842 | 0.54495 | 0.57428 | 0.55675 | 0.49384 | 0.56467 | 2 | 1 | 31 | 15032 | 5960 | 7686 | 10020 | 1967 | 2825 | 11202 | 1506 | 1403 | 31506 | 1.13 | 1.26 | 11428.795
896 | 8 | 38 | 2017-02-07 | 0.73585 | 1 | 0.73585 | 0.74699 | 0.74366 | 0.71178 | 0.73751 | 0.65402 | 0.51961 | 0.63797 | 0.5787 | 0.59694 | 0.58928 | 0.50968 | 0.60177 | 2 | 1 | 32 | 15729 | 6243 | 8185 | 11089 | 2097 | 3000 | 11644 | 1594 | 1448 | 33576 | 1.17 | 1.24 | 11554.04
897 | 9 | 38 | 2017-02-07 | 0.71698 | 1 | 0.71698 | 0.71084 | 0.84656 | 0.7007 | 0.72829 | 0.65593 | 0.55981 | 0.63858 | 0.58121 | 0.58146 | 0.59593 | 0.49454 | 0.59672 | 2 | 1 | 33 | 15484 | 6165 | 8209 | 11947 | 2099 | 3013 | 11342 | 1612 | 1405 | 33294 | 1.14 | 1.18 | 13152.805
898 | 10 | 38 | 2017-02-07 | 0.69811 | 1 | 0.69811 | 0.6988 | 0.91285 | 0.69214 | 0.71802 | 0.65841 | 0.5578 | 0.64223 | 0.58546 | 0.56408 | 0.59963 | 0.48434 | 0.59323 | 2 | 1 | 34 | 15295 | 6078 | 8240 | 11904 | 2111 | 3035 | 11003 | 1622 | 1376 | 33099 | 1.11 | 1.16 | 14182.66
899 | 11 | 38 | 2017-02-07 | 0.7044 | 1 | 0.7044 | 0.72289 | 0.9624 | 0.68563 | 0.71152 | 0.66217 | 0.55625 | 0.64831 | 0.58063 | 0.54978 | 0.60481 | 0.47448 | 0.58815 | 2 | 1 | 35 | 15151 | 6023 | 8287 | 11871 | 2131 | 3010 | 10724 | 1636 | 1348 | 32816 | 1.12 | 1.2 | 14952.575
900 | 12 | 38 | 2017-02-07 | 0.67925 | 1 | 0.67925 | 0.72289 | 0.97754 | 0.67572 | 0.7062 | 0.65961 | 0.55461 | 0.64223 | 0.5789 | 0.53671 | 0.60518 | 0.46744 | 0.58213 | 2 | 1 | 36 | 14932 | 5978 | 8255 | 11836 | 2111 | 3001 | 10469 | 1637 | 1328 | 32480 | 1.08 | 1.2 | 15187.805
901 | 13 | 38 | 2017-02-07 | 0.62264 | 1 | 0.62264 | 0.6988 | 0.95214 | 0.66992 | 0.699 | 0.65593 | 0.55199 | 0.64071 | 0.57581 | 0.52625 | 0.60148 | 0.46146 | 0.57659 | 2 | 1 | 37 | 14804 | 5917 | 8209 | 11780 | 2106 | 2985 | 10265 | 1627 | 1311 | 32171 | 0.99 | 1.16 | 14793.225
902 | 14 | 38 | 2017-02-07 | 0.63522 | 1 | 0.63522 | 0.6988 | 0.97576 | 0.66391 | 0.6925 | 0.65625 | 0.55101 | 0.63675 | 0.57388 | 0.52163 | 0.60185 | 0.45195 | 0.57425 | 2 | 1 | 38 | 14671 | 5862 | 8213 | 11759 | 2093 | 2975 | 10175 | 1628 | 1284 | 32040 | 1.01 | 1.16 | 15160.185
903 | 15 | 38 | 2017-02-07 | 0.65409 | 1 | 0.65409 | 0.70482 | 1 | 0.65648 | 0.68057 | 0.6481 | 0.55058 | 0.62793 | 0.57099 | 0.51656 | 0.5963 | 0.44175 | 0.56978 | 2 | 1 | 39 | 14507 | 5761 | 8111 | 11750 | 2064 | 2960 | 10076 | 1613 | 1255 | 31791 | 1.04 | 1.17 | 15536.75
904 | 16 | 38 | 2017-02-07 | 0.67925 | 1 | 0.67925 | 0.72289 | 0.99944 | 0.64961 | 0.67797 | 0.64147 | 0.54679 | 0.61667 | 0.5679 | 0.51456 | 0.59335 | 0.43893 | 0.57032 | 2 | 1 | 40 | 14355 | 5739 | 8028 | 11669 | 2027 | 2944 | 10037 | 1605 | 1247 | 31821 | 1.08 | 1.2 | 15528.105
905 | 17 | 38 | 2017-02-07 | 0.73585 | 1 | 0.73585 | 0.78313 | 0.98608 | 0.6511 | 0.68281 | 0.64115 | 0.54566 | 0.62032 | 0.57292 | 0.52476 | 0.59889 | 0.45407 | 0.58125 | 2 | 1 | 41 | 14388 | 5780 | 8024 | 11645 | 2039 | 2970 | 10236 | 1620 | 1290 | 32431 | 1.17 | 1.3 | 15320.515
906 | 18 | 38 | 2017-02-07 | 0.79874 | 1 | 0.79874 | 0.81325 | 0.92154 | 0.674 | 0.71045 | 0.65825 | 0.56328 | 0.64071 | 0.59317 | 0.54911 | 0.61479 | 0.47906 | 0.60375 | 2 | 1 | 42 | 14894 | 6014 | 8238 | 12021 | 2106 | 3075 | 10711 | 1663 | 1361 | 33686 | 1.27 | 1.35 | 14317.695
907 | 19 | 38 | 2017-02-07 | 0.83648 | 1 | 0.83648 | 0.8494 | 0.8823 | 0.68889 | 0.7277 | 0.66984 | 0.58957 | 0.65592 | 0.60648 | 0.56593 | 0.62477 | 0.50862 | 0.61063 | 2 | 1 | 43 | 15223 | 6160 | 8383 | 12582 | 2156 | 3144 | 11039 | 1690 | 1445 | 34070 | 1.33 | 1.41 | 13708.055
908 | 20 | 38 | 2017-02-07 | 0.91824 | 1 | 0.91824 | 0.90361 | 0.93549 | 0.68382 | 0.72191 | 0.66408 | 0.58296 | 0.6477 | 0.59973 | 0.56152 | 0.61479 | 0.51426 | 0.60032 | 2 | 1 | 44 | 15111 | 6111 | 8311 | 12441 | 2129 | 3109 | 10953 | 1663 | 1461 | 33495 | 1.46 | 1.5 | 14534.475
909 | 21 | 38 | 2017-02-07 | 0.91195 | 1 | 0.91195 | 0.93976 | 0.93593 | 0.67296 | 0.70715 | 0.64818 | 0.57415 | 0.63067 | 0.58777 | 0.54424 | 0.59778 | 0.50722 | 0.58319 | 2 | 1 | 45 | 14871 | 5986 | 8112 | 12253 | 2073 | 3047 | 10616 | 1617 | 1441 | 32539 | 1.45 | 1.56 | 14541.295
910 | 22 | 38 | 2017-02-07 | 0.89308 | 1 | 0.89308 | 0.89759 | 0.9084 | 0.65119 | 0.6775 | 0.62157 | 0.56366 | 0.60663 | 0.56752 | 0.5183 | 0.57486 | 0.48856 | 0.55469 | 2 | 1 | 46 | 14390 | 5735 | 7779 | 12029 | 1994 | 2942 | 10110 | 1555 | 1388 | 30949 | 1.42 | 1.49 | 14113.52
911 | 23 | 38 | 2017-02-07 | 0.7673 | 1 | 0.7673 | 0.8012 | 0.88374 | 0.61716 | 0.64194 | 0.58642 | 0.53976 | 0.57073 | 0.53299 | 0.48011 | 0.54233 | 0.45794 | 0.51291 | 2 | 1 | 47 | 13638 | 5434 | 7339 | 11519 | 1876 | 2763 | 9365 | 1467 | 1301 | 28618 | 1.22 | 1.33 | 13730.465
912 | 24 | 38 | 2017-02-07 | 0.69182 | 1 | 0.69182 | 0.69277 | 0.84359 | 0.58127 | 0.60378 | 0.5503 | 0.5115 | 0.53605 | 0.49653 | 0.44233 | 0.51349 | 0.42309 | 0.47413 | 2 | 1 | 48 | 12845 | 5111 | 6887 | 10916 | 1762 | 2574 | 8628 | 1389 | 1202 | 26454 | 1.1 | 1.15 | 13106.685
913 | 1 | 39 | 2017-02-08 | 0.61635 | 1 | 0.61635 | 0.64458 | 0.80131 | 0.54964 | 0.56054 | 0.53256 | 0.487 | 0.51658 | 0.48013 | 0.41203 | 0.48355 | 0.39951 | 0.44409 | 3 | 1 | 49 | 12146 | 4745 | 6665 | 10393 | 1698 | 2489 | 8037 | 1308 | 1135 | 24778 | 0.98 | 1.07 | 12449.825
914 | 2 | 39 | 2017-02-08 | 0.61006 | 1 | 0.61006 | 0.62048 | 0.77242 | 0.53557 | 0.54282 | 0.52066 | 0.46699 | 0.50319 | 0.46547 | 0.39675 | 0.4695 | 0.38719 | 0.42705 | 3 | 1 | 50 | 11835 | 4595 | 6516 | 9966 | 1654 | 2413 | 7739 | 1270 | 1100 | 23827 | 0.97 | 1.03 | 12000.945
915 | 3 | 39 | 2017-02-08 | 0.59748 | 1 | 0.59748 | 0.62048 | 0.74901 | 0.52905 | 0.53975 | 0.51546 | 0.45663 | 0.49437 | 0.46046 | 0.38932 | 0.46174 | 0.38578 | 0.41724 | 3 | 1 | 51 | 11691 | 4569 | 6451 | 9745 | 1625 | 2387 | 7594 | 1249 | 1096 | 23280 | 0.95 | 1.03 | 11637.225
916 | 4 | 39 | 2017-02-08 | 0.58491 | 1 | 0.58491 | 0.62048 | 0.73082 | 0.52964 | 0.5407 | 0.51666 | 0.45096 | 0.49315 | 0.45968 | 0.38778 | 0.45989 | 0.38684 | 0.4159 | 3 | 1 | 52 | 11704 | 4577 | 6466 | 9624 | 1621 | 2383 | 7564 | 1244 | 1099 | 23205 | 0.93 | 1.03 | 11354.585
917 | 5 | 39 | 2017-02-08 | 0.60377 | 1 | 0.60377 | 0.64458 | 0.71832 | 0.5443 | 0.55381 | 0.52769 | 0.45256 | 0.50654 | 0.47222 | 0.39849 | 0.4695 | 0.39845 | 0.42708 | 3 | 1 | 53 | 12028 | 4688 | 6604 | 9658 | 1665 | 2448 | 7773 | 1270 | 1132 | 23829 | 0.96 | 1.07 | 11160.345
918 | 6 | 39 | 2017-02-08 | 0.67296 | 1 | 0.67296 | 0.6988 | 0.72546 | 0.57734 | 0.59752 | 0.55941 | 0.46624 | 0.54487 | 0.50887 | 0.43202 | 0.49908 | 0.43259 | 0.46126 | 3 | 1 | 54 | 12758 | 5058 | 7001 | 9950 | 1791 | 2638 | 8427 | 1350 | 1229 | 25736 | 1.07 | 1.16 | 11271.335
919 | 7 | 39 | 2017-02-08 | 0.73585 | 1 | 0.73585 | 0.77108 | 0.7356 | 0.64653 | 0.66261 | 0.61646 | 0.4997 | 0.60998 | 0.56539 | 0.48888 | 0.54603 | 0.49982 | 0.52073 | 3 | 1 | 55 | 14287 | 5609 | 7715 | 10664 | 2005 | 2931 | 9536 | 1477 | 1420 | 29054 | 1.17 | 1.28 | 11428.795
920 | 8 | 39 | 2017-02-08 | 0.74214 | 1 | 0.74214 | 0.78313 | 0.74366 | 0.68368 | 0.69675 | 0.6648 | 0.55241 | 0.655 | 0.60301 | 0.51851 | 0.58004 | 0.52693 | 0.55641 | 3 | 1 | 56 | 15108 | 5898 | 8320 | 11789 | 2153 | 3126 | 10114 | 1569 | 1497 | 31045 | 1.18 | 1.3 | 11554.04
921 | 9 | 39 | 2017-02-08 | 0.74843 | 1 | 0.74843 | 0.74699 | 0.84656 | 0.68373 | 0.69947 | 0.67759 | 0.5757 | 0.65774 | 0.6032 | 0.51615 | 0.59039 | 0.50898 | 0.56245 | 3 | 1 | 57 | 15109 | 5921 | 8480 | 12286 | 2162 | 3127 | 10068 | 1597 | 1446 | 31382 | 1.19 | 1.24 | 13152.805
922 | 10 | 39 | 2017-02-08 | 0.71698 | 1 | 0.71698 | 0.72892 | 0.91285 | 0.68364 | 0.7003 | 0.67942 | 0.58207 | 0.65987 | 0.60629 | 0.51348 | 0.59741 | 0.49912 | 0.56021 | 3 | 1 | 58 | 15107 | 5928 | 8503 | 12422 | 2169 | 3143 | 10016 | 1616 | 1418 | 31257 | 1.14 | 1.21 | 14182.66
923 | 11 | 39 | 2017-02-08 | 0.71698 | 1 | 0.71698 | 0.71084 | 0.9624 | 0.68572 | 0.7049 | 0.68062 | 0.58427 | 0.66626 | 0.60957 | 0.51195 | 0.60481 | 0.4868 | 0.55715 | 3 | 1 | 59 | 15153 | 5967 | 8518 | 12469 | 2190 | 3160 | 9986 | 1636 | 1383 | 31086 | 1.14 | 1.18 | 14952.575
924 | 12 | 39 | 2017-02-08 | 0.69811 | 1 | 0.69811 | 0.68072 | 0.97754 | 0.68264 | 0.70396 | 0.68166 | 0.58732 | 0.66048 | 0.6088 | 0.50902 | 0.60591 | 0.47906 | 0.55501 | 3 | 1 | 60 | 15085 | 5959 | 8531 | 12534 | 2171 | 3156 | 9929 | 1639 | 1361 | 30967 | 1.11 | 1.13 | 15187.805
925 | 13 | 39 | 2017-02-08 | 0.63522 | 1 | 0.63522 | 0.6506 | 0.95214 | 0.68155 | 0.69947 | 0.68038 | 0.58699 | 0.66139 | 0.60841 | 0.50605 | 0.60665 | 0.47166 | 0.55 | 3 | 1 | 61 | 15061 | 5921 | 8515 | 12527 | 2174 | 3154 | 9871 | 1641 | 1340 | 30687 | 1.01 | 1.08 | 14793.225
926 | 14 | 39 | 2017-02-08 | 0.61635 | 1 | 0.61635 | 0.63253 | 0.97576 | 0.67943 | 0.69734 | 0.67918 | 0.58634 | 0.66109 | 0.6086 | 0.5042 | 0.60998 | 0.46251 | 0.54689 | 3 | 1 | 62 | 15014 | 5903 | 8500 | 12513 | 2173 | 3155 | 9835 | 1650 | 1314 | 30514 | 0.98 | 1.05 | 15160.185
927 | 15 | 39 | 2017-02-08 | 0.61635 | 1 | 0.61635 | 0.65663 | 1 | 0.674 | 0.68931 | 0.67335 | 0.58802 | 0.65531 | 0.60475 | 0.50359 | 0.60518 | 0.45195 | 0.54435 | 3 | 1 | 63 | 14894 | 5835 | 8427 | 12549 | 2154 | 3135 | 9823 | 1637 | 1284 | 30372 | 0.98 | 1.09 | 15536.75
928 | 16 | 39 | 2017-02-08 | 0.64151 | 1 | 0.64151 | 0.68072 | 0.99944 | 0.66916 | 0.69037 | 0.67032 | 0.58526 | 0.64709 | 0.59973 | 0.50456 | 0.60333 | 0.45547 | 0.54758 | 3 | 1 | 64 | 14787 | 5844 | 8389 | 12490 | 2127 | 3109 | 9842 | 1632 | 1294 | 30552 | 1.02 | 1.13 | 15528.105
929 | 17 | 39 | 2017-02-08 | 0.66667 | 1 | 0.66667 | 0.72892 | 0.98608 | 0.68323 | 0.70408 | 0.67543 | 0.58479 | 0.6544 | 0.60745 | 0.51702 | 0.60887 | 0.47272 | 0.56487 | 3 | 1 | 65 | 15098 | 5960 | 8453 | 12480 | 2151 | 3149 | 10085 | 1647 | 1343 | 31517 | 1.06 | 1.21 | 15320.515
930 | 18 | 39 | 2017-02-08 | 0.68553 | 1 | 0.68553 | 0.77711 | 0.92154 | 0.70726 | 0.73739 | 0.69708 | 0.60367 | 0.67965 | 0.63445 | 0.54978 | 0.63105 | 0.51214 | 0.59889 | 3 | 1 | 66 | 15629 | 6242 | 8724 | 12883 | 2234 | 3289 | 10724 | 1707 | 1455 | 33415 | 1.09 | 1.29 | 14317.695
931 | 19 | 39 | 2017-02-08 | 0.7044 | 1 | 0.7044 | 0.79518 | 0.8823 | 0.72758 | 0.75771 | 0.71195 | 0.62795 | 0.70307 | 0.65625 | 0.56147 | 0.64067 | 0.55896 | 0.61005 | 3 | 1 | 67 | 16078 | 6414 | 8910 | 13401 | 2311 | 3402 | 10952 | 1733 | 1588 | 34038 | 1.12 | 1.32 | 13708.055
932 | 20 | 39 | 2017-02-08 | 0.7673 | 1 | 0.7673 | 0.8494 | 0.93549 | 0.72369 | 0.75676 | 0.70651 | 0.62453 | 0.69973 | 0.65201 | 0.55542 | 0.63031 | 0.5748 | 0.60351 | 3 | 1 | 68 | 15992 | 6406 | 8842 | 13328 | 2300 | 3380 | 10834 | 1705 | 1633 | 33673 | 1.22 | 1.41 | 14534.475
933 | 21 | 39 | 2017-02-08 | 0.83648 | 1 | 0.83648 | 0.89759 | 0.93593 | 0.71667 | 0.74991 | 0.69309 | 0.61525 | 0.6909 | 0.64352 | 0.54076 | 0.61996 | 0.57797 | 0.58794 | 3 | 1 | 69 | 15837 | 6348 | 8674 | 13130 | 2271 | 3336 | 10548 | 1677 | 1642 | 32804 | 1.33 | 1.49 | 14541.295
934 | 22 | 39 | 2017-02-08 | 0.8239 | 1 | 0.8239 | 0.87349 | 0.9084 | 0.70178 | 0.72628 | 0.66984 | 0.60311 | 0.67082 | 0.62365 | 0.51292 | 0.59778 | 0.56494 | 0.56609 | 3 | 1 | 70 | 15508 | 6148 | 8383 | 12871 | 2205 | 3233 | 10005 | 1617 | 1605 | 31585 | 1.31 | 1.45 | 14113.52
935 | 23 | 39 | 2017-02-08 | 0.77358 | 1 | 0.77358 | 0.75904 | 0.88374 | 0.66943 | 0.69368 | 0.63572 | 0.58104 | 0.63766 | 0.59163 | 0.47606 | 0.56488 | 0.53995 | 0.52664 | 3 | 1 | 71 | 14793 | 5872 | 7956 | 12400 | 2096 | 3067 | 9286 | 1528 | 1534 | 29384 | 1.23 | 1.26 | 13730.465
936 | 24 | 39 | 2017-02-08 | 0.7044 | 1 | 0.7044 | 0.68072 | 0.84359 | 0.63816 | 0.66084 | 0.60088 | 0.54768 | 0.60481 | 0.56134 | 0.43889 | 0.53309 | 0.5139 | 0.48926 | 3 | 1 | 72 | 14102 | 5594 | 7520 | 11688 | 1988 | 2910 | 8561 | 1442 | 1460 | 27298 | 1.12 | 1.13 | 13106.685
937 | 1 | 40 | 2017-02-09 | 0.6478 | 1 | 0.6478 | 0.63253 | 0.80131 | 0.64133 | 0.64678 | 0.59712 | 0.53226 | 0.61515 | 0.56154 | 0.43581 | 0.53013 | 0.53397 | 0.4671 | 4 | 1 | 73 | 14172 | 5475 | 7473 | 11359 | 2022 | 2911 | 8501 | 1434 | 1517 | 26062 | 1.03 | 1.05 | 12449.825
938 | 2 | 40 | 2017-02-09 | 0.59748 | 1 | 0.59748 | 0.61446 | 0.77242 | 0.63503 | 0.63485 | 0.58314 | 0.51422 | 0.60389 | 0.54977 | 0.425 | 0.51756 | 0.53432 | 0.45538 | 4 | 1 | 74 | 14033 | 5374 | 7298 | 10974 | 1985 | 2850 | 8290 | 1400 | 1518 | 25408 | 0.95 | 1.02 | 12000.945
939 | 3 | 40 | 2017-02-09 | 0.57862 | 1 | 0.57862 | 0.59639 | 0.74901 | 0.63454 | 0.63473 | 0.57875 | 0.50508 | 0.59781 | 0.54919 | 0.42407 | 0.51386 | 0.53889 | 0.4523 | 4 | 1 | 75 | 14022 | 5373 | 7243 | 10779 | 1965 | 2847 | 8272 | 1390 | 1531 | 25236 | 0.92 | 0.99 | 11637.225
940 | 4 | 40 | 2017-02-09 | 0.58491 | 1 | 0.58491 | 0.61446 | 0.73082 | 0.6401 | 0.64324 | 0.58058 | 0.4997 | 0.60055 | 0.55093 | 0.42679 | 0.51645 | 0.55157 | 0.45606 | 4 | 1 | 76 | 14145 | 5445 | 7266 | 10664 | 1974 | 2856 | 8325 | 1397 | 1567 | 25446 | 0.93 | 1.02 | 11354.585
941 | 5 | 40 | 2017-02-09 | 0.58491 | 1 | 0.58491 | 0.62048 | 0.71832 | 0.66164 | 0.6658 | 0.59225 | 0.50251 | 0.61758 | 0.56732 | 0.44827 | 0.52939 | 0.57691 | 0.47558 | 4 | 1 | 77 | 14621 | 5636 | 7412 | 10724 | 2030 | 2941 | 8744 | 1432 | 1639 | 26535 | 0.93 | 1.03 | 11160.345
942 | 6 | 40 | 2017-02-09 | 0.61635 | 1 | 0.61635 | 0.6747 | 0.72546 | 0.70445 | 0.71034 | 0.62773 | 0.51605 | 0.6617 | 0.60938 | 0.49605 | 0.5586 | 0.61774 | 0.52184 | 4 | 1 | 78 | 15567 | 6013 | 7856 | 11013 | 2175 | 3159 | 9676 | 1511 | 1755 | 29116 | 0.98 | 1.12 | 11271.335
943 | 7 | 40 | 2017-02-09 | 0.67296 | 1 | 0.67296 | 0.75904 | 0.7356 | 0.77555 | 0.77968 | 0.68462 | 0.54988 | 0.73228 | 0.67554 | 0.56167 | 0.60628 | 0.68708 | 0.59129 | 4 | 1 | 79 | 17138 | 6600 | 8568 | 11735 | 2407 | 3502 | 10956 | 1640 | 1952 | 32991 | 1.07 | 1.26 | 11428.795
944 | 8 | 40 | 2017-02-09 | 0.72327 | 1 | 0.72327 | 0.74699 | 0.74366 | 0.81487 | 0.8 | 0.72817 | 0.60142 | 0.77639 | 0.7147 | 0.59643 | 0.63956 | 0.71419 | 0.63036 | 4 | 1 | 80 | 18007 | 6772 | 9113 | 12835 | 2552 | 3705 | 11634 | 1730 | 2029 | 35171 | 1.15 | 1.24 | 11554.04
945 | 9 | 40 | 2017-02-09 | 0.75472 | 1 | 0.75472 | 0.71084 | 0.84656 | 0.81528 | 0.80768 | 0.73384 | 0.62467 | 0.7773 | 0.71316 | 0.5972 | 0.6488 | 0.69799 | 0.6364 | 4 | 1 | 81 | 18016 | 6837 | 9184 | 13331 | 2555 | 3697 | 11649 | 1755 | 1983 | 35508 | 1.2 | 1.18 | 13152.805
946 | 10 | 40 | 2017-02-09 | 0.79245 | 1 | 0.79245 | 0.6747 | 0.91285 | 0.81555 | 0.82103 | 0.74135 | 0.62645 | 0.77943 | 0.71316 | 0.59684 | 0.65545 | 0.68251 | 0.63835 | 4 | 1 | 82 | 18022 | 6950 | 9278 | 13369 | 2562 | 3697 | 11642 | 1773 | 1939 | 35617 | 1.26 | 1.12 | 14182.66
947 | 11 | 40 | 2017-02-09 | 0.73585 | 1 | 0.73585 | 0.6506 | 0.9624 | 0.81817 | 0.82953 | 0.7499 | 0.62579 | 0.78126 | 0.71991 | 0.59951 | 0.6647 | 0.66631 | 0.64258 | 4 | 1 | 83 | 18080 | 7022 | 9385 | 13355 | 2568 | 3732 | 11694 | 1798 | 1893 | 35853 | 1.17 | 1.08 | 14952.575
948 | 12 | 40 | 2017-02-09 | 0.72327 | 1 | 0.72327 | 0.61446 | 0.97754 | 0.81401 | 0.83615 | 0.74758 | 0.62659 | 0.77396 | 0.71624 | 0.59679 | 0.66913 | 0.65505 | 0.64258 | 4 | 1 | 84 | 17988 | 7078 | 9356 | 13372 | 2544 | 3713 | 11641 | 1810 | 1861 | 35853 | 1.15 | 1.02 | 15187.805
949 | 13 | 40 | 2017-02-09 | 0.71069 | 1 | 0.71069 | 0.63855 | 0.95214 | 0.80985 | 0.83828 | 0.7459 | 0.62237 | 0.77244 | 0.71547 | 0.59454 | 0.66765 | 0.64801 | 0.64086 | 4 | 1 | 85 | 17896 | 7096 | 9335 | 13282 | 2539 | 3709 | 11597 | 1806 | 1841 | 35757 | 1.13 | 1.06 | 14793.225
950 | 14 | 40 | 2017-02-09 | 0.69182 | 1 | 0.69182 | 0.62048 | 0.97576 | 0.80564 | 0.8404 | 0.74758 | 0.61867 | 0.77122 | 0.71605 | 0.59371 | 0.66913 | 0.63851 | 0.64176 | 4 | 1 | 86 | 17803 | 7114 | 9356 | 13203 | 2535 | 3712 | 11581 | 1810 | 1814 | 35807 | 1.1 | 1.03 | 15160.185
951 | 15 | 40 | 2017-02-09 | 0.67296 | 1 | 0.67296 | 0.62048 | 1 | 0.79831 | 0.83969 | 0.74183 | 0.61726 | 0.76148 | 0.71316 | 0.59166 | 0.66617 | 0.629 | 0.6409 | 4 | 1 | 87 | 17641 | 7108 | 9284 | 13173 | 2503 | 3697 | 11541 | 1802 | 1787 | 35759 | 1.07 | 1.03 | 15536.75
952 | 16 | 40 | 2017-02-09 | 0.68553 | 1 | 0.68553 | 0.63253 | 0.99944 | 0.79423 | 0.84406 | 0.73672 | 0.61103 | 0.7557 | 0.70891 | 0.59812 | 0.66359 | 0.63358 | 0.64414 | 4 | 1 | 88 | 17551 | 7145 | 9220 | 13040 | 2484 | 3675 | 11667 | 1795 | 1800 | 35940 | 1.09 | 1.05 | 15528.105
953 | 17 | 40 | 2017-02-09 | 0.66667 | 1 | 0.66667 | 0.71084 | 0.98608 | 0.80184 | 0.8619 | 0.74191 | 0.60808 | 0.76331 | 0.71528 | 0.62094 | 0.6695 | 0.6547 | 0.66219 | 4 | 1 | 89 | 17719 | 7296 | 9285 | 12977 | 2509 | 3708 | 12112 | 1811 | 1860 | 36947 | 1.06 | 1.18 | 15320.515
954 | 18 | 40 | 2017-02-09 | 0.69811 | 1 | 0.69811 | 0.71687 | 0.92154 | 0.82849 | 0.90644 | 0.76516 | 0.62054 | 0.78765 | 0.73765 | 0.67256 | 0.69094 | 0.6994 | 0.70426 | 4 | 1 | 90 | 18308 | 7673 | 9576 | 13243 | 2589 | 3824 | 13119 | 1869 | 1987 | 39294 | 1.11 | 1.19 | 14317.695
955 | 19 | 40 | 2017-02-09 | 0.72327 | 1 | 0.72327 | 0.76506 | 0.8823 | 0.85736 | 0.92369 | 0.79177 | 0.64852 | 0.81898 | 0.76562 | 0.70332 | 0.70943 | 0.75255 | 0.72394 | 4 | 1 | 91 | 18946 | 7819 | 9909 | 13840 | 2692 | 3969 | 13719 | 1919 | 2138 | 40392 | 1.15 | 1.27 | 13708.055
956 | 20 | 40 | 2017-02-09 | 0.78616 | 1 | 0.78616 | 0.80723 | 0.93549 | 0.85926 | 0.91813 | 0.78114 | 0.64852 | 0.81716 | 0.76505 | 0.70804 | 0.70166 | 0.76804 | 0.71877 | 4 | 1 | 92 | 18988 | 7772 | 9776 | 13840 | 2686 | 3966 | 13811 | 1898 | 2182 | 40104 | 1.25 | 1.34 | 14534.475
957 | 21 | 40 | 2017-02-09 | 0.83648 | 1 | 0.83648 | 0.86145 | 0.93593 | 0.85763 | 0.91294 | 0.76708 | 0.64154 | 0.80742 | 0.75598 | 0.70553 | 0.68909 | 0.77508 | 0.70798 | 4 | 1 | 93 | 18952 | 7728 | 9600 | 13691 | 2654 | 3919 | 13762 | 1864 | 2202 | 39502 | 1.33 | 1.43 | 14541.295
958 | 22 | 40 | 2017-02-09 | 0.81761 | 1 | 0.81761 | 0.8494 | 0.9084 | 0.83858 | 0.88789 | 0.74407 | 0.62884 | 0.78643 | 0.73495 | 0.68302 | 0.66691 | 0.76698 | 0.6827 | 4 | 1 | 94 | 18531 | 7516 | 9312 | 13420 | 2585 | 3810 | 13323 | 1804 | 2179 | 38091 | 1.3 | 1.41 | 14113.52
959 | 23 | 40 | 2017-02-09 | 0.75472 | 1 | 0.75472 | 0.72892 | 0.88374 | 0.8041 | 0.84584 | 0.70899 | 0.60695 | 0.7481 | 0.70004 | 0.65124 | 0.63401 | 0.74305 | 0.6442 | 4 | 1 | 95 | 17769 | 7160 | 8873 | 12953 | 2459 | 3629 | 12703 | 1715 | 2111 | 35943 | 1.2 | 1.21 | 13730.465
960 | 24 | 40 | 2017-02-09 | 0.68553 | 1 | 0.68553 | 0.6506 | 0.84359 | 0.77559 | 0.81347 | 0.67759 | 0.57368 | 0.71463 | 0.6686 | 0.62381 | 0.60518 | 0.72158 | 0.60945 | 4 | 1 | 96 | 17139 | 6886 | 8480 | 12243 | 2349 | 3466 | 12168 | 1637 | 2050 | 34004 | 1.09 | 1.08 | 13106.685
961 | 1 | 41 | 2017-02-10 | 0.61635 | 1 | 0.61635 | 0.62651 | 0.80131 | 0.75817 | 0.79209 | 0.64586 | 0.52308 | 0.68178 | 0.65066 | 0.6397 | 0.58928 | 0.68743 | 0.59256 | 5 | 1 | 97 | 16754 | 6705 | 8083 | 11163 | 2241 | 3373 | 12478 | 1594 | 1953 | 33062 | 0.98 | 1.04 | 12449.825
962 | 2 | 41 | 2017-02-10 | 0.60377 | 1 | 0.60377 | 0.60241 | 0.77242 | 0.74889 | 0.78074 | 0.63148 | 0.50382 | 0.66596 | 0.63619 | 0.64032 | 0.57597 | 0.6811 | 0.58398 | 5 | 1 | 98 | 16549 | 6609 | 7903 | 10752 | 2189 | 3298 | 12490 | 1558 | 1935 | 32583 | 0.96 | 1 | 12000.945
963 | 3 | 41 | 2017-02-10 | 0.59748 | 1 | 0.59748 | 0.59036 | 0.74901 | 0.74921 | 0.77815 | 0.62349 | 0.49267 | 0.655 | 0.63098 | 0.65006 | 0.57301 | 0.69271 | 0.57996 | 5 | 1 | 99 | 16556 | 6587 | 7803 | 10514 | 2153 | 3271 | 12680 | 1550 | 1968 | 32359 | 0.95 | 0.98 | 11637.225
964 | 4 | 41 | 2017-02-10 | 0.61635 | 1 | 0.61635 | 0.59036 | 0.73082 | 0.7536 | 0.78429 | 0.62429 | 0.4862 | 0.65257 | 0.62867 | 0.66164 | 0.57375 | 0.69553 | 0.5836 | 5 | 1 | 100 | 16653 | 6639 | 7813 | 10376 | 2145 | 3259 | 12906 | 1552 | 1976 | 32562 | 0.98 | 0.98 | 11354.585
965 | 5 | 41 | 2017-02-10 | 0.64151 | 1 | 0.64151 | 0.60843 | 0.71832 | 0.77052 | 0.80012 | 0.63332 | 0.48522 | 0.66687 | 0.64005 | 0.68481 | 0.58521 | 0.72369 | 0.60034 | 5 | 1 | 101 | 17027 | 6773 | 7926 | 10355 | 2192 | 3318 | 13358 | 1583 | 2056 | 33496 | 1.02 | 1.01 | 11160.345
966 | 6 | 41 | 2017-02-10 | 0.71698 | 1 | 0.71698 | 0.6506 | 0.72546 | 0.80758 | 0.84087 | 0.66153 | 0.49759 | 0.70186 | 0.67419 | 0.73429 | 0.6122 | 0.75818 | 0.63853 | 5 | 1 | 102 | 17846 | 7118 | 8279 | 10619 | 2307 | 3495 | 14323 | 1656 | 2154 | 35627 | 1.14 | 1.08 | 11271.335
967 | 7 | 41 | 2017-02-10 | 0.77358 | 1 | 0.77358 | 0.68675 | 0.7356 | 0.86696 | 0.89781 | 0.7133 | 0.52851 | 0.76331 | 0.72704 | 0.79299 | 0.65582 | 0.82541 | 0.69983 | 5 | 1 | 103 | 19158 | 7600 | 8927 | 11279 | 2509 | 3769 | 15468 | 1774 | 2345 | 39047 | 1.23 | 1.14 | 11428.795
968 | 8 | 41 | 2017-02-10 | 0.77987 | 1 | 0.77987 | 0.71687 | 0.74366 | 0.89859 | 0.93077 | 0.75006 | 0.57054 | 0.79221 | 0.75309 | 0.82006 | 0.68392 | 0.83809 | 0.72756 | 5 | 1 | 104 | 19857 | 7879 | 9387 | 12176 | 2604 | 3904 | 15996 | 1850 | 2381 | 40594 | 1.24 | 1.19 | 11554.04
969 | 9 | 41 | 2017-02-10 | 0.73585 | 1 | 0.73585 | 0.77108 | 0.84656 | 0.88623 | 0.91908 | 0.75014 | 0.58779 | 0.78339 | 0.74016 | 0.79022 | 0.69649 | 0.79338 | 0.72039 | 5 | 1 | 105 | 19584 | 7780 | 9388 | 12544 | 2575 | 3837 | 15414 | 1884 | 2254 | 40194 | 1.17 | 1.28 | 13152.805
970 | 10 | 41 | 2017-02-10 | 0.67925 | 1 | 0.67925 | 0.74096 | 0.91285 | 0.86157 | 0.89852 | 0.7499 | 0.58751 | 0.76635 | 0.71836 | 0.74408 | 0.70092 | 0.72158 | 0.70413 | 5 | 1 | 106 | 19039 | 7606 | 9385 | 12538 | 2519 | 3724 | 14514 | 1896 | 2050 | 39287 | 1.08 | 1.23 | 14182.66
971 | 11 | 41 | 2017-02-10 | 0.66667 | 1 | 0.66667 | 0.75301 | 0.9624 | 0.83704 | 0.88069 | 0.74702 | 0.58367 | 0.7481 | 0.69425 | 0.70373 | 0.70129 | 0.65716 | 0.68994 | 5 | 1 | 107 | 18497 | 7455 | 9349 | 12456 | 2459 | 3599 | 13727 | 1897 | 1867 | 38495 | 1.06 | 1.25 | 14952.575
972 | 12 | 41 | 2017-02-10 | 0.6478 | 1 | 0.6478 | 0.73494 | 0.97754 | 0.80609 | 0.85989 | 0.73863 | 0.57837 | 0.71768 | 0.66975 | 0.66559 | 0.70018 | 0.61105 | 0.67416 | 5 | 1 | 108 | 17813 | 7279 | 9244 | 12343 | 2359 | 3472 | 12983 | 1894 | 1736 | 37615 | 1.03 | 1.22 | 15187.805
973 | 13 | 41 | 2017-02-10 | 0.66667 | 1 | 0.66667 | 0.71084 | 0.95214 | 0.78174 | 0.83981 | 0.72857 | 0.57073 | 0.6979 | 0.64969 | 0.63442 | 0.69168 | 0.57269 | 0.6618 | 5 | 1 | 109 | 17275 | 7109 | 9118 | 12180 | 2294 | 3368 | 12375 | 1871 | 1627 | 36925 | 1.06 | 1.18 | 14793.225
974 | 14 | 41 | 2017-02-10 | 0.6478 | 1 | 0.6478 | 0.70482 | 0.97576 | 0.76206 | 0.82741 | 0.72305 | 0.56305 | 0.68117 | 0.63387 | 0.6155 | 0.68799 | 0.5403 | 0.65334 | 5 | 1 | 110 | 16840 | 7004 | 9049 | 12016 | 2239 | 3286 | 12006 | 1861 | 1535 | 36453 | 1.03 | 1.17 | 15160.185
975 | 15 | 41 | 2017-02-10 | 0.62893 | 1 | 0.62893 | 0.69277 | 1 | 0.74161 | 0.80851 | 0.71139 | 0.55667 | 0.66018 | 0.61883 | 0.59853 | 0.67579 | 0.51707 | 0.64678 | 5 | 1 | 111 | 16388 | 6844 | 8903 | 11880 | 2170 | 3208 | 11675 | 1828 | 1469 | 36087 | 1 | 1.15 | 15536.75
976 | 16 | 41 | 2017-02-10 | 0.67296 | 1 | 0.67296 | 0.69277 | 0.99944 | 0.72631 | 0.80272 | 0.70507 | 0.5496 | 0.64284 | 0.60725 | 0.59259 | 0.66728 | 0.5051 | 0.64577 | 5 | 1 | 112 | 16050 | 6795 | 8824 | 11729 | 2113 | 3148 | 11559 | 1805 | 1435 | 36031 | 1.07 | 1.15 | 15528.105
977 | 17 | 41 | 2017-02-10 | 0.72327 | 1 | 0.72327 | 0.75301 | 0.98608 | 0.72455 | 0.80886 | 0.70699 | 0.54426 | 0.64344 | 0.60725 | 0.60792 | 0.66839 | 0.50933 | 0.65775 | 5 | 1 | 113 | 16011 | 6847 | 8848 | 11615 | 2115 | 3148 | 11858 | 1808 | 1447 | 36699 | 1.15 | 1.25 | 15320.515
978 | 18 | 41 | 2017-02-10 | 0.7673 | 1 | 0.7673 | 0.80723 | 0.92154 | 0.7421 | 0.83296 | 0.71994 | 0.55325 | 0.66474 | 0.6223 | 0.65088 | 0.67283 | 0.54206 | 0.69046 | 5 | 1 | 114 | 16399 | 7051 | 9010 | 11807 | 2185 | 3226 | 12696 | 1820 | 1540 | 38524 | 1.22 | 1.34 | 14317.695
979 | 19 | 41 | 2017-02-10 | 0.77358 | 1 | 0.77358 | 0.83133 | 0.8823 | 0.76781 | 0.85316 | 0.73152 | 0.5742 | 0.6903 | 0.63542 | 0.67641 | 0.6732 | 0.58325 | 0.70153 | 5 | 1 | 115 | 16967 | 7222 | 9155 | 12254 | 2269 | 3294 | 13194 | 1821 | 1657 | 39142 | 1.23 | 1.38 | 13708.055
980 | 20 | 41 | 2017-02-10 | 0.80503 | 1 | 0.80503 | 0.8494 | 0.93549 | 0.7683 | 0.84808 | 0.71514 | 0.5765 | 0.68877 | 0.63137 | 0.67759 | 0.65841 | 0.58501 | 0.69099 | 5 | 1 | 116 | 16978 | 7179 | 8950 | 12303 | 2264 | 3273 | 13217 | 1781 | 1662 | 38554 | 1.28 | 1.41 | 14534.475
981 | 21 | 41 | 2017-02-10 | 0.89937 | 1 | 0.89937 | 0.93373 | 0.93593 | 0.76559 | 0.83568 | 0.69996 | 0.56895 | 0.67813 | 0.62847 | 0.67364 | 0.64732 | 0.5836 | 0.68114 | 5 | 1 | 117 | 16918 | 7074 | 8760 | 12142 | 2229 | 3258 | 13140 | 1751 | 1658 | 38004 | 1.43 | 1.55 | 14541.295
982 | 22 | 41 | 2017-02-10 | 0.88679 | 1 | 0.88679 | 0.90964 | 0.9084 | 0.75391 | 0.81134 | 0.67543 | 0.55738 | 0.65592 | 0.6113 | 0.66087 | 0.62625 | 0.57797 | 0.65927 | 5 | 1 | 118 | 16660 | 6868 | 8453 | 11895 | 2156 | 3169 | 12891 | 1694 | 1642 | 36784 | 1.41 | 1.51 | 14113.52
983 | 23 | 41 | 2017-02-10 | 0.79874 | 1 | 0.79874 | 0.85542 | 0.88374 | 0.72821 | 0.7798 | 0.63963 | 0.53981 | 0.62032 | 0.58391 | 0.63883 | 0.59815 | 0.5579 | 0.62579 | 5 | 1 | 119 | 16092 | 6601 | 8005 | 11520 | 2039 | 3027 | 12461 | 1618 | 1585 | 34916 | 1.27 | 1.42 | 13730.465
984 | 24 | 41 | 2017-02-10 | 0.7044 | 1 | 0.7044 | 0.77108 | 0.84359 | 0.69703 | 0.74613 | 0.60288 | 0.51043 | 0.58473 | 0.55594 | 0.60853 | 0.56784 | 0.53291 | 0.59437 | 5 | 1 | 120 | 15403 | 6316 | 7545 | 10893 | 1922 | 2882 | 11870 | 1536 | 1514 | 33163 | 1.12 | 1.28 | 13106.685
985 | 1 | 42 | 2017-02-11 | 0.76101 | 1 | 0.76101 | 0.71687 | 0.77448 | 0.6444 | 0.70148 | 0.57012 | 0.48109 | 0.55613 | 0.53279 | 0.55568 | 0.54418 | 0.5132 | 0.54731 | 6 | 2 | 121 | 14240 | 5938 | 7135 | 10267 | 1828 | 2762 | 10839 | 1472 | 1458 | 30537 | 1.21 | 1.19 | 12032.86
986 | 2 | 42 | 2017-02-11 | 0.71698 | 1 | 0.71698 | 0.66867 | 0.74964 | 0.63051 | 0.68435 | 0.55254 | 0.45884 | 0.53636 | 0.51524 | 0.54429 | 0.52865 | 0.50053 | 0.5296 | 6 | 2 | 122 | 13933 | 5793 | 6915 | 9792 | 1763 | 2671 | 10617 | 1430 | 1422 | 29549 | 1.14 | 1.11 | 11646.96
987 | 3 | 42 | 2017-02-11 | 0.7044 | 1 | 0.7044 | 0.64458 | 0.72838 | 0.62426 | 0.67419 | 0.54263 | 0.44609 | 0.52571 | 0.50579 | 0.54209 | 0.51941 | 0.49384 | 0.52049 | 6 | 2 | 123 | 13795 | 5707 | 6791 | 9520 | 1728 | 2622 | 10574 | 1405 | 1403 | 29041 | 1.12 | 1.07 | 11316.6
988 | 4 | 42 | 2017-02-11 | 0.69811 | 1 | 0.69811 | 0.63253 | 0.71262 | 0.62313 | 0.67265 | 0.5364 | 0.437 | 0.52023 | 0.50154 | 0.5386 | 0.51497 | 0.49067 | 0.51553 | 6 | 2 | 124 | 13770 | 5694 | 6713 | 9326 | 1710 | 2600 | 10506 | 1393 | 1394 | 28764 | 1.11 | 1.05 | 11071.73
989 | 5 | 42 | 2017-02-11 | 0.69182 | 1 | 0.69182 | 0.63253 | 0.70005 | 0.62861 | 0.67761 | 0.53767 | 0.43302 | 0.5251 | 0.50289 | 0.54593 | 0.51645 | 0.49102 | 0.51861 | 6 | 2 | 125 | 13891 | 5736 | 6729 | 9241 | 1726 | 2607 | 10649 | 1397 | 1395 | 28936 | 1.1 | 1.05 | 10876.555
990 | 6 | 42 | 2017-02-11 | 0.7044 | 1 | 0.7044 | 0.68072 | 0.69248 | 0.64345 | 0.69226 | 0.5475 | 0.43653 | 0.5394 | 0.51813 | 0.56131 | 0.52754 | 0.49982 | 0.53168 | 6 | 2 | 126 | 14219 | 5860 | 6852 | 9316 | 1773 | 2686 | 10949 | 1427 | 1420 | 29665 | 1.12 | 1.13 | 10758.83
991 | 7 | 42 | 2017-02-11 | 0.75472 | 1 | 0.75472 | 0.74096 | 0.68725 | 0.6725 | 0.7127 | 0.5682 | 0.44989 | 0.56556 | 0.53819 | 0.58561 | 0.54492 | 0.51742 | 0.55252 | 6 | 2 | 127 | 14861 | 6033 | 7111 | 9601 | 1859 | 2790 | 11423 | 1474 | 1470 | 30828 | 1.2 | 1.23 | 10677.68
992 | 8 | 42 | 2017-02-11 | 0.81761 | 1 | 0.81761 | 0.77711 | 0.67879 | 0.69527 | 0.73703 | 0.59017 | 0.46816 | 0.59051 | 0.55941 | 0.6012 | 0.5586 | 0.53643 | 0.56924 | 6 | 2 | 128 | 15364 | 6239 | 7386 | 9991 | 1941 | 2900 | 11727 | 1511 | 1524 | 31761 | 1.3 | 1.29 | 10546.135
993 | 9 | 42 | 2017-02-11 | 0.84277 | 1 | 0.84277 | 0.83133 | 0.73509 | 0.70156 | 0.74696 | 0.59968 | 0.47758 | 0.60268 | 0.57215 | 0.6033 | 0.57264 | 0.55157 | 0.58158 | 6 | 2 | 129 | 15503 | 6323 | 7505 | 10192 | 1981 | 2966 | 11768 | 1549 | 1567 | 32449 | 1.34 | 1.38 | 11420.965
994 | 10 | 42 | 2017-02-11 | 0.8805 | 1 | 0.8805 | 0.85542 | 0.80309 | 0.69916 | 0.74743 | 0.60719 | 0.48456 | 0.60998 | 0.58353 | 0.58649 | 0.58004 | 0.55086 | 0.58525 | 6 | 2 | 130 | 15450 | 6327 | 7599 | 10341 | 2005 | 3025 | 11440 | 1569 | 1565 | 32654 | 1.4 | 1.42 | 12477.48
995 | 11 | 42 | 2017-02-11 | 0.84906 | 1 | 0.84906 | 0.83133 | 0.84627 | 0.68798 | 0.73514 | 0.60959 | 0.49117 | 0.60876 | 0.58758 | 0.56665 | 0.5841 | 0.53643 | 0.5784 | 6 | 2 | 131 | 15203 | 6223 | 7629 | 10482 | 2001 | 3046 | 11053 | 1580 | 1524 | 32272 | 1.35 | 1.38 | 13148.295
996 | 12 | 42 | 2017-02-11 | 0.8239 | 1 | 0.8239 | 0.78916 | 0.85829 | 0.67015 | 0.7166 | 0.60256 | 0.49098 | 0.59659 | 0.58005 | 0.53968 | 0.5793 | 0.52094 | 0.56598 | 6 | 2 | 132 | 14809 | 6066 | 7541 | 10478 | 1961 | 3007 | 10527 | 1567 | 1480 | 31579 | 1.31 | 1.31 | 13334.96
997 | 13 | 42 | 2017-02-11 | 0.80503 | 1 | 0.80503 | 0.78916 | 0.83365 | 0.65241 | 0.69616 | 0.59105 | 0.48817 | 0.5829 | 0.56983 | 0.52061 | 0.5719 | 0.50334 | 0.55353 | 6 | 2 | 133 | 14417 | 5893 | 7397 | 10418 | 1916 | 2954 | 10155 | 1547 | 1430 | 30884 | 1.28 | 1.31 | 12952.21
998 | 14 | 42 | 2017-02-11 | 0.81132 | 1 | 0.81132 | 0.74699 | 0.83998 | 0.63698 | 0.6749 | 0.58034 | 0.48203 | 0.56708 | 0.5571 | 0.5019 | 0.56303 | 0.4861 | 0.54112 | 6 | 2 | 134 | 14076 | 5713 | 7263 | 10287 | 1864 | 2888 | 9790 | 1523 | 1381 | 30192 | 1.29 | 1.24 | 13050.635
999 | 15 | 42 | 2017-02-11 | 0.76101 | 1 | 0.76101 | 0.74096 | 0.8466 | 0.62187 | 0.65966 | 0.57203 | 0.47397 | 0.55218 | 0.54572 | 0.488 | 0.55416 | 0.47237 | 0.53324 | 6 | 2 | 135 | 13742 | 5584 | 7159 | 10115 | 1815 | 2829 | 9519 | 1499 | 1342 | 29752 | 1.21 | 1.23 | 13153.435
1000 | 16 | 42 | 2017-02-11 | 0.77358 | 1 | 0.77358 | 0.72892 | 0.84537 | 0.61268 | 0.65257 | 0.56644 | 0.46919 | 0.54153 | 0.54032 | 0.47975 | 0.55194 | 0.46709 | 0.53248 | 6 | 2 | 136 | 13539 | 5524 | 7089 | 10013 | 1780 | 2801 | 9358 | 1493 | 1327 | 29710 | 1.23 | 1.21 | 13134.275
1001 | 17 | 42 | 2017-02-11 | 0.77987 | 1 | 0.77987 | 0.72289 | 0.83299 | 0.61372 | 0.66001 | 0.57179 | 0.46877 | 0.54457 | 0.54456 | 0.48031 | 0.55675 | 0.47307 | 0.54381 | 6 | 2 | 137 | 13562 | 5587 | 7156 | 10004 | 1790 | 2823 | 9369 | 1506 | 1344 | 30342 | 1.24 | 1.2 | 12941.93
1002 | 18 | 42 | 2017-02-11 | 0.83648 | 1 | 0.83648 | 0.77108 | 0.79767 | 0.62458 | 0.6886 | 0.59225 | 0.48479 | 0.56434 | 0.56713 | 0.50241 | 0.57819 | 0.48997 | 0.57476 | 6 | 2 | 138 | 13802 | 5829 | 7412 | 10346 | 1855 | 2940 | 9800 | 1564 | 1392 | 32069 | 1.33 | 1.28 | 12393.195
1003 | 19 | 42 | 2017-02-11 | 0.83648 | 1 | 0.83648 | 0.80723 | 0.79425 | 0.64114 | 0.71105 | 0.61454 | 0.5085 | 0.58503 | 0.5843 | 0.52968 | 0.59039 | 0.50933 | 0.58964 | 6 | 2 | 139 | 14168 | 6019 | 7691 | 10852 | 1923 | 3029 | 10332 | 1597 | 1447 | 32899 | 1.33 | 1.34 | 12340.135
1004 | 20 | 42 | 2017-02-11 | 0.90566 | 1 | 0.90566 | 0.8494 | 0.85572 | 0.64454 | 0.70514 | 0.60871 | 0.5115 | 0.58169 | 0.57677 | 0.53117 | 0.58373 | 0.51179 | 0.58425 | 6 | 2 | 140 | 14243 | 5969 | 7618 | 10916 | 1912 | 2990 | 10361 | 1579 | 1454 | 32598 | 1.44 | 1.41 | 13295.155
1005 | 21 | 42 | 2017-02-11 | 0.98742 | 1 | 0.98742 | 0.88554 | 0.85805 | 0.64314 | 0.69581 | 0.59968 | 0.50804 | 0.57347 | 0.56848 | 0.52609 | 0.57634 | 0.50158 | 0.57453 | 6 | 2 | 141 | 14212 | 5890 | 7505 | 10842 | 1885 | 2947 | 10262 | 1559 | 1425 | 32056 | 1.57 | 1.47 | 13331.25
1006 | 22 | 42 | 2017-02-11 | 1 | 1 | 1 | 0.84337 | 0.84073 | 0.62363 | 0.67572 | 0.58178 | 0.50176 | 0.55826 | 0.55189 | 0.50979 | 0.56007 | 0.48398 | 0.55541 | 6 | 2 | 142 | 13781 | 5720 | 7281 | 10708 | 1835 | 2861 | 9944 | 1515 | 1375 | 30989 | 1.59 | 1.4 | 13062.215
1007 | 23 | 42 | 2017-02-11 | 0.91824 | 1 | 0.91824 | 0.74699 | 0.82665 | 0.60132 | 0.64643 | 0.55765 | 0.48784 | 0.53179 | 0.52662 | 0.48729 | 0.53937 | 0.46357 | 0.53087 | 6 | 2 | 143 | 13288 | 5472 | 6979 | 10411 | 1748 | 2730 | 9505 | 1459 | 1317 | 29620 | 1.46 | 1.24 | 12843.495
1008 | 24 | 42 | 2017-02-11 | 0.79245 | 1 | 0.79245 | 0.63855 | 0.80437 | 0.57652 | 0.61926 | 0.53224 | 0.469 | 0.50411 | 0.49846 | 0.46396 | 0.5146 | 0.43787 | 0.50395 | 6 | 2 | 144 | 12740 | 5242 | 6661 | 10009 | 1657 | 2584 | 9050 | 1392 | 1244 | 28118 | 1.26 | 1.06 | 12497.315
1009 | 1 | 43 | 2017-02-12 | 0.64151 | 1 | 0.64151 | 0.59639 | 0.77096 | 0.5467 | 0.57519 | 0.51538 | 0.43934 | 0.45513 | 0.45197 | 0.43315 | 0.49057 | 0.37557 | 0.47927 | 7 | 3 | 1 | 12081 | 4869 | 6450 | 9376 | 1496 | 2343 | 8449 | 1327 | 1067 | 26741 | 1.02 | 0.99 | 11978.235
1010 | 2 | 43 | 2017-02-12 | 0.60377 | 1 | 0.60377 | 0.57831 | 0.74542 | 0.53195 | 0.55724 | 0.50036 | 0.42364 | 0.43748 | 0.43441 | 0.41941 | 0.47616 | 0.35586 | 0.46418 | 7 | 3 | 2 | 11755 | 4717 | 6262 | 9041 | 1438 | 2252 | 8181 | 1288 | 1011 | 25899 | 0.96 | 0.96 | 11581.36
1011 | 3 | 43 | 2017-02-12 | 0.60377 | 1 | 0.60377 | 0.56024 | 0.72049 | 0.5248 | 0.5492 | 0.49197 | 0.41226 | 0.42775 | 0.42361 | 0.41362 | 0.46765 | 0.34952 | 0.45536 | 7 | 3 | 3 | 11597 | 4649 | 6157 | 8798 | 1406 | 2196 | 8068 | 1265 | 993 | 25407 | 0.96 | 0.93 | 11194.145
1012 | 4 | 43 | 2017-02-12 | 0.59119 | 1 | 0.59119 | 0.54819 | 0.6999 | 0.52235 | 0.54424 | 0.48805 | 0.40715 | 0.42318 | 0.41725 | 0.41264 | 0.46322 | 0.3446 | 0.4521 | 7 | 3 | 4 | 11543 | 4607 | 6108 | 8689 | 1391 | 2163 | 8049 | 1253 | 979 | 25225 | 0.94 | 0.91 | 10874.225
1013 | 5 | 43 | 2017-02-12 | 0.62893 | 1 | 0.62893 | 0.54819 | 0.68772 | 0.52344 | 0.544 | 0.48765 | 0.40462 | 0.4247 | 0.41647 | 0.41838 | 0.46396 | 0.3446 | 0.4518 | 7 | 3 | 5 | 11567 | 4605 | 6103 | 8635 | 1396 | 2159 | 8161 | 1255 | 979 | 25208 | 1 | 0.91 | 10684.93
1014 | 6 | 43 | 2017-02-12 | 0.69182 | 1 | 0.69182 | 0.56627 | 0.67866 | 0.53236 | 0.55239 | 0.4962 | 0.40635 | 0.43322 | 0.42226 | 0.43171 | 0.47024 | 0.34988 | 0.46169 | 7 | 3 | 6 | 11764 | 4676 | 6210 | 8672 | 1424 | 2189 | 8421 | 1272 | 994 | 25760 | 1.1 | 0.94 | 10544.215
1015 | 7 | 43 | 2017-02-12 | 0.76101 | 1 | 0.76101 | 0.62651 | 0.66367 | 0.54914 | 0.57437 | 0.50939 | 0.41399 | 0.44843 | 0.4348 | 0.45345 | 0.48318 | 0.36677 | 0.47922 | 7 | 3 | 7 | 12135 | 4862 | 6375 | 8835 | 1474 | 2254 | 8845 | 1307 | 1042 | 26738 | 1.21 | 1.04 | 10311.225
1016 | 8 | 43 | 2017-02-12 | 0.77358 | 1 | 0.77358 | 0.6988 | 0.63637 | 0.57028 | 0.59894 | 0.52825 | 0.42674 | 0.47429 | 0.45486 | 0.47191 | 0.49501 | 0.39282 | 0.49442 | 7 | 3 | 8 | 12602 | 5070 | 6611 | 9107 | 1559 | 2358 | 9205 | 1339 | 1116 | 27586 | 1.23 | 1.16 | 9887.07
1017 | 9 | 43 | 2017-02-12 | 0.72327 | 1 | 0.72327 | 0.73494 | 0.65776 | 0.58734 | 0.62056 | 0.54271 | 0.43035 | 0.4962 | 0.47357 | 0.48882 | 0.5098 | 0.4245 | 0.51184 | 7 | 3 | 9 | 12979 | 5253 | 6792 | 9184 | 1631 | 2455 | 9535 | 1379 | 1206 | 28558 | 1.15 | 1.22 | 10219.53
1018 | 10 | 43 | 2017-02-12 | 0.7044 | 1 | 0.7044 | 0.74096 | 0.69482 | 0.59865 | 0.63544 | 0.55869 | 0.44112 | 0.51445 | 0.49402 | 0.49416 | 0.5268 | 0.45055 | 0.52238 | 7 | 3 | 10 | 13229 | 5379 | 6992 | 9414 | 1691 | 2561 | 9639 | 1425 | 1280 | 29146 | 1.12 | 1.23 | 10795.295
1019 | 11 | 43 | 2017-02-12 | 0.72956 | 1 | 0.72956 | 0.73494 | 0.7323 | 0.59892 | 0.63709 | 0.56996 | 0.44989 | 0.52662 | 0.50675 | 0.49221 | 0.53272 | 0.4509 | 0.52512 | 7 | 3 | 11 | 13235 | 5393 | 7133 | 9601 | 1731 | 2627 | 9601 | 1441 | 1281 | 29299 | 1.16 | 1.22 | 11377.635
1020 | 12 | 43 | 2017-02-12 | 0.67925 | 1 | 0.67925 | 0.74096 | 0.74794 | 0.59702 | 0.63379 | 0.57507 | 0.45556 | 0.53392 | 0.51852 | 0.49011 | 0.53937 | 0.44703 | 0.51987 | 7 | 3 | 12 | 13193 | 5365 | 7197 | 9722 | 1755 | 2688 | 9560 | 1459 | 1270 | 29006 | 1.08 | 1.23 | 11620.63
1021 | 13 | 43 | 2017-02-12 | 0.6478 | 1 | 0.6478 | 0.75904 | 0.74218 | 0.59847 | 0.63131 | 0.57747 | 0.45757 | 0.54061 | 0.52315 | 0.48718 | 0.54011 | 0.45125 | 0.512 | 7 | 3 | 13 | 13225 | 5344 | 7227 | 9765 | 1777 | 2712 | 9503 | 1461 | 1282 | 28567 | 1.03 | 1.26 | 11531.12
1022 | 14 | 43 | 2017-02-12 | 0.6478 | 1 | 0.6478 | 0.77711 | 0.75233 | 0.59517 | 0.62434 | 0.57547 | 0.45841 | 0.54061 | 0.52392 | 0.4837 | 0.53937 | 0.44703 | 0.50524 | 7 | 3 | 14 | 13152 | 5285 | 7202 | 9783 | 1777 | 2716 | 9435 | 1459 | 1270 | 28190 | 1.03 | 1.29 | 11688.74
1023 | 15 | 43 | 2017-02-12 | 0.66038 | 1 | 0.66038 | 0.79518 | 0.7566 | 0.58906 | 0.61796 | 0.57443 | 0.45593 | 0.53848 | 0.52392 | 0.48139 | 0.53789 | 0.43752 | 0.50324 | 7 | 3 | 15 | 13017 | 5231 | 7189 | 9730 | 1770 | 2716 | 9390 | 1455 | 1243 | 28078 | 1.05 | 1.32 | 11755.12
1024 | 16 | 43 | 2017-02-12 | 0.66038 | 1 | 0.66038 | 0.84337 | 0.75794 | 0.58842 | 0.61843 | 0.57739 | 0.45523 | 0.53879 | 0.52681 | 0.48272 | 0.53863 | 0.43647 | 0.50528 | 7 | 3 | 16 | 13003 | 5235 | 7226 | 9715 | 1771 | 2731 | 9416 | 1457 | 1240 | 28192 | 1.05 | 1.4 | 11775.96
1025 | 17 | 43 | 2017-02-12 | 0.67925 | 1 | 0.67925 | 0.87349 | 0.74929 | 0.59852 | 0.6365 | 0.58969 | 0.45794 | 0.55461 | 0.54012 | 0.49426 | 0.54935 | 0.44843 | 0.5232 | 7 | 3 | 17 | 13226 | 5388 | 7380 | 9773 | 1823 | 2800 | 9641 | 1486 | 1274 | 29192 | 1.08 | 1.45 | 11641.495
1026 | 18 | 43 | 2017-02-12 | 0.73585 | 1 | 0.73585 | 0.95783 | 0.72694 | 0.62463 | 0.67312 | 0.61654 | 0.47538 | 0.58321 | 0.57388 | 0.51789 | 0.57486 | 0.47413 | 0.55749 | 7 | 3 | 18 | 13803 | 5698 | 7716 | 10145 | 1917 | 2975 | 10102 | 1555 | 1347 | 31105 | 1.17 | 1.59 | 11294.21
1027 | 19 | 43 | 2017-02-12 | 0.7673 | 1 | 0.7673 | 0.98193 | 0.72784 | 0.65526 | 0.69474 | 0.64195 | 0.5085 | 0.60815 | 0.59703 | 0.53558 | 0.59224 | 0.50299 | 0.5896 | 7 | 3 | 19 | 14480 | 5881 | 8034 | 10852 | 1999 | 3095 | 10447 | 1602 | 1429 | 32897 | 1.22 | 1.63 | 11308.32
1028 | 20 | 43 | 2017-02-12 | 0.86164 | 1 | 0.86164 | 1 | 0.80601 | 0.66287 | 0.69025 | 0.64539 | 0.51928 | 0.60754 | 0.59394 | 0.5263 | 0.58817 | 0.51918 | 0.58525 | 7 | 3 | 20 | 14648 | 5843 | 8077 | 11082 | 1997 | 3079 | 10266 | 1591 | 1475 | 32654 | 1.37 | 1.66 | 12522.705
1029 | 21 | 43 | 2017-02-12 | 0.88679 | 1 | 0.88679 | 0.99398 | 0.81962 | 0.65929 | 0.68352 | 0.63724 | 0.51521 | 0.60116 | 0.58777 | 0.51471 | 0.58262 | 0.50898 | 0.57505 | 7 | 3 | 21 | 14569 | 5786 | 7975 | 10995 | 1976 | 3047 | 10040 | 1576 | 1446 | 32085 | 1.41 | 1.65 | 12734.27
1030 | 22 | 43 | 2017-02-12 | 0.84906 | 1 | 0.84906 | 0.90964 | 0.81392 | 0.63947 | 0.66143 | 0.62221 | 0.5049 | 0.58564 | 0.57041 | 0.49703 | 0.56895 | 0.49419 | 0.55231 | 7 | 3 | 22 | 14131 | 5599 | 7787 | 10775 | 1925 | 2957 | 9695 | 1539 | 1404 | 30816 | 1.35 | 1.51 | 12645.685
1031 | 23 | 43 | 2017-02-12 | 0.7673 | 1 | 0.7673 | 0.79518 | 0.80175 | 0.61499 | 0.63579 | 0.6004 | 0.4906 | 0.56434 | 0.54379 | 0.47165 | 0.54529 | 0.47131 | 0.52365 | 7 | 3 | 23 | 13590 | 5382 | 7514 | 10470 | 1855 | 2819 | 9200 | 1475 | 1339 | 29217 | 1.22 | 1.32 | 12456.54
1032 | 24 | 43 | 2017-02-12 | 0.6478 | 1 | 0.6478 | 0.68675 | 0.77447 | 0.5958 | 0.61099 | 0.57739 | 0.46905 | 0.5467 | 0.51968 | 0.43848 | 0.51497 | 0.44808 | 0.49277 | 7 | 3 | 24 | 13166 | 5172 | 7226 | 10010 | 1797 | 2694 | 8553 | 1393 | 1273 | 27494 | 1.03 | 1.14 | 12032.68
1033 | 1 | 44 | 2017-02-13 | 0.58491 | 1 | 0.58491 | 0.64458 | 0.80131 | 0.58888 | 0.62091 | 0.55613 | 0.4571 | 0.56069 | 0.51678 | 0.41772 | 0.52052 | 0.44703 | 0.47182 | 1 | 1 | 25 | 13013 | 5256 | 6960 | 9755 | 1843 | 2679 | 8148 | 1408 | 1270 | 26325 | 0.93 | 1.07 | 12449.825
1034 | 2 | 44 | 2017-02-13 | 0.54717 | 1 | 0.54717 | 0.62048 | 0.77242 | 0.58313 | 0.61559 | 0.54878 | 0.44318 | 0.55461 | 0.51022 | 0.41064 | 0.51238 | 0.4428 | 0.45958 | 1 | 1 | 26 | 12886 | 5211 | 6868 | 9458 | 1823 | 2645 | 8010 | 1386 | 1258 | 25642 | 0.87 | 1.03 | 12000.945
1035 | 3 | 44 | 2017-02-13 | 0.54088 | 1 | 0.54088 | 0.60843 | 0.74901 | 0.58363 | 0.61926 | 0.54583 | 0.43714 | 0.55278 | 0.51022 | 0.41228 | 0.5061 | 0.44879 | 0.45511 | 1 | 1 | 27 | 12897 | 5242 | 6831 | 9329 | 1817 | 2645 | 8042 | 1369 | 1275 | 25393 | 0.86 | 1.01 | 11637.225
1036 | 4 | 44 | 2017-02-13 | 0.54717 | 1 | 0.54717 | 0.62048 | 0.73082 | 0.59168 | 0.62705 | 0.55102 | 0.43419 | 0.55856 | 0.51562 | 0.42402 | 0.50425 | 0.46287 | 0.459 | 1 | 1 | 28 | 13075 | 5308 | 6896 | 9266 | 1836 | 2673 | 8271 | 1364 | 1315 | 25610 | 0.87 | 1.03 | 11354.585
1037 | 5 | 44 | 2017-02-13 | 0.57862 | 1 | 0.57862 | 0.63855 | 0.71832 | 0.61218 | 0.6482 | 0.5634 | 0.43855 | 0.57712 | 0.53434 | 0.45699 | 0.51275 | 0.50792 | 0.47515 | 1 | 1 | 29 | 13528 | 5487 | 7051 | 9359 | 1897 | 2770 | 8914 | 1387 | 1443 | 26511 | 0.92 | 1.06 | 11160.345
1038 | 6 | 44 | 2017-02-13 | 0.6478 | 1 | 0.6478 | 0.69277 | 0.72546 | 0.65739 | 0.69096 | 0.59976 | 0.45396 | 0.61971 | 0.57697 | 0.50964 | 0.56192 | 0.55473 | 0.51496 | 1 | 1 | 30 | 14527 | 5849 | 7506 | 9688 | 2037 | 2991 | 9941 | 1520 | 1576 | 28732 | 1.03 | 1.15 | 11271.335
1039 | 7 | 44 | 2017-02-13 | 0.71069 | 1 | 0.71069 | 0.75904 | 0.7356 | 0.73047 | 0.74613 | 0.66201 | 0.4914 | 0.68817 | 0.64333 | 0.59197 | 0.60739 | 0.6276 | 0.57613 | 1 | 1 | 31 | 16142 | 6316 | 8285 | 10487 | 2262 | 3335 | 11547 | 1643 | 1783 | 32145 | 1.13 | 1.26 | 11428.795
1040 | 8 | 44 | 2017-02-13 | 0.73585 | 1 | 0.73585 | 0.74699 | 0.74366 | 0.77396 | 0.7746 | 0.7125 | 0.54206 | 0.73076 | 0.67805 | 0.62094 | 0.6414 | 0.65435 | 0.60864 | 1 | 1 | 32 | 17103 | 6557 | 8917 | 11568 | 2402 | 3515 | 12112 | 1735 | 1859 | 33959 | 1.17 | 1.24 | 11554.04
1041 | 9 | 44 | 2017-02-13 | 0.71698 | 1 | 0.71698 | 0.71084 | 0.84656 | 0.77102 | 0.7863 | 0.71986 | 0.56295 | 0.73076 | 0.67149 | 0.6034 | 0.65323 | 0.6466 | 0.61117 | 1 | 1 | 33 | 17038 | 6656 | 9009 | 12014 | 2402 | 3481 | 11770 | 1767 | 1837 | 34100 | 1.14 | 1.18 | 13152.805
1042 | 10 | 44 | 2017-02-13 | 0.69811 | 1 | 0.69811 | 0.6988 | 0.91285 | 0.76201 | 0.78972 | 0.72489 | 0.56366 | 0.72619 | 0.66049 | 0.58849 | 0.66248 | 0.6283 | 0.6093 | 1 | 1 | 34 | 16839 | 6685 | 9072 | 12029 | 2387 | 3424 | 11479 | 1792 | 1785 | 33996 | 1.11 | 1.16 | 14182.66
1043 | 11 | 44 | 2017-02-13 | 0.7044 | 1 | 0.7044 | 0.72289 | 0.9624 | 0.75192 | 0.79031 | 0.732 | 0.56169 | 0.70916 | 0.65586 | 0.57352 | 0.66876 | 0.60366 | 0.60699 | 1 | 1 | 35 | 16616 | 6690 | 9161 | 11987 | 2331 | 3400 | 11187 | 1809 | 1715 | 33867 | 1.12 | 1.2 | 14952.575
1044 | 12 | 44 | 2017-02-13 | 0.67925 | 1 | 0.67925 | 0.72289 | 0.97754 | 0.74016 | 0.78712 | 0.72897 | 0.55977 | 0.69455 | 0.64564 | 0.55814 | 0.67209 | 0.58325 | 0.60231 | 1 | 1 | 36 | 16356 | 6663 | 9123 | 11946 | 2283 | 3347 | 10887 | 1818 | 1657 | 33606 | 1.08 | 1.2 | 15187.805
1045 | 13 | 44 | 2017-02-13 | 0.62264 | 1 | 0.62264 | 0.6988 | 0.95214 | 0.72921 | 0.78169 | 0.72409 | 0.55396 | 0.68421 | 0.63484 | 0.5465 | 0.6695 | 0.56213 | 0.59597 | 1 | 1 | 37 | 16114 | 6617 | 9062 | 11822 | 2249 | 3291 | 10660 | 1811 | 1597 | 33252 | 0.99 | 1.16 | 14793.225
1046 | 14 | 44 | 2017-02-13 | 0.63522 | 1 | 0.63522 | 0.6988 | 0.97576 | 0.72056 | 0.772 | 0.72561 | 0.54862 | 0.67265 | 0.62558 | 0.5366 | 0.66248 | 0.54312 | 0.59159 | 1 | 1 | 38 | 15923 | 6535 | 9081 | 11708 | 2211 | 3243 | 10467 | 1792 | 1543 | 33008 | 1.01 | 1.16 | 15160.185
1047 | 15 | 44 | 2017-02-13 | 0.65409 | 1 | 0.65409 | 0.70482 | 1 | 0.70875 | 0.7609 | 0.71626 | 0.54552 | 0.65926 | 0.61863 | 0.5284 | 0.65619 | 0.52411 | 0.58794 | 1 | 1 | 39 | 15662 | 6441 | 8964 | 11642 | 2167 | 3207 | 10307 | 1775 | 1489 | 32804 | 1.04 | 1.17 | 15536.75
1048 | 16 | 44 | 2017-02-13 | 0.67925 | 1 | 0.67925 | 0.72289 | 0.99944 | 0.70169 | 0.75854 | 0.71107 | 0.53943 | 0.64709 | 0.60667 | 0.53102 | 0.65139 | 0.51989 | 0.59158 | 1 | 1 | 40 | 15506 | 6421 | 8899 | 11512 | 2127 | 3145 | 10358 | 1762 | 1477 | 33007 | 1.08 | 1.2 | 15528.105
1049 | 17 | 44 | 2017-02-13 | 0.73585 | 1 | 0.73585 | 0.78313 | 0.98608 | 0.70812 | 0.76988 | 0.71538 | 0.53573 | 0.64649 | 0.60841 | 0.53712 | 0.65582 | 0.53608 | 0.61072 | 1 | 1 | 41 | 15648 | 6517 | 8953 | 11433 | 2125 | 3154 | 10477 | 1774 | 1523 | 34075 | 1.17 | 1.3 | 15320.515
1050 | 18 | 44 | 2017-02-13 | 0.79874 | 1 | 0.79874 | 0.81325 | 0.92154 | 0.73672 | 0.8091 | 0.74343 | 0.54735 | 0.66778 | 0.6277 | 0.58136 | 0.67911 | 0.57691 | 0.65208 | 1 | 1 | 42 | 16280 | 6849 | 9304 | 11681 | 2195 | 3254 | 11340 | 1837 | 1639 | 36383 | 1.27 | 1.35 | 14317.695
1051 | 19 | 44 | 2017-02-13 | 0.83648 | 1 | 0.83648 | 0.8494 | 0.8823 | 0.76944 | 0.84076 | 0.76141 | 0.57584 | 0.71615 | 0.66146 | 0.63601 | 0.70092 | 0.63217 | 0.67354 | 1 | 1 | 43 | 17003 | 7117 | 9529 | 12289 | 2354 | 3429 | 12406 | 1896 | 1796 | 37580 | 1.33 | 1.41 | 13708.055
1052 | 20 | 44 | 2017-02-13 | 0.91824 | 1 | 0.91824 | 0.90361 | 0.93549 | 0.78079 | 0.84395 | 0.75493 | 0.58615 | 0.71433 | 0.67554 | 0.63868 | 0.69501 | 0.65716 | 0.66929 | 1 | 1 | 44 | 17254 | 7144 | 9448 | 12509 | 2348 | 3502 | 12458 | 1880 | 1867 | 37343 | 1.46 | 1.5 | 14534.475
1053 | 21 | 44 | 2017-02-13 | 0.91195 | 1 | 0.91195 | 0.93976 | 0.93593 | 0.77641 | 0.83036 | 0.74575 | 0.58099 | 0.70216 | 0.67014 | 0.63216 | 0.68725 | 0.65716 | 0.65531 | 1 | 1 | 45 | 17157 | 7029 | 9333 | 12399 | 2308 | 3474 | 12331 | 1859 | 1867 | 36563 | 1.45 | 1.56 | 14541.295
1054 | 22 | 44 | 2017-02-13 | 0.89308 | 1 | 0.89308 | 0.89759 | 0.9084 | 0.75446 | 0.8013 | 0.71794 | 0.56881 | 0.67995 | 0.64699 | 0.61217 | 0.6658 | 0.64203 | 0.62787 | 1 | 1 | 46 | 16672 | 6783 | 8985 | 12139 | 2235 | 3354 | 11941 | 1801 | 1824 | 35032 | 1.42 | 1.49 | 14113.52
1055 | 23 | 44 | 2017-02-13 | 0.7673 | 1 | 0.7673 | 0.8012 | 0.88374 | 0.72074 | 0.76468 | 0.68078 | 0.54534 | 0.64466 | 0.61535 | 0.58131 | 0.6329 | 0.61528 | 0.5883 | 1 | 1 | 47 | 15927 | 6473 | 8520 | 11638 | 2119 | 3190 | 11339 | 1712 | 1748 | 32824 | 1.22 | 1.33 | 13730.465
1056 | 24 | 44 | 2017-02-13 | 0.69182 | 1 | 0.69182 | 0.69277 | 0.84359 | 0.68934 | 0.72782 | 0.6469 | 0.51033 | 0.60998 | 0.57948 | 0.55183 | 0.5963 | 0.59064 | 0.5527 | 1 | 1 | 48 | 15233 | 6161 | 8096 | 10891 | 2005 | 3004 | 10764 | 1613 | 1678 | 30838 | 1.1 | 1.15 | 13106.685
1057 | 1 | 45 | 2017-02-14 | 0.61635 | 1 | 0.61635 | 0.64458 | 0.80131 | 0.67599 | 0.69545 | 0.57683 | 0.49196 | 0.58442 | 0.55459 | 0.5568 | 0.55157 | 0.56389 | 0.5629 | 2 | 1 | 49 | 14938 | 5887 | 7219 | 10499 | 1921 | 2875 | 10861 | 1492 | 1602 | 31407 | 0.98 | 1.07 | 12449.825
1058 | 2 | 45 | 2017-02-14 | 0.61006 | 1 | 0.61006 | 0.62048 | 0.77242 | 0.66816 | 0.686 | 0.56388 | 0.47121 | 0.57195 | 0.54398 | 0.55532 | 0.5427 | 0.55755 | 0.55009 | 2 | 1 | 50 | 14765 | 5807 | 7057 | 10056 | 1880 | 2820 | 10832 | 1468 | 1584 | 30692 | 0.97 | 1.03 | 12000.945
1059 | 3 | 45 | 2017-02-14 | 0.59748 | 1 | 0.59748 | 0.62048 | 0.74901 | 0.66531 | 0.68506 | 0.55781 | 0.45832 | 0.56191 | 0.53954 | 0.55973 | 0.53789 | 0.56353 | 0.54458 | 2 | 1 | 51 | 14702 | 5799 | 6981 | 9781 | 1847 | 2797 | 10918 | 1455 | 1601 | 30385 | 0.95 | 1.03 | 11637.225
1060 | 4 | 45 | 2017-02-14 | 0.58491 | 1 | 0.58491 | 0.62048 | 0.73082 | 0.66938 | 0.69238 | 0.55645 | 0.45171 | 0.56069 | 0.53916 | 0.56972 | 0.54381 | 0.57057 | 0.54501 | 2 | 1 | 52 | 14792 | 5861 | 6964 | 9640 | 1843 | 2795 | 11113 | 1471 | 1621 | 30409 | 0.93 | 1.03 | 11354.585
1061 | 5 | 45 | 2017-02-14 | 0.60377 | 1 | 0.60377 | 0.64458 | 0.71832 | 0.68486 | 0.70786 | 0.5662 | 0.45227 | 0.57408 | 0.55228 | 0.59377 | 0.55268 | 0.58536 | 0.55693 | 2 | 1 | 53 | 15134 | 5992 | 7086 | 9652 | 1887 | 2863 | 11582 | 1495 | 1663 | 31074 | 0.96 | 1.07 | 11160.345
1062 | 6 | 45 | 2017-02-14 | 0.67296 | 1 | 0.67296 | 0.6988 | 0.72546 | 0.72473 | 0.75157 | 0.59608 | 0.46474 | 0.60815 | 0.59028 | 0.64806 | 0.58004 | 0.62795 | 0.59423 | 2 | 1 | 54 | 16015 | 6362 | 7460 | 9918 | 1999 | 3060 | 12641 | 1569 | 1784 | 33155 | 1.07 | 1.16 | 11271.335
1063 | 7 | 45 | 2017-02-14 | 0.73585 | 1 | 0.73585 | 0.77108 | 0.7356 | 0.79252 | 0.81748 | 0.65457 | 0.50176 | 0.67204 | 0.65046 | 0.71255 | 0.61848 | 0.68039 | 0.65615 | 2 | 1 | 55 | 17513 | 6920 | 8192 | 10708 | 2209 | 3372 | 13899 | 1673 | 1933 | 36610 | 1.17 | 1.28 | 11428.795
1064 | 8 | 45 | 2017-02-14 | 0.74214 | 1 | 0.74214 | 0.78313 | 0.74366 | 0.82989 | 0.84194 | 0.68646 | 0.55157 | 0.72285 | 0.68113 | 0.73613 | 0.66137 | 0.69518 | 0.68891 | 2 | 1 | 56 | 18339 | 7127 | 8591 | 11771 | 2376 | 3531 | 14359 | 1789 | 1975 | 38438 | 1.18 | 1.3 | 11554.04
1065 | 9 | 45 | 2017-02-14 | 0.74843 | 1 | 0.74843 | 0.74699 | 0.84656 | 0.81854 | 0.82185 | 0.68702 | 0.56923 | 0.71981 | 0.67226 | 0.71204 | 0.66433 | 0.66174 | 0.67687 | 2 | 1 | 57 | 18088 | 6957 | 8598 | 12148 | 2366 | 3485 | 13889 | 1797 | 1880 | 37766 | 1.19 | 1.24 | 13152.805
1066 | 10 | 45 | 2017-02-14 | 0.71698 | 1 | 0.71698 | 0.72892 | 0.91285 | 0.79749 | 0.80555 | 0.68494 | 0.56905 | 0.7122 | 0.65972 | 0.67513 | 0.66174 | 0.6283 | 0.66106 | 2 | 1 | 58 | 17623 | 6819 | 8572 | 12144 | 2341 | 3420 | 13169 | 1790 | 1785 | 36884 | 1.14 | 1.21 | 14182.66
1067 | 11 | 45 | 2017-02-14 | 0.71698 | 1 | 0.71698 | 0.71084 | 0.9624 | 0.78098 | 0.79728 | 0.68278 | 0.56591 | 0.70551 | 0.64853 | 0.64226 | 0.6732 | 0.59627 | 0.64667 | 2 | 1 | 59 | 17258 | 6749 | 8545 | 12077 | 2319 | 3362 | 12528 | 1821 | 1694 | 36081 | 1.14 | 1.18 | 14952.575
1068 | 12 | 45 | 2017-02-14 | 0.69811 | 1 | 0.69811 | 0.68072 | 0.97754 | 0.75826 | 0.77885 | 0.67423 | 0.56473 | 0.68239 | 0.63349 | 0.6071 | 0.67172 | 0.56248 | 0.63126 | 2 | 1 | 60 | 16756 | 6593 | 8438 | 12052 | 2243 | 3284 | 11842 | 1817 | 1598 | 35221 | 1.11 | 1.13 | 15187.805
1069 | 13 | 45 | 2017-02-14 | 0.63522 | 1 | 0.63522 | 0.6506 | 0.95214 | 0.73663 | 0.76527 | 0.66768 | 0.56066 | 0.66352 | 0.62172 | 0.57926 | 0.66433 | 0.53643 | 0.61695 | 2 | 1 | 61 | 16278 | 6478 | 8356 | 11965 | 2181 | 3223 | 11299 | 1797 | 1524 | 34423 | 1.01 | 1.08 | 14793.225
1070 | 14 | 45 | 2017-02-14 | 0.61635 | 1 | 0.61635 | 0.63253 | 0.97576 | 0.72138 | 0.75275 | 0.66312 | 0.55639 | 0.65227 | 0.6115 | 0.5626 | 0.65397 | 0.51038 | 0.60781 | 2 | 1 | 62 | 15941 | 6372 | 8299 | 11874 | 2144 | 3170 | 10974 | 1769 | 1450 | 33913 | 0.98 | 1.05 | 15160.185
1071 | 15 | 45 | 2017-02-14 | 0.61635 | 1 | 0.61635 | 0.65663 | 1 | 0.70631 | 0.73892 | 0.6497 | 0.55391 | 0.63827 | 0.60262 | 0.5508 | 0.64843 | 0.49208 | 0.6007 | 2 | 1 | 63 | 15608 | 6255 | 8131 | 11821 | 2098 | 3124 | 10744 | 1754 | 1398 | 33516 | 0.98 | 1.09 | 15536.75
1072 | 16 | 45 | 2017-02-14 | 0.64151 | 1 | 0.64151 | 0.68072 | 0.99944 | 0.6959 | 0.73101 | 0.63907 | 0.54758 | 0.62702 | 0.59549 | 0.54932 | 0.6403 | 0.4861 | 0.60251 | 2 | 1 | 64 | 15378 | 6188 | 7998 | 11686 | 2061 | 3087 | 10715 | 1732 | 1381 | 33617 | 1.02 | 1.13 | 15528.105
1073 | 17 | 45 | 2017-02-14 | 0.66667 | 1 | 0.66667 | 0.72892 | 0.98608 | 0.70151 | 0.73881 | 0.64067 | 0.54416 | 0.62732 | 0.59915 | 0.56526 | 0.64769 | 0.4963 | 0.62387 | 2 | 1 | 65 | 15502 | 6254 | 8018 | 11613 | 2062 | 3106 | 11026 | 1752 | 1410 | 34809 | 1.06 | 1.21 | 15320.515
1074 | 18 | 45 | 2017-02-14 | 0.68553 | 1 | 0.68553 | 0.77711 | 0.92154 | 0.73197 | 0.77555 | 0.65625 | 0.55265 | 0.65409 | 0.62056 | 0.61043 | 0.66248 | 0.53185 | 0.66884 | 2 | 1 | 66 | 16175 | 6565 | 8213 | 11794 | 2150 | 3217 | 11907 | 1792 | 1511 | 37318 | 1.09 | 1.29 | 14317.695
1075 | 19 | 45 | 2017-02-14 | 0.7044 | 1 | 0.7044 | 0.79518 | 0.8823 | 0.76532 | 0.80449 | 0.6799 | 0.5802 | 0.69121 | 0.64853 | 0.63919 | 0.68392 | 0.58606 | 0.67266 | 2 | 1 | 67 | 16912 | 6810 | 8509 | 12382 | 2272 | 3362 | 12468 | 1850 | 1665 | 37531 | 1.12 | 1.32 | 13708.055
1076 | 20 | 45 | 2017-02-14 | 0.7673 | 1 | 0.7673 | 0.8494 | 0.93549 | 0.76781 | 0.80284 | 0.68286 | 0.59543 | 0.68908 | 0.64892 | 0.6397 | 0.66913 | 0.60648 | 0.66373 | 2 | 1 | 68 | 16967 | 6796 | 8546 | 12707 | 2265 | 3364 | 12478 | 1810 | 1723 | 37033 | 1.22 | 1.41 | 14534.475
1077 | 21 | 45 | 2017-02-14 | 0.83648 | 1 | 0.83648 | 0.89759 | 0.93593 | 0.76256 | 0.79468 | 0.67447 | 0.59046 | 0.68026 | 0.64236 | 0.63155 | 0.661 | 0.60824 | 0.64981 | 2 | 1 | 69 | 16851 | 6727 | 8441 | 12601 | 2236 | 3330 | 12319 | 1788 | 1728 | 36256 | 1.33 | 1.49 | 14541.295
1078 | 22 | 45 | 2017-02-14 | 0.8239 | 1 | 0.8239 | 0.87349 | 0.9084 | 0.74409 | 0.76586 | 0.6513 | 0.57996 | 0.65926 | 0.62269 | 0.60792 | 0.64104 | 0.59521 | 0.62199 | 2 | 1 | 70 | 16443 | 6483 | 8151 | 12377 | 2167 | 3228 | 11858 | 1734 | 1691 | 34704 | 1.31 | 1.45 | 14113.52
1079 | 23 | 45 | 2017-02-14 | 0.77358 | 1 | 0.77358 | 0.75904 | 0.88374 | 0.71147 | 0.72888 | 0.6155 | 0.55653 | 0.62306 | 0.58738 | 0.57316 | 0.60776 | 0.56459 | 0.58007 | 2 | 1 | 71 | 15722 | 6170 | 7703 | 11877 | 2048 | 3045 | 11180 | 1644 | 1604 | 32365 | 1.23 | 1.26 | 13730.465
1080 | 24 | 45 | 2017-02-14 | 0.7044 | 1 | 0.7044 | 0.68072 | 0.84359 | 0.67477 | 0.68825 | 0.57938 | 0.52088 | 0.58594 | 0.55266 | 0.54245 | 0.57227 | 0.52939 | 0.54066 | 2 | 1 | 72 | 14911 | 5826 | 7251 | 11116 | 1926 | 2865 | 10581 | 1548 | 1504 | 30166 | 1.12 | 1.13 | 13106.685
1081 | 1 | 46 | 2017-02-15 | 0.6478 | 1 | 0.6478 | 0.63253 | 0.80131 | 0.62956 | 0.66297 | 0.5662 | 0.49674 | 0.56039 | 0.52566 | 0.48175 | 0.53235 | 0.51461 | 0.50198 | 3 | 1 | 73 | 13912 | 5612 | 7086 | 10601 | 1842 | 2725 | 9397 | 1440 | 1462 | 28008 | 1.03 | 1.05 | 12449.825
1082 | 2 | 46 | 2017-02-15 | 0.59748 | 1 | 0.59748 | 0.61446 | 0.77242 | 0.61956 | 0.65245 | 0.55302 | 0.47627 | 0.54883 | 0.51543 | 0.47421 | 0.51904 | 0.50862 | 0.48934 | 3 | 1 | 74 | 13691 | 5523 | 6921 | 10164 | 1804 | 2672 | 9250 | 1404 | 1445 | 27303 | 0.95 | 1.02 | 12000.945
1083 | 3 | 46 | 2017-02-15 | 0.57862 | 1 | 0.57862 | 0.59639 | 0.74901 | 0.61607 | 0.64525 | 0.5503 | 0.46596 | 0.54366 | 0.51022 | 0.4738 | 0.51312 | 0.51179 | 0.48481 | 3 | 1 | 75 | 13614 | 5462 | 6887 | 9944 | 1787 | 2645 | 9242 | 1388 | 1454 | 27050 | 0.92 | 0.99 | 11637.225
1084 | 4 | 46 | 2017-02-15 | 0.58491 | 1 | 0.58491 | 0.61446 | 0.73082 | 0.61942 | 0.65245 | 0.55174 | 0.45991 | 0.54548 | 0.51447 | 0.48062 | 0.51386 | 0.51989 | 0.48617 | 3 | 1 | 76 | 13688 | 5523 | 6905 | 9815 | 1793 | 2667 | 9375 | 1390 | 1477 | 27126 | 0.93 | 1.02 | 11354.585
1085 | 5 | 46 | 2017-02-15 | 0.58491 | 1 | 0.58491 | 0.62048 | 0.71832 | 0.63481 | 0.66367 | 0.56292 | 0.46137 | 0.55917 | 0.52797 | 0.50133 | 0.52384 | 0.54488 | 0.50297 | 3 | 1 | 77 | 14028 | 5618 | 7045 | 9846 | 1838 | 2737 | 9779 | 1417 | 1548 | 28063 | 0.93 | 1.03 | 11160.345
1086 | 6 | 46 | 2017-02-15 | 0.61635 | 1 | 0.61635 | 0.6747 | 0.72546 | 0.67463 | 0.70667 | 0.59401 | 0.475 | 0.59872 | 0.56655 | 0.5466 | 0.55194 | 0.59556 | 0.5446 | 3 | 1 | 78 | 14908 | 5982 | 7434 | 10137 | 1968 | 2937 | 10662 | 1493 | 1692 | 30386 | 0.98 | 1.12 | 11271.335
1087 | 7 | 46 | 2017-02-15 | 0.67296 | 1 | 0.67296 | 0.75904 | 0.7356 | 0.74319 | 0.76964 | 0.6513 | 0.51085 | 0.66322 | 0.62481 | 0.6114 | 0.60037 | 0.67441 | 0.60615 | 3 | 1 | 79 | 16423 | 6515 | 8151 | 10902 | 2180 | 3239 | 11926 | 1624 | 1916 | 33820 | 1.07 | 1.26 | 11428.795
1088 | 8 | 46 | 2017-02-15 | 0.72327 | 1 | 0.72327 | 0.74699 | 0.74366 | 0.77898 | 0.79953 | 0.69037 | 0.55892 | 0.7052 | 0.66763 | 0.64088 | 0.63438 | 0.6987 | 0.63527 | 3 | 1 | 80 | 17214 | 6768 | 8640 | 11928 | 2318 | 3461 | 12501 | 1716 | 1985 | 35445 | 1.15 | 1.24 | 11554.04
1089 | 9 | 46 | 2017-02-15 | 0.75472 | 1 | 0.75472 | 0.71084 | 0.84656 | 0.77482 | 0.79598 | 0.69453 | 0.58385 | 0.70611 | 0.66474 | 0.62458 | 0.64104 | 0.67863 | 0.6274 | 3 | 1 | 81 | 17122 | 6738 | 8692 | 12460 | 2321 | 3446 | 12183 | 1734 | 1928 | 35006 | 1.2 | 1.18 | 13152.805
1090 | 10 | 46 | 2017-02-15 | 0.79245 | 1 | 0.79245 | 0.6747 | 0.91285 | 0.76944 | 0.7883 | 0.6986 | 0.5914 | 0.70885 | 0.66262 | 0.60243 | 0.64695 | 0.64414 | 0.6069 | 3 | 1 | 82 | 17003 | 6673 | 8743 | 12621 | 2330 | 3435 | 11751 | 1750 | 1830 | 33862 | 1.26 | 1.12 | 14182.66
1091 | 11 | 46 | 2017-02-15 | 0.73585 | 1 | 0.73585 | 0.6506 | 0.9624 | 0.76763 | 0.77968 | 0.70212 | 0.59397 | 0.7122 | 0.66223 | 0.587 | 0.65065 | 0.61457 | 0.59672 | 3 | 1 | 83 | 16963 | 6600 | 8787 | 12676 | 2341 | 3433 | 11450 | 1760 | 1746 | 33294 | 1.17 | 1.08 | 14952.575
1092 | 12 | 46 | 2017-02-15 | 0.72327 | 1 | 0.72327 | 0.61446 | 0.97754 | 0.7579 | 0.77094 | 0.69764 | 0.59538 | 0.71068 | 0.65355 | 0.57003 | 0.64917 | 0.58536 | 0.59208 | 3 | 1 | 84 | 16748 | 6526 | 8731 | 12706 | 2336 | 3388 | 11119 | 1756 | 1663 | 33035 | 1.15 | 1.02 | 15187.805
1093 | 13 | 46 | 2017-02-15 | 0.71069 | 1 | 0.71069 | 0.63855 | 0.95214 | 0.75278 | 0.75972 | 0.69333 | 0.58788 | 0.70855 | 0.64834 | 0.55788 | 0.6488 | 0.57093 | 0.59003 | 3 | 1 | 85 | 16635 | 6431 | 8677 | 12546 | 2329 | 3361 | 10882 | 1755 | 1622 | 32921 | 1.13 | 1.06 | 14793.225
1094 | 14 | 46 | 2017-02-15 | 0.69182 | 1 | 0.69182 | 0.62048 | 0.97576 | 0.7479 | 0.75688 | 0.69237 | 0.5832 | 0.70916 | 0.64776 | 0.55075 | 0.64325 | 0.55192 | 0.58692 | 3 | 1 | 86 | 16527 | 6407 | 8665 | 12446 | 2331 | 3358 | 10743 | 1740 | 1568 | 32747 | 1.1 | 1.03 | 15160.185
1095 | 15 | 46 | 2017-02-15 | 0.67296 | 1 | 0.67296 | 0.62048 | 1 | 0.73903 | 0.74802 | 0.68438 | 0.58334 | 0.70672 | 0.64525 | 0.54506 | 0.63586 | 0.54312 | 0.58028 | 3 | 1 | 87 | 16331 | 6332 | 8565 | 12449 | 2323 | 3345 | 10632 | 1720 | 1543 | 32377 | 1.07 | 1.03 | 15536.75
1096 | 16 | 46 | 2017-02-15 | 0.68553 | 1 | 0.68553 | 0.63253 | 0.99944 | 0.73432 | 0.75157 | 0.67871 | 0.57996 | 0.70703 | 0.64371 | 0.54732 | 0.63142 | 0.54065 | 0.58125 | 3 | 1 | 88 | 16227 | 6362 | 8494 | 12377 | 2324 | 3337 | 10676 | 1708 | 1536 | 32431 | 1.09 | 1.05 | 15528.105
1097 | 17 | 46 | 2017-02-15 | 0.66667 | 1 | 0.66667 | 0.71084 | 0.98608 | 0.7417 | 0.76515 | 0.67942 | 0.57832 | 0.71981 | 0.65297 | 0.56654 | 0.63327 | 0.56213 | 0.60066 | 3 | 1 | 89 | 16390 | 6477 | 8503 | 12342 | 2366 | 3385 | 11051 | 1713 | 1597 | 33514 | 1.06 | 1.18 | 15320.515
1098 | 18 | 46 | 2017-02-15 | 0.69811 | 1 | 0.69811 | 0.71687 | 0.92154 | 0.7655 | 0.80012 | 0.69309 | 0.58624 | 0.7411 | 0.67438 | 0.60817 | 0.65582 | 0.58888 | 0.64076 | 3 | 1 | 90 | 16916 | 6773 | 8674 | 12511 | 2436 | 3496 | 11863 | 1774 | 1673 | 35751 | 1.11 | 1.19 | 14317.695
1099 | 19 | 46 | 2017-02-15 | 0.72327 | 1 | 0.72327 | 0.76506 | 0.8823 | 0.79455 | 0.82174 | 0.71562 | 0.60536 | 0.7554 | 0.69676 | 0.64478 | 0.678 | 0.64027 | 0.66493 | 3 | 1 | 91 | 17558 | 6956 | 8956 | 12919 | 2483 | 3612 | 12577 | 1834 | 1819 | 37100 | 1.15 | 1.27 | 13708.055
1100 | 20 | 46 | 2017-02-15 | 0.78616 | 1 | 0.78616 | 0.80723 | 0.93549 | 0.79446 | 0.82623 | 0.71594 | 0.61759 | 0.74688 | 0.69522 | 0.64678 | 0.67098 | 0.66772 | 0.66214 | 3 | 1 | 92 | 17556 | 6994 | 8960 | 13180 | 2455 | 3604 | 12616 | 1815 | 1897 | 36944 | 1.25 | 1.34 | 14534.475
1101 | 21 | 46 | 2017-02-15 | 0.83648 | 1 | 0.83648 | 0.86145 | 0.93593 | 0.7927 | 0.81583 | 0.70875 | 0.61042 | 0.73258 | 0.68769 | 0.63944 | 0.66433 | 0.67934 | 0.65201 | 3 | 1 | 93 | 17517 | 6906 | 8870 | 13027 | 2408 | 3565 | 12473 | 1797 | 1930 | 36379 | 1.33 | 1.43 | 14541.295
1102 | 22 | 46 | 2017-02-15 | 0.81761 | 1 | 0.81761 | 0.8494 | 0.9084 | 0.7784 | 0.79149 | 0.68654 | 0.59758 | 0.70551 | 0.66647 | 0.61653 | 0.64362 | 0.67371 | 0.62932 | 3 | 1 | 94 | 17201 | 6700 | 8592 | 12753 | 2319 | 3455 | 12026 | 1741 | 1914 | 35113 | 1.3 | 1.41 | 14113.52
1103 | 23 | 46 | 2017-02-15 | 0.75472 | 1 | 0.75472 | 0.72892 | 0.88374 | 0.74464 | 0.75452 | 0.65417 | 0.57265 | 0.66626 | 0.63156 | 0.58341 | 0.60998 | 0.65048 | 0.59185 | 3 | 1 | 95 | 16455 | 6387 | 8187 | 12221 | 2190 | 3274 | 11380 | 1650 | 1848 | 33022 | 1.2 | 1.21 | 13730.465
1104 | 24 | 46 | 2017-02-15 | 0.68553 | 1 | 0.68553 | 0.6506 | 0.84359 | 0.7107 | 0.71849 | 0.62317 | 0.53699 | 0.63432 | 0.59992 | 0.55101 | 0.57893 | 0.629 | 0.55786 | 3 | 1 | 96 | 15705 | 6082 | 7799 | 11460 | 2085 | 3110 | 10748 | 1566 | 1787 | 31126 | 1.09 | 1.08 | 13106.685
1105 | 1 | 47 | 2017-02-16 | 0.61635 | 1 | 0.61635 | 0.62651 | 0.80131 | 0.69676 | 0.71967 | 0.59752 | 0.50026 | 0.6261 | 0.57735 | 0.55188 | 0.57745 | 0.5938 | 0.52754 | 4 | 1 | 97 | 15397 | 6092 | 7478 | 10676 | 2058 | 2993 | 10765 | 1562 | 1687 | 29434 | 0.98 | 1.04 | 12449.825
1106 | 2 | 47 | 2017-02-16 | 0.60377 | 1 | 0.60377 | 0.60241 | 0.77242 | 0.6878 | 0.70809 | 0.5845 | 0.47828 | 0.61211 | 0.56501 | 0.5486 | 0.56488 | 0.59451 | 0.51739 | 4 | 1 | 98 | 15199 | 5994 | 7315 | 10207 | 2012 | 2929 | 10701 | 1528 | 1689 | 28868 | 0.96 | 1 | 12000.945
1107 | 3 | 47 | 2017-02-16 | 0.59748 | 1 | 0.59748 | 0.59036 | 0.74901 | 0.68504 | 0.7062 | 0.58026 | 0.46624 | 0.6042 | 0.55903 | 0.55398 | 0.55712 | 0.59873 | 0.51594 | 4 | 1 | 99 | 15138 | 5978 | 7262 | 9950 | 1986 | 2898 | 10806 | 1507 | 1701 | 28787 | 0.95 | 0.98 | 11637.225
1108 | 4 | 47 | 2017-02-16 | 0.61635 | 1 | 0.61635 | 0.59036 | 0.73082 | 0.68979 | 0.71376 | 0.5817 | 0.45921 | 0.6045 | 0.56327 | 0.56295 | 0.55638 | 0.61 | 0.52051 | 4 | 1 | 100 | 15243 | 6042 | 7280 | 9800 | 1987 | 2920 | 10981 | 1505 | 1733 | 29042 | 0.98 | 0.98 | 11354.585
1109 | 5 | 47 | 2017-02-16 | 0.64151 | 1 | 0.64151 | 0.60843 | 0.71832 | 0.70554 | 0.73172 | 0.59393 | 0.45935 | 0.61911 | 0.57562 | 0.5871 | 0.56562 | 0.64308 | 0.53772 | 4 | 1 | 101 | 15591 | 6194 | 7433 | 9803 | 2035 | 2984 | 11452 | 1530 | 1827 | 30002 | 1.02 | 1.01 | 11160.345
1110 | 6 | 47 | 2017-02-16 | 0.71698 | 1 | 0.71698 | 0.6506 | 0.72546 | 0.74717 | 0.77507 | 0.62597 | 0.47177 | 0.65713 | 0.61169 | 0.63447 | 0.59298 | 0.68251 | 0.58066 | 4 | 1 | 102 | 16511 | 6561 | 7834 | 10068 | 2160 | 3171 | 12376 | 1604 | 1939 | 32398 | 1.14 | 1.08 | 11271.335
1111 | 7 | 47 | 2017-02-16 | 0.77358 | 1 | 0.77358 | 0.68675 | 0.7356 | 0.81415 | 0.83851 | 0.68334 | 0.50527 | 0.72224 | 0.67072 | 0.7023 | 0.63697 | 0.7522 | 0.64726 | 4 | 1 | 103 | 17991 | 7098 | 8552 | 10783 | 2374 | 3477 | 13699 | 1723 | 2137 | 36114 | 1.23 | 1.14 | 11428.795
1112 | 8 | 47 | 2017-02-16 | 0.77987 | 1 | 0.77987 | 0.71687 | 0.74366 | 0.84953 | 0.86651 | 0.71994 | 0.55883 | 0.75723 | 0.69811 | 0.73019 | 0.66617 | 0.76452 | 0.67639 | 4 | 1 | 104 | 18773 | 7335 | 9010 | 11926 | 2489 | 3619 | 14243 | 1802 | 2172 | 37739 | 1.24 | 1.19 | 11554.04
1113 | 9 | 47 | 2017-02-16 | 0.73585 | 1 | 0.73585 | 0.77108 | 0.84656 | 0.83949 | 0.85387 | 0.72026 | 0.58235 | 0.75114 | 0.69194 | 0.70424 | 0.67394 | 0.73214 | 0.66943 | 4 | 1 | 105 | 18551 | 7228 | 9014 | 12428 | 2469 | 3587 | 13737 | 1823 | 2080 | 37351 | 1.17 | 1.28 | 13152.805
1114 | 10 | 47 | 2017-02-16 | 0.67925 | 1 | 0.67925 | 0.74096 | 0.91285 | 0.82003 | 0.83579 | 0.7165 | 0.58151 | 0.74475 | 0.67805 | 0.67231 | 0.68022 | 0.67476 | 0.65742 | 4 | 1 | 106 | 18121 | 7075 | 8967 | 12410 | 2448 | 3515 | 13114 | 1840 | 1917 | 36681 | 1.08 | 1.23 | 14182.66
1115 | 11 | 47 | 2017-02-16 | 0.66667 | 1 | 0.66667 | 0.75301 | 0.9624 | 0.80152 | 0.82587 | 0.71522 | 0.5802 | 0.73806 | 0.67014 | 0.6478 | 0.68318 | 0.62372 | 0.64794 | 4 | 1 | 107 | 17712 | 6991 | 8951 | 12382 | 2426 | 3474 | 12636 | 1848 | 1772 | 36152 | 1.06 | 1.25 | 14952.575
1116 | 12 | 47 | 2017-02-16 | 0.6478 | 1 | 0.6478 | 0.73494 | 0.97754 | 0.77944 | 0.81229 | 0.70523 | 0.57828 | 0.72102 | 0.65914 | 0.62391 | 0.68392 | 0.58923 | 0.63692 | 4 | 1 | 108 | 17224 | 6876 | 8826 | 12341 | 2370 | 3417 | 12170 | 1850 | 1674 | 35537 | 1.03 | 1.22 | 15187.805
1117 | 13 | 47 | 2017-02-16 | 0.66667 | 1 | 0.66667 | 0.71084 | 0.95214 | 0.76319 | 0.79362 | 0.69628 | 0.57209 | 0.70611 | 0.64853 | 0.60612 | 0.67985 | 0.56107 | 0.62663 | 4 | 1 | 109 | 16865 | 6718 | 8714 | 12209 | 2321 | 3362 | 11823 | 1839 | 1594 | 34963 | 1.06 | 1.18 | 14793.225
1118 | 14 | 47 | 2017-02-16 | 0.6478 | 1 | 0.6478 | 0.70482 | 0.97576 | 0.74889 | 0.7811 | 0.69197 | 0.56726 | 0.69547 | 0.63831 | 0.59177 | 0.67689 | 0.53291 | 0.62167 | 4 | 1 | 110 | 16549 | 6612 | 8660 | 12106 | 2286 | 3309 | 11543 | 1831 | 1514 | 34686 | 1.03 | 1.17 | 15160.185
1119 | 15 | 47 | 2017-02-16 | 0.62893 | 1 | 0.62893 | 0.69277 | 1 | 0.73572 | 0.7733 | 0.6819 | 0.56488 | 0.68391 | 0.62731 | 0.58141 | 0.6695 | 0.51179 | 0.61613 | 4 | 1 | 111 | 16258 | 6546 | 8534 | 12055 | 2248 | 3252 | 11341 | 1811 | 1454 | 34377 | 1 | 1.15 | 15536.75
1120 | 16 | 47 | 2017-02-16 | 0.67296 | 1 | 0.67296 | 0.69277 | 0.99944 | 0.72939 | 0.76787 | 0.67367 | 0.55888 | 0.67387 | 0.62211 | 0.58285 | 0.66506 | 0.50018 | 0.61692 | 4 | 1 | 112 | 16118 | 6500 | 8431 | 11927 | 2215 | 3225 | 11369 | 1799 | 1421 | 34421 | 1.07 | 1.15 | 15528.105
1121 | 17 | 47 | 2017-02-16 | 0.72327 | 1 | 0.72327 | 0.75301 | 0.98608 | 0.73292 | 0.77377 | 0.67343 | 0.55635 | 0.67782 | 0.62365 | 0.60222 | 0.66802 | 0.50651 | 0.63224 | 4 | 1 | 113 | 16196 | 6550 | 8428 | 11873 | 2228 | 3233 | 11747 | 1807 | 1439 | 35276 | 1.15 | 1.25 | 15320.515
1122 | 18 | 47 | 2017-02-16 | 0.7673 | 1 | 0.7673 | 0.80723 | 0.92154 | 0.75758 | 0.81914 | 0.68614 | 0.57204 | 0.69364 | 0.64043 | 0.64549 | 0.68799 | 0.53185 | 0.67074 | 4 | 1 | 114 | 16741 | 6934 | 8587 | 12208 | 2280 | 3320 | 12591 | 1861 | 1511 | 37424 | 1.22 | 1.34 | 14317.695
1123 | 19 | 47 | 2017-02-16 | 0.77358 | 1 | 0.77358 | 0.83133 | 0.8823 | 0.7874 | 0.85694 | 0.71378 | 0.60044 | 0.72163 | 0.66725 | 0.67554 | 0.70573 | 0.58747 | 0.68992 | 4 | 1 | 115 | 17400 | 7254 | 8933 | 12814 | 2372 | 3459 | 13177 | 1909 | 1669 | 38494 | 1.23 | 1.38 | 13708.055
1124 | 20 | 47 | 2017-02-16 | 0.80503 | 1 | 0.80503 | 0.8494 | 0.93549 | 0.78862 | 0.86308 | 0.71442 | 0.6003 | 0.72163 | 0.67477 | 0.67574 | 0.70018 | 0.62936 | 0.68544 | 4 | 1 | 116 | 17427 | 7306 | 8941 | 12811 | 2372 | 3498 | 13181 | 1894 | 1788 | 38244 | 1.28 | 1.41 | 14534.475
1125 | 21 | 47 | 2017-02-16 | 0.89937 | 1 | 0.89937 | 0.93373 | 0.93593 | 0.7879 | 0.85918 | 0.70691 | 0.59365 | 0.7125 | 0.67245 | 0.66738 | 0.68799 | 0.63851 | 0.67422 | 4 | 1 | 117 | 17411 | 7273 | 8847 | 12669 | 2342 | 3486 | 13018 | 1861 | 1814 | 37618 | 1.43 | 1.55 | 14541.295
1126 | 22 | 47 | 2017-02-16 | 0.88679 | 1 | 0.88679 | 0.90964 | 0.9084 | 0.77215 | 0.83083 | 0.68598 | 0.58123 | 0.69303 | 0.65008 | 0.64365 | 0.66654 | 0.63745 | 0.64707 | 4 | 1 | 118 | 17063 | 7033 | 8585 | 12404 | 2278 | 3370 | 12555 | 1803 | 1811 | 36103 | 1.41 | 1.51 | 14113.52
1127 | 23 | 47 | 2017-02-16 | 0.79874 | 1 | 0.79874 | 0.85542 | 0.88374 | 0.73817 | 0.79976 | 0.6529 | 0.55799 | 0.65713 | 0.61246 | 0.60781 | 0.63253 | 0.6195 | 0.60627 | 4 | 1 | 119 | 16312 | 6770 | 8171 | 11908 | 2160 | 3175 | 11856 | 1711 | 1760 | 33827 | 1.27 | 1.42 | 13730.465
1128 | 24 | 47 | 2017-02-16 | 0.7044 | 1 | 0.7044 | 0.77108 | 0.84359 | 0.70056 | 0.76822 | 0.62054 | 0.52195 | 0.62306 | 0.57658 | 0.57721 | 0.60037 | 0.58677 | 0.56828 | 4 | 1 | 120 | 15481 | 6503 | 7766 | 11139 | 2048 | 2989 | 11259 | 1624 | 1667 | 31707 | 1.12 | 1.28 | 13106.685
1129 | 1 | 48 | 2017-02-17 | 0.76101 | 1 | 0.76101 | 0.71687 | 0.80131 | 0.67893 | 0.74944 | 0.60503 | 0.47425 | 0.58412 | 0.54475 | 0.59166 | 0.56414 | 0.52904 | 0.54978 | 5 | 1 | 121 | 15003 | 6344 | 7572 | 10121 | 1920 | 2824 | 11541 | 1526 | 1503 | 30675 | 1.21 | 1.19 | 12449.825
1130 | 2 | 48 | 2017-02-17 | 0.71698 | 1 | 0.71698 | 0.66867 | 0.77242 | 0.66852 | 0.7368 | 0.59161 | 0.45256 | 0.56982 | 0.53221 | 0.59069 | 0.55379 | 0.52306 | 0.53992 | 5 | 1 | 122 | 14773 | 6237 | 7404 | 9658 | 1873 | 2759 | 11522 | 1498 | 1486 | 30125 | 1.14 | 1.11 | 12000.945
1131 | 3 | 48 | 2017-02-17 | 0.7044 | 1 | 0.7044 | 0.64458 | 0.74901 | 0.66748 | 0.73325 | 0.58658 | 0.44037 | 0.55917 | 0.52411 | 0.5952 | 0.54713 | 0.52693 | 0.53677 | 5 | 1 | 123 | 14750 | 6207 | 7341 | 9398 | 1838 | 2717 | 11610 | 1480 | 1497 | 29949 | 1.12 | 1.07 | 11637.225
1132 | 4 | 48 | 2017-02-17 | 0.69811 | 1 | 0.69811 | 0.63253 | 0.73082 | 0.66839 | 0.73774 | 0.58458 | 0.43311 | 0.55917 | 0.52373 | 0.60192 | 0.5464 | 0.53256 | 0.53949 | 5 | 1 | 124 | 14770 | 6245 | 7316 | 9243 | 1838 | 2715 | 11741 | 1478 | 1513 | 30101 | 1.11 | 1.05 | 11354.585
1133 | 5 | 48 | 2017-02-17 | 0.69182 | 1 | 0.69182 | 0.63253 | 0.71832 | 0.68364 | 0.75511 | 0.59505 | 0.43166 | 0.56921 | 0.53279 | 0.62663 | 0.55675 | 0.54558 | 0.55308 | 5 | 1 | 125 | 15107 | 6392 | 7447 | 9212 | 1871 | 2762 | 12223 | 1506 | 1550 | 30859 | 1.1 | 1.05 | 11160.345
1134 | 6 | 48 | 2017-02-17 | 0.7044 | 1 | 0.7044 | 0.68072 | 0.72546 | 0.71581 | 0.79256 | 0.62317 | 0.44164 | 0.60694 | 0.56848 | 0.66646 | 0.58226 | 0.58219 | 0.5881 | 5 | 1 | 126 | 15818 | 6709 | 7799 | 9425 | 1995 | 2947 | 13000 | 1575 | 1654 | 32813 | 1.12 | 1.13 | 11271.335
1135 | 7 | 48 | 2017-02-17 | 0.75472 | 1 | 0.75472 | 0.74096 | 0.7356 | 0.77672 | 0.84938 | 0.67327 | 0.47186 | 0.66748 | 0.62133 | 0.72455 | 0.62218 | 0.64273 | 0.65692 | 5 | 1 | 127 | 17164 | 7190 | 8426 | 10070 | 2194 | 3221 | 14133 | 1683 | 1826 | 36653 | 1.2 | 1.23 | 11428.795
1136 | 8 | 48 | 2017-02-17 | 0.81761 | 1 | 0.81761 | 0.77711 | 0.74366 | 0.80908 | 0.87041 | 0.70036 | 0.51834 | 0.70155 | 0.65008 | 0.74485 | 0.64547 | 0.65224 | 0.68275 | 5 | 1 | 128 | 17879 | 7368 | 8765 | 11062 | 2306 | 3370 | 14529 | 1746 | 1853 | 38094 | 1.3 | 1.29 | 11554.04
1137 | 9 | 48 | 2017-02-17 | 0.84277 | 1 | 0.84277 | 0.83133 | 0.84656 | 0.79369 | 0.85139 | 0.69908 | 0.53695 | 0.69729 | 0.64101 | 0.71101 | 0.64991 | 0.61528 | 0.67063 | 5 | 1 | 129 | 17539 | 7207 | 8749 | 11459 | 2292 | 3323 | 13869 | 1758 | 1748 | 37418 | 1.34 | 1.38 | 13152.805
1138 | 10 | 48 | 2017-02-17 | 0.8805 | 1 | 0.8805 | 0.85542 | 0.91285 | 0.76953 | 0.82185 | 0.69325 | 0.53756 | 0.68512 | 0.63002 | 0.6659 | 0.65176 | 0.58289 | 0.64963 | 5 | 1 | 130 | 17005 | 6957 | 8676 | 11472 | 2252 | 3266 | 12989 | 1763 | 1656 | 36246 | 1.4 | 1.42 | 14182.66
1139 | 11 | 48 | 2017-02-17 | 0.84906 | 1 | 0.84906 | 0.83133 | 0.9624 | 0.74459 | 0.79905 | 0.68726 | 0.53601 | 0.67569 | 0.62095 | 0.62622 | 0.64621 | 0.54629 | 0.62918 | 5 | 1 | 131 | 16454 | 6764 | 8601 | 11439 | 2221 | 3219 | 12215 | 1748 | 1552 | 35105 | 1.35 | 1.38 | 14952.575
1140 | 12 | 48 | 2017-02-17 | 0.8239 | 1 | 0.8239 | 0.78916 | 0.97754 | 0.72011 | 0.77389 | 0.67215 | 0.534 | 0.66109 | 0.60764 | 0.59315 | 0.63697 | 0.51813 | 0.61083 | 5 | 1 | 132 | 15913 | 6551 | 8412 | 11396 | 2173 | 3150 | 11570 | 1723 | 1472 | 34081 | 1.31 | 1.31 | 15187.805
1141 | 13 | 48 | 2017-02-17 | 0.80503 | 1 | 0.80503 | 0.78916 | 0.95214 | 0.69925 | 0.74719 | 0.65769 | 0.52879 | 0.64344 | 0.59356 | 0.56629 | 0.62477 | 0.49454 | 0.59607 | 5 | 1 | 133 | 15452 | 6325 | 8231 | 11285 | 2115 | 3077 | 11046 | 1690 | 1405 | 33258 | 1.28 | 1.31 | 14793.225
1142 | 14 | 48 | 2017-02-17 | 0.81132 | 1 | 0.81132 | 0.74699 | 0.97576 | 0.68359 | 0.72711 | 0.64403 | 0.5235 | 0.63036 | 0.58218 | 0.54809 | 0.61553 | 0.47483 | 0.58602 | 5 | 1 | 134 | 15106 | 6155 | 8060 | 11172 | 2072 | 3018 | 10691 | 1665 | 1349 | 32697 | 1.29 | 1.24 | 15160.185
1143 | 15 | 48 | 2017-02-17 | 0.76101 | 1 | 0.76101 | 0.74096 | 1 | 0.66373 | 0.70821 | 0.63196 | 0.51853 | 0.61272 | 0.57137 | 0.53635 | 0.60259 | 0.45371 | 0.57885 | 5 | 1 | 135 | 14667 | 5995 | 7909 | 11066 | 2014 | 2962 | 10462 | 1630 | 1289 | 32297 | 1.21 | 1.23 | 15536.75
1144 | 16 | 48 | 2017-02-17 | 0.77358 | 1 | 0.77358 | 0.72892 | 0.99944 | 0.65051 | 0.69557 | 0.61918 | 0.51253 | 0.59598 | 0.56539 | 0.53102 | 0.59445 | 0.44597 | 0.57751 | 5 | 1 | 136 | 14375 | 5888 | 7749 | 10938 | 1959 | 2931 | 10358 | 1608 | 1267 | 32222 | 1.23 | 1.21 | 15528.105
1145 | 17 | 48 | 2017-02-17 | 0.77987 | 1 | 0.77987 | 0.72289 | 0.98608 | 0.64694 | 0.701 | 0.6131 | 0.5094 | 0.59264 | 0.56443 | 0.54183 | 0.59778 | 0.45618 | 0.59009 | 5 | 1 | 137 | 14296 | 5934 | 7673 | 10871 | 1948 | 2926 | 10569 | 1617 | 1296 | 32924 | 1.24 | 1.2 | 15320.515
1146 | 18 | 48 | 2017-02-17 | 0.83648 | 1 | 0.83648 | 0.77108 | 0.92154 | 0.66182 | 0.72534 | 0.62341 | 0.52059 | 0.60846 | 0.5787 | 0.56982 | 0.61664 | 0.48152 | 0.62868 | 5 | 1 | 138 | 14625 | 6140 | 7802 | 11110 | 2000 | 3000 | 11115 | 1668 | 1368 | 35077 | 1.33 | 1.28 | 14317.695
1147 | 19 | 48 | 2017-02-17 | 0.83648 | 1 | 0.83648 | 0.80723 | 0.8823 | 0.68866 | 0.75523 | 0.64275 | 0.54037 | 0.6258 | 0.59375 | 0.59787 | 0.62477 | 0.50968 | 0.64386 | 5 | 1 | 139 | 15218 | 6393 | 8044 | 11532 | 2057 | 3078 | 11662 | 1690 | 1448 | 35924 | 1.33 | 1.34 | 13708.055
1148 | 20 | 48 | 2017-02-17 | 0.90566 | 1 | 0.90566 | 0.8494 | 0.93549 | 0.69115 | 0.75346 | 0.63755 | 0.54562 | 0.62063 | 0.5924 | 0.59454 | 0.62218 | 0.51778 | 0.63461 | 5 | 1 | 140 | 15273 | 6378 | 7979 | 11644 | 2040 | 3071 | 11597 | 1683 | 1471 | 35408 | 1.44 | 1.41 | 14534.475
1149 | 21 | 48 | 2017-02-17 | 0.98742 | 1 | 0.98742 | 0.88554 | 0.93593 | 0.68346 | 0.74897 | 0.62972 | 0.53952 | 0.61028 | 0.58468 | 0.58685 | 0.60924 | 0.51461 | 0.62301 | 5 | 1 | 141 | 15103 | 6340 | 7881 | 11514 | 2006 | 3031 | 11447 | 1648 | 1462 | 34761 | 1.57 | 1.47 | 14541.295
1150 | 22 | 48 | 2017-02-17 | 1 | 1 | 1 | 0.84337 | 0.9084 | 0.66925 | 0.7342 | 0.61239 | 0.52491 | 0.59629 | 0.57022 | 0.56941 | 0.59113 | 0.50651 | 0.60269 | 5 | 1 | 142 | 14789 | 6215 | 7664 | 11202 | 1960 | 2956 | 11107 | 1599 | 1439 | 33627 | 1.59 | 1.4 | 14113.52
1151 | 23 | 48 | 2017-02-17 | 0.91824 | 1 | 0.91824 | 0.74699 | 0.88374 | 0.6435 | 0.70514 | 0.58394 | 0.50499 | 0.56617 | 0.54803 | 0.5466 | 0.56562 | 0.49314 | 0.57231 | 5 | 1 | 143 | 14220 | 5969 | 7308 | 10777 | 1861 | 2841 | 10662 | 1530 | 1401 | 31932 | 1.46 | 1.24 | 13730.465
1152 | 24 | 48 | 2017-02-17 | 0.79245 | 1 | 0.79245 | 0.63855 | 0.84359 | 0.61372 | 0.67667 | 0.55078 | 0.47641 | 0.5321 | 0.52218 | 0.52117 | 0.5353 | 0.46533 | 0.53833 | 5 | 1 | 144 | 13562 | 5728 | 6893 | 10167 | 1749 | 2707 | 10166 | 1448 | 1322 | 30036 | 1.26 | 1.06 | 13106.685
1153 | 1 | 49 | 2017-02-18 | 0.64151 | 1 | 0.64151 | 0.59639 | 0.77448 | 0.57154 | 0.63414 | 0.52169 | 0.44557 | 0.49376 | 0.48322 | 0.50292 | 0.50647 | 0.44843 | 0.51492 | 6 | 2 | 1 | 12630 | 5368 | 6529 | 9509 | 1623 | 2505 | 9810 | 1370 | 1274 | 28730 | 1.02 | 0.99 | 12032.86
1154 | 2 | 49 | 2017-02-18 | 0.60377 | 1 | 0.60377 | 0.57831 | 0.74964 | 0.55611 | 0.61937 | 0.50435 | 0.42411 | 0.47581 | 0.4674 | 0.49323 | 0.49316 | 0.43858 | 0.50049 | 6 | 2 | 2 | 12289 | 5243 | 6312 | 9051 | 1564 | 2423 | 9621 | 1334 | 1246 | 27925 | 0.96 | 0.96 | 11646.96
1155 | 3 | 49 | 2017-02-18 | 0.60377 | 1 | 0.60377 | 0.56024 | 0.72838 | 0.551 | 0.60969 | 0.49644 | 0.41071 | 0.46456 | 0.45698 | 0.49098 | 0.48355 | 0.4333 | 0.49363 | 6 | 2 | 3 | 12176 | 5161 | 6213 | 8765 | 1527 | 2369 | 9577 | 1308 | 1231 | 27542 | 0.96 | 0.93 | 11316.6
1156 | 4 | 49 | 2017-02-18 | 0.59119 | 1 | 0.59119 | 0.54819 | 0.71262 | 0.54892 | 0.61087 | 0.49453 | 0.40246 | 0.4603 | 0.45255 | 0.49108 | 0.47874 | 0.43119 | 0.4913 | 6 | 2 | 4 | 12130 | 5171 | 6189 | 8589 | 1513 | 2346 | 9579 | 1295 | 1225 | 27412 | 0.94 | 0.91 | 11071.73
1157 | 5 | 49 | 2017-02-18 | 0.62893 | 1 | 0.62893 | 0.54819 | 0.70005 | 0.55417 | 0.61713 | 0.497 | 0.39839 | 0.46456 | 0.45486 | 0.49821 | 0.48133 | 0.43506 | 0.49716 | 6 | 2 | 5 | 12246 | 5224 | 6220 | 8502 | 1527 | 2358 | 9718 | 1302 | 1236 | 27739 | 1 | 0.91 | 10876.555
1158 | 6 | 49 | 2017-02-18 | 0.69182 | 1 | 0.69182 | 0.56627 | 0.69248 | 0.56883 | 0.63662 | 0.50819 | 0.402 | 0.47855 | 0.46644 | 0.51523 | 0.49168 | 0.44843 | 0.51304 | 6 | 2 | 6 | 12570 | 5389 | 6360 | 8579 | 1573 | 2418 | 10050 | 1330 | 1274 | 28625 | 1.1 | 0.94 | 10758.83
1159 | 7 | 49 | 2017-02-18 | 0.76101 | 1 | 0.76101 | 0.62651 | 0.68725 | 0.59422 | 0.65966 | 0.53032 | 0.4139 | 0.5038 | 0.48611 | 0.54455 | 0.50906 | 0.4685 | 0.53505 | 6 | 2 | 7 | 13131 | 5584 | 6637 | 8833 | 1656 | 2520 | 10622 | 1377 | 1331 | 29853 | 1.21 | 1.04 | 10677.68
1160 | 8 | 49 | 2017-02-18 | 0.77358 | 1 | 0.77358 | 0.6988 | 0.67879 | 0.61734 | 0.68281 | 0.55038 | 0.43377 | 0.52905 | 0.51119 | 0.56608 | 0.52348 | 0.49419 | 0.55102 | 6 | 2 | 8 | 13642 | 5780 | 6888 | 9257 | 1739 | 2650 | 11042 | 1416 | 1404 | 30744 | 1.23 | 1.16 | 10546.135
1161 | 9 | 49 | 2017-02-18 | 0.72327 | 1 | 0.72327 | 0.73494 | 0.73509 | 0.63123 | 0.69817 | 0.56133 | 0.44689 | 0.54518 | 0.52604 | 0.57382 | 0.53863 | 0.51883 | 0.56071 | 6 | 2 | 9 | 13949 | 5910 | 7025 | 9537 | 1792 | 2727 | 11193 | 1457 | 1474 | 31285 | 1.15 | 1.22 | 11420.965
1162 | 10 | 49 | 2017-02-18 | 0.7044 | 1 | 0.7044 | 0.74096 | 0.80309 | 0.63657 | 0.69297 | 0.56932 | 0.45438 | 0.55674 | 0.5409 | 0.56029 | 0.54898 | 0.52376 | 0.55733 | 6 | 2 | 10 | 14067 | 5866 | 7125 | 9697 | 1830 | 2804 | 10929 | 1485 | 1488 | 31096 | 1.12 | 1.23 | 12477.48
1163 | 11 | 49 | 2017-02-18 | 0.72956 | 1 | 0.72956 | 0.73494 | 0.84627 | 0.63196 | 0.68281 | 0.57331 | 0.46015 | 0.56191 | 0.5488 | 0.53958 | 0.55453 | 0.51813 | 0.54675 | 6 | 2 | 11 | 13965 | 5780 | 7175 | 9820 | 1847 | 2845 | 10525 | 1500 | 1472 | 30506 | 1.16 | 1.22 | 13148.295
1164 | 12 | 49 | 2017-02-18 | 0.67925 | 1 | 0.67925 | 0.74096 | 0.85829 | 0.61725 | 0.6645 | 0.56612 | 0.46155 | 0.55491 | 0.5461 | 0.51881 | 0.55342 | 0.50792 | 0.53313 | 6 | 2 | 12 | 13640 | 5625 | 7085 | 9850 | 1824 | 2831 | 10120 | 1497 | 1443 | 29746 | 1.08 | 1.23 | 13334.96
1165 | 13 | 49 | 2017-02-18 | 0.6478 | 1 | 0.6478 | 0.75904 | 0.83365 | 0.60164 | 0.64206 | 0.55669 | 0.45752 | 0.54366 | 0.53762 | 0.50267 | 0.54824 | 0.49067 | 0.51818 | 6 | 2 | 13 | 13295 | 5435 | 6967 | 9764 | 1787 | 2787 | 9805 | 1483 | 1394 | 28912 | 1.03 | 1.26 | 12952.21
1166 | 14 | 49 | 2017-02-18 | 0.6478 | 1 | 0.6478 | 0.77711 | 0.83998 | 0.58675 | 0.62528 | 0.54838 | 0.45195 | 0.52936 | 0.52604 | 0.48585 | 0.54233 | 0.47166 | 0.50592 | 6 | 2 | 14 | 12966 | 5293 | 6863 | 9645 | 1740 | 2727 | 9477 | 1467 | 1340 | 28228 | 1.03 | 1.29 | 13050.635
1167 | 15 | 49 | 2017-02-18 | 0.66038 | 1 | 0.66038 | 0.79518 | 0.8466 | 0.57548 | 0.61158 | 0.53919 | 0.44557 | 0.5181 | 0.51736 | 0.4736 | 0.53494 | 0.45653 | 0.49705 | 6 | 2 | 15 | 12717 | 5177 | 6748 | 9509 | 1703 | 2682 | 9238 | 1447 | 1297 | 27733 | 1.05 | 1.32 | 13153.435
1168 | 16 | 49 | 2017-02-18 | 0.66038 | 1 | 0.66038 | 0.84337 | 0.84537 | 0.56897 | 0.60685 | 0.53496 | 0.44033 | 0.5111 | 0.511 | 0.4698 | 0.53235 | 0.45266 | 0.49508 | 6 | 2 | 16 | 12573 | 5137 | 6695 | 9397 | 1680 | 2649 | 9164 | 1440 | 1286 | 27623 | 1.05 | 1.4 | 13134.275
1169 | 17 | 49 | 2017-02-18 | 0.67925 | 1 | 0.67925 | 0.87349 | 0.83299 | 0.57096 | 0.6137 | 0.53903 | 0.44192 | 0.51202 | 0.51292 | 0.47596 | 0.53937 | 0.45547 | 0.5063 | 6 | 2 | 17 | 12617 | 5195 | 6746 | 9431 | 1683 | 2659 | 9284 | 1459 | 1294 | 28249 | 1.08 | 1.45 | 12941.93
1170 | 18 | 49 | 2017-02-18 | 0.73585 | 1 | 0.73585 | 0.95783 | 0.79767 | 0.59096 | 0.63969 | 0.55669 | 0.45809 | 0.52632 | 0.53337 | 0.50195 | 0.55786 | 0.47483 | 0.53265 | 6 | 2 | 18 | 13059 | 5415 | 6967 | 9776 | 1730 | 2765 | 9791 | 1509 | 1349 | 29719 | 1.17 | 1.59 | 12393.195
1171 | 19 | 49 | 2017-02-18 | 0.7673 | 1 | 0.7673 | 0.98193 | 0.79425 | 0.6154 | 0.66001 | 0.57411 | 0.4832 | 0.54974 | 0.55575 | 0.52958 | 0.56932 | 0.50792 | 0.55503 | 6 | 2 | 19 | 13599 | 5587 | 7185 | 10312 | 1807 | 2881 | 10330 | 1540 | 1443 | 30968 | 1.22 | 1.63 | 12340.135
1172 | 20 | 49 | 2017-02-18 | 0.86164 | 1 | 0.86164 | 1 | 0.85572 | 0.6125 | 0.65281 | 0.57123 | 0.48934 | 0.54548 | 0.55093 | 0.52476 | 0.56192 | 0.51038 | 0.55292 | 6 | 2 | 20 | 13535 | 5526 | 7149 | 10443 | 1793 | 2856 | 10236 | 1520 | 1450 | 30850 | 1.37 | 1.66 | 13295.155
1173 | 21 | 49 | 2017-02-18 | 0.88679 | 1 | 0.88679 | 0.99398 | 0.85805 | 0.60503 | 0.64749 | 0.56109 | 0.481 | 0.53423 | 0.54032 | 0.516 | 0.55342 | 0.50792 | 0.54661 | 6 | 2 | 21 | 13370 | 5481 | 7022 | 10265 | 1756 | 2801 | 10065 | 1497 | 1443 | 30498 | 1.41 | 1.65 | 13331.25
1174 | 22 | 49 | 2017-02-18 | 0.84906 | 1 | 0.84906 | 0.90964 | 0.84073 | 0.58842 | 0.62918 | 0.54375 | 0.47097 | 0.51841 | 0.52566 | 0.49754 | 0.53715 | 0.49349 | 0.52836 | 6 | 2 | 22 | 13003 | 5326 | 6805 | 10051 | 1704 | 2725 | 9705 | 1453 | 1402 | 29480 | 1.35 | 1.51 | 13062.215
1175 | 23 | 49 | 2017-02-18 | 0.7673 | 1 | 0.7673 | 0.79518 | 0.82665 | 0.56738 | 0.60213 | 0.52201 | 0.45649 | 0.49528 | 0.50386 | 0.47437 | 0.51645 | 0.47307 | 0.50682 | 6 | 2 | 23 | 12538 | 5097 | 6533 | 9742 | 1628 | 2612 | 9253 | 1397 | 1344 | 28278 | 1.22 | 1.32 | 12843.495
1176 | 24 | 49 | 2017-02-18 | 0.6478 | 1 | 0.6478 | 0.68675 | 0.80437 | 0.54172 | 0.57637 | 0.49732 | 0.43751 | 0.46943 | 0.48071 | 0.45217 | 0.49242 | 0.45231 | 0.47924 | 6 | 2 | 24 | 11971 | 4879 | 6224 | 9337 | 1543 | 2492 | 8820 | 1332 | 1285 | 26739 | 1.03 | 1.14 | 12497.315
1177 | 1 | 50 | 2017-02-19 | 0.58491 | 1 | 0.58491 | 0.64458 | 0.77096 | 0.51724 | 0.54625 | 0.47343 | 0.4116 | 0.44691 | 0.44792 | 0.42746 | 0.47098 | 0.41535 | 0.43929 | 7 | 3 | 25 | 11430 | 4624 | 5925 | 8784 | 1469 | 2322 | 8338 | 1274 | 1180 | 24510 | 0.93 | 1.07 | 11978.235
1178 | 2 | 50 | 2017-02-19 | 0.54717 | 1 | 0.54717 | 0.62048 | 0.74542 | 0.50317 | 0.53101 | 0.46033 | 0.39464 | 0.43231 | 0.43287 | 0.41351 | 0.4573 | 0.40408 | 0.42366 | 7 | 3 | 26 | 11119 | 4495 | 5761 | 8422 | 1421 | 2244 | 8066 | 1237 | 1148 | 23638 | 0.87 | 1.03 | 11581.36
1179 | 3 | 50 | 2017-02-19 | 0.54088 | 1 | 0.54088 | 0.60843 | 0.72049 | 0.4981 | 0.52522 | 0.45322 | 0.384 | 0.42379 | 0.42303 | 0.40818 | 0.44843 | 0.40021 | 0.41454 | 7 | 3 | 27 | 11007 | 4446 | 5672 | 8195 | 1393 | 2193 | 7962 | 1213 | 1137 | 23129 | 0.86 | 1.01 | 11194.145
1180 | 4 | 50 | 2017-02-19 | 0.54717 | 1 | 0.54717 | 0.62048 | 0.6999 | 0.49688 | 0.52203 | 0.4501 | 0.37819 | 0.42166 | 0.41879 | 0.40495 | 0.44473 | 0.39951 | 0.41127 | 7 | 3 | 28 | 10980 | 4419 | 5633 | 8071 | 1386 | 2171 | 7899 | 1203 | 1135 | 22947 | 0.87 | 1.03 | 10874.225
1181 | 5 | 50 | 2017-02-19 | 0.57862 | 1 | 0.57862 | 0.63855 | 0.68772 | 0.49837 | 0.52605 | 0.45042 | 0.37463 | 0.42257 | 0.41898 | 0.40685 | 0.44584 | 0.40056 | 0.41446 | 7 | 3 | 29 | 11013 | 4453 | 5637 | 7995 | 1389 | 2172 | 7936 | 1206 | 1138 | 23125 | 0.92 | 1.06 | 10684.93
1182 | 6 | 50 | 2017-02-19 | 0.6478 | 1 | 0.6478 | 0.69277 | 0.67866 | 0.50851 | 0.53526 | 0.45777 | 0.37707 | 0.43079 | 0.42785 | 0.41864 | 0.45287 | 0.41042 | 0.42369 | 7 | 3 | 30 | 11237 | 4531 | 5729 | 8047 | 1416 | 2218 | 8166 | 1225 | 1166 | 23640 | 1.03 | 1.15 | 10544.215
1183 | 7 | 50 | 2017-02-19 | 0.71069 | 1 | 0.71069 | 0.75904 | 0.66367 | 0.52665 | 0.55724 | 0.47151 | 0.38283 | 0.4457 | 0.43962 | 0.43848 | 0.46433 | 0.43048 | 0.44058 | 7 | 3 | 31 | 11638 | 4717 | 5901 | 8170 | 1465 | 2279 | 8553 | 1256 | 1223 | 24582 | 1.13 | 1.26 | 10311.225
1184 | 8 | 50 | 2017-02-19 | 0.73585 | 1 | 0.73585 | 0.74699 | 0.63637 | 0.55109 | 0.58145 | 0.48965 | 0.39366 | 0.46699 | 0.45775 | 0.45919 | 0.47616 | 0.45547 | 0.45581 | 7 | 3 | 32 | 12178 | 4922 | 6128 | 8401 | 1535 | 2373 | 8957 | 1288 | 1294 | 25432 | 1.17 | 1.24 | 9887.07
1185 | 9 | 50 | 2017-02-19 | 0.71698 | 1 | 0.71698 | 0.71084 | 0.65776 | 0.56928 | 0.60248 | 0.50084 | 0.39525 | 0.48707 | 0.47473 | 0.47462 | 0.48799 | 0.48363 | 0.47364 | 7 | 3 | 33 | 12580 | 5100 | 6268 | 8435 | 1601 | 2461 | 9258 | 1320 | 1374 | 26427 | 1.14 | 1.18 | 10219.53
1186 | 10 | 50 | 2017-02-19 | 0.69811 | 1 | 0.69811 | 0.6988 | 0.69482 | 0.57833 | 0.61217 | 0.51418 | 0.40275 | 0.5038 | 0.49171 | 0.48078 | 0.50314 | 0.49595 | 0.48522 | 7 | 3 | 34 | 12780 | 5182 | 6435 | 8595 | 1656 | 2549 | 9378 | 1361 | 1409 | 27073 | 1.11 | 1.16 | 10795.295
1187 | 11 | 50 | 2017-02-19 | 0.7044 | 1 | 0.7044 | 0.72289 | 0.7323 | 0.57435 | 0.61181 | 0.52153 | 0.40804 | 0.50867 | 0.49884 | 0.47473 | 0.50906 | 0.47941 | 0.48983 | 7 | 3 | 35 | 12692 | 5179 | 6527 | 8708 | 1672 | 2586 | 9260 | 1377 | 1362 | 27330 | 1.12 | 1.2 | 11377.635
1188 | 12 | 50 | 2017-02-19 | 0.67925 | 1 | 0.67925 | 0.72289 | 0.74794 | 0.56892 | 0.60839 | 0.52257 | 0.41156 | 0.50897 | 0.50174 | 0.46673 | 0.51423 | 0.46181 | 0.49178 | 7 | 3 | 36 | 12572 | 5150 | 6540 | 8783 | 1673 | 2601 | 9104 | 1391 | 1312 | 27439 | 1.08 | 1.2 | 11620.63
1189 | 13 | 50 | 2017-02-19 | 0.62264 | 1 | 0.62264 | 0.6988 | 0.74218 | 0.56621 | 0.60118 | 0.52225 | 0.41249 | 0.50745 | 0.49923 | 0.46094 | 0.51571 | 0.45301 | 0.4884 | 7 | 3 | 37 | 12512 | 5089 | 6536 | 8803 | 1668 | 2588 | 8991 | 1395 | 1287 | 27250 | 0.99 | 1.16 | 11531.12
1190 | 14 | 50 | 2017-02-19 | 0.63522 | 1 | 0.63522 | 0.6988 | 0.75233 | 0.56028 | 0.59421 | 0.51954 | 0.41305 | 0.50076 | 0.49267 | 0.45817 | 0.51534 | 0.43999 | 0.48153 | 7 | 3 | 38 | 12381 | 5030 | 6502 | 8815 | 1646 | 2554 | 8937 | 1394 | 1250 | 26867 | 1.01 | 1.16 | 11688.74
1191 | 15 | 50 | 2017-02-19 | 0.65409 | 1 | 0.65409 | 0.70482 | 0.7566 | 0.55516 | 0.58429 | 0.51642 | 0.41273 | 0.49407 | 0.48804 | 0.45325 | 0.51386 | 0.42943 | 0.47995 | 7 | 3 | 39 | 12268 | 4946 | 6463 | 8808 | 1624 | 2530 | 8841 | 1390 | 1220 | 26779 | 1.04 | 1.17 | 11755.12
1192 | 16 | 50 | 2017-02-19 | 0.67925 | 1 | 0.67925 | 0.72289 | 0.75794 | 0.55435 | 0.58417 | 0.51642 | 0.41409 | 0.49103 | 0.48534 | 0.45468 | 0.51349 | 0.4245 | 0.48372 | 7 | 3 | 40 | 12250 | 4945 | 6463 | 8837 | 1614 | 2516 | 8869 | 1389 | 1206 | 26989 | 1.08 | 1.2 | 11775.96
1193 | 17 | 50 | 2017-02-19 | 0.73585 | 1 | 0.73585 | 0.78313 | 0.74929 | 0.56367 | 0.59575 | 0.52729 | 0.41821 | 0.50046 | 0.49286 | 0.46596 | 0.52495 | 0.43189 | 0.50065 | 7 | 3 | 41 | 12456 | 5043 | 6599 | 8925 | 1645 | 2555 | 9089 | 1420 | 1227 | 27934 | 1.17 | 1.3 | 11641.495
1194 | 18 | 50 | 2017-02-19 | 0.79874 | 1 | 0.79874 | 0.81325 | 0.72694 | 0.58974 | 0.62859 | 0.5539 | 0.43344 | 0.52388 | 0.5164 | 0.49826 | 0.54787 | 0.45477 | 0.53494 | 7 | 3 | 42 | 13032 | 5321 | 6932 | 9250 | 1722 | 2677 | 9719 | 1482 | 1292 | 29847 | 1.27 | 1.35 | 11294.21
1195 | 19 | 50 | 2017-02-19 | 0.83648 | 1 | 0.83648 | 0.8494 | 0.72784 | 0.61748 | 0.65304 | 0.57899 | 0.45968 | 0.55248 | 0.5463 | 0.52179 | 0.56081 | 0.48434 | 0.55363 | 7 | 3 | 43 | 13645 | 5528 | 7246 | 9810 | 1816 | 2832 | 10178 | 1517 | 1376 | 30890 | 1.33 | 1.41 | 11308.32
1196 | 20 | 50 | 2017-02-19 | 0.91824 | 1 | 0.91824 | 0.90361 | 0.80601 | 0.6206 | 0.65127 | 0.57915 | 0.47542 | 0.55613 | 0.54842 | 0.52138 | 0.55564 | 0.49771 | 0.54971 | 7 | 3 | 44 | 13714 | 5513 | 7248 | 10146 | 1828 | 2843 | 10170 | 1503 | 1414 | 30671 | 1.46 | 1.5 | 12522.705
1197 | 21 | 50 | 2017-02-19 | 0.91195 | 1 | 0.91195 | 0.93976 | 0.81962 | 0.61236 | 0.64607 | 0.57099 | 0.47121 | 0.54852 | 0.538 | 0.51123 | 0.54935 | 0.49314 | 0.53851 | 7 | 3 | 45 | 13532 | 5469 | 7146 | 10056 | 1803 | 2789 | 9972 | 1486 | 1401 | 30046 | 1.45 | 1.56 | 12734.27
1198 | 22 | 50 | 2017-02-19 | 0.89308 | 1 | 0.89308 | 0.89759 | 0.81392 | 0.59186 | 0.62327 | 0.55445 | 0.4631 | 0.53179 | 0.52122 | 0.48888 | 0.53457 | 0.47413 | 0.5165 | 7 | 3 | 46 | 13079 | 5276 | 6939 | 9883 | 1748 | 2702 | 9536 | 1446 | 1347 | 28818 | 1.42 | 1.49 | 12645.685
1199 | 23 | 50 | 2017-02-19 | 0.7673 | 1 | 0.7673 | 0.8012 | 0.80175 | 0.56697 | 0.5948 | 0.5324 | 0.44932 | 0.5111 | 0.49479 | 0.46037 | 0.51386 | 0.44456 | 0.48662 | 7 | 3 | 47 | 12529 | 5035 | 6663 | 9589 | 1680 | 2565 | 8980 | 1390 | 1263 | 27151 | 1.22 | 1.33 | 12456.54
1200 | 24 | 50 | 2017-02-19 | 0.69182 | 1 | 0.69182 | 0.69277 | 0.77447 | 0.54177 | 0.57082 | 0.51067 | 0.42842 | 0.49133 | 0.46856 | 0.43007 | 0.4854 | 0.41394 | 0.45809 | 7 | 3 | 48 | 11972 | 4832 | 6391 | 9143 | 1615 | 2429 | 8389 | 1313 | 1176 | 25559 | 1.1 | 1.15 | 12032.68
1201 | 1 | 51 | 2017-02-20 | 0.61635 | 1 | 0.61635 | 0.64458 | 0.80131 | 0.53195 | 0.55546 | 0.49341 | 0.41273 | 0.48159 | 0.45042 | 0.41285 | 0.46543 | 0.40936 | 0.4283 | 1 | 1 | 49 | 11755 | 4702 | 6175 | 8808 | 1583 | 2335 | 8053 | 1259 | 1163 | 23897 | 0.98 | 1.07 | 12449.825
1202 | 2 | 51 | 2017-02-20 | 0.61006 | 1 | 0.61006 | 0.62048 | 0.77242 | 0.52407 | 0.54672 | 0.48302 | 0.39778 | 0.47155 | 0.43885 | 0.40275 | 0.45693 | 0.40092 | 0.41509 | 1 | 1 | 50 | 11581 | 4628 | 6045 | 8489 | 1550 | 2275 | 7856 | 1236 | 1139 | 23160 | 0.97 | 1.03 | 12000.945
1203 | 3 | 51 | 2017-02-20 | 0.59748 | 1 | 0.59748 | 0.62048 | 0.74901 | 0.52118 | 0.54802 | 0.4811 | 0.38902 | 0.46669 | 0.43441 | 0.3989 | 0.45323 | 0.40056 | 0.40824 | 1 | 1 | 51 | 11517 | 4639 | 6021 | 8302 | 1534 | 2252 | 7781 | 1226 | 1138 | 22778 | 0.95 | 1.03 | 11637.225
1204 | 4 | 51 | 2017-02-20 | 0.58491 | 1 | 0.58491 | 0.62048 | 0.73082 | 0.52466 | 0.55487 | 0.48206 | 0.38466 | 0.46943 | 0.43692 | 0.40259 | 0.45508 | 0.4062 | 0.4095 | 1 | 1 | 52 | 11594 | 4697 | 6033 | 8209 | 1543 | 2265 | 7853 | 1231 | 1154 | 22848 | 0.93 | 1.03 | 11354.585
1205 | 5 | 51 | 2017-02-20 | 0.60377 | 1 | 0.60377 | 0.64458 | 0.71832 | 0.53589 | 0.57212 | 0.49189 | 0.38414 | 0.48403 | 0.44946 | 0.41751 | 0.46617 | 0.41711 | 0.42063 | 1 | 1 | 53 | 11842 | 4843 | 6156 | 8198 | 1591 | 2330 | 8144 | 1261 | 1185 | 23469 | 0.96 | 1.07 | 11160.345
1206 | 6 | 51 | 2017-02-20 | 0.67296 | 1 | 0.67296 | 0.6988 | 0.72546 | 0.56634 | 0.61394 | 0.51658 | 0.39487 | 0.52358 | 0.48611 | 0.44955 | 0.49575 | 0.45125 | 0.45033 | 1 | 1 | 54 | 12515 | 5197 | 6465 | 8427 | 1721 | 2520 | 8769 | 1341 | 1282 | 25126 | 1.07 | 1.16 | 11271.335
1207 | 7 | 51 | 2017-02-20 | 0.73585 | 1 | 0.73585 | 0.77108 | 0.7356 | 0.63151 | 0.67478 | 0.56029 | 0.42121 | 0.58716 | 0.54302 | 0.50702 | 0.54233 | 0.50898 | 0.49705 | 1 | 1 | 55 | 13955 | 5712 | 7012 | 8989 | 1930 | 2815 | 9890 | 1467 | 1446 | 27733 | 1.17 | 1.28 | 11428.795
1208 | 8 | 51 | 2017-02-20 | 0.74214 | 1 | 0.74214 | 0.78313 | 0.74366 | 0.66472 | 0.70939 | 0.58945 | 0.47697 | 0.62762 | 0.57832 | 0.54004 | 0.57412 | 0.52869 | 0.52994 | 1 | 1 | 56 | 14689 | 6005 | 7377 | 10179 | 2063 | 2998 | 10534 | 1553 | 1502 | 29568 | 1.18 | 1.3 | 11554.04
1209 | 9 | 51 | 2017-02-20 | 0.74843 | 1 | 0.74843 | 0.74699 | 0.84656 | 0.66658 | 0.70408 | 0.59577 | 0.49506 | 0.62975 | 0.5789 | 0.54106 | 0.58262 | 0.50898 | 0.53738 | 1 | 1 | 57 | 14730 | 5960 | 7456 | 10565 | 2070 | 3001 | 10554 | 1576 | 1446 | 29983 | 1.19 | 1.24 | 13152.805
1210 | 10 | 51 | 2017-02-20 | 0.71698 | 1 | 0.71698 | 0.72892 | 0.91285 | 0.6611 | 0.69545 | 0.59744 | 0.50265 | 0.6328 | 0.5787 | 0.53399 | 0.58669 | 0.4949 | 0.54159 | 1 | 1 | 58 | 14609 | 5887 | 7477 | 10727 | 2080 | 3000 | 10416 | 1587 | 1406 | 30218 | 1.14 | 1.21 | 14182.66
1211 | 11 | 51 | 2017-02-20 | 0.71698 | 1 | 0.71698 | 0.71084 | 0.9624 | 0.65499 | 0.68801 | 0.59936 | 0.50701 | 0.63493 | 0.57986 | 0.52732 | 0.58854 | 0.48046 | 0.54241 | 1 | 1 | 59 | 14474 | 5824 | 7501 | 10820 | 2087 | 3006 | 10286 | 1592 | 1365 | 30264 | 1.14 | 1.18 | 14952.575
1212 | 12 | 51 | 2017-02-20 | 0.69811 | 1 | 0.69811 | 0.68072 | 0.97754 | 0.64531 | 0.67809 | 0.59489 | 0.51211 | 0.6261 | 0.57581 | 0.5202 | 0.58854 | 0.46427 | 0.5406 | 1 | 1 | 60 | 14260 | 5740 | 7445 | 10929 | 2058 | 2985 | 10147 | 1592 | 1319 | 30163 | 1.11 | 1.13 | 15187.805
1213 | 13 | 51 | 2017-02-20 | 0.63522 | 1 | 0.63522 | 0.6506 | 0.95214 | 0.63775 | 0.66308 | 0.58817 | 0.51291 | 0.62032 | 0.57041 | 0.51292 | 0.5841 | 0.45371 | 0.53591 | 1 | 1 | 61 | 14093 | 5613 | 7361 | 10946 | 2039 | 2957 | 10005 | 1580 | 1289 | 29901 | 1.01 | 1.08 | 14793.225
1214 | 14 | 51 | 2017-02-20 | 0.61635 | 1 | 0.61635 | 0.63253 | 0.97576 | 0.63033 | 0.65351 | 0.58522 | 0.51174 | 0.61333 | 0.56481 | 0.50661 | 0.58262 | 0.44351 | 0.53266 | 1 | 1 | 62 | 13929 | 5532 | 7324 | 10921 | 2016 | 2928 | 9882 | 1576 | 1260 | 29720 | 0.98 | 1.05 | 15160.185
1215 | 15 | 51 | 2017-02-20 | 0.61635 | 1 | 0.61635 | 0.65663 | 1 | 0.62087 | 0.64087 | 0.57539 | 0.51146 | 0.60207 | 0.55826 | 0.50092 | 0.57745 | 0.434 | 0.53044 | 1 | 1 | 63 | 13720 | 5425 | 7201 | 10915 | 1979 | 2894 | 9771 | 1562 | 1233 | 29596 | 0.98 | 1.09 | 15536.75
1216 | 16 | 51 | 2017-02-20 | 0.64151 | 1 | 0.64151 | 0.68072 | 0.99944 | 0.61472 | 0.63721 | 0.56748 | 0.50958 | 0.59112 | 0.5517 | 0.50174 | 0.57301 | 0.43119 | 0.53431 | 1 | 1 | 64 | 13584 | 5394 | 7102 | 10875 | 1943 | 2860 | 9787 | 1550 | 1225 | 29812 | 1.02 | 1.13 | 15528.105
1217 | 17 | 51 | 2017-02-20 | 0.66667 | 1 | 0.66667 | 0.72892 | 0.98608 | 0.61888 | 0.64737 | 0.56876 | 0.51038 | 0.59294 | 0.55305 | 0.51343 | 0.57634 | 0.4428 | 0.55168 | 1 | 1 | 65 | 13676 | 5480 | 7118 | 10892 | 1949 | 2867 | 10015 | 1559 | 1258 | 30781 | 1.06 | 1.21 | 15320.515
1218 | 18 | 51 | 2017-02-20 | 0.68553 | 1 | 0.68553 | 0.77711 | 0.92154 | 0.64553 | 0.68517 | 0.58602 | 0.52186 | 0.61028 | 0.56887 | 0.54353 | 0.59039 | 0.46779 | 0.58765 | 1 | 1 | 66 | 14265 | 5800 | 7334 | 11137 | 2006 | 2949 | 10602 | 1597 | 1329 | 32788 | 1.09 | 1.29 | 14317.695
1219 | 19 | 51 | 2017-02-20 | 0.7044 | 1 | 0.7044 | 0.79518 | 0.8823 | 0.67332 | 0.71187 | 0.61302 | 0.54323 | 0.63401 | 0.59375 | 0.55844 | 0.60555 | 0.50194 | 0.60414 | 1 | 1 | 67 | 14879 | 6026 | 7672 | 11593 | 2084 | 3078 | 10893 | 1638 | 1426 | 33708 | 1.12 | 1.32 | 13708.055
1220 | 20 | 51 | 2017-02-20 | 0.7673 | 1 | 0.7673 | 0.8494 | 0.93549 | 0.67327 | 0.71424 | 0.61918 | 0.55236 | 0.63523 | 0.59606 | 0.55808 | 0.60148 | 0.51179 | 0.59812 | 1 | 1 | 68 | 14878 | 6046 | 7749 | 11788 | 2088 | 3090 | 10886 | 1627 | 1454 | 33372 | 1.22 | 1.41 | 14534.475
1221 | 21 | 51 | 2017-02-20 | 0.83648 | 1 | 0.83648 | 0.89759 | 0.93593 | 0.66051 | 0.70526 | 0.60759 | 0.54276 | 0.61941 | 0.58314 | 0.54758 | 0.58928 | 0.50334 | 0.58278 | 1 | 1 | 69 | 14596 | 5970 | 7604 | 11583 | 2036 | 3023 | 10681 | 1594 | 1430 | 32516 | 1.33 | 1.49 | 14541.295
1222 | 22 | 51 | 2017-02-20 | 0.8239 | 1 | 0.8239 | 0.87349 | 0.9084 | 0.6378 | 0.68128 | 0.58522 | 0.528 | 0.59264 | 0.56038 | 0.53281 | 0.56858 | 0.48011 | 0.5567 | 1 | 1 | 70 | 14094 | 5767 | 7324 | 11268 | 1948 | 2905 | 10393 | 1538 | 1364 | 31061 | 1.31 | 1.45 | 14113.52
1223 | 23 | 51 | 2017-02-20 | 0.77358 | 1 | 0.77358 | 0.75904 | 0.88374 | 0.60548 | 0.64607 | 0.55677 | 0.50733 | 0.55765 | 0.52623 | 0.50267 | 0.53604 | 0.44703 | 0.52039 | 1 | 1 | 71 | 13380 | 5469 | 6968 | 10827 | 1833 | 2728 | 9805 | 1450 | 1270 | 29035 | 1.23 | 1.26 | 13730.465
1224 | 24 | 51 | 2017-02-20 | 0.7044 | 1 | 0.7044 | 0.68072 | 0.84359 | 0.5734 | 0.61288 | 0.52873 | 0.47758 | 0.52327 | 0.49248 | 0.46955 | 0.50314 | 0.41112 | 0.48641 | 1 | 1 | 72 | 12671 | 5188 | 6617 | 10192 | 1720 | 2553 | 9159 | 1361 | 1168 | 27139 | 1.12 | 1.13 | 13106.685
1225 | 1 | 52 | 2017-02-21 | 0.6478 | 1 | 0.6478 | 0.63253 | 0.80131 | 0.56412 | 0.58476 | 0.52449 | 0.42969 | 0.4962 | 0.46142 | 0.44632 | 0.4817 | 0.41816 | 0.46818 | 2 | 1 | 73 | 12466 | 4950 | 6564 | 9170 | 1631 | 2392 | 8706 | 1303 | 1188 | 26122 | 1.03 | 1.05 | 12449.825
1226 | 2 | 52 | 2017-02-21 | 0.59748 | 1 | 0.59748 | 0.61446 | 0.77242 | 0.5496 | 0.57236 | 0.50947 | 0.40795 | 0.48099 | 0.44695 | 0.44038 | 0.47098 | 0.40831 | 0.45748 | 2 | 1 | 74 | 12145 | 4845 | 6376 | 8706 | 1581 | 2317 | 8590 | 1274 | 1160 | 25525 | 0.95 | 1.02 | 12000.945
1227 | 3 | 52 | 2017-02-21 | 0.57862 | 1 | 0.57862 | 0.59639 | 0.74901 | 0.54552 | 0.56787 | 0.5026 | 0.39487 | 0.47095 | 0.4375 | 0.44115 | 0.46359 | 0.40795 | 0.4556 | 2 | 1 | 75 | 12055 | 4807 | 6290 | 8427 | 1548 | 2268 | 8605 | 1254 | 1159 | 25420 | 0.92 | 0.99 | 11637.225
1228 | 4 | 52 | 2017-02-21 | 0.58491 | 1 | 0.58491 | 0.61446 | 0.73082 | 0.54485 | 0.57259 | 0.50052 | 0.38724 | 0.46821 | 0.43499 | 0.44935 | 0.46174 | 0.40831 | 0.46009 | 2 | 1 | 76 | 12040 | 4847 | 6264 | 8264 | 1539 | 2255 | 8765 | 1249 | 1160 | 25671 | 0.93 | 1.02 | 11354.585
1229 | 5 | 52 | 2017-02-21 | 0.58491 | 1 | 0.58491 | 0.62048 | 0.71832 | 0.55937 | 0.58807 | 0.51091 | 0.3855 | 0.47825 | 0.44406 | 0.47052 | 0.47246 | 0.41464 | 0.47793 | 2 | 1 | 77 | 12361 | 4978 | 6394 | 8227 | 1572 | 2302 | 9178 | 1278 | 1178 | 26666 | 0.93 | 1.03 | 11160.345
1230 | 6 | 52 | 2017-02-21 | 0.61635 | 1 | 0.61635 | 0.6747 | 0.72546 | 0.59453 | 0.62552 | 0.54159 | 0.39576 | 0.51415 | 0.47647 | 0.51682 | 0.50018 | 0.44104 | 0.52282 | 2 | 1 | 78 | 13138 | 5295 | 6778 | 8446 | 1690 | 2470 | 10081 | 1353 | 1253 | 29171 | 0.98 | 1.12 | 11271.335
1231 | 7 | 52 | 2017-02-21 | 0.67296 | 1 | 0.67296 | 0.75904 | 0.7356 | 0.65911 | 0.6873 | 0.60431 | 0.42749 | 0.58747 | 0.52913 | 0.58931 | 0.54307 | 0.49982 | 0.58441 | 2 | 1 | 79 | 14565 | 5818 | 7563 | 9123 | 1931 | 2743 | 11495 | 1469 | 1420 | 32607 | 1.07 | 1.26 | 11428.795
1232 | 8 | 52 | 2017-02-21 | 0.72327 | 1 | 0.72327 | 0.74699 | 0.74366 | 0.70255 | 0.71565 | 0.64235 | 0.47669 | 0.62854 | 0.56154 | 0.61607 | 0.57375 | 0.51179 | 0.61097 | 2 | 1 | 80 | 15525 | 6058 | 8039 | 10173 | 2066 | 2911 | 12017 | 1552 | 1454 | 34089 | 1.15 | 1.24 | 11554.04
1233 | 9 | 52 | 2017-02-21 | 0.75472 | 1 | 0.75472 | 0.71084 | 0.84656 | 0.6949 | 0.70561 | 0.64387 | 0.50382 | 0.62915 | 0.56404 | 0.59817 | 0.58078 | 0.4949 | 0.60133 | 2 | 1 | 81 | 15356 | 5973 | 8058 | 10752 | 2068 | 2924 | 11668 | 1571 | 1406 | 33551 | 1.2 | 1.18 | 13152.805
1234 | 10 | 52 | 2017-02-21 | 0.79245 | 1 | 0.79245 | 0.6747 | 0.91285 | 0.68626 | 0.6951 | 0.64754 | 0.51394 | 0.6328 | 0.56655 | 0.57495 | 0.58669 | 0.48152 | 0.58658 | 2 | 1 | 82 | 15165 | 5884 | 8104 | 10968 | 2080 | 2937 | 11215 | 1587 | 1368 | 32728 | 1.26 | 1.12 | 14182.66
1235 | 11 | 52 | 2017-02-21 | 0.73585 | 1 | 0.73585 | 0.6506 | 0.9624 | 0.67857 | 0.6886 | 0.65202 | 0.51961 | 0.63614 | 0.5735 | 0.55547 | 0.58965 | 0.47272 | 0.57636 | 2 | 1 | 83 | 14995 | 5829 | 8160 | 11089 | 2091 | 2973 | 10835 | 1595 | 1343 | 32158 | 1.17 | 1.08 | 14952.575
1236 | 12 | 52 | 2017-02-21 | 0.72327 | 1 | 0.72327 | 0.61446 | 0.97754 | 0.66907 | 0.67856 | 0.64842 | 0.52523 | 0.63249 | 0.57176 | 0.53886 | 0.59076 | 0.46146 | 0.56553 | 2 | 1 | 84 | 14785 | 5744 | 8115 | 11209 | 2079 | 2964 | 10511 | 1598 | 1311 | 31554 | 1.15 | 1.02 | 15187.805
1237 | 13 | 52 | 2017-02-21 | 0.71069 | 1 | 0.71069 | 0.63855 | 0.95214 | 0.66459 | 0.66521 | 0.64451 | 0.52669 | 0.63006 | 0.56944 | 0.52466 | 0.59002 | 0.45477 | 0.55569 | 2 | 1 | 85 | 14686 | 5631 | 8066 | 11240 | 2071 | 2952 | 10234 | 1596 | 1292 | 31005 | 1.13 | 1.06 | 14793.225
1238 | 14 | 52 | 2017-02-21 | 0.69182 | 1 | 0.69182 | 0.62048 | 0.97576 | 0.65961 | 0.65824 | 0.64387 | 0.52655 | 0.62367 | 0.56617 | 0.51682 | 0.59039 | 0.44632 | 0.55001 | 2 | 1 | 86 | 14576 | 5572 | 8058 | 11237 | 2050 | 2935 | 10081 | 1597 | 1268 | 30688 | 1.1 | 1.03 | 15160.185
1239 | 15 | 52 | 2017-02-21 | 0.67296 | 1 | 0.67296 | 0.62048 | 1 | 0.65114 | 0.64607 | 0.635 | 0.52734 | 0.61424 | 0.56076 | 0.50902 | 0.58669 | 0.43963 | 0.54503 | 2 | 1 | 87 | 14389 | 5469 | 7947 | 11254 | 2019 | 2907 | 9929 | 1587 | 1249 | 30410 | 1.07 | 1.03 | 15536.75
1240 | 16 | 52 | 2017-02-21 | 0.68553 | 1 | 0.68553 | 0.63253 | 0.99944 | 0.64323 | 0.64099 | 0.62749 | 0.52373 | 0.60116 | 0.55478 | 0.50831 | 0.58262 | 0.43576 | 0.54718 | 2 | 1 | 88 | 14214 | 5426 | 7853 | 11177 | 1976 | 2876 | 9915 | 1576 | 1238 | 30530 | 1.09 | 1.05 | 15528.105
1241 | 17 | 52 | 2017-02-21 | 0.66667 | 1 | 0.66667 | 0.71084 | 0.98608 | 0.64277 | 0.6482 | 0.62645 | 0.51994 | 0.60298 | 0.55594 | 0.52035 | 0.5878 | 0.44703 | 0.56403 | 2 | 1 | 89 | 14204 | 5487 | 7840 | 11096 | 1982 | 2882 | 10150 | 1590 | 1270 | 31470 | 1.06 | 1.18 | 15320.515
1242 | 18 | 52 | 2017-02-21 | 0.69811 | 1 | 0.69811 | 0.71687 | 0.92154 | 0.65703 | 0.67525 | 0.63971 | 0.52697 | 0.61606 | 0.56964 | 0.55352 | 0.60222 | 0.46498 | 0.60093 | 2 | 1 | 90 | 14519 | 5716 | 8006 | 11246 | 2025 | 2953 | 10797 | 1629 | 1321 | 33529 | 1.11 | 1.19 | 14317.695
1243 | 19 | 52 | 2017-02-21 | 0.72327 | 1 | 0.72327 | 0.76506 | 0.8823 | 0.67965 | 0.70289 | 0.65681 | 0.54201 | 0.63888 | 0.59124 | 0.58674 | 0.61146 | 0.49173 | 0.61846 | 2 | 1 | 91 | 15019 | 5950 | 8220 | 11567 | 2100 | 3065 | 11445 | 1654 | 1397 | 34507 | 1.15 | 1.27 | 13708.055
1244 | 20 | 52 | 2017-02-21 | 0.78616 | 1 | 0.78616 | 0.80723 | 0.93549 | 0.68432 | 0.70538 | 0.6525 | 0.54758 | 0.63736 | 0.58854 | 0.58813 | 0.60333 | 0.5037 | 0.61389 | 2 | 1 | 92 | 15122 | 5971 | 8166 | 11686 | 2095 | 3051 | 11472 | 1632 | 1431 | 34252 | 1.25 | 1.34 | 14534.475
1245 | 21 | 52 | 2017-02-21 | 0.83648 | 1 | 0.83648 | 0.86145 | 0.93593 | 0.67155 | 0.69203 | 0.63779 | 0.53746 | 0.62154 | 0.57697 | 0.57608 | 0.58669 | 0.49947 | 0.6003 | 2 | 1 | 93 | 14840 | 5858 | 7982 | 11470 | 2043 | 2991 | 11237 | 1587 | 1419 | 33494 | 1.33 | 1.43 | 14541.295
1246 | 22 | 52 | 2017-02-21 | 0.81761 | 1 | 0.81761 | 0.8494 | 0.9084 | 0.64743 | 0.66852 | 0.61015 | 0.52148 | 0.59629 | 0.55652 | 0.55039 | 0.56525 | 0.48363 | 0.57147 | 2 | 1 | 94 | 14307 | 5659 | 7636 | 11129 | 1960 | 2885 | 10736 | 1529 | 1374 | 31885 | 1.3 | 1.41 | 14113.52
1247 | 23 | 52 | 2017-02-21 | 0.75472 | 1 | 0.75472 | 0.72892 | 0.88374 | 0.61064 | 0.62989 | 0.57411 | 0.49688 | 0.56069 | 0.52006 | 0.5143 | 0.53272 | 0.45688 | 0.532 | 2 | 1 | 95 | 13494 | 5332 | 7185 | 10604 | 1843 | 2696 | 10032 | 1441 | 1298 | 29683 | 1.2 | 1.21 | 13730.465
1248 | 24 | 52 | 2017-02-21 | 0.68553 | 1 | 0.68553 | 0.6506 | 0.84359 | 0.57467 | 0.5935 | 0.53831 | 0.46263 | 0.52571 | 0.4865 | 0.48119 | 0.50092 | 0.42661 | 0.49612 | 2 | 1 | 96 | 12699 | 5024 | 6737 | 9873 | 1728 | 2522 | 9386 | 1355 | 1212 | 27681 | 1.09 | 1.08 | 13106.685
1249 | 1 | 53 | 2017-02-22 | 0.61635 | 1 | 0.61635 | 0.62651 | 0.80131 | 0.54439 | 0.56917 | 0.5133 | 0.42875 | 0.49559 | 0.45833 | 0.45545 | 0.47172 | 0.37768 | 0.46115 | 3 | 1 | 97 | 12030 | 4818 | 6424 | 9150 | 1629 | 2376 | 8884 | 1276 | 1073 | 25730 | 0.98 | 1.04 | 12449.825
1250 | 2 | 53 | 2017-02-22 | 0.60377 | 1 | 0.60377 | 0.60241 | 0.77242 | 0.52919 | 0.55546 | 0.49748 | 0.40813 | 0.48038 | 0.44155 | 0.44561 | 0.45989 | 0.3636 | 0.44789 | 3 | 1 | 98 | 11694 | 4702 | 6226 | 8710 | 1579 | 2289 | 8692 | 1244 | 1033 | 24990 | 0.96 | 1 | 12000.945
1251 | 3 | 53 | 2017-02-22 | 0.59748 | 1 | 0.59748 | 0.59036 | 0.74901 | 0.5234 | 0.54838 | 0.49021 | 0.3952 | 0.46882 | 0.43191 | 0.44068 | 0.45065 | 0.35832 | 0.44081 | 3 | 1 | 99 | 11566 | 4642 | 6135 | 8434 | 1541 | 2239 | 8596 | 1219 | 1018 | 24595 | 0.95 | 0.98 | 11637.225
1252 | 4 | 53 | 2017-02-22 | 0.61635 | 1 | 0.61635 | 0.59036 | 0.73082 | 0.52344 | 0.55204 | 0.48933 | 0.38799 | 0.46608 | 0.43036 | 0.44366 | 0.4488 | 0.3541 | 0.44235 | 3 | 1 | 100 | 11567 | 4673 | 6124 | 8280 | 1532 | 2231 | 8654 | 1214 | 1006 | 24681 | 0.98 | 0.98 | 11354.585
1253 | 5 | 53 | 2017-02-22 | 0.64151 | 1 | 0.64151 | 0.60843 | 0.71832 | 0.5357 | 0.56598 | 0.49892 | 0.38649 | 0.47642 | 0.43769 | 0.45981 | 0.45804 | 0.36255 | 0.45549 | 3 | 1 | 101 | 11838 | 4791 | 6244 | 8248 | 1566 | 2269 | 8969 | 1239 | 1030 | 25414 | 1.02 | 1.01 | 11160.345
1254 | 6 | 53 | 2017-02-22 | 0.71698 | 1 | 0.71698 | 0.6506 | 0.72546 | 0.57227 | 0.60213 | 0.52721 | 0.39637 | 0.51171 | 0.46991 | 0.4978 | 0.48429 | 0.39176 | 0.49246 | 3 | 1 | 102 | 12646 | 5097 | 6598 | 8459 | 1682 | 2436 | 9710 | 1310 | 1113 | 27477 | 1.14 | 1.08 | 11271.335
1255 | 7 | 53 | 2017-02-22 | 0.77358 | 1 | 0.77358 | 0.68675 | 0.7356 | 0.6354 | 0.66615 | 0.58442 | 0.42711 | 0.57317 | 0.52315 | 0.55773 | 0.52902 | 0.44562 | 0.55315 | 3 | 1 | 103 | 14041 | 5639 | 7314 | 9115 | 1884 | 2712 | 10879 | 1431 | 1266 | 30863 | 1.23 | 1.14 | 11428.795
1256 | 8 | 53 | 2017-02-22 | 0.77987 | 1 | 0.77987 | 0.71687 | 0.74366 | 0.66739 | 0.69155 | 0.62261 | 0.47416 | 0.6112 | 0.55768 | 0.58156 | 0.55933 | 0.45935 | 0.58102 | 3 | 1 | 104 | 14748 | 5854 | 7792 | 10119 | 2009 | 2891 | 11344 | 1513 | 1305 | 32418 | 1.24 | 1.19 | 11554.04
1257 | 9 | 53 | 2017-02-22 | 0.73585 | 1 | 0.73585 | 0.77108 | 0.84656 | 0.66332 | 0.68163 | 0.62685 | 0.50045 | 0.61393 | 0.56173 | 0.56685 | 0.57006 | 0.44245 | 0.57554 | 3 | 1 | 105 | 14658 | 5770 | 7845 | 10680 | 2018 | 2912 | 11057 | 1542 | 1257 | 32112 | 1.17 | 1.28 | 13152.805
1258 | 10 | 53 | 2017-02-22 | 0.67925 | 1 | 0.67925 | 0.74096 | 0.91285 | 0.65906 | 0.67501 | 0.6314 | 0.51066 | 0.6185 | 0.56771 | 0.54993 | 0.5793 | 0.43224 | 0.56618 | 3 | 1 | 106 | 14564 | 5714 | 7902 | 10898 | 2033 | 2943 | 10727 | 1567 | 1228 | 31590 | 1.08 | 1.23 | 14182.66
1259 | 11 | 53 | 2017-02-22 | 0.66667 | 1 | 0.66667 | 0.75301 | 0.9624 | 0.65802 | 0.67147 | 0.63748 | 0.51549 | 0.62306 | 0.57195 | 0.53676 | 0.58558 | 0.42485 | 0.55917 | 3 | 1 | 107 | 14541 | 5684 | 7978 | 11001 | 2048 | 2965 | 10470 | 1584 | 1207 | 31199 | 1.06 | 1.25 | 14952.575
1260 | 12 | 53 | 2017-02-22 | 0.6478 | 1 | 0.6478 | 0.73494 | 0.97754 | 0.65105 | 0.66415 | 0.63508 | 0.5212 | 0.61971 | 0.57253 | 0.52322 | 0.58706 | 0.41675 | 0.55134 | 3 | 1 | 108 | 14387 | 5622 | 7948 | 11123 | 2037 | 2968 | 10206 | 1588 | 1184 | 30762 | 1.03 | 1.22 | 15187.805
1261 | 13 | 53 | 2017-02-22 | 0.66667 | 1 | 0.66667 | 0.71084 | 0.95214 | 0.64997 | 0.65351 | 0.63172 | 0.522 | 0.61758 | 0.57079 | 0.51359 | 0.58558 | 0.41253 | 0.54275 | 3 | 1 | 109 | 14363 | 5532 | 7906 | 11140 | 2030 | 2959 | 10018 | 1584 | 1172 | 30283 | 1.06 | 1.18 | 14793.225
1262 | 14 | 53 | 2017-02-22 | 0.6478 | 1 | 0.6478 | 0.70482 | 0.97576 | 0.64789 | 0.64784 | 0.6318 | 0.52163 | 0.61424 | 0.56713 | 0.50759 | 0.58595 | 0.40795 | 0.53885 | 3 | 1 | 110 | 14317 | 5484 | 7907 | 11132 | 2019 | 2940 | 9901 | 1585 | 1159 | 30065 | 1.03 | 1.17 | 15160.185
1263 | 15 | 53 | 2017-02-22 | 0.62893 | 1 | 0.62893 | 0.69277 | 1 | 0.64304 | 0.63579 | 0.62261 | 0.52308 | 0.60633 | 0.56269 | 0.50226 | 0.58373 | 0.40303 | 0.53444 | 3 | 1 | 111 | 14210 | 5382 | 7792 | 11163 | 1993 | 2917 | 9797 | 1579 | 1145 | 29819 | 1 | 1.15 | 15536.75
1264 | 16 | 53 | 2017-02-22 | 0.67296 | 1 | 0.67296 | 0.69277 | 0.99944 | 0.63802 | 0.63095 | 0.61614 | 0.52003 | 0.59568 | 0.55691 | 0.50077 | 0.58004 | 0.40444 | 0.53525 | 3 | 1 | 112 | 14099 | 5341 | 7711 | 11098 | 1958 | 2887 | 9768 | 1569 | 1149 | 29864 | 1.07 | 1.15 | 15528.105
1265 | 17 | 53 | 2017-02-22 | 0.72327 | 1 | 0.72327 | 0.75301 | 0.98608 | 0.63933 | 0.63934 | 0.6143 | 0.51839 | 0.59629 | 0.55787 | 0.50995 | 0.58299 | 0.41605 | 0.54793 | 3 | 1 | 113 | 14128 | 5412 | 7688 | 11063 | 1960 | 2892 | 9947 | 1577 | 1182 | 30572 | 1.15 | 1.25 | 15320.515
1266 | 18 | 53 | 2017-02-22 | 0.7673 | 1 | 0.7673 | 0.80723 | 0.92154 | 0.65327 | 0.66533 | 0.62581 | 0.52594 | 0.60602 | 0.56887 | 0.53835 | 0.59113 | 0.43576 | 0.57693 | 3 | 1 | 114 | 14436 | 5632 | 7832 | 11224 | 1992 | 2949 | 10501 | 1599 | 1238 | 32190 | 1.22 | 1.34 | 14317.695
1267 | 19 | 53 | 2017-02-22 | 0.77358 | 1 | 0.77358 | 0.83133 | 0.8823 | 0.67436 | 0.68754 | 0.64235 | 0.53831 | 0.62367 | 0.59086 | 0.56152 | 0.60185 | 0.46287 | 0.59267 | 3 | 1 | 115 | 14902 | 5820 | 8039 | 11488 | 2050 | 3063 | 10953 | 1628 | 1315 | 33068 | 1.23 | 1.38 | 13708.055
1268 | 20 | 53 | 2017-02-22 | 0.80503 | 1 | 0.80503 | 0.8494 | 0.93549 | 0.67893 | 0.68836 | 0.64259 | 0.54819 | 0.62671 | 0.58931 | 0.55716 | 0.5963 | 0.48046 | 0.58478 | 3 | 1 | 116 | 15003 | 5827 | 8042 | 11699 | 2060 | 3055 | 10868 | 1613 | 1365 | 32628 | 1.28 | 1.41 | 14534.475
1269 | 21 | 53 | 2017-02-22 | 0.89937 | 1 | 0.89937 | 0.93373 | 0.93593 | 0.66454 | 0.67407 | 0.62861 | 0.53742 | 0.61028 | 0.57446 | 0.5426 | 0.58189 | 0.47694 | 0.56959 | 3 | 1 | 117 | 14685 | 5706 | 7867 | 11469 | 2006 | 2978 | 10584 | 1574 | 1355 | 31780 | 1.43 | 1.55 | 14541.295
1270 | 22 | 53 | 2017-02-22 | 0.88679 | 1 | 0.88679 | 0.90964 | 0.9084 | 0.63825 | 0.64997 | 0.60447 | 0.51984 | 0.58442 | 0.55459 | 0.51569 | 0.56118 | 0.45547 | 0.54225 | 3 | 1 | 118 | 14104 | 5502 | 7565 | 11094 | 1921 | 2875 | 10059 | 1518 | 1294 | 30255 | 1.41 | 1.51 | 14113.52
1271 | 23 | 53 | 2017-02-22 | 0.79874 | 1 | 0.79874 | 0.85542 | 0.88374 | 0.60042 | 0.61359 | 0.57147 | 0.49417 | 0.54822 | 0.51948 | 0.47949 | 0.52606 | 0.42027 | 0.50268 | 3 | 1 | 119 | 13268 | 5194 | 7152 | 10546 | 1802 | 2693 | 9353 | 1423 | 1194 | 28047 | 1.27 | 1.42 | 13730.465
1272 | 24 | 53 | 2017-02-22 | 0.7044 | 1 | 0.7044 | 0.77108 | 0.84359 | 0.56331 | 0.57838 | 0.53799 | 0.4593 | 0.51232 | 0.48611 | 0.44453 | 0.49427 | 0.3812 | 0.46574 | 3 | 1 | 120 | 12448 | 4896 | 6733 | 9802 | 1684 | 2520 | 8671 | 1337 | 1083 | 25986 | 1.12 | 1.28 | 13106.685
1273 | 1 | 54 | 2017-02-23 | 0.76101 | 1 | 0.76101 | 0.71687 | 0.80131 | 0.54086 | 0.54318 | 0.50939 | 0.42847 | 0.48616 | 0.45486 | 0.42238 | 0.46654 | 0.36818 | 0.44242 | 4 | 1 | 121 | 11952 | 4598 | 6375 | 9144 | 1598 | 2358 | 8239 | 1262 | 1046 | 24685 | 1.21 | 1.19 | 12449.825
1274 | 2 | 54 | 2017-02-23 | 0.71698 | 1 | 0.71698 | 0.66867 | 0.77242 | 0.52475 | 0.52888 | 0.49317 | 0.4072 | 0.46943 | 0.43846 | 0.41069 | 0.45619 | 0.35516 | 0.42658 | 4 | 1 | 122 | 11596 | 4477 | 6172 | 8690 | 1543 | 2273 | 8011 | 1234 | 1009 | 23801 | 1.14 | 1.11 | 12000.945
1275 | 3 | 54 | 2017-02-23 | 0.7044 | 1 | 0.7044 | 0.64458 | 0.74901 | 0.51819 | 0.5218 | 0.48574 | 0.39473 | 0.45756 | 0.42689 | 0.40516 | 0.44695 | 0.34917 | 0.41436 | 4 | 1 | 123 | 11451 | 4417 | 6079 | 8424 | 1504 | 2213 | 7903 | 1209 | 992 | 23119 | 1.12 | 1.07 | 11637.225
1276 | 4 | 54 | 2017-02-23 | 0.69811 | 1 | 0.69811 | 0.63253 | 0.73082 | 0.51806 | 0.52439 | 0.48302 | 0.38639 | 0.45391 | 0.42477 | 0.40634 | 0.4451 | 0.34706 | 0.41462 | 4 | 1 | 124 | 11448 | 4439 | 6045 | 8246 | 1492 | 2202 | 7926 | 1204 | 986 | 23134 | 1.11 | 1.05 | 11354.585
1277 | 5 | 54 | 2017-02-23 | 0.69182 | 1 | 0.69182 | 0.63253 | 0.71832 | 0.52955 | 0.53633 | 0.49221 | 0.38508 | 0.46334 | 0.43248 | 0.42243 | 0.45582 | 0.35375 | 0.42584 | 4 | 1 | 125 | 11702 | 4540 | 6160 | 8218 | 1523 | 2242 | 8240 | 1233 | 1005 | 23760 | 1.1 | 1.05 | 11160.345
1278 | 6 | 54 | 2017-02-23 | 0.7044 | 1 | 0.7044 | 0.68072 | 0.72546 | 0.56566 | 0.57129 | 0.52042 | 0.39581 | 0.49741 | 0.46335 | 0.45863 | 0.48244 | 0.38261 | 0.46006 | 4 | 1 | 126 | 12500 | 4836 | 6513 | 8447 | 1635 | 2402 | 8946 | 1305 | 1087 | 25669 | 1.12 | 1.13 | 11271.335
1279 | 7 | 54 | 2017-02-23 | 0.75472 | 1 | 0.75472 | 0.74096 | 0.7356 | 0.6273 | 0.62894 | 0.57563 | 0.42744 | 0.55887 | 0.51562 | 0.51979 | 0.52532 | 0.43295 | 0.5122 | 4 | 1 | 127 | 13862 | 5324 | 7204 | 9122 | 1837 | 2673 | 10139 | 1421 | 1230 | 28578 | 1.2 | 1.23 | 11428.795
1280 | 8 | 54 | 2017-02-23 | 0.81761 | 1 | 0.81761 | 0.77711 | 0.74366 | 0.65988 | 0.66025 | 0.61358 | 0.47552 | 0.59568 | 0.54938 | 0.54563 | 0.55675 | 0.45301 | 0.54173 | 4 | 1 | 128 | 14582 | 5589 | 7679 | 10148 | 1958 | 2848 | 10643 | 1506 | 1287 | 30226 | 1.3 | 1.29 | 11554.04
1281 | 9 | 54 | 2017-02-23 | 0.84277 | 1 | 0.84277 | 0.83133 | 0.84656 | 0.65965 | 0.658 | 0.62022 | 0.50382 | 0.60055 | 0.55652 | 0.5364 | 0.56784 | 0.44069 | 0.54365 | 4 | 1 | 129 | 14577 | 5570 | 7762 | 10752 | 1974 | 2885 | 10463 | 1536 | 1252 | 30333 | 1.34 | 1.38 | 13152.805
1282 | 10 | 54 | 2017-02-23 | 0.8805 | 1 | 0.8805 | 0.85542 | 0.91285 | 0.65897 | 0.65576 | 0.62709 | 0.51464 | 0.60754 | 0.56539 | 0.52661 | 0.58004 | 0.43787 | 0.5422 | 4 | 1 | 130 | 14562 | 5551 | 7848 | 10983 | 1997 | 2931 | 10272 | 1569 | 1244 | 30252 | 1.4 | 1.42 | 14182.66
1283 | 11 | 54 | 2017-02-23 | 0.84906 | 1 | 0.84906 | 0.83133 | 0.9624 | 0.66268 | 0.65245 | 0.63692 | 0.51928 | 0.61606 | 0.57427 | 0.51994 | 0.58706 | 0.43471 | 0.53903 | 4 | 1 | 131 | 14644 | 5523 | 7971 | 11082 | 2025 | 2977 | 10142 | 1588 | 1235 | 30075 | 1.35 | 1.38 | 14952.575
1284 | 12 | 54 | 2017-02-23 | 0.8239 | 1 | 0.8239 | 0.78916 | 0.97754 | 0.65852 | 0.64761 | 0.63732 | 0.5227 | 0.61424 | 0.57639 | 0.51236 | 0.58965 | 0.42872 | 0.53308 | 4 | 1 | 132 | 14552 | 5482 | 7976 | 11155 | 2019 | 2988 | 9994 | 1595 | 1218 | 29743 | 1.31 | 1.31 | 15187.805
1285 | 13 | 54 | 2017-02-23 | 0.80503 | 1 | 0.80503 | 0.78916 | 0.95214 | 0.6582 | 0.6417 | 0.63516 | 0.522 | 0.61393 | 0.57504 | 0.50682 | 0.58965 | 0.42626 | 0.52761 | 4 | 1 | 133 | 14545 | 5432 | 7949 | 11140 | 2018 | 2981 | 9886 | 1595 | 1211 | 29438 | 1.28 | 1.31 | 14793.225
1286 | 14 | 54 | 2017-02-23 | 0.81132 | 1 | 0.81132 | 0.74699 | 0.97576 | 0.65739 | 0.63993 | 0.63708 | 0.51989 | 0.6118 | 0.57234 | 0.50354 | 0.59039 | 0.42098 | 0.52388 | 4 | 1 | 134 | 14527 | 5417 | 7973 | 11095 | 2011 | 2967 | 9822 | 1597 | 1196 | 29230 | 1.29 | 1.24 | 15160.185
1287 | 15 | 54 | 2017-02-23 | 0.76101 | 1 | 0.76101 | 0.74096 | 1 | 0.65255 | 0.63071 | 0.62909 | 0.51872 | 0.60481 | 0.56771 | 0.50021 | 0.58632 | 0.41746 | 0.52014 | 4 | 1 | 135 | 14420 | 5339 | 7873 | 11070 | 1988 | 2943 | 9757 | 1586 | 1186 | 29021 | 1.21 | 1.23 | 15536.75
1288 | 16 | 54 | 2017-02-23 | 0.77358 | 1 | 0.77358 | 0.72892 | 0.99944 | 0.64875 | 0.62906 | 0.6195 | 0.51502 | 0.59233 | 0.56346 | 0.49959 | 0.58336 | 0.42027 | 0.52132 | 4 | 1 | 136 | 14336 | 5325 | 7753 | 10991 | 1947 | 2921 | 9745 | 1578 | 1194 | 29087 | 1.23 | 1.21 | 15528.105
1289 | 17 | 54 | 2017-02-23 | 0.77987 | 1 | 0.77987 | 0.72289 | 0.98608 | 0.64979 | 0.63816 | 0.61606 | 0.513 | 0.59203 | 0.5625 | 0.50692 | 0.58706 | 0.42907 | 0.53419 | 4 | 1 | 137 | 14359 | 5402 | 7710 | 10948 | 1946 | 2916 | 9888 | 1588 | 1219 | 29805 | 1.24 | 1.2 | 15320.515
1290 | 18 | 54 | 2017-02-23 | 0.83648 | 1 | 0.83648 | 0.77108 | 0.92154 | 0.66164 | 0.66167 | 0.62605 | 0.52045 | 0.60116 | 0.56983 | 0.53266 | 0.59519 | 0.44597 | 0.56086 | 4 | 1 | 138 | 14621 | 5601 | 7835 | 11107 | 1976 | 2954 | 10390 | 1610 | 1267 | 31293 | 1.33 | 1.28 | 14317.695
1291 | 19 | 54 | 2017-02-23 | 0.83648 | 1 | 0.83648 | 0.80723 | 0.8823 | 0.68155 | 0.68187 | 0.64051 | 0.53671 | 0.61819 | 0.58681 | 0.55932 | 0.60628 | 0.47378 | 0.57414 | 4 | 1 | 139 | 15061 | 5772 | 8016 | 11454 | 2032 | 3042 | 10910 | 1640 | 1346 | 32034 | 1.33 | 1.34 | 13708.055
1292 | 20 | 54 | 2017-02-23 | 0.90566 | 1 | 0.90566 | 0.8494 | 0.93549 | 0.68658 | 0.68187 | 0.64027 | 0.5481 | 0.62184 | 0.58912 | 0.55475 | 0.60037 | 0.48786 | 0.56584 | 4 | 1 | 140 | 15172 | 5772 | 8013 | 11697 | 2044 | 3054 | 10821 | 1624 | 1386 | 31571 | 1.44 | 1.41 | 14534.475
1293 | 21 | 54 | 2017-02-23 | 0.98742 | 1 | 0.98742 | 0.88554 | 0.93593 | 0.6725 | 0.66521 | 0.62437 | 0.53915 | 0.60542 | 0.57234 | 0.5383 | 0.5841 | 0.48117 | 0.55297 | 4 | 1 | 141 | 14861 | 5631 | 7814 | 11506 | 1990 | 2967 | 10500 | 1580 | 1367 | 30853 | 1.57 | 1.47 | 14541.295
1294 | 22 | 54 | 2017-02-23 | 1 | 1 | 1 | 0.84337 | 0.9084 | 0.64467 | 0.63946 | 0.59864 | 0.52416 | 0.58077 | 0.55054 | 0.51123 | 0.56007 | 0.46005 | 0.52637 | 4 | 1 | 142 | 14246 | 5413 | 7492 | 11186 | 1909 | 2854 | 9972 | 1515 | 1307 | 29369 | 1.59 | 1.4 | 14113.52
1295 | 23 | 54 | 2017-02-23 | 0.91824 | 1 | 0.91824 | 0.74699 | 0.88374 | 0.60548 | 0.60095 | 0.56508 | 0.50335 | 0.54487 | 0.51389 | 0.47396 | 0.52532 | 0.42731 | 0.48759 | 4 | 1 | 143 | 13380 | 5087 | 7072 | 10742 | 1791 | 2664 | 9245 | 1421 | 1214 | 27205 | 1.46 | 1.24 | 13730.465
1296 | 24 | 54 | 2017-02-23 | 0.79245 | 1 | 0.79245 | 0.63855 | 0.84359 | 0.56788 | 0.56409 | 0.532 | 0.47135 | 0.51019 | 0.4784 | 0.43848 | 0.49316 | 0.38895 | 0.45162 | 4 | 1 | 144 | 12549 | 4775 | 6658 | 10059 | 1677 | 2480 | 8553 | 1334 | 1105 | 25198 | 1.26 | 1.06 | 13106.685
1297 | 1 | 55 | 2017-02-24 | 0.64151 | 1 | 0.64151 | 0.59639 | 0.80131 | 0.54249 | 0.5251 | 0.51298 | 0.44229 | 0.49103 | 0.45814 | 0.41218 | 0.46876 | 0.37276 | 0.42504 | 5 | 1 | 1 | 11988 | 4445 | 6420 | 9439 | 1614 | 2375 | 8040 | 1268 | 1059 | 23715 | 1.02 | 0.99 | 12449.825
1298 | 2 | 55 | 2017-02-24 | 0.60377 | 1 | 0.60377 | 0.57831 | 0.77242 | 0.52407 | 0.51057 | 0.49796 | 0.42186 | 0.47277 | 0.44213 | 0.39844 | 0.45804 | 0.35727 | 0.40851 | 5 | 1 | 2 | 11581 | 4322 | 6232 | 9003 | 1554 | 2292 | 7772 | 1239 | 1015 | 22793 | 0.96 | 0.96 | 12000.945
1299 | 3 | 55 | 2017-02-24 | 0.60377 | 1 | 0.60377 | 0.56024 | 0.74901 | 0.51462 | 0.50242 | 0.48718 | 0.41052 | 0.4606 | 0.43152 | 0.39044 | 0.44806 | 0.35128 | 0.39875 | 5 | 1 | 3 | 11372 | 4253 | 6097 | 8761 | 1514 | 2237 | 7616 | 1212 | 998 | 22248 | 0.96 | 0.93 | 11637.225
1300 | 4 | 55 | 2017-02-24 | 0.59119 | 1 | 0.59119 | 0.54819 | 0.73082 | 0.51258 | 0.50289 | 0.4835 | 0.40429 | 0.45665 | 0.42805 | 0.38921 | 0.4451 | 0.34917 | 0.39647 | 5 | 1 | 4 | 11327 | 4257 | 6051 | 8628 | 1501 | 2219 | 7592 | 1204 | 992 | 22121 | 0.94 | 0.91 | 11354.585
1301 | 5 | 55 | 2017-02-24 | 0.62893 | 1 | 0.62893 | 0.54819 | 0.71832 | 0.51973 | 0.51565 | 0.49117 | 0.40396 | 0.46486 | 0.43441 | 0.40044 | 0.45323 | 0.35375 | 0.40525 | 5 | 1 | 5 | 11485 | 4365 | 6147 | 8621 | 1528 | 2252 | 7811 | 1226 | 1005 | 22611 | 1 | 0.91 | 11160.345
1302 | 6 | 55 | 2017-02-24 | 0.69182 | 1 | 0.69182 | 0.56627 | 0.72546 | 0.55086 | 0.54885 | 0.5189 | 0.41587 | 0.49681 | 0.46393 | 0.42997 | 0.47911 | 0.37733 | 0.43617 | 5 | 1 | 6 | 12173 | 4646 | 6494 | 8875 | 1633 | 2405 | 8387 | 1296 | 1072 | 24336 | 1.1 | 0.94 | 11271.335
1303 | 7 | 55 | 2017-02-24 | 0.76101 | 1 | 0.76101 | 0.62651 | 0.7356 | 0.61309 | 0.60248 | 0.57635 | 0.44745 | 0.554 | 0.51292 | 0.48621 | 0.52089 | 0.42907 | 0.48978 | 5 | 1 | 7 | 13548 | 5100 | 7213 | 9549 | 1821 | 2659 | 9484 | 1409 | 1219 | 27327 | 1.21 | 1.04 | 11428.795
1304 | 8 | 55 | 2017-02-24 | 0.77358 | 1 | 0.77358 | 0.6988 | 0.74366 | 0.64336 | 0.6326 | 0.60791 | 0.49239 | 0.59233 | 0.55093 | 0.51625 | 0.55009 | 0.44843 | 0.52256 | 5 | 1 | 8 | 14217 | 5355 | 7608 | 10508 | 1947 | 2856 | 10070 | 1488 | 1274 | 29156 | 1.23 | 1.16 | 11554.04
1305 | 9 | 55 | 2017-02-24 | 0.72327 | 1 | 0.72327 | 0.73494 | 0.84656 | 0.64467 | 0.63639 | 0.61742 | 0.5161 | 0.59781 | 0.55691 | 0.51702 | 0.56118 | 0.43963 | 0.52849 | 5 | 1 | 9 | 14246 | 5387 | 7727 | 11014 | 1965 | 2887 | 10085 | 1518 | 1249 | 29487 | 1.15 | 1.22 | 13152.805
1306 | 10 | 55 | 2017-02-24 | 0.7044 | 1 | 0.7044 | 0.74096 | 0.91285 | 0.64513 | 0.63875 | 0.62501 | 0.52027 | 0.60694 | 0.56462 | 0.51471 | 0.57116 | 0.44175 | 0.53017 | 5 | 1 | 10 | 14256 | 5407 | 7822 | 11103 | 1995 | 2927 | 10040 | 1545 | 1255 | 29581 | 1.12 | 1.23 | 14182.66
1307 | 11 | 55 | 2017-02-24 | 0.72956 | 1 | 0.72956 | 0.73494 | 0.9624 | 0.64481 | 0.6417 | 0.63396 | 0.52069 | 0.61515 | 0.57311 | 0.51502 | 0.58078 | 0.44597 | 0.53162 | 5 | 1 | 11 | 14249 | 5432 | 7934 | 11112 | 2022 | 2971 | 10046 | 1571 | 1267 | 29662 | 1.16 | 1.22 | 14952.575
1308 | 12 | 55 | 2017-02-24 | 0.67925 | 1 | 0.67925 | 0.74096 | 0.97754 | 0.64142 | 0.63686 | 0.6338 | 0.52102 | 0.61363 | 0.57465 | 0.51318 | 0.58595 | 0.44456 | 0.52876 | 5 | 1 | 12 | 14174 | 5391 | 7932 | 11119 | 2017 | 2979 | 10010 | 1585 | 1263 | 29502 | 1.08 | 1.23 | 15187.805
1309 | 13 | 55 | 2017-02-24 | 0.6478 | 1 | 0.6478 | 0.75904 | 0.95214 | 0.6411 | 0.63119 | 0.63012 | 0.51825 | 0.61241 | 0.57407 | 0.51215 | 0.58595 | 0.44527 | 0.5246 | 5 | 1 | 13 | 14167 | 5343 | 7886 | 11060 | 2013 | 2976 | 9990 | 1585 | 1265 | 29270 | 1.03 | 1.26 | 14793.225
1310 | 14 | 55 | 2017-02-24 | 0.6478 | 1 | 0.6478 | 0.77711 | 0.97576 | 0.63712 | 0.62682 | 0.62717 | 0.51305 | 0.60998 | 0.57118 | 0.5082 | 0.58891 | 0.44245 | 0.52349 | 5 | 1 | 14 | 14079 | 5306 | 7849 | 10949 | 2005 | 2961 | 9913 | 1593 | 1257 | 29208 | 1.03 | 1.29 | 15160.185
1311 | 15 | 55 | 2017-02-24 | 0.66038 | 1 | 0.66038 | 0.79518 | 1 | 0.63372 | 0.62221 | 0.62165 | 0.50963 | 0.60055 | 0.56501 | 0.5042 | 0.58447 | 0.44034 | 0.51842 | 5 | 1 | 15 | 14004 | 5267 | 7780 | 10876 | 1974 | 2929 | 9835 | 1581 | 1251 | 28925 | 1.05 | 1.32 | 15536.75
1312 | 16 | 55 | 2017-02-24 | 0.66038 | 1 | 0.66038 | 0.84337 | 0.99944 | 0.6268 | 0.61784 | 0.61055 | 0.50321 | 0.58929 | 0.55691 | 0.50343 | 0.58152 | 0.43963 | 0.51888 | 5 | 1 | 16 | 13851 | 5230 | 7641 | 10739 | 1937 | 2887 | 9820 | 1573 | 1249 | 28951 | 1.05 | 1.4 | 15528.105
1313 | 17 | 55 | 2017-02-24 | 0.67925 | 1 | 0.67925 | 0.87349 | 0.98608 | 0.62286 | 0.62044 | 0.60847 | 0.49974 | 0.5899 | 0.55324 | 0.50872 | 0.58115 | 0.44914 | 0.52775 | 5 | 1 | 17 | 13764 | 5252 | 7615 | 10665 | 1939 | 2868 | 9923 | 1572 | 1276 | 29446 | 1.08 | 1.45 | 15320.515
1314 | 18 | 55 | 2017-02-24 | 0.73585 | 1 | 0.73585 | 0.95783 | 0.92154 | 0.6325 | 0.63438 | 0.61326 | 0.50513 | 0.59538 | 0.56501 | 0.52661 | 0.58521 | 0.46075 | 0.5512 | 5 | 1 | 18 | 13977 | 5370 | 7675 | 10780 | 1957 | 2929 | 10272 | 1583 | 1309 | 30754 | 1.17 | 1.59 | 14317.695
1315 | 19 | 55 | 2017-02-24 | 0.7673 | 1 | 0.7673 | 0.98193 | 0.8823 | 0.65101 | 0.65588 | 0.63428 | 0.51975 | 0.60846 | 0.58005 | 0.5485 | 0.59593 | 0.48082 | 0.56534 | 5 | 1 | 19 | 14386 | 5552 | 7938 | 11092 | 2000 | 3007 | 10699 | 1612 | 1366 | 31543 | 1.22 | 1.63 | 13708.055
1316 | 20 | 55 | 2017-02-24 | 0.86164 | 1 | 0.86164 | 1 | 0.93549 | 0.65368 | 0.65588 | 0.62789 | 0.53578 | 0.60389 | 0.5733 | 0.53983 | 0.5841 | 0.48891 | 0.55414 | 5 | 1 | 20 | 14445 | 5552 | 7858 | 11434 | 1985 | 2972 | 10530 | 1580 | 1389 | 30918 | 1.37 | 1.66 | 14534.475
1317 | 21 | 55 | 2017-02-24 | 0.88679 | 1 | 0.88679 | 0.99398 | 0.93593 | 0.64047 | 0.63686 | 0.60879 | 0.52922 | 0.58412 | 0.55401 | 0.51994 | 0.56562 | 0.47624 | 0.53084 | 5 | 1 | 21 | 14153 | 5391 | 7619 | 11294 | 1920 | 2872 | 10142 | 1530 | 1353 | 29618 | 1.41 | 1.65 | 14541.295
1318 | 22 | 55 | 2017-02-24 | 0.84906 | 1 | 0.84906 | 0.90964 | 0.9084 | 0.61607 | 0.61276 | 0.58682 | 0.51633 | 0.5613 | 0.53492 | 0.4978 | 0.54307 | 0.45583 | 0.50591 | 5 | 1 | 22 | 13614 | 5187 | 7344 | 11019 | 1845 | 2773 | 9710 | 1469 | 1295 | 28227 | 1.35 | 1.51 | 14113.52
1319 | 23 | 55 | 2017-02-24 | 0.7673 | 1 | 0.7673 | 0.79518 | 0.88374 | 0.58118 | 0.58204 | 0.55677 | 0.49946 | 0.53057 | 0.50829 | 0.46704 | 0.51497 | 0.43119 | 0.47537 | 5 | 1 | 23 | 12843 | 4927 | 6968 | 10659 | 1744 | 2635 | 9110 | 1393 | 1225 | 26523 | 1.22 | 1.32 | 13730.465
1320 | 24 | 55 | 2017-02-24 | 0.6478 | 1 | 0.6478 | 0.68675 | 0.84359 | 0.54629 | 0.54956 | 0.52225 | 0.47181 | 0.49528 | 0.47897 | 0.4371 | 0.48688 | 0.40549 | 0.44278 | 5 | 1 | 24 | 12072 | 4652 | 6536 | 10069 | 1628 | 2483 | 8526 | 1317 | 1152 | 24705 | 1.03 | 1.14 | 13106.685
1321 | 1 | 56 | 2017-02-25 | 0.58491 | 1 | 0.58491 | 0.64458 | 0.77448 | 0.51258 | 0.5231 | 0.49708 | 0.46315 | 0.45726 | 0.45197 | 0.40716 | 0.46137 | 0.36994 | 0.40724 | 6 | 2 | 25 | 11327 | 4428 | 6221 | 9884 | 1503 | 2343 | 7942 | 1248 | 1051 | 22722 | 0.93 | 1.07 | 12032.86
1322 | 2 | 56 | 2017-02-25 | 0.54717 | 1 | 0.54717 | 0.62048 | 0.74964 | 0.49869 | 0.50892 | 0.47807 | 0.44646 | 0.44174 | 0.43885 | 0.39162 | 0.44658 | 0.36044 | 0.38959 | 6 | 2 | 26 | 11020 | 4308 | 5983 | 9528 | 1452 | 2275 | 7639 | 1208 | 1024 | 21737 | 0.87 | 1.03 | 11646.96
1323 | 3 | 56 | 2017-02-25 | 0.54088 | 1 | 0.54088 | 0.60843 | 0.72838 | 0.49032 | 0.49959 | 0.47024 | 0.43756 | 0.43322 | 0.43287 | 0.38137 | 0.43697 | 0.35516 | 0.37914 | 6 | 2 | 27 | 10835 | 4229 | 5885 | 9338 | 1424 | 2244 | 7439 | 1182 | 1009 | 21154 | 0.86 | 1.01 | 11316.6
1324 | 4 | 56 | 2017-02-25 | 0.54717 | 1 | 0.54717 | 0.62048 | 0.71262 | 0.48751 | 0.49758 | 0.46496 | 0.4288 | 0.42957 | 0.43017 | 0.37686 | 0.43401 | 0.35797 | 0.37473 | 6 | 2 | 28 | 10773 | 4212 | 5819 | 9151 | 1412 | 2230 | 7351 | 1174 | 1017 | 20908 | 0.87 | 1.03 | 11071.73
1325 | 5 | 56 | 2017-02-25 | 0.57862 | 1 | 0.57862 | 0.63855 | 0.70005 | 0.49321 | 0.5003 | 0.46656 | 0.42702 | 0.43444 | 0.43422 | 0.37906 | 0.43808 | 0.37135 | 0.37631 | 6 | 2 | 29 | 10899 | 4235 | 5839 | 9113 | 1428 | 2251 | 7394 | 1185 | 1055 | 20996 | 0.92 | 1.06 | 10876.555
1326 | 6 | 56 | 2017-02-25 | 0.6478 | 1 | 0.6478 | 0.69277 | 0.69248 | 0.50561 | 0.51305 | 0.47998 | 0.43072 | 0.453 | 0.44599 | 0.39157 | 0.44732 | 0.38895 | 0.38744 | 6 | 2 | 30 | 11173 | 4343 | 6007 | 9192 | 1489 | 2312 | 7638 | 1210 | 1105 | 21617 | 1.03 | 1.15 | 10758.83
1327 | 7 | 56 | 2017-02-25 | 0.71069 | 1 | 0.71069 | 0.75904 | 0.68725 | 0.52643 | 0.53302 | 0.50068 | 0.44553 | 0.48464 | 0.47049 | 0.41049 | 0.46433 | 0.41288 | 0.40665 | 6 | 2 | 31 | 11633 | 4512 | 6266 | 9508 | 1593 | 2439 | 8007 | 1256 | 1173 | 22689 | 1.13 | 1.26 | 10677.68
1328 | 8 | 56 | 2017-02-25 | 0.73585 | 1 | 0.73585 | 0.74699 | 0.67879 | 0.55245 | 0.5596 | 0.52529 | 0.46788 | 0.51536 | 0.49595 | 0.43715 | 0.48059 | 0.44949 | 0.42771 | 6 | 2 | 32 | 12208 | 4737 | 6574 | 9985 | 1694 | 2571 | 8527 | 1300 | 1277 | 23864 | 1.17 | 1.24 | 10546.135
1329 | 9 | 56 | 2017-02-25 | 0.71698 | 1 | 0.71698 | 0.71084 | 0.73509 | 0.57774 | 0.59268 | 0.54559 | 0.48194 | 0.5397 | 0.52508 | 0.46201 | 0.50277 | 0.48398 | 0.44984 | 6 | 2 | 33 | 12767 | 5017 | 6828 | 10285 | 1774 | 2722 | 9012 | 1360 | 1375 | 25099 | 1.14 | 1.18 | 11420.965
1330 | 10 | 56 | 2017-02-25 | 0.69811 | 1 | 0.69811 | 0.6988 | 0.80309 | 0.60051 | 0.62245 | 0.57203 | 0.49342 | 0.56404 | 0.55208 | 0.47524 | 0.51756 | 0.50651 | 0.46594 | 6 | 2 | 34 | 13270 | 5269 | 7159 | 10530 | 1854 | 2862 | 9270 | 1400 | 1439 | 25997 | 1.11 | 1.16 | 12477.48
1331 | 11 | 56 | 2017-02-25 | 0.7044 | 1 | 0.7044 | 0.72289 | 0.84627 | 0.61567 | 0.63568 | 0.58698 | 0.50054 | 0.5829 | 0.56848 | 0.4779 | 0.52754 | 0.51707 | 0.47309 | 6 | 2 | 35 | 13605 | 5381 | 7346 | 10682 | 1916 | 2947 | 9322 | 1427 | 1469 | 26396 | 1.12 | 1.2 | 13148.295
1332 | 12 | 56 | 2017-02-25 | 0.67925 | 1 | 0.67925 | 0.72289 | 0.85829 | 0.61766 | 0.63686 | 0.58746 | 0.50316 | 0.58047 | 0.57793 | 0.47601 | 0.5305 | 0.51461 | 0.47142 | 6 | 2 | 36 | 13649 | 5391 | 7352 | 10738 | 1908 | 2996 | 9285 | 1435 | 1462 | 26303 | 1.08 | 1.2 | 13334.96
1333 | 13 | 56 | 2017-02-25 | 0.62264 | 1 | 0.62264 | 0.6988 | 0.83365 | 0.61336 | 0.63154 | 0.58498 | 0.50171 | 0.57743 | 0.57812 | 0.47016 | 0.52939 | 0.50546 | 0.46475 | 6 | 2 | 37 | 13554 | 5346 | 7321 | 10707 | 1898 | 2997 | 9171 | 1432 | 1436 | 25931 | 0.99 | 1.16 | 12952.21
1334 | 14 | 56 | 2017-02-25 | 0.63522 | 1 | 0.63522 | 0.6988 | 0.83998 | 0.60743 | 0.62185 | 0.57978 | 0.49374 | 0.56647 | 0.57234 | 0.4634 | 0.52384 | 0.49525 | 0.4578 | 6 | 2 | 38 | 13423 | 5264 | 7256 | 10537 | 1862 | 2967 | 9039 | 1417 | 1407 | 25543 | 1.01 | 1.16 | 13050.635
1335 | 15 | 56 | 2017-02-25 | 0.65409 | 1 | 0.65409 | 0.70482 | 0.8466 | 0.59978 | 0.61524 | 0.57547 | 0.48554 | 0.55339 | 0.5652 | 0.45668 | 0.52052 | 0.48539 | 0.45447 | 6 | 2 | 39 | 13254 | 5208 | 7202 | 10362 | 1819 | 2930 | 8908 | 1408 | 1379 | 25357 | 1.04 | 1.17 | 13153.435
1336 | 16 | 56 | 2017-02-25 | 0.67925 | 1 | 0.67925 | 0.72289 | 0.84537 | 0.59363 | 0.61311 | 0.57483 | 0.47837 | 0.54822 | 0.56289 | 0.45407 | 0.51645 | 0.48997 | 0.45626 | 6 | 2 | 40 | 13118 | 5190 | 7194 | 10209 | 1802 | 2918 | 8857 | 1397 | 1392 | 25457 | 1.08 | 1.2 | 13134.275
1337 | 17 | 56 | 2017-02-25 | 0.73585 | 1 | 0.73585 | 0.78313 | 0.83299 | 0.59698 | 0.62008 | 0.57763 | 0.47814 | 0.55674 | 0.56559 | 0.46186 | 0.52606 | 0.49842 | 0.46748 | 6 | 2 | 41 | 13192 | 5249 | 7229 | 10204 | 1830 | 2932 | 9009 | 1423 | 1416 | 26083 | 1.17 | 1.3 | 12941.93
1338 | 18 | 56 | 2017-02-25 | 0.79874 | 1 | 0.79874 | 0.81325 | 0.79767 | 0.61458 | 0.63757 | 0.59616 | 0.48976 | 0.568 | 0.5843 | 0.48795 | 0.54455 | 0.52552 | 0.49148 | 6 | 2 | 42 | 13581 | 5397 | 7461 | 10452 | 1867 | 3029 | 9518 | 1473 | 1493 | 27422 | 1.27 | 1.35 | 12393.195
1339 | 19 | 56 | 2017-02-25 | 0.83648 | 1 | 0.83648 | 0.8494 | 0.79425 | 0.64155 | 0.65363 | 0.61462 | 0.51886 | 0.5972 | 0.60841 | 0.51148 | 0.56488 | 0.55861 | 0.51415 | 6 | 2 | 43 | 14177 | 5533 | 7692 | 11073 | 1963 | 3154 | 9977 | 1528 | 1587 | 28687 | 1.33 | 1.41 | 12340.135
1340 | 20 | 56 | 2017-02-25 | 0.91824 | 1 | 0.91824 | 0.90361 | 0.85572 | 0.65015 | 0.64938 | 0.61023 | 0.53329 | 0.60602 | 0.61362 | 0.50754 | 0.56488 | 0.58571 | 0.50979 | 6 | 2 | 44 | 14367 | 5497 | 7637 | 11381 | 1992 | 3181 | 9900 | 1528 | 1664 | 28444 | 1.46 | 1.5 | 13295.155
1341 | 21 | 56 | 2017-02-25 | 0.91195 | 1 | 0.91195 | 0.93976 | 0.85805 | 0.64341 | 0.6332 | 0.5976 | 0.52758 | 0.59538 | 0.60455 | 0.49457 | 0.55638 | 0.58325 | 0.49431 | 6 | 2 | 45 | 14218 | 5360 | 7479 | 11259 | 1957 | 3134 | 9647 | 1505 | 1657 | 27580 | 1.45 | 1.56 | 13331.25
1342 | 22 | 56 | 2017-02-25 | 0.89308 | 1 | 0.89308 | 0.89759 | 0.84073 | 0.63241 | 0.61713 | 0.57827 | 0.52045 | 0.57986 | 0.59375 | 0.47975 | 0.54307 | 0.58395 | 0.47753 | 6 | 2 | 46 | 13975 | 5224 | 7237 | 11107 | 1906 | 3078 | 9358 | 1469 | 1659 | 26644 | 1.42 | 1.49 | 13062.215
1343 | 23 | 56 | 2017-02-25 | 0.7673 | 1 | 0.7673 | 0.8012 | 0.82665 | 0.61734 | 0.59268 | 0.55749 | 0.51052 | 0.55674 | 0.57388 | 0.46042 | 0.52421 | 0.57621 | 0.45418 | 6 | 2 | 47 | 13642 | 5017 | 6977 | 10895 | 1830 | 2975 | 8981 | 1418 | 1637 | 25341 | 1.22 | 1.33 | 12843.495
1344 | 24 | 56 | 2017-02-25 | 0.69182 | 1 | 0.69182 | 0.69277 | 0.80437 | 0.59879 | 0.56905 | 0.53032 | 0.4906 | 0.53392 | 0.55363 | 0.43863 | 0.49834 | 0.57022 | 0.42984 | 6 | 2 | 48 | 13232 | 4817 | 6637 | 10470 | 1755 | 2870 | 8556 | 1348 | 1620 | 23983 | 1.1 | 1.15 | 12497.315
1345 | 1 | 57 | 2017-02-26 | 0.61635 | 1 | 0.61635 | 0.64458 | 0.77096 | 0.5882 | 0.57944 | 0.52169 | 0.47139 | 0.52388 | 0.52353 | 0.44068 | 0.4939 | 0.57198 | 0.42325 | 7 | 3 | 49 | 12998 | 4905 | 6529 | 10060 | 1722 | 2714 | 8596 | 1336 | 1625 | 23615 | 0.98 | 1.07 | 11978.235
1346 | 2 | 57 | 2017-02-26 | 0.61006 | 1 | 0.61006 | 0.62048 | 0.74542 | 0.58019 | 0.56952 | 0.50835 | 0.45284 | 0.51232 | 0.5135 | 0.43505 | 0.4817 | 0.57339 | 0.41212 | 7 | 3 | 50 | 12821 | 4821 | 6362 | 9664 | 1684 | 2662 | 8486 | 1303 | 1629 | 22994 | 0.97 | 1.03 | 11581.36
1347 | 3 | 57 | 2017-02-26 | 0.59748 | 1 | 0.59748 | 0.62048 | 0.72049 | 0.57937 | 0.56385 | 0.50132 | 0.44159 | 0.50806 | 0.50637 | 0.43576 | 0.47098 | 0.57973 | 0.4081 | 7 | 3 | 51 | 12803 | 4773 | 6274 | 9424 | 1670 | 2625 | 8500 | 1274 | 1647 | 22770 | 0.95 | 1.03 | 11194.145
1348 | 4 | 57 | 2017-02-26 | 0.58491 | 1 | 0.58491 | 0.62048 | 0.6999 | 0.57992 | 0.56657 | 0.49892 | 0.43512 | 0.50867 | 0.50829 | 0.44335 | 0.46839 | 0.59099 | 0.4081 | 7 | 3 | 52 | 12815 | 4796 | 6244 | 9286 | 1672 | 2635 | 8648 | 1267 | 1679 | 22770 | 0.93 | 1.03 | 10874.225
1349 | 5 | 57 | 2017-02-26 | 0.60377 | 1 | 0.60377 | 0.64458 | 0.68772 | 0.58575 | 0.572 | 0.50164 | 0.43269 | 0.51384 | 0.51061 | 0.45509 | 0.47061 | 0.60648 | 0.41475 | 7 | 3 | 53 | 12944 | 4842 | 6278 | 9234 | 1689 | 2647 | 8877 | 1273 | 1723 | 23141 | 0.96 | 1.07 | 10684.93
1350 | 6 | 57 | 2017-02-26 | 0.67296 | 1 | 0.67296 | 0.6988 | 0.67866 | 0.59892 | 0.58287 | 0.50963 | 0.4347 | 0.52419 | 0.52257 | 0.47642 | 0.47652 | 0.62408 | 0.42692 | 7 | 3 | 54 | 13235 | 4934 | 6378 | 9277 | 1723 | 2709 | 9293 | 1289 | 1773 | 23820 | 1.07 | 1.16 | 10544.215
1351 | 7 | 57 | 2017-02-26 | 0.73585 | 1 | 0.73585 | 0.77108 | 0.66367 | 0.61639 | 0.59858 | 0.52329 | 0.44197 | 0.53879 | 0.53762 | 0.49903 | 0.48762 | 0.654 | 0.44615 | 7 | 3 | 55 | 13621 | 5067 | 6549 | 9432 | 1771 | 2787 | 9734 | 1319 | 1858 | 24893 | 1.17 | 1.28 | 10311.225
1352 | 8 | 57 | 2017-02-26 | 0.74214 | 1 | 0.74214 | 0.78313 | 0.63637 | 0.64187 | 0.62729 | 0.54319 | 0.44909 | 0.55948 | 0.55421 | 0.52681 | 0.49908 | 0.6818 | 0.46511 | 7 | 3 | 56 | 14184 | 5310 | 6798 | 9584 | 1839 | 2873 | 10276 | 1350 | 1937 | 25951 | 1.18 | 1.3 | 9887.07
1353 | 9 | 57 | 2017-02-26 | 0.74843 | 1 | 0.74843 | 0.74699 | 0.65776 | 0.66178 | 0.6554 | 0.55717 | 0.45274 | 0.57834 | 0.57215 | 0.54701 | 0.51349 | 0.69588 | 0.48626 | 7 | 3 | 57 | 14624 | 5548 | 6973 | 9662 | 1901 | 2966 | 10670 | 1389 | 1977 | 27131 | 1.19 | 1.24 | 10219.53
1354 | 10 | 57 | 2017-02-26 | 0.71698 | 1 | 0.71698 | 0.72892 | 0.69482 | 0.66291 | 0.66568 | 0.5678 | 0.4578 | 0.58716 | 0.58005 | 0.54511 | 0.52754 | 0.66843 | 0.49668 | 7 | 3 | 58 | 14649 | 5635 | 7106 | 9770 | 1930 | 3007 | 10633 | 1427 | 1899 | 27712 | 1.14 | 1.21 | 10795.295
1355 | 11 | 57 | 2017-02-26 | 0.71698 | 1 | 0.71698 | 0.71084 | 0.7323 | 0.64757 | 0.66096 | 0.57379 | 0.46216 | 0.5829 | 0.57658 | 0.52932 | 0.53346 | 0.60507 | 0.49761 | 7 | 3 | 59 | 14310 | 5595 | 7181 | 9863 | 1916 | 2989 | 10325 | 1443 | 1719 | 27764 | 1.14 | 1.18 | 11377.635
1356 | 12 | 57 | 2017-02-26 | 0.69811 | 1 | 0.69811 | 0.68072 | 0.74794 | 0.6301 | 0.65281 | 0.57171 | 0.4638 | 0.57225 | 0.57118 | 0.50928 | 0.53826 | 0.56459 | 0.49214 | 7 | 3 | 60 | 13924 | 5526 | 7155 | 9898 | 1881 | 2961 | 9934 | 1456 | 1604 | 27459 | 1.11 | 1.13 | 11620.63
1357 | 13 | 57 | 2017-02-26 | 0.63522 | 1 | 0.63522 | 0.6506 | 0.74218 | 0.61702 | 0.6456 | 0.56724 | 0.46216 | 0.56404 | 0.56173 | 0.49554 | 0.54048 | 0.53397 | 0.48599 | 7 | 3 | 61 | 13635 | 5465 | 7099 | 9863 | 1854 | 2912 | 9666 | 1462 | 1517 | 27116 | 1.01 | 1.08 | 11531.12
1358 | 14 | 57 | 2017-02-26 | 0.61635 | 1 | 0.61635 | 0.63253 | 0.75233 | 0.60291 | 0.63544 | 0.56173 | 0.45888 | 0.54913 | 0.5461 | 0.48616 | 0.54122 | 0.5037 | 0.48071 | 7 | 3 | 62 | 13323 | 5379 | 7030 | 9793 | 1805 | 2831 | 9483 | 1464 | 1431 | 26821 | 0.98 | 1.05 | 11688.74
1359 | 15 | 57 | 2017-02-26 | 0.61635 | 1 | 0.61635 | 0.65663 | 0.7566 | 0.59186 | 0.62823 | 0.55557 | 0.45335 | 0.53544 | 0.53299 | 0.47734 | 0.53937 | 0.478 | 0.47683 | 7 | 3 | 63 | 13079 | 5318 | 6953 | 9675 | 1760 | 2763 | 9311 | 1459 | 1358 | 26605 | 0.98 | 1.09 | 11755.12
1360 | 16 | 57 | 2017-02-26 | 0.64151 | 1 | 0.64151 | 0.68072 | 0.75794 | 0.5882 | 0.62552 | 0.55182 | 0.4496 | 0.52692 | 0.52836 | 0.47483 | 0.53641 | 0.4685 | 0.48171 | 7 | 3 | 64 | 12998 | 5295 | 6906 | 9595 | 1732 | 2739 | 9262 | 1451 | 1331 | 26877 | 1.02 | 1.13 | 11775.96
1361 | 17 | 57 | 2017-02-26 | 0.66667 | 1 | 0.66667 | 0.72892 | 0.74929 | 0.59349 | 0.64241 | 0.55829 | 0.44871 | 0.53392 | 0.53395 | 0.48759 | 0.53937 | 0.47483 | 0.50261 | 7 | 3 | 65 | 13115 | 5438 | 6987 | 9576 | 1755 | 2768 | 9511 | 1459 | 1349 | 28043 | 1.06 | 1.21 | 11641.495
1362 | 18 | 57 | 2017-02-26 | 0.68553 | 1 | 0.68553 | 0.77711 | 0.72694 | 0.62146 | 0.68175 | 0.57739 | 0.45818 | 0.55735 | 0.55613 | 0.54106 | 0.56229 | 0.50581 | 0.53978 | 7 | 3 | 66 | 13733 | 5771 | 7226 | 9778 | 1832 | 2883 | 10554 | 1521 | 1437 | 30117 | 1.09 | 1.29 | 11294.21
1363 | 19 | 57 | 2017-02-26 | 0.7044 | 1 | 0.7044 | 0.79518 | 0.72784 | 0.65734 | 0.72168 | 0.61031 | 0.48714 | 0.5902 | 0.59163 | 0.57731 | 0.5915 | 0.55544 | 0.57783 | 7 | 3 | 67 | 14526 | 6109 | 7638 | 10396 | 1940 | 3067 | 11261 | 1600 | 1578 | 32240 | 1.12 | 1.32 | 11308.32
1364 | 20 | 57 | 2017-02-26 | 0.7673 | 1 | 0.7673 | 0.8494 | 0.80601 | 0.66816 | 0.72758 | 0.61766 | 0.50626 | 0.59963 | 0.60282 | 0.58556 | 0.58891 | 0.58465 | 0.5805 | 7 | 3 | 68 | 14765 | 6159 | 7730 | 10804 | 1971 | 3125 | 11422 | 1593 | 1661 | 32389 | 1.22 | 1.41 | 12522.705
1365 | 21 | 57 | 2017-02-26 | 0.83648 | 1 | 0.83648 | 0.89759 | 0.81962 | 0.66879 | 0.72203 | 0.60879 | 0.50537 | 0.59416 | 0.59877 | 0.58049 | 0.58189 | 0.59521 | 0.56869 | 7 | 3 | 69 | 14779 | 6112 | 7619 | 10785 | 1953 | 3104 | 11323 | 1574 | 1691 | 31730 | 1.33 | 1.49 | 12734.27
1366 | 22 | 57 | 2017-02-26 | 0.8239 | 1 | 0.8239 | 0.87349 | 0.81392 | 0.65581 | 0.70313 | 0.59217 | 0.49857 | 0.58412 | 0.58353 | 0.56413 | 0.57301 | 0.59099 | 0.55039 | 7 | 3 | 70 | 14492 | 5952 | 7411 | 10640 | 1920 | 3025 | 11004 | 1550 | 1679 | 30709 | 1.31 | 1.45 | 12645.685
1367 | 23 | 57 | 2017-02-26 | 0.77358 | 1 | 0.77358 | 0.75904 | 0.80175 | 0.63793 | 0.67679 | 0.57347 | 0.48545 | 0.56313 | 0.55845 | 0.53855 | 0.55046 | 0.57022 | 0.52256 | 7 | 3 | 71 | 14097 | 5729 | 7177 | 10360 | 1851 | 2895 | 10505 | 1489 | 1620 | 29156 | 1.23 | 1.26 | 12456.54
1368 | 24 | 57 | 2017-02-26 | 0.7044 | 1 | 0.7044 | 0.68072 | 0.77447 | 0.61797 | 0.65529 | 0.55374 | 0.46394 | 0.54396 | 0.53279 | 0.51174 | 0.52163 | 0.54382 | 0.49478 | 7 | 3 | 72 | 13656 | 5547 | 6930 | 9901 | 1788 | 2762 | 9982 | 1411 | 1545 | 27606 | 1.12 | 1.13 | 12032.68
1369 | 1 | 58 | 2017-02-27 | 0.6478 | 1 | 0.6478 | 0.63253 | 0.80131 | 0.63155 | 0.65647 | 0.54207 | 0.44557 | 0.54153 | 0.51292 | 0.50169 | 0.50055 | 0.53502 | 0.47768 | 1 | 1 | 73 | 13956 | 5557 | 6784 | 9509 | 1780 | 2659 | 9786 | 1354 | 1520 | 26652 | 1.03 | 1.05 | 12449.825
1370 | 2 | 58 | 2017-02-27 | 0.59748 | 1 | 0.59748 | 0.61446 | 0.77242 | 0.62395 | 0.65032 | 0.53128 | 0.43189 | 0.52966 | 0.50309 | 0.50072 | 0.49205 | 0.53185 | 0.4683 | 1 | 1 | 74 | 13788 | 5505 | 6649 | 9217 | 1741 | 2608 | 9767 | 1331 | 1511 | 26129 | 0.95 | 1.02 | 12000.945
1371 | 3 | 58 | 2017-02-27 | 0.57862 | 1 | 0.57862 | 0.59639 | 0.74901 | 0.62386 | 0.65044 | 0.5292 | 0.42622 | 0.52449 | 0.49711 | 0.50364 | 0.48872 | 0.53326 | 0.46855 | 1 | 1 | 75 | 13786 | 5506 | 6623 | 9096 | 1724 | 2577 | 9824 | 1322 | 1515 | 26143 | 0.92 | 0.99 | 11637.225
1372 | 4 | 58 | 2017-02-27 | 0.58491 | 1 | 0.58491 | 0.61446 | 0.73082 | 0.62779 | 0.658 | 0.52968 | 0.42313 | 0.5251 | 0.50135 | 0.51415 | 0.49168 | 0.5403 | 0.47373 | 1 | 1 | 76 | 13873 | 5570 | 6629 | 9030 | 1726 | 2599 | 10029 | 1330 | 1535 | 26432 | 0.93 | 1.02 | 11354.585
1373 | 5 | 58 | 2017-02-27 | 0.58491 | 1 | 0.58491 | 0.62048 | 0.71832 | 0.64241 | 0.68033 | 0.54319 | 0.42692 | 0.53848 | 0.51543 | 0.5366 | 0.5024 | 0.56037 | 0.49114 | 1 | 1 | 77 | 14196 | 5759 | 6798 | 9111 | 1770 | 2672 | 10467 | 1359 | 1592 | 27403 | 0.93 | 1.03 | 11160.345
1374 | 6 | 58 | 2017-02-27 | 0.61635 | 1 | 0.61635 | 0.6747 | 0.72546 | 0.68214 | 0.72085 | 0.57491 | 0.44164 | 0.57043 | 0.55093 | 0.58362 | 0.5305 | 0.6019 | 0.53351 | 1 | 1 | 78 | 15074 | 6102 | 7195 | 9425 | 1875 | 2856 | 11384 | 1435 | 1710 | 29767 | 0.98 | 1.12 | 11271.335
1375 | 7 | 58 | 2017-02-27 | 0.67296 | 1 | 0.67296 | 0.75904 | 0.7356 | 0.74731 | 0.78819 | 0.63156 | 0.4772 | 0.62093 | 0.60976 | 0.64908 | 0.57449 | 0.66315 | 0.60231 | 1 | 1 | 79 | 16514 | 6672 | 7904 | 10184 | 2041 | 3161 | 12661 | 1554 | 1884 | 33606 | 1.07 | 1.26 | 11428.795
1376 | 8 | 58 | 2017-02-27 | 0.72327 | 1 | 0.72327 | 0.74699 | 0.74366 | 0.7779 | 0.81264 | 0.67008 | 0.52392 | 0.655 | 0.64255 | 0.67154 | 0.60665 | 0.67476 | 0.62538 | 1 | 1 | 80 | 17190 | 6879 | 8386 | 11181 | 2153 | 3331 | 13099 | 1641 | 1917 | 34893 | 1.15 | 1.24 | 11554.04
1377 | 9 | 58 | 2017-02-27 | 0.75472 | 1 | 0.75472 | 0.71084 | 0.84656 | 0.77075 | 0.79988 | 0.67447 | 0.54557 | 0.66139 | 0.64294 | 0.64191 | 0.61516 | 0.6459 | 0.61149 | 1 | 1 | 81 | 17032 | 6771 | 8441 | 11643 | 2174 | 3333 | 12521 | 1664 | 1835 | 34118 | 1.2 | 1.18 | 13152.805
1378 | 10 | 58 | 2017-02-27 | 0.79245 | 1 | 0.79245 | 0.6747 | 0.91285 | 0.76016 | 0.77637 | 0.67391 | 0.54524 | 0.66687 | 0.64217 | 0.5993 | 0.62107 | 0.61457 | 0.59211 | 1 | 1 | 82 | 16798 | 6572 | 8434 | 11636 | 2192 | 3329 | 11690 | 1680 | 1746 | 33037 | 1.26 | 1.12 | 14182.66
1379 | 11 | 58 | 2017-02-27 | 0.73585 | 1 | 0.73585 | 0.6506 | 0.9624 | 0.7483 | 0.75475 | 0.67575 | 0.54262 | 0.67113 | 0.63908 | 0.57223 | 0.62255 | 0.58888 | 0.57514 | 1 | 1 | 83 | 16536 | 6389 | 8457 | 11580 | 2206 | 3313 | 11162 | 1684 | 1673 | 32090 | 1.17 | 1.08 | 14952.575
1380 | 12 | 58 | 2017-02-27 | 0.72327 | 1 | 0.72327 | 0.61446 | 0.97754 | 0.73111 | 0.73432 | 0.6688 | 0.54032 | 0.66413 | 0.6304 | 0.54783 | 0.61996 | 0.55755 | 0.5613 | 1 | 1 | 84 | 16156 | 6216 | 8370 | 11531 | 2183 | 3268 | 10686 | 1677 | 1584 | 31318 | 1.15 | 1.02 | 15187.805
1381 | 13 | 58 | 2017-02-27 | 0.71069 | 1 | 0.71069 | 0.63855 | 0.95214 | 0.71549 | 0.71589 | 0.66033 | 0.53339 | 0.65713 | 0.62114 | 0.53004 | 0.61442 | 0.53502 | 0.54741 | 1 | 1 | 85 | 15811 | 6060 | 8264 | 11383 | 2160 | 3220 | 10339 | 1662 | 1520 | 30543 | 1.13 | 1.06 | 14793.225
1382 | 14 | 58 | 2017-02-27 | 0.69182 | 1 | 0.69182 | 0.62048 | 0.97576 | 0.70196 | 0.70065 | 0.65505 | 0.52706 | 0.64618 | 0.6115 | 0.51805 | 0.60813 | 0.51637 | 0.53844 | 1 | 1 | 86 | 15512 | 5931 | 8198 | 11248 | 2124 | 3170 | 10105 | 1645 | 1467 | 30042 | 1.1 | 1.03 | 15160.185
1383 | 15 | 58 | 2017-02-27 | 0.67296 | 1 | 0.67296 | 0.62048 | 1 | 0.68585 | 0.68659 | 0.64299 | 0.52322 | 0.63219 | 0.60224 | 0.50718 | 0.60037 | 0.49912 | 0.53145 | 1 | 1 | 87 | 15156 | 5812 | 8047 | 11166 | 2078 | 3122 | 9893 | 1624 | 1418 | 29652 | 1.07 | 1.03 | 15536.75
1384 | 16 | 58 | 2017-02-27 | 0.68553 | 1 | 0.68553 | 0.63253 | 0.99944 | 0.67644 | 0.67939 | 0.6346 | 0.51699 | 0.6185 | 0.59529 | 0.50384 | 0.59409 | 0.49138 | 0.53143 | 1 | 1 | 88 | 14948 | 5751 | 7942 | 11033 | 2033 | 3086 | 9828 | 1607 | 1396 | 29651 | 1.09 | 1.05 | 15528.105
1385 | 17 | 58 | 2017-02-27 | 0.66667 | 1 | 0.66667 | 0.71084 | 0.98608 | 0.67594 | 0.68447 | 0.63396 | 0.51478 | 0.61941 | 0.59549 | 0.51312 | 0.59593 | 0.50088 | 0.54616 | 1 | 1 | 89 | 14937 | 5794 | 7934 | 10986 | 2036 | 3087 | 10009 | 1612 | 1423 | 30473 | 1.06 | 1.18 | 15320.515
1386 | 18 | 58 | 2017-02-27 | 0.69811 | 1 | 0.69811 | 0.71687 | 0.92154 | 0.69287 | 0.71317 | 0.64802 | 0.51895 | 0.63462 | 0.60995 | 0.54414 | 0.60776 | 0.51883 | 0.5803 | 1 | 1 | 90 | 15311 | 6037 | 8110 | 11075 | 2086 | 3162 | 10614 | 1644 | 1474 | 32378 | 1.11 | 1.19 | 14317.695
1387 | 19 | 58 | 2017-02-27 | 0.72327 | 1 | 0.72327 | 0.76506 | 0.8823 | 0.72292 | 0.74767 | 0.67671 | 0.54056 | 0.655 | 0.6358 | 0.58126 | 0.62514 | 0.55861 | 0.60821 | 1 | 1 | 91 | 15975 | 6329 | 8469 | 11536 | 2153 | 3296 | 11338 | 1691 | 1587 | 33935 | 1.15 | 1.27 | 13708.055
1388 | 20 | 58 | 2017-02-27 | 0.78616 | 1 | 0.78616 | 0.80723 | 0.93549 | 0.72925 | 0.75251 | 0.67815 | 0.54908 | 0.6544 | 0.64043 | 0.58013 | 0.62181 | 0.57797 | 0.60219 | 1 | 1 | 92 | 16115 | 6370 | 8487 | 11718 | 2151 | 3320 | 11316 | 1682 | 1642 | 33599 | 1.25 | 1.34 | 14534.475
1389 | 21 | 58 | 2017-02-27 | 0.83648 | 1 | 0.83648 | 0.86145 | 0.93593 | 0.72034 | 0.74152 | 0.66472 | 0.54534 | 0.64284 | 0.63252 | 0.56583 | 0.60924 | 0.58149 | 0.59021 | 1 | 1 | 93 | 15918 | 6277 | 8319 | 11638 | 2113 | 3279 | 11037 | 1648 | 1652 | 32931 | 1.33 | 1.43 | 14541.295
1390 | 22 | 58 | 2017-02-27 | 0.81761 | 1 | 0.81761 | 0.8494 | 0.9084 | 0.69807 | 0.71553 | 0.63684 | 0.5339 | 0.62124 | 0.60957 | 0.53343 | 0.58817 | 0.566 | 0.56243 | 1 | 1 | 94 | 15426 | 6057 | 7970 | 11394 | 2042 | 3160 | 10405 | 1591 | 1608 | 31381 | 1.3 | 1.41 | 14113.52
1391 | 23 | 58 | 2017-02-27 | 0.75472 | 1 | 0.75472 | 0.72892 | 0.88374 | 0.66531 | 0.67809 | 0.60551 | 0.51188 | 0.58594 | 0.57523 | 0.49651 | 0.55675 | 0.53749 | 0.52347 | 1 | 1 | 95 | 14702 | 5740 | 7578 | 10924 | 1926 | 2982 | 9685 | 1506 | 1527 | 29207 | 1.2 | 1.21 | 13730.465
1392 | 24 | 58 | 2017-02-27 | 0.68553 | 1 | 0.68553 | 0.6506 | 0.84359 | 0.63065 | 0.64477 | 0.57467 | 0.48175 | 0.55339 | 0.5407 | 0.46273 | 0.52311 | 0.50334 | 0.48736 | 1 | 1 | 96 | 13936 | 5458 | 7192 | 10281 | 1819 | 2803 | 9026 | 1415 | 1430 | 27192 | 1.09 | 1.08 | 13106.685
1393 | 1 | 59 | 2017-02-28 | 0.61635 | 1 | 0.61635 | 0.62651 | 0.80131 | 0.60476 | 0.61618 | 0.54798 | 0.4496 | 0.52662 | 0.4973 | 0.4392 | 0.49649 | 0.47131 | 0.45846 | 2 | 1 | 97 | 13364 | 5216 | 6858 | 9595 | 1731 | 2578 | 8567 | 1343 | 1339 | 25580 | 0.98 | 1.04 | 12449.825
1394 | 2 | 59 | 2017-02-28 | 0.60377 | 1 | 0.60377 | 0.60241 | 0.77242 | 0.59214 | 0.60815 | 0.53328 | 0.4288 | 0.51384 | 0.48225 | 0.43043 | 0.48466 | 0.46146 | 0.44545 | 2 | 1 | 98 | 13085 | 5148 | 6674 | 9151 | 1689 | 2500 | 8396 | 1311 | 1311 | 24854 | 0.96 | 1 | 12000.945
1395 | 3 | 59 | 2017-02-28 | 0.59748 | 1 | 0.59748 | 0.59036 | 0.74901 | 0.58888 | 0.60366 | 0.52713 | 0.41633 | 0.5038 | 0.47319 | 0.42766 | 0.47763 | 0.45547 | 0.4388 | 2 | 1 | 99 | 13013 | 5110 | 6597 | 8885 | 1656 | 2453 | 8342 | 1292 | 1294 | 24483 | 0.95 | 0.98 | 11637.225
1396 | 4 | 59 | 2017-02-28 | 0.61635 | 1 | 0.61635 | 0.59036 | 0.73082 | 0.59091 | 0.61063 | 0.52521 | 0.4094 | 0.5035 | 0.47299 | 0.43053 | 0.47763 | 0.45442 | 0.43965 | 2 | 1 | 100 | 13058 | 5169 | 6573 | 8737 | 1655 | 2452 | 8398 | 1292 | 1291 | 24530 | 0.98 | 0.98 | 11354.585
1397 | 5 | 59 | 2017-02-28 | 0.64151 | 1 | 0.64151 | 0.60843 | 0.71832 | 0.60291 | 0.62776 | 0.53616 | 0.40846 | 0.51476 | 0.48804 | 0.44597 | 0.48762 | 0.46392 | 0.45208 | 2 | 1 | 101 | 13323 | 5314 | 6710 | 8717 | 1692 | 2530 | 8699 | 1319 | 1318 | 25224 | 1.02 | 1.01 | 11160.345
1398 | 6 | 59 | 2017-02-28 | 0.71698 | 1 | 0.71698 | 0.6506 | 0.72546 | 0.63549 | 0.66545 | 0.56628 | 0.41952 | 0.54974 | 0.51987 | 0.48821 | 0.51312 | 0.49736 | 0.49012 | 2 | 1 | 102 | 14043 | 5633 | 7087 | 8953 | 1807 | 2695 | 9523 | 1388 | 1413 | 27346 | 1.14 | 1.08 | 11271.335
1399 | 7 | 59 | 2017-02-28 | 0.77358 | 1 | 0.77358 | 0.68675 | 0.7356 | 0.70391 | 0.72428 | 0.62373 | 0.45232 | 0.60663 | 0.56964 | 0.54593 | 0.55675 | 0.54769 | 0.54648 | 2 | 1 | 103 | 15555 | 6131 | 7806 | 9653 | 1994 | 2953 | 10649 | 1506 | 1556 | 30491 | 1.23 | 1.14 | 11428.795
1400 | 8 | 59 | 2017-02-28 | 0.77987 | 1 | 0.77987 | 0.71687 | 0.74366 | 0.7302 | 0.73963 | 0.66656 | 0.50255 | 0.63766 | 0.59279 | 0.56542 | 0.58558 | 0.55614 | 0.56878 | 2 | 1 | 104 | 16136 | 6261 | 8342 | 10725 | 2096 | 3073 | 11029 | 1584 | 1580 | 31735 | 1.24 | 1.19 | 11554.04
1401 | 9 | 59 | 2017-02-28 | 0.73585 | 1 | 0.73585 | 0.77108 | 0.84656 | 0.71966 | 0.72699 | 0.66752 | 0.52622 | 0.6401 | 0.59471 | 0.5485 | 0.59593 | 0.53608 | 0.56433 | 2 | 1 | 105 | 15903 | 6154 | 8354 | 11230 | 2104 | 3083 | 10699 | 1612 | 1523 | 31487 | 1.17 | 1.28 | 13152.805
1402 | 10 | 59 | 2017-02-28 | 0.67925 | 1 | 0.67925 | 0.74096 | 0.91285 | 0.70744 | 0.70975 | 0.66624 | 0.53189 | 0.64344 | 0.59722 | 0.53189 | 0.60148 | 0.51496 | 0.55849 | 2 | 1 | 106 | 15633 | 6008 | 8338 | 11351 | 2115 | 3096 | 10375 | 1627 | 1463 | 31161 | 1.08 | 1.23 | 14182.66
1403 | 11 | 59 | 2017-02-28 | 0.66667 | 1 | 0.66667 | 0.75301 | 0.9624 | 0.69622 | 0.69864 | 0.66448 | 0.53475 | 0.64588 | 0.59934 | 0.51928 | 0.60259 | 0.49842 | 0.5546 | 2 | 1 | 107 | 15385 | 5914 | 8316 | 11412 | 2123 | 3107 | 10129 | 1630 | 1416 | 30944 | 1.06 | 1.25 | 14952.575
1404 | 12 | 59 | 2017-02-28 | 0.6478 | 1 | 0.6478 | 0.73494 | 0.97754 | 0.68269 | 0.68246 | 0.66137 | 0.5376 | 0.63979 | 0.59375 | 0.50887 | 0.60148 | 0.48187 | 0.54867 | 2 | 1 | 108 | 15086 | 5777 | 8277 | 11473 | 2103 | 3078 | 9926 | 1627 | 1369 | 30613 | 1.03 | 1.22 | 15187.805
1405 | 13 | 59 | 2017-02-28 | 0.66667 | 1 | 0.66667 | 0.71084 | 0.95214 | 0.67097 | 0.66745 | 0.65641 | 0.53709 | 0.63401 | 0.58816 | 0.50174 | 0.59815 | 0.4685 | 0.54356 | 2 | 1 | 109 | 14827 | 5650 | 8215 | 11462 | 2084 | 3049 | 9787 | 1618 | 1331 | 30328 | 1.06 | 1.18 | 14793.225
1406 | 14 | 59 | 2017-02-28 | 0.6478 | 1 | 0.6478 | 0.70482 | 0.97576 | 0.66363 | 0.6547 | 0.65154 | 0.53493 | 0.62549 | 0.58179 | 0.50041 | 0.59519 | 0.45653 | 0.53939 | 2 | 1 | 110 | 14665 | 5542 | 8154 | 11416 | 2056 | 3016 | 9761 | 1610 | 1297 | 30095 | 1.03 | 1.17 | 15160.185
1407 | 15 | 59 | 2017-02-28 | 0.62893 | 1 | 0.62893 | 0.69277 | 1 | 0.65214 | 0.63993 | 0.64275 | 0.53371 | 0.61333 | 0.57562 | 0.49595 | 0.58891 | 0.44351 | 0.53768 | 2 | 1 | 111 | 14411 | 5417 | 8044 | 11390 | 2016 | 2984 | 9674 | 1593 | 1260 | 30000 | 1 | 1.15 | 15536.75
1408 | 16 | 59 | 2017-02-28 | 0.67296 | 1 | 0.67296 | 0.69277 | 0.99944 | 0.64255 | 0.63154 | 0.63851 | 0.52945 | 0.60085 | 0.56887 | 0.49446 | 0.58336 | 0.43717 | 0.53627 | 2 | 1 | 112 | 14199 | 5346 | 7991 | 11299 | 1975 | 2949 | 9645 | 1578 | 1242 | 29921 | 1.07 | 1.15 | 15528.105
1409 | 17 | 59 | 2017-02-28 | 0.72327 | 1 | 0.72327 | 0.75301 | 0.98608 | 0.64028 | 0.63461 | 0.6374 | 0.52603 | 0.60085 | 0.5679 | 0.50092 | 0.58632 | 0.44175 | 0.54612 | 2 | 1 | 113 | 14149 | 5372 | 7977 | 11226 | 1975 | 2944 | 9771 | 1586 | 1255 | 30471 | 1.15 | 1.25 | 15320.515
1410 | 18 | 59 | 2017-02-28 | 0.7673 | 1 | 0.7673 | 0.80723 | 0.92154 | 0.65019 | 0.65399 | 0.64451 | 0.53292 | 0.61211 | 0.5762 | 0.5241 | 0.59224 | 0.46568 | 0.56878 | 2 | 1 | 114 | 14368 | 5536 | 8066 | 11373 | 2012 | 2987 | 10223 | 1602 | 1323 | 31735 | 1.22 | 1.34 | 14317.695
1411 | 19 | 59 | 2017-02-28 | 0.77358 | 1 | 0.77358 | 0.83133 | 0.8823 | 0.67549 | 0.68411 | 0.66416 | 0.5504 | 0.6331 | 0.59722 | 0.55701 | 0.60665 | 0.48786 | 0.5893 | 2 | 1 | 115 | 14927 | 5791 | 8312 | 11746 | 2081 | 3096 | 10865 | 1641 | 1386 | 32880 | 1.23 | 1.38 | 13708.055
1412 | 20 | 59 | 2017-02-28 | 0.80503 | 1 | 0.80503 | 0.8494 | 0.93549 | 0.68042 | 0.69002 | 0.65753 | 0.55354 | 0.63097 | 0.59973 | 0.55239 | 0.60259 | 0.50546 | 0.58007 | 2 | 1 | 116 | 15036 | 5841 | 8229 | 11813 | 2074 | 3109 | 10775 | 1630 | 1436 | 32365 | 1.28 | 1.41 | 14534.475
1413 | 21 | 59 | 2017-02-28 | 0.89937 | 1 | 0.89937 | 0.93373 | 0.93593 | 0.6687 | 0.68045 | 0.64251 | 0.54534 | 0.61637 | 0.58951 | 0.53496 | 0.58817 | 0.5051 | 0.5615 | 2 | 1 | 117 | 14777 | 5760 | 8041 | 11638 | 2026 | 3056 | 10435 | 1591 | 1435 | 31329 | 1.43 | 1.55 | 14541.295
1414 | 22 | 59 | 2017-02-28 | 0.88679 | 1 | 0.88679 | 0.90964 | 0.9084 | 0.64703 | 0.65635 | 0.61646 | 0.5324 | 0.59294 | 0.56848 | 0.50625 | 0.56599 | 0.48434 | 0.5336 | 2 | 1 | 118 | 14298 | 5556 | 7715 | 11362 | 1949 | 2947 | 9875 | 1531 | 1376 | 29772 | 1.41 | 1.51 | 14113.52
1415 | 23 | 59 | 2017-02-28 | 0.79874 | 1 | 0.79874 | 0.85542 | 0.88374 | 0.61205 | 0.61571 | 0.58218 | 0.50841 | 0.55583 | 0.53009 | 0.46791 | 0.53494 | 0.4516 | 0.49452 | 2 | 1 | 119 | 13525 | 5212 | 7286 | 10850 | 1827 | 2748 | 9127 | 1447 | 1283 | 27592 | 1.27 | 1.42 | 13730.465
1416 | 24 | 59 | 2017-02-28 | 0.7044 | 1 | 0.7044 | 0.77108 | 0.84359 | 0.57535 | 0.58275 | 0.54742 | 0.47505 | 0.52023 | 0.4946 | 0.43146 | 0.50203 | 0.41464 | 0.45941 | 2 | 1 | 120 | 12714 | 4933 | 6851 | 10138 | 1710 | 2564 | 8416 | 1358 | 1178 | 25633 | 1.12 | 1.28 | 13106.685
1417 | 1 | 60 | 2017-03-01 | 0.76101 | 1 | 0.76101 | 0.71687 | 0.80131 | 0.55091 | 0.55298 | 0.52137 | 0.4378 | 0.50106 | 0.46277 | 0.40782 | 0.47726 | 0.38965 | 0.42567 | 3 | 1 | 121 | 12174 | 4681 | 6525 | 9343 | 1647 | 2399 | 7955 | 1291 | 1107 | 23750 | 1.21 | 1.19 | 12449.825
1418 | 2 | 60 | 2017-03-01 | 0.71698 | 1 | 0.71698 | 0.66867 | 0.77242 | 0.53543 | 0.54093 | 0.50483 | 0.41765 | 0.48524 | 0.44637 | 0.39321 | 0.46543 | 0.3724 | 0.41045 | 3 | 1 | 122 | 11832 | 4579 | 6318 | 8913 | 1595 | 2314 | 7670 | 1259 | 1058 | 22901 | 1.14 | 1.11 | 12000.945
1419 | 3 | 60 | 2017-03-01 | 0.7044 | 1 | 0.7044 | 0.64458 | 0.74901 | 0.52702 | 0.53219 | 0.49756 | 0.40514 | 0.47551 | 0.43403 | 0.38568 | 0.45508 | 0.3629 | 0.40057 | 3 | 1 | 123 | 11646 | 4505 | 6227 | 8646 | 1563 | 2250 | 7523 | 1231 | 1031 | 22350 | 1.12 | 1.07 | 11637.225
1420 | 4 | 60 | 2017-03-01 | 0.69811 | 1 | 0.69811 | 0.63253 | 0.73082 | 0.5267 | 0.53597 | 0.49541 | 0.39769 | 0.47186 | 0.43441 | 0.38393 | 0.45471 | 0.35727 | 0.40013 | 3 | 1 | 124 | 11639 | 4537 | 6200 | 8487 | 1551 | 2252 | 7489 | 1230 | 1015 | 22325 | 1.11 | 1.05 | 11354.585
1421 | 5 | 60 | 2017-03-01 | 0.69182 | 1 | 0.69182 | 0.63253 | 0.71832 | 0.53539 | 0.54956 | 0.50483 | 0.39769 | 0.4822 | 0.4429 | 0.39439 | 0.46506 | 0.35797 | 0.41032 | 3 | 1 | 125 | 11831 | 4652 | 6318 | 8487 | 1585 | 2296 | 7693 | 1258 | 1017 | 22894 | 1.1 | 1.05 | 11160.345
1422 | 6 | 60 | 2017-03-01 | 0.7044 | 1 | 0.7044 | 0.68072 | 0.72546 | 0.56869 | 0.58582 | 0.53072 | 0.40912 | 0.51628 | 0.47357 | 0.42807 | 0.49057 | 0.3798 | 0.4433 | 3 | 1 | 126 | 12567 | 4959 | 6642 | 8731 | 1697 | 2455 | 8350 | 1327 | 1079 | 24734 | 1.12 | 1.13 | 11271.335
1423 | 7 | 60 | 2017-03-01 | 0.75472 | 1 | 0.75472 | 0.74096 | 0.7356 | 0.63128 | 0.64241 | 0.58674 | 0.44084 | 0.57925 | 0.52855 | 0.48354 | 0.53457 | 0.42943 | 0.49843 | 3 | 1 | 127 | 13950 | 5438 | 7343 | 9408 | 1904 | 2740 | 9432 | 1446 | 1220 | 27810 | 1.2 | 1.23 | 11428.795
1424 | 8 | 60 | 2017-03-01 | 0.81761 | 1 | 0.81761 | 0.77711 | 0.74366 | 0.66341 | 0.66769 | 0.62389 | 0.49384 | 0.61971 | 0.56173 | 0.51046 | 0.56488 | 0.44632 | 0.52888 | 3 | 1 | 128 | 14660 | 5652 | 7808 | 10539 | 2037 | 2912 | 9957 | 1528 | 1268 | 29509 | 1.3 | 1.29 | 11554.04
1425 | 9 | 60 | 2017-03-01 | 0.84277 | 1 | 0.84277 | 0.83133 | 0.84656 | 0.66069 | 0.66285 | 0.62725 | 0.5243 | 0.62367 | 0.56809 | 0.51153 | 0.57782 | 0.43048 | 0.53446 | 3 | 1 | 129 | 14600 | 5611 | 7850 | 11189 | 2050 | 2945 | 9978 | 1563 | 1223 | 29820 | 1.34 | 1.38 | 13152.805
1426 | 10 | 60 | 2017-03-01 | 0.8805 | 1 | 0.8805 | 0.85542 | 0.91285 | 0.66056 | 0.65623 | 0.63236 | 0.53348 | 0.62793 | 0.57542 | 0.51574 | 0.58928 | 0.42872 | 0.53725 | 3 | 1 | 130 | 14597 | 5555 | 7914 | 11385 | 2064 | 2983 | 10060 | 1594 | 1218 | 29976 | 1.4 | 1.42 | 14182.66
1427 | 11 | 60 | 2017-03-01 | 0.84906 | 1 | 0.84906 | 0.83133 | 0.9624 | 0.66314 | 0.6521 | 0.63779 | 0.53704 | 0.63523 | 0.57928 | 0.52466 | 0.59519 | 0.43013 | 0.54064 | 3 | 1 | 131 | 14654 | 5520 | 7982 | 11461 | 2088 | 3003 | 10234 | 1610 | 1222 | 30165 | 1.35 | 1.38 | 14952.575
1428 | 12 | 60 | 2017-03-01 | 0.8239 | 1 | 0.8239 | 0.78916 | 0.97754 | 0.66033 | 0.64891 | 0.63748 | 0.54135 | 0.6328 | 0.5789 | 0.53066 | 0.59741 | 0.42837 | 0.54026 | 3 | 1 | 132 | 14592 | 5493 | 7978 | 11553 | 2080 | 3001 | 10351 | 1616 | 1217 | 30144 | 1.31 | 1.31 | 15187.805
1429 | 13 | 60 | 2017-03-01 | 0.80503 | 1 | 0.80503 | 0.78916 | 0.95214 | 0.66115 | 0.64206 | 0.6322 | 0.53863 | 0.63006 | 0.57716 | 0.5363 | 0.59778 | 0.43119 | 0.53797 | 3 | 1 | 133 | 14610 | 5435 | 7912 | 11495 | 2071 | 2992 | 10461 | 1617 | 1225 | 30016 | 1.28 | 1.31 | 14793.225
1430 | 14 | 60 | 2017-03-01 | 0.81132 | 1 | 0.81132 | 0.74699 | 0.97576 | 0.65979 | 0.63839 | 0.63084 | 0.53723 | 0.62549 | 0.57176 | 0.54291 | 0.59815 | 0.42415 | 0.53779 | 3 | 1 | 134 | 14580 | 5404 | 7895 | 11465 | 2056 | 2964 | 10590 | 1618 | 1205 | 30006 | 1.29 | 1.24 | 15160.185
1431 | 15 | 60 | 2017-03-01 | 0.76101 | 1 | 0.76101 | 0.74096 | 1 | 0.65268 | 0.62953 | 0.62317 | 0.53624 | 0.61637 | 0.56597 | 0.54737 | 0.5915 | 0.42203 | 0.53792 | 3 | 1 | 135 | 14423 | 5329 | 7799 | 11444 | 2026 | 2934 | 10677 | 1600 | 1199 | 30013 | 1.21 | 1.23 | 15536.75
1432 | 16 | 60 | 2017-03-01 | 0.77358 | 1 | 0.77358 | 0.72892 | 0.99944 | 0.64956 | 0.62516 | 0.61422 | 0.53273 | 0.60207 | 0.55941 | 0.55004 | 0.5878 | 0.42415 | 0.54039 | 3 | 1 | 136 | 14354 | 5292 | 7687 | 11369 | 1979 | 2900 | 10729 | 1590 | 1205 | 30151 | 1.23 | 1.21 | 15528.105
1433 | 17 | 60 | 2017-03-01 | 0.77987 | 1 | 0.77987 | 0.72289 | 0.98608 | 0.65173 | 0.62847 | 0.61199 | 0.53306 | 0.60207 | 0.5571 | 0.55829 | 0.58706 | 0.43611 | 0.54781 | 3 | 1 | 137 | 14402 | 5320 | 7659 | 11376 | 1979 | 2888 | 10890 | 1588 | 1239 | 30565 | 1.24 | 1.2 | 15320.515
1434 | 18 | 60 | 2017-03-01 | 0.83648 | 1 | 0.83648 | 0.77108 | 0.92154 | 0.66789 | 0.64548 | 0.62101 | 0.54013 | 0.61485 | 0.56597 | 0.57485 | 0.59224 | 0.45407 | 0.56362 | 3 | 1 | 138 | 14759 | 5464 | 7772 | 11527 | 2021 | 2934 | 11213 | 1602 | 1290 | 31447 | 1.33 | 1.28 | 14317.695
1435 | 19 | 60 | 2017-03-01 | 0.83648 | 1 | 0.83648 | 0.80723 | 0.8823 | 0.69214 | 0.67194 | 0.64674 | 0.5608 | 0.64162 | 0.58931 | 0.58895 | 0.6037 | 0.48328 | 0.58973 | 3 | 1 | 139 | 15295 | 5688 | 8094 | 11968 | 2109 | 3055 | 11488 | 1633 | 1373 | 32904 | 1.33 | 1.34 | 13708.055
1436 | 20 | 60 | 2017-03-01 | 0.90566 | 1 | 0.90566 | 0.8494 | 0.93549 | 0.69572 | 0.67395 | 0.64363 | 0.57092 | 0.64497 | 0.59163 | 0.57813 | 0.59667 | 0.50158 | 0.58075 | 3 | 1 | 140 | 15374 | 5705 | 8055 | 12184 | 2120 | 3067 | 11277 | 1614 | 1425 | 32403 | 1.44 | 1.41 | 14534.475
1437 | 21 | 60 | 2017-03-01 | 0.98742 | 1 | 0.98742 | 0.88554 | 0.93593 | 0.68794 | 0.66226 | 0.63396 | 0.56291 | 0.63432 | 0.58025 | 0.55844 | 0.58373 | 0.5037 | 0.5586 | 3 | 1 | 141 | 15202 | 5606 | 7934 | 12013 | 2085 | 3008 | 10893 | 1579 | 1431 | 31167 | 1.57 | 1.47 | 14541.295
1438 | 22 | 60 | 2017-03-01 | 1 | 1 | 1 | 0.84337 | 0.9084 | 0.66703 | 0.63509 | 0.61294 | 0.55077 | 0.61698 | 0.55961 | 0.53168 | 0.56044 | 0.49278 | 0.52885 | 3 | 1 | 142 | 14740 | 5376 | 7671 | 11754 | 2028 | 2901 | 10371 | 1516 | 1400 | 29507 | 1.59 | 1.4 | 14113.52
1439 | 23 | 60 | 2017-03-01 | 0.91824 | 1 | 0.91824 | 0.74699 | 0.88374 | 0.63182 | 0.59492 | 0.58194 | 0.52983 | 0.5826 | 0.52739 | 0.49082 | 0.5268 | 0.4692 | 0.48736 | 3 | 1 | 143 | 13962 | 5036 | 7283 | 11307 | 1915 | 2734 | 9574 | 1425 | 1333 | 27192 | 1.46 | 1.24 | 13730.465
1440 | 24 | 60 | 2017-03-01 | 0.79245 | 1 | 0.79245 | 0.63855 | 0.84359 | 0.59843 | 0.56397 | 0.5515 | 0.49759 | 0.55126 | 0.49807 | 0.44986 | 0.4939 | 0.43963 | 0.44965 | 3 | 1 | 144 | 13224 | 4774 | 6902 | 10619 | 1812 | 2582 | 8775 | 1336 | 1249 | 25088 | 1.26 | 1.06 | 13106.685
1441 | 1 | 61 | 2017-03-02 | 0.64151 | 1 | 0.64151 | 0.59639 | 0.80131 | 0.57412 | 0.55275 | 0.54127 | 0.46905 | 0.5397 | 0.5 | 0.41403 | 0.47505 | 0.42098 | 0.43106 | 4 | 1 | 1 | 12687 | 4679 | 6774 | 10010 | 1774 | 2592 | 8076 | 1285 | 1196 | 24051 | 1.02 | 0.99 | 12449.825
1442 | 2 | 61 | 2017-03-02 | 0.60377 | 1 | 0.60377 | 0.57831 | 0.77242 | 0.56381 | 0.54188 | 0.52793 | 0.44993 | 0.52845 | 0.48765 | 0.39942 | 0.46396 | 0.4164 | 0.41565 | 4 | 1 | 2 | 12459 | 4587 | 6607 | 9602 | 1737 | 2528 | 7791 | 1255 | 1183 | 23191 | 0.96 | 0.96 | 12000.945
1443 | 3 | 61 | 2017-03-02 | 0.60377 | 1 | 0.60377 | 0.56024 | 0.74901 | 0.55978 | 0.54022 | 0.52233 | 0.43995 | 0.52358 | 0.4811 | 0.39414 | 0.46063 | 0.41781 | 0.40581 | 4 | 1 | 3 | 12370 | 4573 | 6537 | 9389 | 1721 | 2494 | 7688 | 1246 | 1187 | 22642 | 0.96 | 0.93 | 11637.225
1444 | 4 | 61 | 2017-03-02 | 0.59119 | 1 | 0.59119 | 0.54819 | 0.73082 | 0.56109 | 0.54389 | 0.52401 | 0.43334 | 0.52419 | 0.48245 | 0.39352 | 0.45989 | 0.4252 | 0.40455 | 4 | 1 | 4 | 12399 | 4604 | 6558 | 9248 | 1723 | 2501 | 7676 | 1244 | 1208 | 22572 | 0.94 | 0.91 | 11354.585
1445 | 5 | 61 | 2017-03-02 | 0.62893 | 1 | 0.62893 | 0.54819 | 0.71832 | 0.57756 | 0.56586 | 0.53624 | 0.43414 | 0.53696 | 0.49633 | 0.40711 | 0.47061 | 0.4428 | 0.4157 | 4 | 1 | 5 | 12763 | 4790 | 6711 | 9265 | 1765 | 2573 | 7941 | 1273 | 1258 | 23194 | 1 | 0.91 | 11160.345
1446 | 6 | 61 | 2017-03-02 | 0.69182 | 1 | 0.69182 | 0.56627 | 0.72546 | 0.61906 | 0.61004 | 0.57123 | 0.44745 | 0.57773 | 0.53279 | 0.44171 | 0.49982 | 0.48328 | 0.45205 | 4 | 1 | 6 | 13680 | 5164 | 7149 | 9549 | 1899 | 2762 | 8616 | 1352 | 1373 | 25222 | 1.1 | 0.94 | 11271.335
1447 | 7 | 61 | 2017-03-02 | 0.76101 | 1 | 0.76101 | 0.62651 | 0.7356 | 0.68006 | 0.6762 | 0.62853 | 0.48039 | 0.64344 | 0.59008 | 0.50046 | 0.54787 | 0.55086 | 0.52001 | 4 | 1 | 7 | 15028 | 5724 | 7866 | 10252 | 2115 | 3059 | 9762 | 1482 | 1565 | 29014 | 1.21 | 1.04 | 11428.795
1448 | 8 | 61 | 2017-03-02 | 0.77358 | 1 | 0.77358 | 0.6988 | 0.74366 | 0.71391 | 0.70313 | 0.66616 | 0.52678 | 0.68269 | 0.62211 | 0.52809 | 0.58004 | 0.57339 | 0.54379 | 4 | 1 | 8 | 15776 | 5952 | 8337 | 11242 | 2244 | 3225 | 10301 | 1569 | 1629 | 30341 | 1.23 | 1.16 | 11554.04
1449 | 9 | 61 | 2017-03-02 | 0.72327 | 1 | 0.72327 | 0.73494 | 0.84656 | 0.71531 | 0.69994 | 0.67016 | 0.55054 | 0.68178 | 0.61806 | 0.52404 | 0.59039 | 0.55825 | 0.54747 | 4 | 1 | 9 | 15807 | 5925 | 8387 | 11749 | 2241 | 3204 | 10222 | 1597 | 1586 | 30546 | 1.15 | 1.22 | 13152.805
1450 | 10 | 61 | 2017-03-02 | 0.7044 | 1 | 0.7044 | 0.74096 | 0.91285 | 0.71129 | 0.69652 | 0.67247 | 0.55241 | 0.67904 | 0.61381 | 0.51702 | 0.59445 | 0.54136 | 0.54876 | 4 | 1 | 10 | 15718 | 5896 | 8416 | 11789 | 2232 | 3182 | 10085 | 1608 | 1538 | 30618 | 1.12 | 1.23 | 14182.66
1451 | 11 | 61 | 2017-03-02 | 0.72956 | 1 | 0.72956 | 0.73494 | 0.9624 | 0.70459 | 0.69179 | 0.67447 | 0.55283 | 0.67691 | 0.61555 | 0.51174 | 0.59815 | 0.52693 | 0.54707 | 4 | 1 | 11 | 15570 | 5856 | 8441 | 11798 | 2225 | 3191 | 9982 | 1618 | 1497 | 30524 | 1.16 | 1.22 | 14952.575
1452 | 12 | 61 | 2017-03-02 | 0.67925 | 1 | 0.67925 | 0.74096 | 0.97754 | 0.69554 | 0.68517 | 0.67111 | 0.55382 | 0.66717 | 0.60918 | 0.50349 | 0.59852 | 0.51074 | 0.54351 | 4 | 1 | 12 | 15370 | 5800 | 8399 | 11819 | 2193 | 3158 | 9821 | 1619 | 1451 | 30325 | 1.08 | 1.23 | 15187.805
1453 | 13 | 61 | 2017-03-02 | 0.6478 | 1 | 0.6478 | 0.75904 | 0.95214 | 0.68463 | 0.6749 | 0.66416 | 0.55124 | 0.65866 | 0.60262 | 0.49836 | 0.59704 | 0.49419 | 0.53738 | 4 | 1 | 13 | 15129 | 5713 | 8312 | 11764 | 2165 | 3124 | 9721 | 1615 | 1404 | 29983 | 1.03 | 1.26 | 14793.225
1454 | 14 | 61 | 2017-03-02 | 0.6478 | 1 | 0.6478 | 0.77711 | 0.97576 | 0.67481 | 0.66816 | 0.65873 | 0.54777 | 0.64922 | 0.59645 | 0.49328 | 0.59556 | 0.47483 | 0.53417 | 4 | 1 | 14 | 14912 | 5656 | 8244 | 11690 | 2134 | 3092 | 9622 | 1611 | 1349 | 29804 | 1.03 | 1.29 | 15160.185
1455 | 15 | 61 | 2017-03-02 | 0.66038 | 1 | 0.66038 | 0.79518 | 1 | 0.66327 | 0.65647 | 0.65266 | 0.5451 | 0.63675 | 0.58816 | 0.48852 | 0.58965 | 0.46181 | 0.53426 | 4 | 1 | 15 | 14657 | 5557 | 8168 | 11633 | 2093 | 3049 | 9529 | 1595 | 1312 | 29809 | 1.05 | 1.32 | 15536.75
1456 | 16 | 61 | 2017-03-02 | 0.66038 | 1 | 0.66038 | 0.84337 | 0.99944 | 0.65558 | 0.65222 | 0.64563 | 0.53915 | 0.62306 | 0.58314 | 0.49 | 0.58595 | 0.46146 | 0.53926 | 4 | 1 | 16 | 14487 | 5521 | 8080 | 11506 | 2048 | 3023 | 9558 | 1585 | 1311 | 30088 | 1.05 | 1.4 | 15528.105
1457 | 17 | 61 | 2017-03-02 | 0.67925 | 1 | 0.67925 | 0.87349 | 0.98608 | 0.65843 | 0.66533 | 0.64714 | 0.53835 | 0.62245 | 0.5843 | 0.50021 | 0.58817 | 0.47237 | 0.55487 | 4 | 1 | 17 | 14550 | 5632 | 8099 | 11489 | 2046 | 3029 | 9757 | 1591 | 1342 | 30959 | 1.08 | 1.45 | 15320.515
1458 | 18 | 61 | 2017-03-02 | 0.73585 | 1 | 0.73585 | 0.95783 | 0.92154 | 0.67526 | 0.69096 | 0.65833 | 0.54323 | 0.63614 | 0.59857 | 0.53445 | 0.60111 | 0.49947 | 0.58546 | 4 | 1 | 18 | 14922 | 5849 | 8239 | 11593 | 2091 | 3103 | 10425 | 1626 | 1419 | 32666 | 1.17 | 1.59 | 14317.695
1459 | 19 | 61 | 2017-03-02 | 0.7673 | 1 | 0.7673 | 0.98193 | 0.8823 | 0.7102 | 0.72829 | 0.68014 | 0.56478 | 0.66383 | 0.62365 | 0.57285 | 0.61922 | 0.54488 | 0.6145 | 4 | 1 | 19 | 15694 | 6165 | 8512 | 12053 | 2182 | 3233 | 11174 | 1675 | 1548 | 34286 | 1.22 | 1.63 | 13708.055
1460 | 20 | 61 | 2017-03-02 | 0.86164 | 1 | 0.86164 | 1 | 0.93549 | 0.72115 | 0.74259 | 0.68438 | 0.58006 | 0.67204 | 0.62944 | 0.57675 | 0.61405 | 0.5748 | 0.61011 | 4 | 1 | 20 | 15936 | 6286 | 8565 | 12379 | 2209 | 3263 | 11250 | 1661 | 1633 | 34041 | 1.37 | 1.66 | 14534.475
1461 | 21 | 61 | 2017-03-02 | 0.88679 | 1 | 0.88679 | 0.99398 | 0.93593 | 0.71988 | 0.73467 | 0.67383 | 0.57645 | 0.66474 | 0.62384 | 0.57059 | 0.60481 | 0.58571 | 0.59742 | 4 | 1 | 21 | 15908 | 6219 | 8433 | 12302 | 2185 | 3234 | 11130 | 1636 | 1664 | 33333 | 1.41 | 1.65 | 14541.295
1462 | 22 | 61 | 2017-03-02 | 0.84906 | 1 | 0.84906 | 0.90964 | 0.9084 | 0.7035 | 0.71069 | 0.65146 | 0.56197 | 0.64892 | 0.60552 | 0.54998 | 0.5841 | 0.57656 | 0.57502 | 4 | 1 | 22 | 15546 | 6016 | 8153 | 11993 | 2133 | 3139 | 10728 | 1580 | 1638 | 32083 | 1.35 | 1.51 | 14113.52
1463 | 23 | 61 | 2017-03-02 | 0.7673 | 1 | 0.7673 | 0.79518 | 0.88374 | 0.67323 | 0.67667 | 0.61958 | 0.53812 | 0.61363 | 0.57253 | 0.51969 | 0.55305 | 0.55861 | 0.53947 | 4 | 1 | 23 | 14877 | 5728 | 7754 | 11484 | 2017 | 2968 | 10137 | 1496 | 1587 | 30100 | 1.22 | 1.32 | 13730.465
1464 | 24 | 61 | 2017-03-02 | 0.6478 | 1 | 0.6478 | 0.68675 | 0.84359 | 0.64314 | 0.64489 | 0.58817 | 0.50508 | 0.58077 | 0.54051 | 0.49272 | 0.52274 | 0.53326 | 0.50051 | 4 | 1 | 24 | 14212 | 5459 | 7361 | 10779 | 1909 | 2802 | 9611 | 1414 | 1515 | 27926 | 1.03 | 1.14 | 13106.685
1465 | 1 | 62 | 2017-03-03 | 0.58491 | 1 | 0.58491 | 0.64458 | 0.80131 | 0.63757 | 0.67596 | 0.5972 | 0.49004 | 0.59781 | 0.55883 | 0.4918 | 0.51534 | 0.60014 | 0.48698 | 5 | 1 | 25 | 14089 | 5722 | 7474 | 10458 | 1965 | 2897 | 9593 | 1394 | 1705 | 27171 | 0.93 | 1.07 | 12449.825
1466 | 2 | 62 | 2017-03-03 | 0.54717 | 1 | 0.54717 | 0.62048 | 0.77242 | 0.62779 | 0.66556 | 0.58442 | 0.47224 | 0.58534 | 0.5488 | 0.48903 | 0.50758 | 0.60049 | 0.47761 | 5 | 1 | 26 | 13873 | 5634 | 7314 | 10078 | 1924 | 2845 | 9539 | 1373 | 1706 | 26648 | 0.87 | 1.03 | 12000.945
1467 | 3 | 62 | 2017-03-03 | 0.54088 | 1 | 0.54088 | 0.60843 | 0.74901 | 0.62607 | 0.66686 | 0.58034 | 0.46319 | 0.58016 | 0.54225 | 0.49354 | 0.5061 | 0.6026 | 0.47537 | 5 | 1 | 27 | 13835 | 5645 | 7263 | 9885 | 1907 | 2811 | 9627 | 1369 | 1712 | 26523 | 0.86 | 1.01 | 11637.225
1468 | 4 | 62 | 2017-03-03 | 0.54717 | 1 | 0.54717 | 0.62048 | 0.73082 | 0.63028 | 0.6736 | 0.58034 | 0.45841 | 0.57986 | 0.54572 | 0.50354 | 0.50758 | 0.61176 | 0.47938 | 5 | 1 | 28 | 13928 | 5702 | 7263 | 9783 | 1906 | 2829 | 9822 | 1373 | 1738 | 26747 | 0.87 | 1.03 | 11354.585
1469 | 5 | 62 | 2017-03-03 | 0.57862 | 1 | 0.57862 | 0.63855 | 0.71832 | 0.64522 | 0.69333 | 0.59025 | 0.46015 | 0.59355 | 0.55903 | 0.5264 | 0.51941 | 0.62724 | 0.49478 | 5 | 1 | 29 | 14258 | 5869 | 7387 | 9820 | 1951 | 2898 | 10268 | 1405 | 1782 | 27606 | 0.92 | 1.06 | 11160.345
1470 | 6 | 62 | 2017-03-03 | 0.6478 | 1 | 0.6478 | 0.69277 | 0.72546 | 0.68151 | 0.7342 | 0.6191 | 0.47406 | 0.6331 | 0.59394 | 0.57418 | 0.54824 | 0.66596 | 0.53227 | 5 | 1 | 30 | 15060 | 6215 | 7748 | 10117 | 2081 | 3079 | 11200 | 1483 | 1892 | 29698 | 1.03 | 1.15 | 11271.335
1471 | 7 | 62 | 2017-03-03 | 0.71069 | 1 | 0.71069 | 0.75904 | 0.7356 | 0.74124 | 0.79787 | 0.67183 | 0.50804 | 0.69516 | 0.64988 | 0.63985 | 0.59445 | 0.7265 | 0.58986 | 5 | 1 | 31 | 16380 | 6754 | 8408 | 10842 | 2285 | 3369 | 12481 | 1608 | 2064 | 32911 | 1.13 | 1.26 | 11428.795
1472 | 8 | 62 | 2017-03-03 | 0.73585 | 1 | 0.73585 | 0.74699 | 0.74366 | 0.77161 | 0.82504 | 0.70052 | 0.55466 | 0.72741 | 0.67998 | 0.66708 | 0.62662 | 0.73742 | 0.61575 | 5 | 1 | 32 | 17051 | 6984 | 8767 | 11837 | 2391 | 3525 | 13012 | 1695 | 2095 | 34356 | 1.17 | 1.24 | 11554.04
1473 | 9 | 62 | 2017-03-03 | 0.71698 | 1 | 0.71698 | 0.71084 | 0.84656 | 0.76862 | 0.82256 | 0.70699 | 0.572 | 0.72893 | 0.68056 | 0.6457 | 0.6366 | 0.71489 | 0.61174 | 5 | 1 | 33 | 16985 | 6963 | 8848 | 12207 | 2396 | 3528 | 12595 | 1722 | 2031 | 34132 | 1.14 | 1.18 | 13152.805
1474 | 10 | 62 | 2017-03-03 | 0.69811 | 1 | 0.69811 | 0.6988 | 0.91285 | 0.76206 | 0.81134 | 0.70811 | 0.57261 | 0.7268 | 0.67901 | 0.61643 | 0.64104 | 0.6906 | 0.60104 | 5 | 1 | 34 | 16840 | 6868 | 8862 | 12220 | 2389 | 3520 | 12024 | 1734 | 1962 | 33535 | 1.11 | 1.16 | 14182.66
1475 | 11 | 62 | 2017-03-03 | 0.7044 | 1 | 0.7044 | 0.72289 | 0.9624 | 0.75391 | 0.80307 | 0.70899 | 0.56905 | 0.72406 | 0.67785 | 0.59433 | 0.64473 | 0.67406 | 0.59185 | 5 | 1 | 35 | 16660 | 6798 | 8873 | 12144 | 2380 | 3514 | 11593 | 1744 | 1915 | 33022 | 1.12 | 1.2 | 14952.575
1476 | 12 | 62 | 2017-03-03 | 0.67925 | 1 | 0.67925 | 0.72289 | 0.97754 | 0.74052 | 0.78937 | 0.70028 | 0.5638 | 0.71007 | 0.66975 | 0.57121 | 0.64473 | 0.654 | 0.57928 | 5 | 1 | 36 | 16364 | 6682 | 8764 | 12032 | 2334 | 3472 | 11142 | 1744 | 1858 | 32321 | 1.08 | 1.2 | 15187.805
1477 | 13 | 62 | 2017-03-03 | 0.62264 | 1 | 0.62264 | 0.6988 | 0.95214 | 0.72835 | 0.77401 | 0.69165 | 0.55719 | 0.70003 | 0.663 | 0.55552 | 0.63697 | 0.63358 | 0.56747 | 5 | 1 | 37 | 16095 | 6552 | 8656 | 11891 | 2301 | 3437 | 10836 | 1723 | 1800 | 31662 | 0.99 | 1.16 | 14793.225
1478 | 14 | 62 | 2017-03-03 | 0.63522 | 1 | 0.63522 | 0.6988 | 0.97576 | 0.71617 | 0.76562 | 0.68646 | 0.54965 | 0.6906 | 0.65451 | 0.54327 | 0.63253 | 0.61246 | 0.56021 | 5 | 1 | 38 | 15826 | 6481 | 8591 | 11730 | 2270 | 3393 | 10597 | 1711 | 1740 | 31257 | 1.01 | 1.16 | 15160.185
1479 | 15 | 62 | 2017-03-03 | 0.65409 | 1 | 0.65409 | 0.70482 | 1 | 0.70273 | 0.75298 | 0.67599 | 0.54407 | 0.67691 | 0.64564 | 0.53542 | 0.62329 | 0.59451 | 0.55311 | 5 | 1 | 39 | 15529 | 6374 | 8460 | 11611 | 2225 | 3347 | 10444 | 1686 | 1689 | 30861 | 1.04 | 1.17 | 15536.75
1480 | 16 | 62 | 2017-03-03 | 0.67925 | 1 | 0.67925 | 0.72289 | 0.99944 | 0.69318 | 0.74483 | 0.66392 | 0.53489 | 0.65896 | 0.6385 | 0.53399 | 0.61294 | 0.58571 | 0.5525 | 5 | 1 | 40 | 15318 | 6305 | 8309 | 11415 | 2166 | 3310 | 10416 | 1658 | 1664 | 30827 | 1.08 | 1.2 | 15528.105
1481 | 17 | 62 | 2017-03-03 | 0.73585 | 1 | 0.73585 | 0.78313 | 0.98608 | 0.6926 | 0.75086 | 0.65977 | 0.528 | 0.65926 | 0.63812 | 0.54916 | 0.60924 | 0.59451 | 0.56536 | 5 | 1 | 41 | 15305 | 6356 | 8257 | 11268 | 2167 | 3308 | 10712 | 1648 | 1689 | 31544 | 1.17 | 1.3 | 15320.515
1482 | 18 | 62 | 2017-03-03 | 0.79874 | 1 | 0.79874 | 0.81325 | 0.92154 | 0.70739 | 0.76917 | 0.65841 | 0.53072 | 0.65987 | 0.64506 | 0.58479 | 0.62033 | 0.61352 | 0.59593 | 5 | 1 | 42 | 15632 | 6511 | 8240 | 11326 | 2169 | 3344 | 11407 | 1678 | 1743 | 33250 | 1.27 | 1.35 | 14317.695
1483 | 19 | 62 | 2017-03-03 | 0.83648 | 1 | 0.83648 | 0.8494 | 0.8823 | 0.74066 | 0.80354 | 0.68214 | 0.55166 | 0.68573 | 0.67033 | 0.62073 | 0.63845 | 0.66139 | 0.62296 | 5 | 1 | 43 | 16367 | 6802 | 8537 | 11773 | 2254 | 3475 | 12108 | 1727 | 1879 | 34758 | 1.33 | 1.41 | 13708.055
1484 | 20 | 62 | 2017-03-03 | 0.91824 | 1 | 0.91824 | 0.90361 | 0.93549 | 0.74776 | 0.80981 | 0.6867 | 0.56933 | 0.69121 | 0.67342 | 0.6234 | 0.63327 | 0.69377 | 0.62169 | 5 | 1 | 44 | 16524 | 6855 | 8594 | 12150 | 2272 | 3491 | 12160 | 1713 | 1971 | 34687 | 1.46 | 1.5 | 14534.475
1485 | 21 | 62 | 2017-03-03 | 0.91195 | 1 | 0.91195 | 0.93976 | 0.93593 | 0.7483 | 0.8091 | 0.68494 | 0.56581 | 0.68938 | 0.66705 | 0.62248 | 0.63068 | 0.7075 | 0.61927 | 5 | 1 | 45 | 16536 | 6849 | 8572 | 12075 | 2266 | 3458 | 12142 | 1706 | 2010 | 34552 | 1.45 | 1.56 | 14541.295
1486 | 22 | 62 | 2017-03-03 | 0.89308 | 1 | 0.89308 | 0.89759 | 0.9084 | 0.73921 | 0.79303 | 0.66824 | 0.55593 | 0.67843 | 0.65394 | 0.61299 | 0.61922 | 0.71207 | 0.60475 | 5 | 1 | 46 | 16335 | 6713 | 8363 | 11864 | 2230 | 3390 | 11957 | 1675 | 2023 | 33742 | 1.42 | 1.49 | 14113.52
1487 | 23 | 62 | 2017-03-03 | 0.7673 | 1 | 0.7673 | 0.8012 | 0.88374 | 0.71893 | 0.76527 | 0.64147 | 0.53934 | 0.65105 | 0.63214 | 0.59571 | 0.59815 | 0.70961 | 0.57977 | 5 | 1 | 47 | 15887 | 6478 | 8028 | 11510 | 2140 | 3277 | 11620 | 1618 | 2016 | 32348 | 1.22 | 1.33 | 13730.465
1488 | 24 | 62 | 2017-03-03 | 0.69182 | 1 | 0.69182 | 0.69277 | 0.84359 | 0.69355 | 0.73963 | 0.61111 | 0.51272 | 0.62002 | 0.6086 | 0.57593 | 0.5719 | 0.6994 | 0.55213 | 5 | 1 | 48 | 15326 | 6261 | 7648 | 10942 | 2038 | 3155 | 11234 | 1547 | 1987 | 30806 | 1.1 | 1.15 | 13106.685
1489 | 1 | 63 | 2017-03-04 | 0.61635 | 1 | 0.61635 | 0.64458 | 0.77448 | 0.69798 | 0.73231 | 0.59616 | 0.49417 | 0.59994 | 0.57851 | 0.5708 | 0.5634 | 0.67441 | 0.53849 | 6 | 2 | 49 | 15424 | 6199 | 7461 | 10546 | 1972 | 2999 | 11134 | 1524 | 1916 | 30045 | 0.98 | 1.07 | 12032.86
1490 | 2 | 63 | 2017-03-04 | 0.61006 | 1 | 0.61006 | 0.62048 | 0.74964 | 0.68753 | 0.72038 | 0.5825 | 0.47322 | 0.58473 | 0.56578 | 0.57454 | 0.55157 | 0.67441 | 0.53118 | 6 | 2 | 50 | 15193 | 6098 | 7290 | 10099 | 1922 | 2933 | 11207 | 1492 | 1916 | 29637 | 0.97 | 1.03 | 11646.96
1491 | 3 | 63 | 2017-03-04 | 0.59748 | 1 | 0.59748 | 0.62048 | 0.72838 | 0.68251 | 0.71896 | 0.57571 | 0.4608 | 0.57773 | 0.55748 | 0.58777 | 0.54233 | 0.67758 | 0.52695 | 6 | 2 | 51 | 15082 | 6086 | 7205 | 9834 | 1899 | 2890 | 11465 | 1467 | 1925 | 29401 | 0.95 | 1.03 | 11316.6
1492 | 4 | 63 | 2017-03-04 | 0.58491 | 1 | 0.58491 | 0.62048 | 0.71262 | 0.68477 | 0.72286 | 0.57195 | 0.45265 | 0.57682 | 0.55826 | 0.60115 | 0.54122 | 0.6818 | 0.52858 | 6 | 2 | 52 | 15132 | 6119 | 7158 | 9660 | 1896 | 2894 | 11726 | 1464 | 1937 | 29492 | 0.93 | 1.03 | 11071.73
1493 | 5 | 63 | 2017-03-04 | 0.60377 | 1 | 0.60377 | 0.64458 | 0.70005 | 0.69097 | 0.73467 | 0.57587 | 0.4497 | 0.58169 | 0.56289 | 0.61781 | 0.5427 | 0.69412 | 0.53645 | 6 | 2 | 53 | 15269 | 6219 | 7207 | 9597 | 1912 | 2918 | 12051 | 1468 | 1972 | 29931 | 0.96 | 1.07 | 10876.555
1494 | 6 | 63 | 2017-03-04 | 0.67296 | 1 | 0.67296 | 0.6988 | 0.69248 | 0.70767 | 0.7544 | 0.58753 | 0.45307 | 0.59659 | 0.57851 | 0.64324 | 0.55268 | 0.71102 | 0.55482 | 6 | 2 | 54 | 15638 | 6386 | 7353 | 9669 | 1961 | 2999 | 12547 | 1495 | 2020 | 30956 | 1.07 | 1.16 | 10758.83
1495 | 7 | 63 | 2017-03-04 | 0.73585 | 1 | 0.73585 | 0.77108 | 0.68725 | 0.73396 | 0.77909 | 0.60839 | 0.46675 | 0.62093 | 0.60147 | 0.67154 | 0.57116 | 0.73671 | 0.5795 | 6 | 2 | 55 | 16219 | 6595 | 7614 | 9961 | 2041 | 3118 | 13099 | 1545 | 2093 | 32333 | 1.17 | 1.28 | 10677.68
1496 | 8 | 63 | 2017-03-04 | 0.74214 | 1 | 0.74214 | 0.78313 | 0.67879 | 0.75699 | 0.79858 | 0.62349 | 0.48503 | 0.64284 | 0.62153 | 0.69348 | 0.58706 | 0.75748 | 0.59735 | 6 | 2 | 56 | 16728 | 6760 | 7803 | 10351 | 2113 | 3222 | 13527 | 1588 | 2152 | 33329 | 1.18 | 1.3 | 10546.135
1497 | 9 | 63 | 2017-03-04 | 0.74843 | 1 | 0.74843 | 0.74699 | 0.73509 | 0.76984 | 0.81453 | 0.63803 | 0.49337 | 0.65866 | 0.63252 | 0.6904 | 0.60333 | 0.74903 | 0.61002 | 6 | 2 | 57 | 17012 | 6895 | 7985 | 10529 | 2165 | 3279 | 13467 | 1632 | 2128 | 34036 | 1.19 | 1.24 | 11420.965
1498 | 10 | 63 | 2017-03-04 | 0.71698 | 1 | 0.71698 | 0.72892 | 0.80309 | 0.76659 | 0.8091 | 0.64778 | 0.50237 | 0.66657 | 0.63465 | 0.66128 | 0.61516 | 0.6987 | 0.60617 | 6 | 2 | 58 | 16940 | 6849 | 8107 | 10721 | 2191 | 3290 | 12899 | 1664 | 1985 | 33821 | 1.14 | 1.21 | 12477.48
1499 | 11 | 63 | 2017-03-04 | 0.71698 | 1 | 0.71698 | 0.71084 | 0.84627 | 0.75496 | 0.79539 | 0.64778 | 0.50743 | 0.66291 | 0.625 | 0.63093 | 0.62107 | 0.64766 | 0.59371 | 6 | 2 | 59 | 16683 | 6733 | 8107 | 10829 | 2179 | 3240 | 12307 | 1680 | 1840 | 33126 | 1.14 | 1.18 | 13148.295
1500 | 12 | 63 | 2017-03-04 | 0.69811 | 1 | 0.69811 | 0.68072 | 0.85829 | 0.72803 | 0.77437 | 0.63724 | 0.50443 | 0.6477 | 0.60899 | 0.59597 | 0.61848 | 0.6019 | 0.57813 | 6 | 2 | 60 | 16088 | 6555 | 7975 | 10765 | 2129 | 3157 | 11625 | 1673 | 1710 | 32257 | 1.11 | 1.13 | 13334.96
1501 | 13 | 63 | 2017-03-04 | 0.63522 | 1 | 0.63522 | 0.6506 | 0.83365 | 0.70626 | 0.74743 | 0.62341 | 0.4989 | 0.63127 | 0.59163 | 0.56931 | 0.61146 | 0.55966 | 0.56154 | 6 | 2 | 61 | 15607 | 6327 | 7802 | 10647 | 2075 | 3067 | 11105 | 1654 | 1590 | 31331 | 1.01 | 1.08 | 12952.21
1502 | 14 | 63 | 2017-03-04 | 0.61635 | 1 | 0.61635 | 0.63253 | 0.83998 | 0.68934 | 0.72546 | 0.61047 | 0.49014 | 0.61454 | 0.57157 | 0.54435 | 0.59889 | 0.5227 | 0.5462 | 6 | 2 | 62 | 15233 | 6141 | 7640 | 10460 | 2020 | 2963 | 10618 | 1620 | 1485 | 30475 | 0.98 | 1.05 | 13050.635
1503 | 15 | 63 | 2017-03-04 | 0.61635 | 1 | 0.61635 | 0.65663 | 0.8466 | 0.67069 | 0.70786 | 0.60152 | 0.47978 | 0.59903 | 0.55768 | 0.52702 | 0.59076 | 0.4963 | 0.53824 | 6 | 2 | 63 | 14821 | 5992 | 7528 | 10239 | 1969 | 2891 | 10280 | 1598 | 1410 | 30031 | 0.98 | 1.09 | 13153.435
1504 | 16 | 63 | 2017-03-04 | 0.64151 | 1 | 0.64151 | 0.68072 | 0.84537 | 0.66201 | 0.69569 | 0.59457 | 0.47327 | 0.5899 | 0.54765 | 0.51963 | 0.58595 | 0.48258 | 0.53743 | 6 | 2 | 64 | 14629 | 5889 | 7441 | 10100 | 1939 | 2839 | 10136 | 1585 | 1371 | 29986 | 1.02 | 1.13 | 13134.275
1505 | 17 | 63 | 2017-03-04 | 0.66667 | 1 | 0.66667 | 0.72892 | 0.83299 | 0.66481 | 0.70124 | 0.5964 | 0.47041 | 0.59112 | 0.55073 | 0.53066 | 0.5878 | 0.48434 | 0.55179 | 6 | 2 | 65 | 14691 | 5936 | 7464 | 10039 | 1943 | 2855 | 10351 | 1590 | 1376 | 30787 | 1.06 | 1.21 | 12941.93
1506 | 18 | 63 | 2017-03-04 | 0.68553 | 1 | 0.68553 | 0.77711 | 0.79767 | 0.68391 | 0.72392 | 0.60687 | 0.47659 | 0.59963 | 0.56481 | 0.56603 | 0.60074 | 0.5037 | 0.58494 | 6 | 2 | 66 | 15113 | 6128 | 7595 | 10171 | 1971 | 2928 | 11041 | 1625 | 1431 | 32637 | 1.09 | 1.29 | 12393.195
1507 | 19 | 63 | 2017-03-04 | 0.7044 | 1 | 0.7044 | 0.79518 | 0.79425 | 0.72287 | 0.77342 | 0.63819 | 0.50204 | 0.62549 | 0.59896 | 0.61438 | 0.62662 | 0.55121 | 0.61669 | 6 | 2 | 67 | 15974 | 6547 | 7987 | 10714 | 2056 | 3105 | 11984 | 1695 | 1566 | 34408 | 1.12 | 1.32 | 12340.135
1508 | 20 | 63 | 2017-03-04 | 0.7673 | 1 | 0.7673 | 0.8494 | 0.85572 | 0.73147 | 0.78275 | 0.64291 | 0.51469 | 0.62975 | 0.6088 | 0.6255 | 0.62847 | 0.58536 | 0.61665 | 6 | 2 | 68 | 16164 | 6626 | 8046 | 10984 | 2070 | 3156 | 12201 | 1700 | 1663 | 34406 | 1.22 | 1.41 | 13295.155
1509 | 21 | 63 | 2017-03-04 | 0.83648 | 1 | 0.83648 | 0.89759 | 0.85805 | 0.73115 | 0.78287 | 0.63867 | 0.51202 | 0.62671 | 0.60725 | 0.62724 | 0.62292 | 0.59275 | 0.61439 | 6 | 2 | 69 | 16157 | 6627 | 7993 | 10927 | 2060 | 3148 | 12235 | 1685 | 1684 | 34280 | 1.33 | 1.49 | 13331.25
1510 | 22 | 63 | 2017-03-04 | 0.8239 | 1 | 0.8239 | 0.87349 | 0.84073 | 0.72034 | 0.77259 | 0.62397 | 0.50616 | 0.61363 | 0.59471 | 0.61991 | 0.60924 | 0.59697 | 0.6019 | 6 | 2 | 70 | 15918 | 6540 | 7809 | 10802 | 2017 | 3083 | 12092 | 1648 | 1696 | 33583 | 1.31 | 1.45 | 13062.215
1511 | 23 | 63 | 2017-03-04 | 0.77358 | 1 | 0.77358 | 0.75904 | 0.82665 | 0.69975 | 0.75133 | 0.60304 | 0.49356 | 0.58777 | 0.57427 | 0.6051 | 0.58743 | 0.59134 | 0.58091 | 6 | 2 | 71 | 15463 | 6360 | 7547 | 10533 | 1932 | 2977 | 11803 | 1589 | 1680 | 32412 | 1.23 | 1.26 | 12843.495
1512 | 24 | 63 | 2017-03-04 | 0.7044 | 1 | 0.7044 | 0.68072 | 0.80437 | 0.67698 | 0.73314 | 0.58042 | 0.47453 | 0.56161 | 0.55266 | 0.58936 | 0.5634 | 0.57691 | 0.55724 | 6 | 2 | 72 | 14960 | 6206 | 7264 | 10127 | 1846 | 2865 | 11496 | 1524 | 1639 | 31091 | 1.12 | 1.13 | 12497.315
1513 | 1 | 64 | 2017-03-05 | 0.6478 | 1 | 0.6478 | 0.63253 | 0.77096 | 0.66173 | 0.72298 | 0.56292 | 0.45054 | 0.53788 | 0.54012 | 0.59346 | 0.55305 | 0.54769 | 0.55177 | 7 | 3 | 73 | 14623 | 6120 | 7045 | 9615 | 1768 | 2800 | 11576 | 1496 | 1556 | 30786 | 1.03 | 1.05 | 11978.235
1514 | 2 | 64 | 2017-03-05 | 0.59748 | 1 | 0.59748 | 0.61446 | 0.74542 | 0.65599 | 0.71896 | 0.5507 | 0.43194 | 0.52601 | 0.52758 | 0.59474 | 0.54344 | 0.54347 | 0.55017 | 7 | 3 | 74 | 14496 | 6086 | 6892 | 9218 | 1729 | 2735 | 11601 | 1470 | 1544 | 30697 | 0.95 | 1.02 | 11581.36
1515 | 3 | 64 | 2017-03-05 | 0.57862 | 1 | 0.57862 | 0.59639 | 0.72049 | 0.65422 | 0.72038 | 0.54638 | 0.42079 | 0.51932 | 0.51987 | 0.60176 | 0.53604 | 0.54593 | 0.5496 | 7 | 3 | 75 | 14457 | 6098 | 6838 | 8980 | 1707 | 2695 | 11738 | 1450 | 1551 | 30665 | 0.92 | 0.99 | 11194.145
1516 | 4 | 64 | 2017-03-05 | 0.58491 | 1 | 0.58491 | 0.61446 | 0.6999 | 0.65712 | 0.72628 | 0.54407 | 0.41432 | 0.51901 | 0.52045 | 0.61453 | 0.53309 | 0.55016 | 0.55604 | 7 | 3 | 76 | 14521 | 6148 | 6809 | 8842 | 1706 | 2698 | 11987 | 1442 | 1563 | 31024 | 0.93 | 1.02 | 10874.225
1517 | 5 | 64 | 2017-03-05 | 0.58491 | 1 | 0.58491 | 0.62048 | 0.68772 | 0.66327 | 0.73952 | 0.54734 | 0.41062 | 0.52267 | 0.52392 | 0.63242 | 0.53494 | 0.55755 | 0.56819 | 7 | 3 | 77 | 14657 | 6260 | 6850 | 8763 | 1718 | 2716 | 12336 | 1447 | 1584 | 31702 | 0.93 | 1.03 | 10684.93
1518 | 6 | 64 | 2017-03-05 | 0.61635 | 1 | 0.61635 | 0.6747 | 0.67866 | 0.67735 | 0.75641 | 0.55757 | 0.4124 | 0.53301 | 0.53376 | 0.6578 | 0.54418 | 0.57057 | 0.58503 | 7 | 3 | 78 | 14968 | 6403 | 6978 | 8801 | 1752 | 2767 | 12831 | 1472 | 1621 | 32642 | 0.98 | 1.12 | 10544.215
1519 | 7 | 64 | 2017-03-05 | 0.67296 | 1 | 0.67296 | 0.75904 | 0.66367 | 0.69929 | 0.78193 | 0.57036 | 0.41952 | 0.55248 | 0.54784 | 0.68266 | 0.55749 | 0.59134 | 0.60314 | 7 | 3 | 79 | 15453 | 6619 | 7138 | 8953 | 1816 | 2840 | 13316 | 1508 | 1680 | 33652 | 1.07 | 1.26 | 10311.225
1520 | 8 | 64 | 2017-03-05 | 0.72327 | 1 | 0.72327 | 0.74699 | 0.63637 | 0.71368 | 0.79433 | 0.57627 | 0.42692 | 0.56617 | 0.55787 | 0.70291 | 0.56377 | 0.60894 | 0.61292 | 7 | 3 | 80 | 15771 | 6724 | 7212 | 9111 | 1861 | 2892 | 13711 | 1525 | 1730 | 34198 | 1.15 | 1.24 | 9887.07
1521 | 9 | 64 | 2017-03-05 | 0.75472 | 1 | 0.75472 | 0.71084 | 0.65776 | 0.72097 | 0.79965 | 0.58825 | 0.43002 | 0.57986 | 0.56713 | 0.70353 | 0.57597 | 0.62478 | 0.61602 | 7 | 3 | 81 | 15932 | 6769 | 7362 | 9177 | 1906 | 2940 | 13723 | 1558 | 1775 | 34371 | 1.2 | 1.18 | 10219.53
1522 | 10 | 64 | 2017-03-05 | 0.79245 | 1 | 0.79245 | 0.6747 | 0.69482 | 0.70739 | 0.7772 | 0.59233 | 0.44004 | 0.58108 | 0.57099 | 0.67636 | 0.5841 | 0.5938 | 0.60405 | 7 | 3 | 82 | 15632 | 6579 | 7413 | 9391 | 1910 | 2960 | 13193 | 1580 | 1687 | 33703 | 1.26 | 1.12 | 10795.295
1523 | 11 | 64 | 2017-03-05 | 0.73585 | 1 | 0.73585 | 0.6506 | 0.7323 | 0.67694 | 0.74625 | 0.58769 | 0.44717 | 0.56769 | 0.56211 | 0.64032 | 0.58262 | 0.55227 | 0.58482 | 7 | 3 | 83 | 14959 | 6317 | 7355 | 9543 | 1866 | 2914 | 12490 | 1576 | 1569 | 32630 | 1.17 | 1.08 | 11377.635
1524 | 12 | 64 | 2017-03-05 | 0.72327 | 1 | 0.72327 | 0.61446 | 0.74794 | 0.65151 | 0.71294 | 0.57731 | 0.45045 | 0.554 | 0.5515 | 0.6052 | 0.57893 | 0.50792 | 0.56573 | 7 | 3 | 84 | 14397 | 6035 | 7225 | 9613 | 1821 | 2859 | 11805 | 1566 | 1443 | 31565 | 1.15 | 1.02 | 11620.63
1525 | 13 | 64 | 2017-03-05 | 0.71069 | 1 | 0.71069 | 0.63855 | 0.74218 | 0.63132 | 0.68683 | 0.56572 | 0.44993 | 0.5397 | 0.53935 | 0.58264 | 0.57412 | 0.4875 | 0.54896 | 7 | 3 | 85 | 13951 | 5814 | 7080 | 9602 | 1774 | 2796 | 11365 | 1553 | 1385 | 30629 | 1.13 | 1.06 | 11531.12
1526 | 14 | 64 | 2017-03-05 | 0.69182 | 1 | 0.69182 | 0.62048 | 0.75233 | 0.61082 | 0.66474 | 0.55461 | 0.4481 | 0.52358 | 0.52353 | 0.56239 | 0.56451 | 0.46463 | 0.53401 | 7 | 3 | 86 | 13498 | 5627 | 6941 | 9563 | 1721 | 2714 | 10970 | 1527 | 1320 | 29795 | 1.1 | 1.03 | 11688.74
1527 | 15 | 64 | 2017-03-05 | 0.67296 | 1 | 0.67296 | 0.62048 | 0.7566 | 0.5944 | 0.64465 | 0.54575 | 0.44412 | 0.5105 | 0.51312 | 0.5467 | 0.55823 | 0.44773 | 0.5282 | 7 | 3 | 87 | 13135 | 5457 | 6830 | 9478 | 1678 | 2660 | 10664 | 1510 | 1272 | 29471 | 1.07 | 1.03 | 11755.12
1528 | 16 | 64 | 2017-03-05 | 0.68553 | 1 | 0.68553 | 0.63253 | 0.75794 | 0.58942 | 0.63579 | 0.53879 | 0.44173 | 0.50076 | 0.50482 | 0.54281 | 0.55601 | 0.43823 | 0.52684 | 7 | 3 | 88 | 13025 | 5382 | 6743 | 9427 | 1646 | 2617 | 10588 | 1504 | 1245 | 29395 | 1.09 | 1.05 | 11775.96
1529 | 17 | 64 | 2017-03-05 | 0.66667 | 1 | 0.66667 | 0.71084 | 0.74929 | 0.59376 | 0.64217 | 0.54495 | 0.44079 | 0.50532 | 0.51003 | 0.55609 | 0.55896 | 0.44879 | 0.54387 | 7 | 3 | 89 | 13121 | 5436 | 6820 | 9407 | 1661 | 2644 | 10847 | 1512 | 1275 | 30345 | 1.06 | 1.18 | 11641.495
1530 | 18 | 64 | 2017-03-05 | 0.69811 | 1 | 0.69811 | 0.71687 | 0.72694 | 0.61426 | 0.66864 | 0.56005 | 0.4489 | 0.52327 | 0.52778 | 0.5972 | 0.57375 | 0.47166 | 0.58174 | 7 | 3 | 90 | 13574 | 5660 | 7009 | 9580 | 1720 | 2736 | 11649 | 1552 | 1340 | 32458 | 1.11 | 1.19 | 11294.21
1531 | 19 | 64 | 2017-03-05 | 0.72327 | 1 | 0.72327 | 0.76506 | 0.72784 | 0.65386 | 0.71861 | 0.5976 | 0.47331 | 0.554 | 0.56115 | 0.64826 | 0.59852 | 0.5132 | 0.62278 | 7 | 3 | 91 | 14449 | 6083 | 7479 | 10101 | 1821 | 2909 | 12645 | 1619 | 1458 | 34748 | 1.15 | 1.27 | 11308.32
1532 | 20 | 64 | 2017-03-05 | 0.78616 | 1 | 0.78616 | 0.80723 | 0.80601 | 0.66725 | 0.73562 | 0.60559 | 0.49613 | 0.56708 | 0.57523 | 0.65913 | 0.59926 | 0.54699 | 0.62794 | 7 | 3 | 92 | 14745 | 6227 | 7579 | 10588 | 1864 | 2982 | 12857 | 1621 | 1554 | 35036 | 1.25 | 1.34 | 12522.705
1533 | 21 | 64 | 2017-03-05 | 0.83648 | 1 | 0.83648 | 0.86145 | 0.81962 | 0.67051 | 0.74436 | 0.60416 | 0.49543 | 0.56921 | 0.57272 | 0.65975 | 0.5963 | 0.54805 | 0.62574 | 7 | 3 | 93 | 14817 | 6301 | 7561 | 10573 | 1871 | 2969 | 12869 | 1613 | 1557 | 34913 | 1.33 | 1.43 | 12734.27
1534 | 22 | 64 | 2017-03-05 | 0.81761 | 1 | 0.81761 | 0.8494 | 0.81392 | 0.6568 | 0.72817 | 0.58913 | 0.48723 | 0.55704 | 0.55671 | 0.64467 | 0.58447 | 0.53115 | 0.60776 | 7 | 3 | 94 | 14514 | 6164 | 7373 | 10398 | 1831 | 2886 | 12575 | 1581 | 1509 | 33910 | 1.3 | 1.41 | 12645.685
1535 | 23 | 64 | 2017-03-05 | 0.75472 | 1 | 0.75472 | 0.72892 | 0.80175 | 0.63508 | 0.70337 | 0.57004 | 0.4721 | 0.53423 | 0.53029 | 0.61976 | 0.56229 | 0.50405 | 0.57971 | 7 | 3 | 95 | 14034 | 5954 | 7134 | 10075 | 1756 | 2749 | 12089 | 1521 | 1432 | 32345 | 1.2 | 1.21 | 12456.54
1536 | 24 | 64 | 2017-03-05 | 0.68553 | 1 | 0.68553 | 0.6506 | 0.77447 | 0.61358 | 0.68517 | 0.54798 | 0.45049 | 0.51323 | 0.50579 | 0.59592 | 0.53383 | 0.47413 | 0.55125 | 7 | 3 | 96 | 13559 | 5800 | 6858 | 9614 | 1687 | 2622 | 11624 | 1444 | 1347 | 30757 | 1.09 | 1.08 | 12032.68
1537 | 1 | 65 | 2017-03-06 | 0.61635 | 1 | 0.61635 | 0.62651 | 0.80131 | 0.58861 | 0.66686 | 0.52849 | 0.42402 | 0.5035 | 0.46721 | 0.57746 | 0.50906 | 0.44773 | 0.53695 | 1 | 1 | 97 | 13007 | 5645 | 6614 | 9049 | 1655 | 2422 | 11264 | 1377 | 1272 | 29959 | 0.98 | 1.04 | 12449.825
1538 | 2 | 65 | 2017-03-06 | 0.60377 | 1 | 0.60377 | 0.60241 | 0.77242 | 0.57888 | 0.66108 | 0.51778 | 0.4087 | 0.49194 | 0.45428 | 0.57931 | 0.49834 | 0.43963 | 0.52872 | 1 | 1 | 98 | 12792 | 5596 | 6480 | 8722 | 1617 | 2355 | 11300 | 1348 | 1249 | 29500 | 0.96 | 1 | 12000.945
1539 | 3 | 65 | 2017-03-06 | 0.59748 | 1 | 0.59748 | 0.59036 | 0.74901 | 0.5767 | 0.66013 | 0.51658 | 0.4005 | 0.48677 | 0.44753 | 0.58669 | 0.49464 | 0.43717 | 0.52951 | 1 | 1 | 99 | 12744 | 5588 | 6465 | 8547 | 1600 | 2320 | 11444 | 1338 | 1242 | 29544 | 0.95 | 0.98 | 11637.225
1540 | 4 | 65 | 2017-03-06 | 0.61635 | 1 | 0.61635 | 0.59036 | 0.73082 | 0.57933 | 0.66556 | 0.51578 | 0.39679 | 0.48768 | 0.45158 | 0.59746 | 0.49575 | 0.4421 | 0.53571 | 1 | 1 | 100 | 12802 | 5634 | 6455 | 8468 | 1603 | 2341 | 11654 | 1341 | 1256 | 29890 | 0.98 | 0.98 | 11354.585
1541 | 5 | 65 | 2017-03-06 | 0.64151 | 1 | 0.64151 | 0.60843 | 0.71832 | 0.59286 | 0.68305 | 0.52936 | 0.39754 | 0.50046 | 0.46528 | 0.62217 | 0.50758 | 0.45618 | 0.55207 | 1 | 1 | 101 | 13101 | 5782 | 6625 | 8484 | 1645 | 2412 | 12136 | 1373 | 1296 | 30803 | 1.02 | 1.01 | 11160.345
1542 | 6 | 65 | 2017-03-06 | 0.71698 | 1 | 0.71698 | 0.6506 | 0.72546 | 0.62906 | 0.72061 | 0.56101 | 0.41113 | 0.53636 | 0.49961 | 0.66492 | 0.53494 | 0.49349 | 0.59405 | 1 | 1 | 102 | 13901 | 6100 | 7021 | 8774 | 1763 | 2590 | 12970 | 1447 | 1402 | 33145 | 1.14 | 1.08 | 11271.335
1543 | 7 | 65 | 2017-03-06 | 0.77358 | 1 | 0.77358 | 0.68675 | 0.7356 | 0.69296 | 0.77992 | 0.6203 | 0.44482 | 0.59416 | 0.55556 | 0.72173 | 0.57893 | 0.55262 | 0.65262 | 1 | 1 | 103 | 15313 | 6602 | 7763 | 9493 | 1953 | 2880 | 14078 | 1566 | 1570 | 36413 | 1.23 | 1.14 | 11428.795
1544 | 8 | 65 | 2017-03-06 | 0.77987 | 1 | 0.77987 | 0.71687 | 0.74366 | 0.72255 | 0.80295 | 0.65433 | 0.4899 | 0.62884 | 0.58295 | 0.7267 | 0.60961 | 0.56494 | 0.66924 | 1 | 1 | 104 | 15967 | 6797 | 8189 | 10455 | 2067 | 3022 | 14175 | 1649 | 1605 | 37340 | 1.24 | 1.19 | 11554.04
1545 | 9 | 65 | 2017-03-06 | 0.73585 | 1 | 0.73585 | 0.77108 | 0.84656 | 0.71676 | 0.79468 | 0.66057 | 0.5108 | 0.63249 | 0.58681 | 0.68517 | 0.61922 | 0.54382 | 0.65578 | 1 | 1 | 105 | 15839 | 6727 | 8267 | 10901 | 2079 | 3042 | 13365 | 1675 | 1545 | 36589 | 1.17 | 1.28 | 13152.805
1546 | 10 | 65 | 2017-03-06 | 0.67925 | 1 | 0.67925 | 0.74096 | 0.91285 | 0.70848 | 0.78039 | 0.66097 | 0.51858 | 0.63766 | 0.58931 | 0.63709 | 0.6207 | 0.52517 | 0.63619 | 1 | 1 | 106 | 15656 | 6606 | 8272 | 11067 | 2096 | 3055 | 12427 | 1679 | 1492 | 35496 | 1.08 | 1.23 | 14182.66
1547 | 11 | 65 | 2017-03-06 | 0.66667 | 1 | 0.66667 | 0.75301 | 0.9624 | 0.70214 | 0.76669 | 0.66504 | 0.52181 | 0.6404 | 0.59182 | 0.60064 | 0.62403 | 0.51426 | 0.61851 | 1 | 1 | 107 | 15516 | 6490 | 8323 | 11136 | 2105 | 3068 | 11716 | 1688 | 1461 | 34510 | 1.06 | 1.25 | 14952.575
1548 | 12 | 65 | 2017-03-06 | 0.6478 | 1 | 0.6478 | 0.73494 | 0.97754 | 0.68993 | 0.75334 | 0.65769 | 0.52631 | 0.63432 | 0.58951 | 0.57075 | 0.62144 | 0.49701 | 0.60061 | 1 | 1 | 108 | 15246 | 6377 | 8231 | 11232 | 2085 | 3056 | 11133 | 1681 | 1412 | 33511 | 1.03 | 1.22 | 15187.805
1549 | 13 | 65 | 2017-03-06 | 0.66667 | 1 | 0.66667 | 0.71084 | 0.95214 | 0.68119 | 0.73668 | 0.6517 | 0.52725 | 0.62884 | 0.58507 | 0.55091 | 0.61294 | 0.4875 | 0.58353 | 1 | 1 | 109 | 15053 | 6236 | 8156 | 11252 | 2067 | 3033 | 10746 | 1658 | 1385 | 32558 | 1.06 | 1.18 | 14793.225
1550 | 14 | 65 | 2017-03-06 | 0.6478 | 1 | 0.6478 | 0.70482 | 0.97576 | 0.67151 | 0.7238 | 0.6517 | 0.52387 | 0.62215 | 0.58083 | 0.5343 | 0.60628 | 0.47237 | 0.57217 | 1 | 1 | 110 | 14839 | 6127 | 8156 | 11180 | 2045 | 3011 | 10422 | 1640 | 1342 | 31924 | 1.03 | 1.17 | 15160.185
1551 | 15 | 65 | 2017-03-06 | 0.62893 | 1 | 0.62893 | 0.69277 | 1 | 0.66047 | 0.70833 | 0.64251 | 0.52355 | 0.61302 | 0.57446 | 0.52307 | 0.59963 | 0.46146 | 0.56514 | 1 | 1 | 111 | 14595 | 5996 | 8041 | 11173 | 2015 | 2978 | 10203 | 1622 | 1311 | 31532 | 1 | 1.15 | 15536.75
1552 | 16 | 65 | 2017-03-06 | 0.67296 | 1 | 0.67296 | 0.69277 | 0.99944 | 0.65146 | 0.69734 | 0.6342 | 0.51877 | 0.60116 | 0.56829 | 0.51733 | 0.59187 | 0.45759 | 0.56143 | 1 | 1 | 112 | 14396 | 5903 | 7937 | 11071 | 1976 | 2946 | 10091 | 1601 | 1300 | 31325 | 1.07 | 1.15 | 15528.105
1553 | 17 | 65 | 2017-03-06 | 0.72327 | 1 | 0.72327 | 0.75301 | 0.98608 | 0.65096 | 0.70089 | 0.63324 | 0.51403 | 0.60085 | 0.56809 | 0.5243 | 0.59187 | 0.46533 | 0.5738 | 1 | 1 | 113 | 14385 | 5933 | 7925 | 10970 | 1975 | 2945 | 10227 | 1601 | 1322 | 32015 | 1.15 | 1.25 | 15320.515
1554 | 18 | 65 | 2017-03-06 | 0.7673 | 1 | 0.7673 | 0.80723 | 0.92154 | 0.66078 | 0.71577 | 0.64259 | 0.51713 | 0.60907 | 0.57388 | 0.54706 | 0.59926 | 0.48011 | 0.59968 | 1 | 1 | 114 | 14602 | 6059 | 8042 | 11036 | 2002 | 2975 | 10671 | 1621 | 1364 | 33459 | 1.22 | 1.34 | 14317.695
1555 | 19 | 65 | 2017-03-06 | 0.77358 | 1 | 0.77358 | 0.83133 | 0.8823 | 0.68807 | 0.74861 | 0.66488 | 0.53264 | 0.62823 | 0.59356 | 0.58238 | 0.61811 | 0.50968 | 0.62954 | 1 | 1 | 115 | 15205 | 6337 | 8321 | 11367 | 2065 | 3077 | 11360 | 1672 | 1448 | 35125 | 1.23 | 1.38 | 13708.055
1556 | 20 | 65 | 2017-03-06 | 0.80503 | 1 | 0.80503 | 0.8494 | 0.93549 | 0.69599 | 0.75003 | 0.6688 | 0.54613 | 0.63584 | 0.60397 | 0.58736 | 0.61774 | 0.53467 | 0.62814 | 1 | 1 | 116 | 15380 | 6349 | 8370 | 11655 | 2090 | 3131 | 11457 | 1671 | 1519 | 35047 | 1.28 | 1.41 | 14534.475
1557 | 21 | 65 | 2017-03-06 | 0.89937 | 1 | 0.89937 | 0.93373 | 0.93593 | 0.68893 | 0.74377 | 0.65737 | 0.53873 | 0.62397 | 0.59279 | 0.58049 | 0.60518 | 0.53678 | 0.6188 | 1 | 1 | 117 | 15224 | 6296 | 8227 | 11497 | 2051 | 3073 | 11323 | 1637 | 1525 | 34526 | 1.43 | 1.55 | 14541.295
1558 | 22 | 65 | 2017-03-06 | 0.88679 | 1 | 0.88679 | 0.90964 | 0.9084 | 0.66748 | 0.71683 | 0.62972 | 0.5227 | 0.59963 | 0.56848 | 0.55086 | 0.58336 | 0.51707 | 0.59045 | 1 | 1 | 118 | 14750 | 6068 | 7881 | 11155 | 1971 | 2947 | 10745 | 1578 | 1469 | 32944 | 1.41 | 1.51 | 14113.52
1559 | 23 | 65 | 2017-03-06 | 0.79874 | 1 | 0.79874 | 0.85542 | 0.88374 | 0.63386 | 0.67714 | 0.59497 | 0.49796 | 0.56282 | 0.53164 | 0.51461 | 0.55046 | 0.4875 | 0.55344 | 1 | 1 | 119 | 14007 | 5732 | 7446 | 10627 | 1850 | 2756 | 10038 | 1489 | 1385 | 30879 | 1.27 | 1.42 | 13730.465
1560 | 24 | 65 | 2017-03-06 | 0.7044 | 1 | 0.7044 | 0.77108 | 0.84359 | 0.59929 | 0.64513 | 0.5634 | 0.46488 | 0.52936 | 0.49691 | 0.48283 | 0.52126 | 0.45442 | 0.51741 | 1 | 1 | 120 | 13243 | 5461 | 7051 | 9921 | 1740 | 2576 | 9418 | 1410 | 1291 | 28869 | 1.12 | 1.28 | 13106.685
1561 | 1 | 66 | 2017-03-07 | 0.76101 | 1 | 0.76101 | 0.71687 | 0.80131 | 0.56571 | 0.59752 | 0.51986 | 0.43067 | 0.49163 | 0.46046 | 0.45258 | 0.478 | 0.4062 | 0.47818 | 2 | 1 | 121 | 12501 | 5058 | 6506 | 9191 | 1616 | 2387 | 8828 | 1293 | 1154 | 26680 | 1.21 | 1.19 | 12449.825
1562 | 2 | 66 | 2017-03-07 | 0.71698 | 1 | 0.71698 | 0.66867 | 0.77242 | 0.55019 | 0.58417 | 0.50579 | 0.40977 | 0.47581 | 0.44425 | 0.44304 | 0.46691 | 0.39176 | 0.46459 | 2 | 1 | 122 | 12158 | 4945 | 6330 | 8745 | 1564 | 2303 | 8642 | 1263 | 1113 | 25922 | 1.14 | 1.11 | 12000.945
1563 | 3 | 66 | 2017-03-07 | 0.7044 | 1 | 0.7044 | 0.64458 | 0.74901 | 0.5448 | 0.57614 | 0.49876 | 0.39717 | 0.46456 | 0.43403 | 0.44125 | 0.46026 | 0.38367 | 0.45656 | 2 | 1 | 123 | 12039 | 4877 | 6242 | 8476 | 1527 | 2250 | 8607 | 1245 | 1090 | 25474 | 1.12 | 1.07 | 11637.225
1564 | 4 | 66 | 2017-03-07 | 0.69811 | 1 | 0.69811 | 0.63253 | 0.73082 | 0.54299 | 0.57933 | 0.49557 | 0.38967 | 0.46182 | 0.43171 | 0.44627 | 0.45841 | 0.38296 | 0.45717 | 2 | 1 | 124 | 11999 | 4904 | 6202 | 8316 | 1518 | 2238 | 8705 | 1240 | 1088 | 25508 | 1.11 | 1.05 | 11354.585
1565 | 5 | 66 | 2017-03-07 | 0.69182 | 1 | 0.69182 | 0.63253 | 0.71832 | 0.55467 | 0.59291 | 0.50555 | 0.38845 | 0.47125 | 0.43904 | 0.46252 | 0.46765 | 0.38543 | 0.46997 | 2 | 1 | 125 | 12257 | 5019 | 6327 | 8290 | 1549 | 2276 | 9022 | 1265 | 1095 | 26222 | 1.1 | 1.05 | 11160.345
1566 | 6 | 66 | 2017-03-07 | 0.7044 | 1 | 0.7044 | 0.68072 | 0.72546 | 0.58951 | 0.62658 | 0.53384 | 0.39914 | 0.50472 | 0.46971 | 0.50374 | 0.49575 | 0.4164 | 0.50693 | 2 | 1 | 126 | 13027 | 5304 | 6681 | 8518 | 1659 | 2435 | 9826 | 1341 | 1183 | 28284 | 1.12 | 1.13 | 11271.335
1567 | 7 | 66 | 2017-03-07 | 0.75472 | 1 | 0.75472 | 0.74096 | 0.7356 | 0.65363 | 0.68588 | 0.59145 | 0.43217 | 0.56556 | 0.52257 | 0.56306 | 0.54085 | 0.47342 | 0.5631 | 2 | 1 | 127 | 14444 | 5806 | 7402 | 9223 | 1859 | 2709 | 10983 | 1463 | 1345 | 31418 | 1.2 | 1.23 | 11428.795
1568 | 8 | 66 | 2017-03-07 | 0.81761 | 1 | 0.81761 | 0.77711 | 0.74366 | 0.68468 | 0.71211 | 0.62589 | 0.48301 | 0.60329 | 0.54977 | 0.57705 | 0.56895 | 0.48821 | 0.58435 | 2 | 1 | 128 | 15130 | 6028 | 7833 | 10308 | 1983 | 2850 | 11256 | 1539 | 1387 | 32604 | 1.3 | 1.29 | 11554.04
1569 | 9 | 66 | 2017-03-07 | 0.84277 | 1 | 0.84277 | 0.83133 | 0.84656 | 0.67861 | 0.70538 | 0.63116 | 0.50808 | 0.60907 | 0.55806 | 0.5567 | 0.57671 | 0.4699 | 0.57711 | 2 | 1 | 129 | 14996 | 5971 | 7899 | 10843 | 2002 | 2893 | 10859 | 1560 | 1335 | 32200 | 1.34 | 1.38 | 13152.805
1570 | 10 | 66 | 2017-03-07 | 0.8805 | 1 | 0.8805 | 0.85542 | 0.91285 | 0.67422 | 0.69829 | 0.63564 | 0.51511 | 0.61637 | 0.56655 | 0.53768 | 0.58152 | 0.46463 | 0.56786 | 2 | 1 | 130 | 14899 | 5911 | 7955 | 10993 | 2026 | 2937 | 10488 | 1573 | 1320 | 31684 | 1.4 | 1.42 | 14182.66
1571 | 11 | 66 | 2017-03-07 | 0.84906 | 1 | 0.84906 | 0.83133 | 0.9624 | 0.67011 | 0.69699 | 0.64219 | 0.51839 | 0.62245 | 0.57407 | 0.52527 | 0.58854 | 0.46709 | 0.56245 | 2 | 1 | 131 | 14808 | 5900 | 8037 | 11063 | 2046 | 2976 | 10246 | 1592 | 1327 | 31382 | 1.35 | 1.38 | 14952.575
1572 | 12 | 66 | 2017-03-07 | 0.8239 | 1 | 0.8239 | 0.78916 | 0.97754 | 0.66296 | 0.69273 | 0.63995 | 0.52158 | 0.62093 | 0.57677 | 0.51569 | 0.5915 | 0.46251 | 0.55559 | 2 | 1 | 132 | 14650 | 5864 | 8009 | 11131 | 2041 | 2990 | 10059 | 1600 | 1314 | 30999 | 1.31 | 1.31 | 15187.805
1573 | 13 | 66 | 2017-03-07 | 0.80503 | 1 | 0.80503 | 0.78916 | 0.95214 | 0.65875 | 0.68258 | 0.63636 | 0.52144 | 0.6188 | 0.576 | 0.50759 | 0.58928 | 0.46005 | 0.54804 | 2 | 1 | 133 | 14557 | 5778 | 7964 | 11128 | 2034 | 2986 | 9901 | 1594 | 1307 | 30578 | 1.28 | 1.31 | 14793.225
1574 | 14 | 66 | 2017-03-07 | 0.81132 | 1 | 0.81132 | 0.74699 | 0.97576 | 0.65553 | 0.67549 | 0.63596 | 0.52055 | 0.61515 | 0.57311 | 0.50328 | 0.5878 | 0.45019 | 0.54523 | 2 | 1 | 134 | 14486 | 5718 | 7959 | 11109 | 2022 | 2971 | 9817 | 1590 | 1279 | 30421 | 1.29 | 1.24 | 15160.185
1575 | 15 | 66 | 2017-03-07 | 0.76101 | 1 | 0.76101 | 0.74096 | 1 | 0.6487 | 0.6632 | 0.62789 | 0.52092 | 0.60846 | 0.5679 | 0.49964 | 0.58226 | 0.44069 | 0.54118 | 2 | 1 | 135 | 14335 | 5614 | 7858 | 11117 | 2000 | 2944 | 9746 | 1575 | 1252 | 30195 | 1.21 | 1.23 | 15536.75
1576 | 16 | 66 | 2017-03-07 | 0.77358 | 1 | 0.77358 | 0.72892 | 0.99944 | 0.64304 | 0.6554 | 0.62014 | 0.51778 | 0.59903 | 0.56424 | 0.49677 | 0.58078 | 0.44034 | 0.5405 | 2 | 1 | 136 | 14210 | 5548 | 7761 | 11050 | 1969 | 2925 | 9690 | 1571 | 1251 | 30157 | 1.23 | 1.21 | 15528.105
1577 | 17 | 66 | 2017-03-07 | 0.77987 | 1 | 0.77987 | 0.72289 | 0.98608 | 0.64436 | 0.65859 | 0.61942 | 0.51633 | 0.60146 | 0.56481 | 0.50584 | 0.58189 | 0.45336 | 0.5491 | 2 | 1 | 137 | 14239 | 5575 | 7752 | 11019 | 1977 | 2928 | 9867 | 1574 | 1288 | 30637 | 1.24 | 1.2 | 15320.515
1578 | 18 | 66 | 2017-03-07 | 0.83648 | 1 | 0.83648 | 0.77108 | 0.92154 | 0.65644 | 0.6775 | 0.62677 | 0.52266 | 0.61393 | 0.5762 | 0.52512 | 0.58817 | 0.47448 | 0.57157 | 2 | 1 | 138 | 14506 | 5735 | 7844 | 11154 | 2018 | 2987 | 10243 | 1591 | 1348 | 31891 | 1.33 | 1.28 | 14317.695
1579 | 19 | 66 | 2017-03-07 | 0.83648 | 1 | 0.83648 | 0.80723 | 0.8823 | 0.68128 | 0.70561 | 0.64778 | 0.53906 | 0.63614 | 0.59934 | 0.55855 | 0.60481 | 0.50898 | 0.5943 | 2 | 1 | 139 | 15055 | 5973 | 8107 | 11504 | 2091 | 3107 | 10895 | 1636 | 1446 | 33159 | 1.33 | 1.34 | 13708.055
1580 | 20 | 66 | 2017-03-07 | 0.90566 | 1 | 0.90566 | 0.8494 | 0.93549 | 0.68726 | 0.70868 | 0.65066 | 0.54857 | 0.64344 | 0.6059 | 0.5528 | 0.60074 | 0.53256 | 0.58787 | 2 | 1 | 140 | 15187 | 5999 | 8143 | 11707 | 2115 | 3141 | 10783 | 1625 | 1513 | 32800 | 1.44 | 1.41 | 14534.475
1581 | 21 | 66 | 2017-03-07 | 0.98742 | 1 | 0.98742 | 0.88554 | 0.93593 | 0.67875 | 0.69451 | 0.64187 | 0.5429 | 0.6334 | 0.59857 | 0.53773 | 0.58669 | 0.53397 | 0.57097 | 2 | 1 | 141 | 14999 | 5879 | 8033 | 11586 | 2082 | 3103 | 10489 | 1587 | 1517 | 31857 | 1.57 | 1.47 | 14541.295
1582 | 22 | 66 | 2017-03-07 | 1 | 1 | 1 | 0.84337 | 0.9084 | 0.65626 | 0.66639 | 0.61822 | 0.53086 | 0.61637 | 0.58044 | 0.50897 | 0.56451 | 0.52482 | 0.54132 | 2 | 1 | 142 | 14502 | 5641 | 7737 | 11329 | 2026 | 3009 | 9928 | 1527 | 1491 | 30203 | 1.59 | 1.4 | 14113.52
1583 | 23 | 66 | 2017-03-07 | 0.91824 | 1 | 0.91824 | 0.74699 | 0.88374 | 0.62123 | 0.63001 | 0.58602 | 0.50715 | 0.57712 | 0.5463 | 0.47452 | 0.53494 | 0.49595 | 0.50162 | 2 | 1 | 143 | 13728 | 5333 | 7334 | 10823 | 1897 | 2832 | 9256 | 1447 | 1409 | 27988 | 1.46 | 1.24 | 13730.465
1584 | 24 | 66 | 2017-03-07 | 0.79245 | 1 | 0.79245 | 0.63855 | 0.84359 | 0.58643 | 0.59457 | 0.55565 | 0.47402 | 0.54427 | 0.51601 | 0.43981 | 0.50351 | 0.46709 | 0.46454 | 2 | 1 | 144 | 12959 | 5033 | 6954 | 10116 | 1789 | 2675 | 8579 | 1362 | 1327 | 25919 | 1.26 | 1.06 | 13106.685
1585 | 1 | 67 | 2017-03-08 | 0.64151 | 1 | 0.64151 | 0.59639 | 0.80131 | 0.57001 | 0.56113 | 0.52745 | 0.4318 | 0.51293 | 0.47724 | 0.41059 | 0.47246 | 0.42802 | 0.43843 | 3 | 1 | 1 | 12596 | 4750 | 6601 | 9215 | 1686 | 2474 | 8009 | 1278 | 1216 | 24462 | 1.02 | 0.99 | 12449.825
1586 | 2 | 67 | 2017-03-08 | 0.60377 | 1 | 0.60377 | 0.57831 | 0.77242 | 0.55761 | 0.5492 | 0.51474 | 0.4124 | 0.49802 | 0.46335 | 0.39752 | 0.46211 | 0.42274 | 0.42235 | 3 | 1 | 2 | 12322 | 4649 | 6442 | 8801 | 1637 | 2402 | 7754 | 1250 | 1201 | 23565 | 0.96 | 0.96 | 12000.945
1587 | 3 | 67 | 2017-03-08 | 0.60377 | 1 | 0.60377 | 0.56024 | 0.74901 | 0.5539 | 0.54365 | 0.50979 | 0.40087 | 0.48859 | 0.45525 | 0.39152 | 0.45619 | 0.41851 | 0.41432 | 3 | 1 | 3 | 12240 | 4602 | 6380 | 8555 | 1606 | 2360 | 7637 | 1234 | 1189 | 23117 | 0.96 | 0.93 | 11637.225
1588 | 4 | 67 | 2017-03-08 | 0.59119 | 1 | 0.59119 | 0.54819 | 0.73082 | 0.55666 | 0.54637 | 0.50811 | 0.39483 | 0.48798 | 0.4566 | 0.39106 | 0.45545 | 0.42239 | 0.4143 | 3 | 1 | 4 | 12301 | 4625 | 6359 | 8426 | 1604 | 2367 | 7628 | 1232 | 1200 | 23116 | 0.94 | 0.91 | 11354.585
1589 | 5 | 67 | 2017-03-08 | 0.62893 | 1 | 0.62893 | 0.54819 | 0.71832 | 0.56937 | 0.56243 | 0.51658 | 0.39464 | 0.50046 | 0.46875 | 0.40336 | 0.46396 | 0.43893 | 0.42617 | 3 | 1 | 5 | 12582 | 4761 | 6465 | 8422 | 1645 | 2430 | 7868 | 1255 | 1247 | 23778 | 1 | 0.91 | 11160.345
1590 | 6 | 67 | 2017-03-08 | 0.69182 | 1 | 0.69182 | 0.56627 | 0.72546 | 0.60847 | 0.59894 | 0.54702 | 0.40579 | 0.53666 | 0.50463 | 0.43843 | 0.49205 | 0.47061 | 0.46873 | 3 | 1 | 6 | 13446 | 5070 | 6846 | 8660 | 1764 | 2616 | 8552 | 1331 | 1337 | 26153 | 1.1 | 0.94 | 11271.335
1591 | 7 | 67 | 2017-03-08 | 0.76101 | 1 | 0.76101 | 0.62651 | 0.7356 | 0.67653 | 0.65989 | 0.60184 | 0.4377 | 0.59933 | 0.56211 | 0.49487 | 0.53715 | 0.53291 | 0.53145 | 3 | 1 | 7 | 14950 | 5586 | 7532 | 9341 | 1970 | 2914 | 9653 | 1453 | 1514 | 29652 | 1.21 | 1.04 | 11428.795
1592 | 8 | 67 | 2017-03-08 | 0.77358 | 1 | 0.77358 | 0.6988 | 0.74366 | 0.70721 | 0.68636 | 0.63252 | 0.48414 | 0.63462 | 0.58893 | 0.51938 | 0.56377 | 0.54523 | 0.55853 | 3 | 1 | 8 | 15628 | 5810 | 7916 | 10332 | 2086 | 3053 | 10131 | 1525 | 1549 | 31163 | 1.23 | 1.16 | 11554.04
1593 | 9 | 67 | 2017-03-08 | 0.72327 | 1 | 0.72327 | 0.73494 | 0.84656 | 0.69391 | 0.68222 | 0.635 | 0.50715 | 0.63584 | 0.58873 | 0.5103 | 0.57153 | 0.52341 | 0.55408 | 3 | 1 | 9 | 15334 | 5775 | 7947 | 10823 | 2090 | 3052 | 9954 | 1546 | 1487 | 30915 | 1.15 | 1.22 | 13152.805
1594 | 10 | 67 | 2017-03-08 | 0.7044 | 1 | 0.7044 | 0.74096 | 0.91285 | 0.68269 | 0.66852 | 0.63556 | 0.51399 | 0.63493 | 0.58893 | 0.50467 | 0.57745 | 0.49454 | 0.54654 | 3 | 1 | 10 | 15086 | 5659 | 7954 | 10969 | 2087 | 3053 | 9844 | 1562 | 1405 | 30494 | 1.12 | 1.23 | 14182.66
1595 | 11 | 67 | 2017-03-08 | 0.72956 | 1 | 0.72956 | 0.73494 | 0.9624 | 0.67341 | 0.65871 | 0.63636 | 0.51572 | 0.63401 | 0.58546 | 0.50123 | 0.57745 | 0.47483 | 0.54062 | 3 | 1 | 11 | 14881 | 5576 | 7964 | 11006 | 2084 | 3035 | 9777 | 1562 | 1349 | 30164 | 1.16 | 1.22 | 14952.575
1596 | 12 | 67 | 2017-03-08 | 0.67925 | 1 | 0.67925 | 0.74096 | 0.97754 | 0.6625 | 0.64843 | 0.62964 | 0.51689 | 0.62549 | 0.57774 | 0.49636 | 0.57856 | 0.45477 | 0.53306 | 3 | 1 | 12 | 14640 | 5489 | 7880 | 11031 | 2056 | 2995 | 9682 | 1565 | 1292 | 29742 | 1.08 | 1.23 | 15187.805
1597 | 13 | 67 | 2017-03-08 | 0.6478 | 1 | 0.6478 | 0.75904 | 0.95214 | 0.653 | 0.63639 | 0.62341 | 0.5145 | 0.61911 | 0.57157 | 0.49354 | 0.57375 | 0.44069 | 0.5261 | 3 | 1 | 13 | 14430 | 5387 | 7802 | 10980 | 2035 | 2963 | 9627 | 1552 | 1252 | 29354 | 1.03 | 1.26 | 14793.225
1598 | 14 | 67 | 2017-03-08 | 0.6478 | 1 | 0.6478 | 0.77711 | 0.97576 | 0.64576 | 0.62835 | 0.61966 | 0.51146 | 0.61089 | 0.5652 | 0.48913 | 0.57116 | 0.42379 | 0.52297 | 3 | 1 | 14 | 14270 | 5319 | 7755 | 10915 | 2008 | 2930 | 9541 | 1545 | 1204 | 29179 | 1.03 | 1.29 | 15160.185
1599 | 15 | 67 | 2017-03-08 | 0.66038 | 1 | 0.66038 | 0.79518 | 1 | 0.63766 | 0.6189 | 0.61127 | 0.51005 | 0.60298 | 0.55768 | 0.48431 | 0.56414 | 0.41183 | 0.51972 | 3 | 1 | 15 | 14091 | 5239 | 7650 | 10885 | 1982 | 2891 | 9447 | 1526 | 1170 | 28998 | 1.05 | 1.32 | 15536.75
1600 | 16 | 67 | 2017-03-08 | 0.66038 | 1 | 0.66038 | 0.84337 | 0.99944 | 0.62911 | 0.61477 | 0.6036 | 0.50668 | 0.59233 | 0.55189 | 0.48452 | 0.56007 | 0.4076 | 0.52127 | 3 | 1 | 16 | 13902 | 5204 | 7554 | 10813 | 1947 | 2861 | 9451 | 1515 | 1158 | 29084 | 1.05 | 1.4 | 15528.105
1601 | 17 | 67 | 2017-03-08 | 0.67925 | 1 | 0.67925 | 0.87349 | 0.98608 | 0.63178 | 0.62256 | 0.60487 | 0.50457 | 0.59385 | 0.55266 | 0.49236 | 0.56303 | 0.41957 | 0.53286 | 3 | 1 | 17 | 13961 | 5270 | 7570 | 10768 | 1952 | 2865 | 9604 | 1523 | 1192 | 29731 | 1.08 | 1.45 | 15320.515
1602 | 18 | 67 | 2017-03-08 | 0.73585 | 1 | 0.73585 | 0.95783 | 0.92154 | 0.64653 | 0.64619 | 0.61734 | 0.51197 | 0.60815 | 0.56366 | 0.51359 | 0.57523 | 0.44351 | 0.55967 | 3 | 1 | 18 | 14287 | 5470 | 7726 | 10926 | 1999 | 2922 | 10018 | 1556 | 1260 | 31227 | 1.17 | 1.59 | 14317.695
1603 | 19 | 67 | 2017-03-08 | 0.7673 | 1 | 0.7673 | 0.98193 | 0.8823 | 0.67671 | 0.68033 | 0.64419 | 0.53165 | 0.63188 | 0.58951 | 0.54486 | 0.59224 | 0.48574 | 0.58729 | 3 | 1 | 19 | 14954 | 5759 | 8062 | 11346 | 2077 | 3056 | 10628 | 1602 | 1380 | 32768 | 1.22 | 1.63 | 13708.055
1604 | 20 | 67 | 2017-03-08 | 0.86164 | 1 | 0.86164 | 1 | 0.93549 | 0.68807 | 0.68742 | 0.64642 | 0.54135 | 0.63918 | 0.60475 | 0.54665 | 0.58965 | 0.51531 | 0.5836 | 3 | 1 | 20 | 15205 | 5819 | 8090 | 11553 | 2101 | 3135 | 10663 | 1595 | 1464 | 32562 | 1.37 | 1.66 | 14534.475
1605 | 21 | 67 | 2017-03-08 | 0.88679 | 1 | 0.88679 | 0.99398 | 0.93593 | 0.68128 | 0.67962 | 0.63692 | 0.53245 | 0.62945 | 0.59587 | 0.53619 | 0.57671 | 0.51707 | 0.5696 | 3 | 1 | 21 | 15055 | 5753 | 7971 | 11363 | 2069 | 3089 | 10459 | 1560 | 1469 | 31781 | 1.41 | 1.65 | 14541.295
1606 | 22 | 67 | 2017-03-08 | 0.84906 | 1 | 0.84906 | 0.90964 | 0.9084 | 0.66155 | 0.65741 | 0.61414 | 0.52073 | 0.60846 | 0.57485 | 0.51297 | 0.55749 | 0.50686 | 0.54336 | 3 | 1 | 22 | 14619 | 5565 | 7686 | 11113 | 2000 | 2980 | 10006 | 1508 | 1440 | 30317 | 1.35 | 1.51 | 14113.52
1607 | 23 | 67 | 2017-03-08 | 0.7673 | 1 | 0.7673 | 0.79518 | 0.88374 | 0.62897 | 0.62351 | 0.58122 | 0.49862 | 0.57256 | 0.54051 | 0.48098 | 0.52569 | 0.48715 | 0.50646 | 3 | 1 | 23 | 13899 | 5278 | 7274 | 10641 | 1882 | 2802 | 9382 | 1422 | 1384 | 28258 | 1.22 | 1.32 | 13730.465
1608 | 24 | 67 | 2017-03-08 | 0.6478 | 1 | 0.6478 | 0.68675 | 0.84359 | 0.59557 | 0.59161 | 0.5487 | 0.46675 | 0.54031 | 0.50868 | 0.44986 | 0.49612 | 0.46322 | 0.47123 | 3 | 1 | 24 | 13161 | 5008 | 6867 | 9961 | 1776 | 2637 | 8775 | 1342 | 1316 | 26292 | 1.03 | 1.14 | 13106.685
1609 | 1 | 68 | 2017-03-09 | 0.58491 | 1 | 0.58491 | 0.64458 | 0.80131 | 0.56838 | 0.57921 | 0.53392 | 0.45471 | 0.51354 | 0.48341 | 0.43089 | 0.48207 | 0.44245 | 0.43542 | 4 | 1 | 25 | 12560 | 4903 | 6682 | 9704 | 1688 | 2506 | 8405 | 1304 | 1257 | 24294 | 0.93 | 1.07 | 12449.825
1610 | 2 | 68 | 2017-03-09 | 0.54717 | 1 | 0.54717 | 0.62048 | 0.77242 | 0.55856 | 0.56834 | 0.52169 | 0.43625 | 0.49954 | 0.46836 | 0.42028 | 0.47024 | 0.43963 | 0.42118 | 4 | 1 | 26 | 12343 | 4811 | 6529 | 9310 | 1642 | 2428 | 8198 | 1272 | 1249 | 23500 | 0.87 | 1.03 | 12000.945
1611 | 3 | 68 | 2017-03-09 | 0.54088 | 1 | 0.54088 | 0.60843 | 0.74901 | 0.55616 | 0.56444 | 0.51722 | 0.42603 | 0.49194 | 0.46103 | 0.41464 | 0.4658 | 0.44069 | 0.41565 | 4 | 1 | 27 | 12290 | 4778 | 6473 | 9092 | 1617 | 2390 | 8088 | 1260 | 1252 | 23191 | 0.86 | 1.01 | 11637.225
1612 | 4 | 68 | 2017-03-09 | 0.54717 | 1 | 0.54717 | 0.62048 | 0.73082 | 0.56046 | 0.56716 | 0.51746 | 0.42149 | 0.49042 | 0.46103 | 0.41587 | 0.46654 | 0.44949 | 0.41644 | 4 | 1 | 28 | 12385 | 4801 | 6476 | 8995 | 1612 | 2390 | 8112 | 1262 | 1277 | 23235 | 0.87 | 1.03 | 11354.585
1613 | 5 | 68 | 2017-03-09 | 0.57862 | 1 | 0.57862 | 0.63855 | 0.71832 | 0.57602 | 0.58299 | 0.52833 | 0.42186 | 0.50319 | 0.47184 | 0.43223 | 0.47468 | 0.46639 | 0.42893 | 4 | 1 | 29 | 12729 | 4935 | 6612 | 9003 | 1654 | 2446 | 8431 | 1284 | 1325 | 23932 | 0.92 | 1.06 | 11160.345
1614 | 6 | 68 | 2017-03-09 | 0.6478 | 1 | 0.6478 | 0.69277 | 0.72546 | 0.6149 | 0.62304 | 0.55997 | 0.43391 | 0.54001 | 0.50502 | 0.4655 | 0.50536 | 0.50651 | 0.46599 | 4 | 1 | 30 | 13588 | 5274 | 7008 | 9260 | 1775 | 2618 | 9080 | 1367 | 1439 | 26000 | 1.03 | 1.15 | 11271.335
1615 | 7 | 68 | 2017-03-09 | 0.71069 | 1 | 0.71069 | 0.75904 | 0.7356 | 0.68409 | 0.68529 | 0.61526 | 0.46708 | 0.60359 | 0.56231 | 0.51558 | 0.54824 | 0.56494 | 0.52368 | 4 | 1 | 31 | 15117 | 5801 | 7700 | 9968 | 1984 | 2915 | 10057 | 1483 | 1605 | 29219 | 1.13 | 1.26 | 11428.795
1616 | 8 | 68 | 2017-03-09 | 0.73585 | 1 | 0.73585 | 0.74699 | 0.74366 | 0.71409 | 0.70833 | 0.64547 | 0.51314 | 0.63827 | 0.59221 | 0.53614 | 0.5756 | 0.57973 | 0.54731 | 4 | 1 | 32 | 15780 | 5996 | 8078 | 10951 | 2098 | 3070 | 10458 | 1557 | 1647 | 30537 | 1.17 | 1.24 | 11554.04
1617 | 9 | 68 | 2017-03-09 | 0.71698 | 1 | 0.71698 | 0.71084 | 0.84656 | 0.69522 | 0.69888 | 0.64898 | 0.53381 | 0.63736 | 0.59008 | 0.52404 | 0.58336 | 0.55121 | 0.54071 | 4 | 1 | 33 | 15363 | 5916 | 8122 | 11392 | 2095 | 3059 | 10222 | 1578 | 1566 | 30169 | 1.14 | 1.18 | 13152.805
1618 | 10 | 68 | 2017-03-09 | 0.69811 | 1 | 0.69811 | 0.6988 | 0.91285 | 0.68232 | 0.68187 | 0.6509 | 0.53845 | 0.63553 | 0.58681 | 0.51005 | 0.58743 | 0.51285 | 0.53164 | 4 | 1 | 34 | 15078 | 5772 | 8146 | 11491 | 2089 | 3042 | 9949 | 1589 | 1457 | 29663 | 1.11 | 1.16 | 14182.66
1619 | 11 | 68 | 2017-03-09 | 0.7044 | 1 | 0.7044 | 0.72289 | 0.9624 | 0.66834 | 0.67135 | 0.65058 | 0.53807 | 0.6328 | 0.58314 | 0.50154 | 0.58854 | 0.48856 | 0.52609 | 4 | 1 | 35 | 14769 | 5683 | 8142 | 11483 | 2080 | 3023 | 9783 | 1592 | 1388 | 29353 | 1.12 | 1.2 | 14952.575
1620 | 12 | 68 | 2017-03-09 | 0.67925 | 1 | 0.67925 | 0.72289 | 0.97754 | 0.65259 | 0.65836 | 0.64283 | 0.53685 | 0.62336 | 0.57658 | 0.49328 | 0.58558 | 0.46251 | 0.51919 | 4 | 1 | 36 | 14421 | 5573 | 8045 | 11457 | 2049 | 2989 | 9622 | 1584 | 1314 | 28968 | 1.08 | 1.2 | 15187.805
1621 | 13 | 68 | 2017-03-09 | 0.62264 | 1 | 0.62264 | 0.6988 | 0.95214 | 0.63906 | 0.64572 | 0.6358 | 0.53282 | 0.61545 | 0.56944 | 0.48785 | 0.58078 | 0.44351 | 0.51195 | 4 | 1 | 37 | 14122 | 5466 | 7957 | 11371 | 2023 | 2952 | 9516 | 1571 | 1260 | 28564 | 0.99 | 1.16 | 14793.225
1622 | 14 | 68 | 2017-03-09 | 0.63522 | 1 | 0.63522 | 0.6988 | 0.97576 | 0.63037 | 0.63662 | 0.63244 | 0.52861 | 0.60511 | 0.56269 | 0.48513 | 0.57782 | 0.42943 | 0.50908 | 4 | 1 | 38 | 13930 | 5389 | 7915 | 11281 | 1989 | 2917 | 9463 | 1563 | 1220 | 28404 | 1.01 | 1.16 | 15160.185
1623 | 15 | 68 | 2017-03-09 | 0.65409 | 1 | 0.65409 | 0.70482 | 1 | 0.62019 | 0.62859 | 0.62429 | 0.52589 | 0.59568 | 0.55575 | 0.47965 | 0.56895 | 0.41781 | 0.50646 | 4 | 1 | 39 | 13705 | 5321 | 7813 | 11223 | 1958 | 2881 | 9356 | 1539 | 1187 | 28258 | 1.04 | 1.17 | 15536.75
1624 | 16 | 68 | 2017-03-09 | 0.67925 | 1 | 0.67925 | 0.72289 | 0.99944 | 0.61155 | 0.62209 | 0.6159 | 0.52073 | 0.58321 | 0.55073 | 0.48011 | 0.56821 | 0.40408 | 0.50784 | 4 | 1 | 40 | 13514 | 5266 | 7708 | 11113 | 1917 | 2855 | 9365 | 1537 | 1148 | 28335 | 1.08 | 1.2 | 15528.105
1625 | 17 | 68 | 2017-03-09 | 0.73585 | 1 | 0.73585 | 0.78313 | 0.98608 | 0.61105 | 0.63048 | 0.61606 | 0.51788 | 0.58473 | 0.55112 | 0.48513 | 0.57079 | 0.41288 | 0.52171 | 4 | 1 | 41 | 13503 | 5337 | 7710 | 11052 | 1922 | 2857 | 9463 | 1544 | 1173 | 29109 | 1.17 | 1.3 | 15320.515
1626 | 18 | 68 | 2017-03-09 | 0.79874 | 1 | 0.79874 | 0.81325 | 0.92154 | 0.62413 | 0.65115 | 0.62701 | 0.52425 | 0.59842 | 0.56038 | 0.50456 | 0.5793 | 0.43471 | 0.54835 | 4 | 1 | 42 | 13792 | 5512 | 7847 | 11188 | 1967 | 2905 | 9842 | 1567 | 1235 | 30595 | 1.27 | 1.35 | 14317.695
1627 | 19 | 68 | 2017-03-09 | 0.83648 | 1 | 0.83648 | 0.8494 | 0.8823 | 0.65259 | 0.68364 | 0.65242 | 0.54637 | 0.62489 | 0.58546 | 0.5262 | 0.59889 | 0.46955 | 0.57331 | 4 | 1 | 43 | 14421 | 5787 | 8165 | 11660 | 2054 | 3035 | 10264 | 1620 | 1334 | 31988 | 1.33 | 1.41 | 13708.055
1628 | 20 | 68 | 2017-03-09 | 0.91824 | 1 | 0.91824 | 0.90361 | 0.93549 | 0.66653 | 0.68931 | 0.65913 | 0.55977 | 0.63462 | 0.59144 | 0.53004 | 0.59445 | 0.49701 | 0.56797 | 4 | 1 | 44 | 14729 | 5835 | 8249 | 11946 | 2086 | 3066 | 10339 | 1608 | 1412 | 31690 | 1.46 | 1.5 | 14534.475
1629 | 21 | 68 | 2017-03-09 | 0.91195 | 1 | 0.91195 | 0.93976 | 0.93593 | 0.66146 | 0.68092 | 0.65082 | 0.5533 | 0.62641 | 0.58372 | 0.52281 | 0.58447 | 0.49947 | 0.55589 | 4 | 1 | 45 | 14617 | 5764 | 8145 | 11808 | 2059 | 3026 | 10198 | 1581 | 1419 | 31016 | 1.45 | 1.56 | 14541.295
1630 | 22 | 68 | 2017-03-09 | 0.89308 | 1 | 0.89308 | 0.89759 | 0.9084 | 0.64472 | 0.65729 | 0.62909 | 0.54285 | 0.60633 | 0.5652 | 0.50272 | 0.56414 | 0.48504 | 0.53116 | 4 | 1 | 46 | 14247 | 5564 | 7873 | 11585 | 1993 | 2930 | 9806 | 1526 | 1378 | 29636 | 1.42 | 1.49 | 14113.52
1631 | 23 | 68 | 2017-03-09 | 0.7673 | 1 | 0.7673 | 0.8012 | 0.88374 | 0.61408 | 0.61985 | 0.59664 | 0.52205 | 0.57195 | 0.52971 | 0.4698 | 0.53309 | 0.45477 | 0.49454 | 4 | 1 | 47 | 13570 | 5247 | 7467 | 11141 | 1880 | 2746 | 9164 | 1442 | 1292 | 27593 | 1.22 | 1.33 | 13730.465
1632 | 24 | 68 | 2017-03-09 | 0.69182 | 1 | 0.69182 | 0.69277 | 0.84359 | 0.58227 | 0.58641 | 0.5662 | 0.49065 | 0.5397 | 0.4973 | 0.43838 | 0.50351 | 0.42133 | 0.45839 | 4 | 1 | 48 | 12867 | 4964 | 7086 | 10471 | 1774 | 2578 | 8551 | 1362 | 1197 | 25576 | 1.1 | 1.15 | 13106.685
1633 | 1 | 69 | 2017-03-10 | 0.61635 | 1 | 0.61635 | 0.64458 | 0.80131 | 0.60304 | 0.62091 | 0.57827 | 0.47983 | 0.55643 | 0.50116 | 0.41926 | 0.51128 | 0.39141 | 0.45416 | 5 | 1 | 49 | 13326 | 5256 | 7237 | 10240 | 1829 | 2598 | 8178 | 1383 | 1112 | 25340 | 0.98 | 1.07 | 12449.825
1634 | 2 | 69 | 2017-03-10 | 0.61006 | 1 | 0.61006 | 0.62048 | 0.77242 | 0.59295 | 0.60886 | 0.5674 | 0.46263 | 0.54579 | 0.489 | 0.40711 | 0.49982 | 0.38332 | 0.44126 | 5 | 1 | 50 | 13103 | 5154 | 7101 | 9873 | 1794 | 2535 | 7941 | 1352 | 1089 | 24620 | 0.97 | 1.03 | 12000.945
1635 | 3 | 69 | 2017-03-10 | 0.59748 | 1 | 0.59748 | 0.62048 | 0.74901 | 0.59019 | 0.60732 | 0.56245 | 0.45321 | 0.54122 | 0.48302 | 0.40224 | 0.49686 | 0.38578 | 0.4381 | 5 | 1 | 51 | 13042 | 5141 | 7039 | 9672 | 1779 | 2504 | 7846 | 1344 | 1096 | 24444 | 0.95 | 1.03 | 11637.225
1636 | 4 | 69 | 2017-03-10 | 0.58491 | 1 | 0.58491 | 0.62048 | 0.73082 | 0.59214 | 0.61134 | 0.56221 | 0.44876 | 0.54396 | 0.48495 | 0.40577 | 0.49908 | 0.39493 | 0.44083 | 5 | 1 | 52 | 13085 | 5175 | 7036 | 9577 | 1788 | 2514 | 7915 | 1350 | 1122 | 24596 | 0.93 | 1.03 | 11354.585
1637 | 5 | 69 | 2017-03-10 | 0.60377 | 1 | 0.60377 | 0.64458 | 0.71832 | 0.60938 | 0.63201 | 0.57163 | 0.44993 | 0.55978 | 0.49846 | 0.41961 | 0.50906 | 0.41746 | 0.45565 | 5 | 1 | 53 | 13466 | 5350 | 7154 | 9602 | 1840 | 2584 | 8185 | 1377 | 1186 | 25423 | 0.96 | 1.07 | 11160.345
1638 | 6 | 69 | 2017-03-10 | 0.67296 | 1 | 0.67296 | 0.6988 | 0.72546 | 0.65024 | 0.67159 | 0.60376 | 0.46329 | 0.59811 | 0.53588 | 0.45812 | 0.53789 | 0.46075 | 0.49488 | 5 | 1 | 54 | 14369 | 5685 | 7556 | 9887 | 1966 | 2778 | 8936 | 1455 | 1309 | 27612 | 1.07 | 1.16 | 11271.335
1639 | 7 | 69 | 2017-03-10 | 0.73585 | 1 | 0.73585 | 0.77108 | 0.7356 | 0.71654 | 0.7316 | 0.65809 | 0.49646 | 0.66139 | 0.59433 | 0.51671 | 0.58189 | 0.53784 | 0.55686 | 5 | 1 | 55 | 15834 | 6193 | 8236 | 10595 | 2174 | 3081 | 10079 | 1574 | 1528 | 31070 | 1.17 | 1.28 | 11428.795
1640 | 8 | 69 | 2017-03-10 | 0.74214 | 1 | 0.74214 | 0.78313 | 0.74366 | 0.74695 | 0.75594 | 0.69077 | 0.54285 | 0.69699 | 0.62558 | 0.53958 | 0.61922 | 0.56811 | 0.58769 | 5 | 1 | 56 | 16506 | 6399 | 8645 | 11585 | 2291 | 3243 | 10525 | 1675 | 1614 | 32790 | 1.18 | 1.3 | 11554.04
1641 | 9 | 69 | 2017-03-10 | 0.74843 | 1 | 0.74843 | 0.74699 | 0.84656 | 0.74265 | 0.75617 | 0.70036 | 0.56206 | 0.69881 | 0.62924 | 0.53112 | 0.62957 | 0.55016 | 0.58896 | 5 | 1 | 57 | 16411 | 6401 | 8765 | 11995 | 2297 | 3262 | 10360 | 1703 | 1563 | 32861 | 1.19 | 1.24 | 13152.805
1642 | 10 | 69 | 2017-03-10 | 0.71698 | 1 | 0.71698 | 0.72892 | 0.91285 | 0.73907 | 0.75818 | 0.70611 | 0.56792 | 0.69821 | 0.63329 | 0.52194 | 0.63364 | 0.53713 | 0.5871 | 5 | 1 | 58 | 16332 | 6418 | 8837 | 12120 | 2295 | 3283 | 10181 | 1714 | 1526 | 32757 | 1.14 | 1.21 | 14182.66
1643 | 11 | 69 | 2017-03-10 | 0.71698 | 1 | 0.71698 | 0.71084 | 0.9624 | 0.73812 | 0.75783 | 0.71123 | 0.56905 | 0.69851 | 0.63927 | 0.51523 | 0.63919 | 0.5301 | 0.58419 | 5 | 1 | 59 | 16311 | 6415 | 8901 | 12144 | 2296 | 3314 | 10050 | 1729 | 1506 | 32595 | 1.14 | 1.18 | 14952.575
1644 | 12 | 69 | 2017-03-10 | 0.69811 | 1 | 0.69811 | 0.68072 | 0.97754 | 0.72989 | 0.75346 | 0.70643 | 0.56853 | 0.69212 | 0.6358 | 0.50928 | 0.63919 | 0.52024 | 0.57774 | 5 | 1 | 60 | 16129 | 6378 | 8841 | 12133 | 2275 | 3296 | 9934 | 1729 | 1478 | 32235 | 1.11 | 1.13 | 15187.805
1645 | 13 | 69 | 2017-03-10 | 0.63522 | 1 | 0.63522 | 0.6506 | 0.95214 | 0.7197 | 0.74566 | 0.69852 | 0.56422 | 0.68604 | 0.63137 | 0.5022 | 0.6366 | 0.51179 | 0.56962 | 5 | 1 | 61 | 15904 | 6312 | 8742 | 12041 | 2255 | 3273 | 9796 | 1722 | 1454 | 31782 | 1.01 | 1.08 | 14793.225
1646 | 14 | 69 | 2017-03-10 | 0.61635 | 1 | 0.61635 | 0.63253 | 0.97576 | 0.71183 | 0.74589 | 0.69581 | 0.55874 | 0.67934 | 0.62731 | 0.49667 | 0.63512 | 0.49595 | 0.56541 | 5 | 1 | 62 | 15730 | 6314 | 8708 | 11924 | 2233 | 3252 | 9688 | 1718 | 1409 | 31547 | 0.98 | 1.05 | 15160.185
1647 | 15 | 69 | 2017-03-10 | 0.61635 | 1 | 0.61635 | 0.65663 | 1 | 0.70459 | 0.74082 | 0.68805 | 0.55443 | 0.66839 | 0.61998 | 0.49257 | 0.62994 | 0.48715 | 0.56181 | 5 | 1 | 63 | 15570 | 6271 | 8611 | 11832 | 2197 | 3214 | 9608 | 1704 | 1384 | 31346 | 0.98 | 1.09 | 15536.75
1648 | 16 | 69 | 2017-03-10 | 0.64151 | 1 | 0.64151 | 0.68072 | 0.99944 | 0.6949 | 0.73904 | 0.67743 | 0.5474 | 0.65622 | 0.61381 | 0.49221 | 0.62403 | 0.48645 | 0.56265 | 5 | 1 | 64 | 15356 | 6256 | 8478 | 11682 | 2157 | 3182 | 9601 | 1688 | 1382 | 31393 | 1.02 | 1.13 | 15528.105
1649 | 17 | 69 | 2017-03-10 | 0.66667 | 1 | 0.66667 | 0.72892 | 0.98608 | 0.69717 | 0.75204 | 0.67295 | 0.54135 | 0.66048 | 0.61362 | 0.49979 | 0.62588 | 0.49384 | 0.57688 | 5 | 1 | 65 | 15406 | 6366 | 8422 | 11553 | 2171 | 3181 | 9749 | 1693 | 1403 | 32187 | 1.06 | 1.21 | 15320.515
1650 | 18 | 69 | 2017-03-10 | 0.68553 | 1 | 0.68553 | 0.77711 | 0.92154 | 0.71196 | 0.77106 | 0.67551 | 0.54576 | 0.67082 | 0.62076 | 0.52748 | 0.63327 | 0.5132 | 0.60672 | 5 | 1 | 66 | 15733 | 6527 | 8454 | 11647 | 2205 | 3218 | 10289 | 1713 | 1458 | 33852 | 1.09 | 1.29 | 14317.695
1651 | 19 | 69 | 2017-03-10 | 0.7044 | 1 | 0.7044 | 0.79518 | 0.8823 | 0.74554 | 0.80189 | 0.70228 | 0.57087 | 0.70246 | 0.6495 | 0.56321 | 0.64917 | 0.55931 | 0.63647 | 5 | 1 | 67 | 16475 | 6788 | 8789 | 12183 | 2309 | 3367 | 10986 | 1756 | 1589 | 35512 | 1.12 | 1.32 | 13708.055
1652 | 20 | 69 | 2017-03-10 | 0.7673 | 1 | 0.7673 | 0.8494 | 0.93549 | 0.76111 | 0.80685 | 0.70715 | 0.58685 | 0.71007 | 0.663 | 0.56747 | 0.6488 | 0.59768 | 0.63332 | 5 | 1 | 68 | 16819 | 6830 | 8850 | 12524 | 2334 | 3437 | 11069 | 1755 | 1698 | 35336 | 1.22 | 1.41 | 14534.475
1653 | 21 | 69 | 2017-03-10 | 0.83648 | 1 | 0.83648 | 0.89759 | 0.93593 | 0.75858 | 0.80189 | 0.7034 | 0.5816 | 0.70672 | 0.65509 | 0.56306 | 0.63956 | 0.61 | 0.62441 | 5 | 1 | 69 | 16763 | 6788 | 8803 | 12412 | 2323 | 3396 | 10983 | 1730 | 1733 | 34839 | 1.33 | 1.49 | 14541.295
1654 | 22 | 69 | 2017-03-10 | 0.8239 | 1 | 0.8239 | 0.87349 | 0.9084 | 0.74934 | 0.78275 | 0.68526 | 0.57322 | 0.69486 | 0.64255 | 0.55116 | 0.62218 | 0.61598 | 0.60815 | 5 | 1 | 70 | 16559 | 6626 | 8576 | 12233 | 2284 | 3331 | 10751 | 1683 | 1750 | 33932 | 1.31 | 1.45 | 14113.52
1655 | 23 | 69 | 2017-03-10 | 0.77358 | 1 | 0.77358 | 0.75904 | 0.88374 | 0.72789 | 0.75416 | 0.65753 | 0.55963 | 0.66961 | 0.61979 | 0.5325 | 0.59815 | 0.61668 | 0.5814 | 5 | 1 | 71 | 16085 | 6384 | 8229 | 11943 | 2201 | 3213 | 10387 | 1618 | 1752 | 32439 | 1.23 | 1.26 | 13730.465
1656 | 24 | 69 | 2017-03-10 | 0.7044 | 1 | 0.7044 | 0.68072 | 0.84359 | 0.70038 | 0.72628 | 0.62733 | 0.53371 | 0.64071 | 0.59742 | 0.51246 | 0.56969 | 0.61 | 0.55347 | 5 | 1 | 72 | 15477 | 6148 | 7851 | 11390 | 2106 | 3097 | 9996 | 1541 | 1733 | 30881 | 1.12 | 1.13 | 13106.685
1657 | 1 | 70 | 2017-03-11 | 0.6478 | 1 | 0.6478 | 0.63253 | 0.77448 | 0.69834 | 0.72995 | 0.60008 | 0.50644 | 0.60724 | 0.56578 | 0.54906 | 0.55416 | 0.6107 | 0.55469 | 6 | 2 | 73 | 15432 | 6179 | 7510 | 10808 | 1996 | 2933 | 10710 | 1499 | 1735 | 30949 | 1.03 | 1.05 | 12032.86
1658 | 2 | 70 | 2017-03-11 | 0.59748 | 1 | 0.59748 | 0.61446 | 0.74964 | 0.6902 | 0.7264 | 0.58753 | 0.48662 | 0.59112 | 0.55517 | 0.55424 | 0.5475 | 0.60929 | 0.54546 | 6 | 2 | 74 | 15252 | 6149 | 7353 | 10385 | 1943 | 2878 | 10811 | 1481 | 1731 | 30434 | 0.95 | 1.02 | 11646.96
1659 | 3 | 70 | 2017-03-11 | 0.57862 | 1 | 0.57862 | 0.59639 | 0.72838 | 0.68947 | 0.72451 | 0.58138 | 0.47655 | 0.58594 | 0.54938 | 0.56475 | 0.54122 | 0.61528 | 0.5444 | 6 | 2 | 75 | 15236 | 6133 | 7276 | 10170 | 1926 | 2848 | 11016 | 1464 | 1748 | 30375 | 0.92 | 0.99 | 11316.6
1660 | 4 | 70 | 2017-03-11 | 0.58491 | 1 | 0.58491 | 0.61446 | 0.71262 | 0.69581 | 0.72877 | 0.57962 | 0.47069 | 0.58594 | 0.55189 | 0.58121 | 0.54085 | 0.62513 | 0.54772 | 6 | 2 | 76 | 15376 | 6169 | 7254 | 10045 | 1926 | 2861 | 11337 | 1463 | 1776 | 30560 | 0.93 | 1.02 | 11071.73
1661 | 5 | 70 | 2017-03-11 | 0.58491 | 1 | 0.58491 | 0.62048 | 0.70005 | 0.70518 | 0.7394 | 0.58394 | 0.46877 | 0.59172 | 0.55922 | 0.60376 | 0.54677 | 0.64449 | 0.55844 | 6 | 2 | 77 | 15583 | 6259 | 7308 | 10004 | 1945 | 2899 | 11777 | 1479 | 1831 | 31158 | 0.93 | 1.03 | 10876.555
1662 | 6 | 70 | 2017-03-11 | 0.61635 | 1 | 0.61635 | 0.6747 | 0.69248 | 0.72355 | 0.76279 | 0.59864 | 0.47472 | 0.60937 | 0.57427 | 0.63088 | 0.55786 | 0.66702 | 0.58123 | 6 | 2 | 78 | 15989 | 6457 | 7492 | 10131 | 2003 | 2977 | 12306 | 1509 | 1895 | 32430 | 0.98 | 1.12 | 10758.83
1663 | 7 | 70 | 2017-03-11 | 0.67296 | 1 | 0.67296 | 0.75904 | 0.68725 | 0.75052 | 0.78854 | 0.6203 | 0.48943 | 0.6331 | 0.59761 | 0.66651 | 0.57708 | 0.69095 | 0.60905 | 6 | 2 | 79 | 16585 | 6675 | 7763 | 10445 | 2081 | 3098 | 13001 | 1561 | 1963 | 33982 | 1.07 | 1.26 | 10677.68
1664 | 8 | 70 | 2017-03-11 | 0.72327 | 1 | 0.72327 | 0.74699 | 0.67879 | 0.77229 | 0.8137 | 0.6366 | 0.50616 | 0.65075 | 0.61671 | 0.69045 | 0.59039 | 0.71665 | 0.62341 | 6 | 2 | 80 | 17066 | 6888 | 7967 | 10802 | 2139 | 3197 | 13468 | 1597 | 2036 | 34783 | 1.15 | 1.24 | 10546.135
1665 | 9 | 70 | 2017-03-11 | 0.75472 | 1 | 0.75472 | 0.71084 | 0.73509 | 0.78297 | 0.82906 | 0.65178 | 0.51305 | 0.66809 | 0.63349 | 0.68676 | 0.60665 | 0.73002 | 0.62927 | 6 | 2 | 81 | 17302 | 7018 | 8157 | 10949 | 2196 | 3284 | 13396 | 1641 | 2074 | 35110 | 1.2 | 1.18 | 11420.965
1666 | 10 | 70 | 2017-03-11 | 0.79245 | 1 | 0.79245 | 0.6747 | 0.80309 | 0.77269 | 0.82989 | 0.66153 | 0.52561 | 0.67204 | 0.64005 | 0.66441 | 0.62403 | 0.71383 | 0.62117 | 6 | 2 | 82 | 17075 | 7025 | 8279 | 11217 | 2209 | 3318 | 12960 | 1688 | 2028 | 34658 | 1.26 | 1.12 | 12477.48
1667 | 11 | 70 | 2017-03-11 | 0.73585 | 1 | 0.73585 | 0.6506 | 0.84627 | 0.75536 | 0.81796 | 0.65921 | 0.53039 | 0.66474 | 0.63503 | 0.64026 | 0.62957 | 0.68321 | 0.61022 | 6 | 2 | 83 | 16692 | 6924 | 8250 | 11319 | 2185 | 3292 | 12489 | 1703 | 1941 | 34047 | 1.17 | 1.08 | 13148.295
1668 | 12 | 70 | 2017-03-11 | 0.72327 | 1 | 0.72327 | 0.61446 | 0.85829 | 0.72939 | 0.79705 | 0.65138 | 0.52922 | 0.65227 | 0.62616 | 0.61212 | 0.62884 | 0.65012 | 0.5955 | 6 | 2 | 84 | 16118 | 6747 | 8152 | 11294 | 2144 | 3246 | 11940 | 1701 | 1847 | 33226 | 1.15 | 1.02 | 13334.96
1669 | 13 | 70 | 2017-03-11 | 0.71069 | 1 | 0.71069 | 0.63855 | 0.83365 | 0.70409 | 0.77555 | 0.63684 | 0.5228 | 0.63645 | 0.61227 | 0.59223 | 0.62181 | 0.61739 | 0.57982 | 6 | 2 | 85 | 15559 | 6565 | 7970 | 11157 | 2092 | 3174 | 11552 | 1682 | 1754 | 32351 | 1.13 | 1.06 | 12952.21
1670 | 14 | 70 | 2017-03-11 | 0.69182 | 1 | 0.69182 | 0.62048 | 0.83998 | 0.68427 | 0.75605 | 0.62413 | 0.51164 | 0.62215 | 0.59163 | 0.56824 | 0.61442 | 0.58923 | 0.56648 | 6 | 2 | 86 | 15121 | 6400 | 7811 | 10919 | 2045 | 3067 | 11084 | 1662 | 1674 | 31607 | 1.1 | 1.03 | 13050.635
1671 | 15 | 70 | 2017-03-11 | 0.67296 | 1 | 0.67296 | 0.62048 | 0.8466 | 0.66929 | 0.74247 | 0.61366 | 0.4996 | 0.60785 | 0.57465 | 0.5525 | 0.60591 | 0.5667 | 0.55937 | 6 | 2 | 87 | 14790 | 6285 | 7680 | 10662 | 1998 | 2979 | 10777 | 1639 | 1610 | 31210 | 1.07 | 1.03 | 13153.435
1672 | 16 | 70 | 2017-03-11 | 0.68553 | 1 | 0.68553 | 0.63253 | 0.84537 | 0.6616 | 0.73491 | 0.60887 | 0.49262 | 0.60146 | 0.56269 | 0.54552 | 0.60296 | 0.55403 | 0.55969 | 6 | 2 | 88 | 14620 | 6221 | 7620 | 10513 | 1977 | 2917 | 10641 | 1631 | 1574 | 31228 | 1.09 | 1.05 | 13134.275
1673 | 17 | 70 | 2017-03-11 | 0.66667 | 1 | 0.66667 | 0.71084 | 0.83299 | 0.66626 | 0.74672 | 0.61231 | 0.49004 | 0.60511 | 0.56481 | 0.5565 | 0.60665 | 0.56037 | 0.5722 | 6 | 2 | 89 | 14723 | 6321 | 7663 | 10458 | 1989 | 2928 | 10855 | 1641 | 1592 | 31926 | 1.06 | 1.18 | 12941.93
1674 | 18 | 70 | 2017-03-11 | 0.69811 | 1 | 0.69811 | 0.71687 | 0.79767 | 0.69006 | 0.77377 | 0.62125 | 0.4966 | 0.6188 | 0.57755 | 0.5912 | 0.62033 | 0.58043 | 0.60314 | 6 | 2 | 90 | 15249 | 6550 | 7775 | 10598 | 2034 | 2994 | 11532 | 1678 | 1649 | 33652 | 1.11 | 1.19 | 12393.195
1675 | 19 | 70 | 2017-03-11 | 0.72327 | 1 | 0.72327 | 0.76506 | 0.79425 | 0.73269 | 0.81311 | 0.65314 | 0.52027 | 0.64649 | 0.61246 | 0.64155 | 0.64917 | 0.61563 | 0.63991 | 6 | 2 | 91 | 16191 | 6883 | 8174 | 11103 | 2125 | 3175 | 12514 | 1756 | 1749 | 35704 | 1.15 | 1.27 | 12340.135
1676 | 20 | 70 | 2017-03-11 | 0.78616 | 1 | 0.78616 | 0.80723 | 0.85572 | 0.745 | 0.8189 | 0.65721 | 0.54557 | 0.65805 | 0.63194 | 0.6599 | 0.65139 | 0.64062 | 0.6438 | 6 | 2 | 92 | 16463 | 6932 | 8225 | 11643 | 2163 | 3276 | 12872 | 1762 | 1820 | 35921 | 1.25 | 1.34 | 13295.155
1677 | 21 | 70 | 2017-03-11 | 0.83648 | 1 | 0.83648 | 0.86145 | 0.85805 | 0.74351 | 0.81607 | 0.6505 | 0.54571 | 0.6547 | 0.63175 | 0.6638 | 0.64658 | 0.65364 | 0.64065 | 6 | 2 | 93 | 16430 | 6908 | 8141 | 11646 | 2152 | 3275 | 12948 | 1749 | 1857 | 35745 | 1.33 | 1.43 | 13331.25
1678 | 22 | 70 | 2017-03-11 | 0.81761 | 1 | 0.81761 | 0.8494 | 0.84073 | 0.73477 | 0.80473 | 0.63716 | 0.54154 | 0.64344 | 0.62288 | 0.65646 | 0.63105 | 0.65435 | 0.62798 | 6 | 2 | 94 | 16237 | 6812 | 7974 | 11557 | 2115 | 3229 | 12805 | 1707 | 1859 | 35038 | 1.3 | 1.41 | 13062.215
1679 | 23 | 70 | 2017-03-11 | 0.75472 | 1 | 0.75472 | 0.72892 | 0.82665 | 0.71708 | 0.78382 | 0.6159 | 0.53011 | 0.62306 | 0.60417 | 0.64062 | 0.61183 | 0.64731 | 0.60486 | 6 | 2 | 95 | 15846 | 6635 | 7708 | 11313 | 2048 | 3132 | 12496 | 1655 | 1839 | 33748 | 1.2 | 1.21 | 12843.495
1680 | 24 | 70 | 2017-03-11 | 0.68553 | 1 | 0.68553 | 0.6506 | 0.80437 | 0.69676 | 0.76432 | 0.58969 | 0.51033 | 0.59811 | 0.58179 | 0.62601 | 0.58669 | 0.63428 | 0.58061 | 6 | 2 | 96 | 15397 | 6470 | 7380 | 10891 | 1966 | 3016 | 12211 | 1587 | 1802 | 32395 | 1.09 | 1.08 | 12497.315
1681 | 1 | 71 | 2017-03-12 | 0.61635 | 1 | 0.61635 | 0.62651 | 0.77096 | 0.67468 | 0.744 | 0.57635 | 0.49295 | 0.56252 | 0.54051 | 0.59792 | 0.56488 | 0.61281 | 0.55 | 7 | 3 | 97 | 14909 | 6298 | 7213 | 10520 | 1849 | 2802 | 11663 | 1528 | 1741 | 30687 | 0.98 | 1.04 | 11978.235
1682 | 2 | 71 | 2017-03-12 | 0.60377 | 1 | 0.60377 | 0.60241 | 0.74542 | 0.67468 | 0.744 | 0.57635 | 0.49295 | 0.56252 | 0.54051 | 0.59792 | 0.56488 | 0.61281 | 0.55 | 7 | 3 | 98 | 14909 | 6298 | 7213 | 10520 | 1849 | 2802 | 11663 | 1528 | 1741 | 30687 | 0.96 | 1 | 11581.36
1683 | 3 | 71 | 2017-03-12 | 0.59748 | 1 | 0.59748 | 0.59036 | 0.72049 | 0 | 0 | 0 | 0 | 0 | 0 | 0 | 0 | 0 | 0 | 7 | 3 | 99 | 0 | 0 | 0 | 0 | 0 | 0 | 0 | 0 | 0 | 0 | 0.95 | 0.98 | 11194.145
1684 | 4 | 71 | 2017-03-12 | 0.61635 | 1 | 0.61635 | 0.59036 | 0.6999 | 0.66861 | 0.73692 | 0.5642 | 0.47411 | 0.54913 | 0.52874 | 0.60181 | 0.54898 | 0.61563 | 0.53971 | 7 | 3 | 100 | 14775 | 6238 | 7061 | 10118 | 1805 | 2741 | 11739 | 1485 | 1749 | 30113 | 0.98 | 0.98 | 10874.225
1685 | 5 | 71 | 2017-03-12 | 0.64151 | 1 | 0.64151 | 0.60843 | 0.68772 | 0.67237 | 0.74365 | 0.56564 | 0.46085 | 0.55035 | 0.52951 | 0.60956 | 0.5475 | 0.62548 | 0.54134 | 7 | 3 | 101 | 14858 | 6295 | 7079 | 9835 | 1809 | 2745 | 11890 | 1481 | 1777 | 30204 | 1.02 | 1.01 | 10684.93
1686 | 6 | 71 | 2017-03-12 | 0.71698 | 1 | 0.71698 | 0.6506 | 0.67866 | 0.6759 | 0.75275 | 0.56732 | 0.46015 | 0.55583 | 0.53279 | 0.62294 | 0.55083 | 0.63886 | 0.54878 | 7 | 3 | 102 | 14936 | 6372 | 7100 | 9820 | 1827 | 2762 | 12151 | 1490 | 1815 | 30619 | 1.14 | 1.08 | 10544.215
1687 | 7 | 71 | 2017-03-12 | 0.77358 | 1 | 0.77358 | 0.68675 | 0.66367 | 0.6888 | 0.7674 | 0.57699 | 0.46254 | 0.5686 | 0.5463 | 0.64411 | 0.56081 | 0.65787 | 0.56392 | 7 | 3 | 103 | 15221 | 6496 | 7221 | 9871 | 1869 | 2832 | 12564 | 1517 | 1869 | 31464 | 1.23 | 1.14 | 10311.225
1688 | 8 | 71 | 2017-03-12 | 0.77987 | 1 | 0.77987 | 0.71687 | 0.63637 | 0.70866 | 0.7876 | 0.59049 | 0.46741 | 0.58868 | 0.56327 | 0.67354 | 0.5756 | 0.68743 | 0.58036 | 7 | 3 | 104 | 15660 | 6667 | 7390 | 9975 | 1935 | 2920 | 13138 | 1557 | 1953 | 32381 | 1.24 | 1.19 | 9887.07
1689 | 9 | 71 | 2017-03-12 | 0.73585 | 1 | 0.73585 | 0.77108 | 0.65776 | 0.72948 | 0.80248 | 0.60096 | 0.47617 | 0.60876 | 0.58083 | 0.6925 | 0.58078 | 0.71137 | 0.58853 | 7 | 3 | 105 | 16120 | 6793 | 7521 | 10162 | 2001 | 3011 | 13508 | 1571 | 2021 | 32837 | 1.17 | 1.28 | 10219.53
1690 | 10 | 71 | 2017-03-12 | 0.67925 | 1 | 0.67925 | 0.74096 | 0.69482 | 0.74387 | 0.81299 | 0.6147 | 0.47669 | 0.63127 | 0.60012 | 0.68722 | 0.59409 | 0.7265 | 0.59367 | 7 | 3 | 106 | 16438 | 6882 | 7693 | 10173 | 2075 | 3111 | 13405 | 1607 | 2064 | 33124 | 1.08 | 1.23 | 10795.295
1691 | 11 | 71 | 2017-03-12 | 0.66667 | 1 | 0.66667 | 0.75301 | 0.7323 | 0.73636 | 0.80024 | 0.62245 | 0.4818 | 0.63918 | 0.61188 | 0.66605 | 0.60665 | 0.70046 | 0.5884 | 7 | 3 | 107 | 16272 | 6774 | 7790 | 10282 | 2101 | 3172 | 12992 | 1641 | 1990 | 32830 | 1.06 | 1.25 | 11377.635
1692 | 12 | 71 | 2017-03-12 | 0.6478 | 1 | 0.6478 | 0.73494 | 0.74794 | 0.71088 | 0.7785 | 0.62469 | 0.48404 | 0.63493 | 0.61188 | 0.63842 | 0.61109 | 0.65857 | 0.57801 | 7 | 3 | 108 | 15709 | 6590 | 7818 | 10330 | 2087 | 3172 | 12453 | 1653 | 1871 | 32250 | 1.03 | 1.22 | 11620.63
1693 | 13 | 71 | 2017-03-12 | 0.66667 | 1 | 0.66667 | 0.71084 | 0.74218 | 0.69196 | 0.75676 | 0.61966 | 0.48475 | 0.61911 | 0.60957 | 0.60756 | 0.61257 | 0.61281 | 0.56453 | 7 | 3 | 109 | 15291 | 6406 | 7755 | 10345 | 2035 | 3160 | 11851 | 1657 | 1741 | 31498 | 1.06 | 1.18 | 11531.12
1694 | 14 | 71 | 2017-03-12 | 0.6478 | 1 | 0.6478 | 0.70482 | 0.75233 | 0.67323 | 0.74011 | 0.61622 | 0.48358 | 0.60085 | 0.6005 | 0.58495 | 0.61146 | 0.58289 | 0.55127 | 7 | 3 | 110 | 14877 | 6265 | 7712 | 10320 | 1975 | 3113 | 11410 | 1654 | 1656 | 30758 | 1.03 | 1.17 | 11688.74
1695 | 15 | 71 | 2017-03-12 | 0.62893 | 1 | 0.62893 | 0.69277 | 0.7566 | 0.65725 | 0.72286 | 0.60783 | 0.47969 | 0.58503 | 0.58353 | 0.5607 | 0.60702 | 0.54699 | 0.5382 | 7 | 3 | 111 | 14524 | 6119 | 7607 | 10237 | 1923 | 3025 | 10937 | 1642 | 1554 | 30029 | 1 | 1.15 | 11755.12
1696 | 16 | 71 | 2017-03-12 | 0.67296 | 1 | 0.67296 | 0.69277 | 0.75794 | 0.6439 | 0.70833 | 0.59888 | 0.4743 | 0.57317 | 0.5679 | 0.54368 | 0.60074 | 0.52587 | 0.52707 | 7 | 3 | 112 | 14229 | 5996 | 7495 | 10122 | 1884 | 2944 | 10605 | 1625 | 1494 | 29408 | 1.07 | 1.15 | 11775.96
1697 | 17 | 71 | 2017-03-12 | 0.72327 | 1 | 0.72327 | 0.75301 | 0.74929 | 0.6335 | 0.70018 | 0.59553 | 0.47017 | 0.56617 | 0.55421 | 0.53009 | 0.59963 | 0.50792 | 0.52379 | 7 | 3 | 113 | 13999 | 5927 | 7453 | 10034 | 1861 | 2873 | 10340 | 1622 | 1443 | 29225 | 1.15 | 1.25 | 11641.495
1698 | 18 | 71 | 2017-03-12 | 0.7673 | 1 | 0.7673 | 0.80723 | 0.72694 | 0.63322 | 0.70797 | 0.59353 | 0.46853 | 0.56769 | 0.55208 | 0.5263 | 0.60185 | 0.50827 | 0.5286 | 7 | 3 | 114 | 13993 | 5993 | 7428 | 9999 | 1866 | 2862 | 10266 | 1628 | 1444 | 29493 | 1.22 | 1.34 | 11294.21
1699 | 19 | 71 | 2017-03-12 | 0.77358 | 1 | 0.77358 | 0.83133 | 0.72784 | 0.64671 | 0.72888 | 0.60192 | 0.47345 | 0.57773 | 0.55999 | 0.53527 | 0.60776 | 0.52693 | 0.54091 | 7 | 3 | 115 | 14291 | 6170 | 7533 | 10104 | 1899 | 2903 | 10441 | 1644 | 1497 | 30180 | 1.23 | 1.38 | 11308.32
1700 | 20 | 71 | 2017-03-12 | 0.80503 | 1 | 0.80503 | 0.8494 | 0.80601 | 0.66907 | 0.7759 | 0.61598 | 0.48728 | 0.59507 | 0.58044 | 0.57757 | 0.63623 | 0.56952 | 0.57991 | 7 | 3 | 116 | 14785 | 6568 | 7709 | 10399 | 1956 | 3009 | 11266 | 1721 | 1618 | 32356 | 1.28 | 1.41 | 12522.705
1701 | 21 | 71 | 2017-03-12 | 0.89937 | 1 | 0.89937 | 0.93373 | 0.81962 | 0.70717 | 0.80047 | 0.65354 | 0.50954 | 0.62671 | 0.60552 | 0.61714 | 0.64584 | 0.61633 | 0.61323 | 7 | 3 | 117 | 15627 | 6776 | 8179 | 10874 | 2060 | 3139 | 12038 | 1747 | 1751 | 34215 | 1.43 | 1.55 | 12734.27
1702 | 22 | 71 | 2017-03-12 | 0.88679 | 1 | 0.88679 | 0.90964 | 0.81392 | 0.73179 | 0.8091 | 0.66848 | 0.53606 | 0.6477 | 0.63021 | 0.63483 | 0.64621 | 0.64344 | 0.61914 | 7 | 3 | 118 | 16171 | 6849 | 8366 | 11440 | 2129 | 3267 | 12383 | 1748 | 1828 | 34545 | 1.41 | 1.51 | 12645.685
1703 | 23 | 71 | 2017-03-12 | 0.79874 | 1 | 0.79874 | 0.85542 | 0.80175 | 0.72115 | 0.79102 | 0.6517 | 0.53226 | 0.63979 | 0.61998 | 0.62068 | 0.63216 | 0.64625 | 0.6012 | 7 | 3 | 119 | 15936 | 6696 | 8156 | 11359 | 2103 | 3214 | 12107 | 1710 | 1836 | 33544 | 1.27 | 1.42 | 12456.54
1704 | 24 | 71 | 2017-03-12 | 0.7044 | 1 | 0.7044 | 0.77108 | 0.77447 | 0.70178 | 0.7674 | 0.63084 | 0.51989 | 0.61941 | 0.59433 | 0.59505 | 0.60813 | 0.63041 | 0.57288 | 7 | 3 | 120 | 15508 | 6496 | 7895 | 11095 | 2036 | 3081 | 11607 | 1645 | 1791 | 31964 | 1.12 | 1.28 | 12032.68
1705 | 1 | 72 | 2017-03-13 | 0.76101 | 1 | 0.76101 | 0.71687 | 0.80131 | 0.68323 | 0.7251 | 0.60312 | 0.48737 | 0.59538 | 0.55729 | 0.58331 | 0.58152 | 0.60472 | 0.54408 | 1 | 1 | 121 | 15098 | 6138 | 7548 | 10401 | 1957 | 2889 | 11378 | 1573 | 1718 | 30357 | 1.21 | 1.19 | 12449.825
1706 | 2 | 72 | 2017-03-13 | 0.71698 | 1 | 0.71698 | 0.66867 | 0.77242 | 0.67816 | 0.71542 | 0.59393 | 0.46141 | 0.58199 | 0.54668 | 0.57367 | 0.57079 | 0.58465 | 0.53462 | 1 | 1 | 122 | 14986 | 6056 | 7433 | 9847 | 1913 | 2834 | 11190 | 1544 | 1661 | 29829 | 1.14 | 1.11 | 12000.945
1707 | 3 | 72 | 2017-03-13 | 0.7044 | 1 | 0.7044 | 0.64458 | 0.74901 | 0.67364 | 0.71234 | 0.5869 | 0.44829 | 0.57682 | 0.53916 | 0.57552 | 0.55933 | 0.58113 | 0.52858 | 1 | 1 | 123 | 14886 | 6030 | 7345 | 9567 | 1896 | 2795 | 11226 | 1513 | 1651 | 29492 | 1.12 | 1.07 | 11637.225
1708 | 4 | 72 | 2017-03-13 | 0.69811 | 1 | 0.69811 | 0.63253 | 0.73082 | 0.6764 | 0.71896 | 0.58961 | 0.44206 | 0.57803 | 0.53781 | 0.58346 | 0.55823 | 0.5843 | 0.53019 | 1 | 1 | 124 | 14947 | 6086 | 7379 | 9434 | 1900 | 2788 | 11381 | 1510 | 1660 | 29582 | 1.11 | 1.05 | 11354.585
1709 | 5 | 72 | 2017-03-13 | 0.69182 | 1 | 0.69182 | 0.63253 | 0.71832 | 0.6864 | 0.72605 | 0.59209 | 0.43939 | 0.58351 | 0.54437 | 0.59735 | 0.56266 | 0.59979 | 0.53752 | 1 | 1 | 125 | 15168 | 6146 | 7410 | 9377 | 1918 | 2822 | 11652 | 1522 | 1704 | 29991 | 1.1 | 1.05 | 11160.345
1710 | 6 | 72 | 2017-03-13 | 0.7044 | 1 | 0.7044 | 0.68072 | 0.72546 | 0.70635 | 0.75027 | 0.60639 | 0.4422 | 0.60116 | 0.55999 | 0.62437 | 0.57301 | 0.62267 | 0.55774 | 1 | 1 | 126 | 15609 | 6351 | 7589 | 9437 | 1976 | 2903 | 12179 | 1550 | 1769 | 31119 | 1.12 | 1.13 | 11271.335
1711 | 7 | 72 | 2017-03-13 | 0.75472 | 1 | 0.75472 | 0.74096 | 0.7356 | 0.74912 | 0.79126 | 0.63915 | 0.45626 | 0.64223 | 0.59954 | 0.67379 | 0.60296 | 0.66983 | 0.60125 | 1 | 1 | 127 | 16554 | 6698 | 7999 | 9737 | 2111 | 3108 | 13143 | 1631 | 1903 | 33547 | 1.2 | 1.23 | 11428.795
1712 | 8 | 72 | 2017-03-13 | 0.81761 | 1 | 0.81761 | 0.77711 | 0.74366 | 0.81618 | 0.84678 | 0.69724 | 0.49121 | 0.70429 | 0.65953 | 0.73413 | 0.65434 | 0.73706 | 0.66275 | 1 | 1 | 128 | 18036 | 7168 | 8726 | 10483 | 2315 | 3419 | 14320 | 1770 | 2094 | 36978 | 1.3 | 1.29 | 11554.04
1713 | 9 | 72 | 2017-03-13 | 0.84277 | 1 | 0.84277 | 0.83133 | 0.84656 | 0.84876 | 0.87348 | 0.72737 | 0.53845 | 0.73745 | 0.68596 | 0.75028 | 0.67726 | 0.75572 | 0.6859 | 1 | 1 | 129 | 18756 | 7394 | 9103 | 11491 | 2424 | 3556 | 14635 | 1832 | 2147 | 38270 | 1.34 | 1.38 | 13152.805
1714 | 10 | 72 | 2017-03-13 | 0.8805 | 1 | 0.8805 | 0.85542 | 0.91285 | 0.83949 | 0.87868 | 0.73648 | 0.56225 | 0.73715 | 0.68345 | 0.7246 | 0.6854 | 0.71911 | 0.67467 | 1 | 1 | 130 | 18551 | 7438 | 9217 | 11999 | 2423 | 3543 | 14134 | 1854 | 2043 | 37643 | 1.4 | 1.42 | 14182.66
1715 | 11 | 72 | 2017-03-13 | 0.84906 | 1 | 0.84906 | 0.83133 | 0.9624 | 0.82152 | 0.85245 | 0.73312 | 0.57251 | 0.73258 | 0.67843 | 0.69645 | 0.68503 | 0.673 | 0.65785 | 1 | 1 | 131 | 18154 | 7216 | 9175 | 12218 | 2408 | 3517 | 13585 | 1853 | 1912 | 36705 | 1.35 | 1.38 | 14952.575
1716 | 12 | 72 | 2017-03-13 | 0.8239 | 1 | 0.8239 | 0.78916 | 0.97754 | 0.80161 | 0.83556 | 0.72913 | 0.57621 | 0.72741 | 0.67342 | 0.67184 | 0.68207 | 0.64379 | 0.64379 | 1 | 1 | 132 | 17714 | 7073 | 9125 | 12297 | 2391 | 3491 | 13105 | 1845 | 1829 | 35920 | 1.31 | 1.31 | 15187.805
1717 | 13 | 72 | 2017-03-13 | 0.80503 | 1 | 0.80503 | 0.78916 | 0.95214 | 0.7788 | 0.81406 | 0.72145 | 0.57846 | 0.71342 | 0.65992 | 0.64498 | 0.68096 | 0.61 | 0.62662 | 1 | 1 | 133 | 17210 | 6891 | 9029 | 12345 | 2345 | 3421 | 12581 | 1842 | 1733 | 34962 | 1.28 | 1.31 | 14793.225
1718 | 14 | 72 | 2017-03-13 | 0.81132 | 1 | 0.81132 | 0.74699 | 0.97576 | 0.75844 | 0.79362 | 0.71131 | 0.57612 | 0.70186 | 0.65046 | 0.62273 | 0.6695 | 0.58254 | 0.61117 | 1 | 1 | 134 | 16760 | 6718 | 8902 | 12295 | 2307 | 3372 | 12147 | 1811 | 1655 | 34100 | 1.29 | 1.24 | 15160.185
1719 | 15 | 72 | 2017-03-13 | 0.76101 | 1 | 0.76101 | 0.74096 | 1 | 0.74192 | 0.77496 | 0.70643 | 0.57153 | 0.68908 | 0.64043 | 0.60284 | 0.661 | 0.56001 | 0.59901 | 1 | 1 | 135 | 16395 | 6560 | 8841 | 12197 | 2265 | 3320 | 11759 | 1788 | 1591 | 33422 | 1.21 | 1.23 | 15536.75
1720 | 16 | 72 | 2017-03-13 | 0.77358 | 1 | 0.77358 | 0.72892 | 0.99944 | 0.72206 | 0.75464 | 0.69149 | 0.56895 | 0.67295 | 0.62635 | 0.58551 | 0.6525 | 0.53819 | 0.58867 | 1 | 1 | 136 | 15956 | 6388 | 8654 | 12142 | 2212 | 3247 | 11421 | 1765 | 1529 | 32845 | 1.23 | 1.21 | 15528.105
1721 | 17 | 72 | 2017-03-13 | 0.77987 | 1 | 0.77987 | 0.72289 | 0.98608 | 0.704 | 0.74519 | 0.67855 | 0.56169 | 0.65531 | 0.61439 | 0.57454 | 0.64362 | 0.52376 | 0.58435 | 1 | 1 | 137 | 15557 | 6308 | 8492 | 11987 | 2154 | 3185 | 11207 | 1741 | 1488 | 32604 | 1.24 | 1.2 | 15320.515
1722 | 18 | 72 | 2017-03-13 | 0.83648 | 1 | 0.83648 | 0.77108 | 0.92154 | 0.69929 | 0.74613 | 0.67127 | 0.55813 | 0.64922 | 0.60995 | 0.57741 | 0.64104 | 0.52622 | 0.58821 | 1 | 1 | 138 | 15453 | 6316 | 8401 | 11911 | 2134 | 3162 | 11263 | 1734 | 1495 | 32819 | 1.33 | 1.28 | 14317.695
1723 | 19 | 72 | 2017-03-13 | 0.83648 | 1 | 0.83648 | 0.80723 | 0.8823 | 0.70495 | 0.75275 | 0.66744 | 0.55386 | 0.65227 | 0.60918 | 0.59151 | 0.63771 | 0.54277 | 0.60462 | 1 | 1 | 139 | 15578 | 6372 | 8353 | 11820 | 2144 | 3158 | 11538 | 1725 | 1542 | 33735 | 1.33 | 1.34 | 13708.055
1724 | 20 | 72 | 2017-03-13 | 0.90566 | 1 | 0.90566 | 0.8494 | 0.93549 | 0.73142 | 0.78464 | 0.67399 | 0.56295 | 0.67113 | 0.62539 | 0.62412 | 0.64954 | 0.57409 | 0.63585 | 1 | 1 | 140 | 16163 | 6642 | 8435 | 12014 | 2206 | 3242 | 12174 | 1757 | 1631 | 35477 | 1.44 | 1.41 | 14534.475
1725 | 21 | 72 | 2017-03-13 | 0.98742 | 1 | 0.98742 | 0.88554 | 0.93593 | 0.75921 | 0.81099 | 0.69533 | 0.57626 | 0.68664 | 0.64255 | 0.64385 | 0.65952 | 0.6107 | 0.65635 | 1 | 1 | 141 | 16777 | 6865 | 8702 | 12298 | 2257 | 3331 | 12559 | 1784 | 1735 | 36621 | 1.57 | 1.47 | 14541.295
1726 | 22 | 72 | 2017-03-13 | 1 | 1 | 1 | 0.84337 | 0.9084 | 0.77469 | 0.8163 | 0.70923 | 0.58432 | 0.69729 | 0.65316 | 0.64672 | 0.66506 | 0.63288 | 0.65741 | 1 | 1 | 142 | 17119 | 6910 | 8876 | 12470 | 2292 | 3386 | 12615 | 1799 | 1798 | 36680 | 1.59 | 1.4 | 14113.52
1727 | 23 | 72 | 2017-03-13 | 0.91824 | 1 | 0.91824 | 0.74699 | 0.88374 | 0.7602 | 0.78866 | 0.68997 | 0.57762 | 0.68026 | 0.63329 | 0.62155 | 0.64399 | 0.62302 | 0.62925 | 1 | 1 | 143 | 16799 | 6676 | 8635 | 12327 | 2236 | 3283 | 12124 | 1742 | 1770 | 35109 | 1.46 | 1.24 | 13730.465
1728 | 24 | 72 | 2017-03-13 | 0.79245 | 1 | 0.79245 | 0.63855 | 0.84359 | 0.73065 | 0.74838 | 0.65673 | 0.55597 | 0.64557 | 0.59896 | 0.58546 | 0.61072 | 0.59521 | 0.58894 | 1 | 1 | 144 | 16146 | 6335 | 8219 | 11865 | 2122 | 3105 | 11420 | 1652 | 1691 | 32860 | 1.26 | 1.06 | 13106.685
1729 | 1 | 73 | 2017-03-14 | 0.64151 | 1 | 0.64151 | 0.59639 | 0.80131 | 0.6773 | 0.6886 | 0.60583 | 0.49543 | 0.60207 | 0.55247 | 0.54875 | 0.54122 | 0.55861 | 0.54163 | 2 | 1 | 1 | 14967 | 5829 | 7582 | 10573 | 1979 | 2864 | 10704 | 1464 | 1587 | 30220 | 1.02 | 0.99 | 12449.825
1730 | 2 | 73 | 2017-03-14 | 0.60377 | 1 | 0.60377 | 0.57831 | 0.77242 | 0.66762 | 0.67927 | 0.5968 | 0.4758 | 0.59051 | 0.54186 | 0.54276 | 0.53309 | 0.55051 | 0.52958 | 2 | 1 | 2 | 14753 | 5750 | 7469 | 10154 | 1941 | 2809 | 10587 | 1442 | 1564 | 29548 | 0.96 | 0.96 | 12000.945
1731 | 3 | 73 | 2017-03-14 | 0.60377 | 1 | 0.60377 | 0.56024 | 0.74901 | 0.66531 | 0.67407 | 0.59624 | 0.46629 | 0.58321 | 0.53627 | 0.54481 | 0.52976 | 0.55121 | 0.52661 | 2 | 1 | 3 | 14702 | 5706 | 7462 | 9951 | 1917 | 2780 | 10627 | 1433 | 1566 | 29382 | 0.96 | 0.93 | 11637.225
1732 | 4 | 73 | 2017-03-14 | 0.59119 | 1 | 0.59119 | 0.54819 | 0.73082 | 0.66929 | 0.68258 | 0.59672 | 0.46165 | 0.58807 | 0.53839 | 0.55219 | 0.52902 | 0.56037 | 0.52894 | 2 | 1 | 4 | 14790 | 5778 | 7468 | 9852 | 1933 | 2791 | 10771 | 1431 | 1592 | 29512 | 0.94 | 0.91 | 11354.585
1733 | 5 | 73 | 2017-03-14 | 0.62893 | 1 | 0.62893 | 0.54819 | 0.71832 | 0.68508 | 0.7036 | 0.60983 | 0.46212 | 0.60481 | 0.5515 | 0.57054 | 0.53863 | 0.5755 | 0.54516 | 2 | 1 | 5 | 15139 | 5956 | 7632 | 9862 | 1988 | 2859 | 11129 | 1457 | 1635 | 30417 | 1 | 0.91 | 11160.345
1734 | 6 | 73 | 2017-03-14 | 0.69182 | 1 | 0.69182 | 0.56627 | 0.72546 | 0.72504 | 0.74436 | 0.63995 | 0.47458 | 0.64557 | 0.59028 | 0.61243 | 0.5671 | 0.6114 | 0.58593 | 2 | 1 | 6 | 16022 | 6301 | 8009 | 10128 | 2122 | 3060 | 11946 | 1534 | 1737 | 32692 | 1.1 | 0.94 | 11271.335
1735 | 7 | 73 | 2017-03-14 | 0.76101 | 1 | 0.76101 | 0.62651 | 0.7356 | 0.79333 | 0.80756 | 0.701 | 0.5071 | 0.7122 | 0.65181 | 0.67528 | 0.61368 | 0.67476 | 0.63128 | 2 | 1 | 7 | 17531 | 6836 | 8773 | 10822 | 2341 | 3379 | 13172 | 1660 | 1917 | 35222 | 1.21 | 1.04 | 11428.795
1736 | 8 | 73 | 2017-03-14 | 0.77358 | 1 | 0.77358 | 0.6988 | 0.74366 | 0.82356 | 0.8319 | 0.73256 | 0.55597 | 0.74779 | 0.68075 | 0.69435 | 0.6488 | 0.69201 | 0.66676 | 2 | 1 | 8 | 18199 | 7042 | 9168 | 11865 | 2458 | 3529 | 13544 | 1755 | 1966 | 37202 | 1.23 | 1.16 | 11554.04
1737 | 9 | 73 | 2017-03-14 | 0.72327 | 1 | 0.72327 | 0.73494 | 0.84656 | 0.82098 | 0.82871 | 0.73863 | 0.58071 | 0.74171 | 0.67766 | 0.682 | 0.65915 | 0.6723 | 0.67379 | 2 | 1 | 9 | 18142 | 7015 | 9244 | 12393 | 2438 | 3513 | 13303 | 1783 | 1910 | 37594 | 1.15 | 1.22 | 13152.805
1738 | 10 | 73 | 2017-03-14 | 0.7044 | 1 | 0.7044 | 0.74096 | 0.91285 | 0.81283 | 0.82185 | 0.73823 | 0.58943 | 0.73654 | 0.67265 | 0.67154 | 0.6647 | 0.65751 | 0.67845 | 2 | 1 | 10 | 17962 | 6957 | 9239 | 12579 | 2421 | 3487 | 13099 | 1798 | 1868 | 37854 | 1.12 | 1.23 | 14182.66
1739 | 11 | 73 | 2017-03-14 | 0.72956 | 1 | 0.72956 | 0.73494 | 0.9624 | 0.80917 | 0.82268 | 0.74039 | 0.59355 | 0.73106 | 0.6711 | 0.66298 | 0.66691 | 0.65153 | 0.6833 | 2 | 1 | 11 | 17881 | 6964 | 9266 | 12667 | 2403 | 3479 | 12932 | 1804 | 1851 | 38125 | 1.16 | 1.22 | 14952.575
1740 | 12 | 73 | 2017-03-14 | 0.67925 | 1 | 0.67925 | 0.74096 | 0.97754 | 0.79867 | 0.81867 | 0.73296 | 0.59397 | 0.72224 | 0.66281 | 0.65195 | 0.66433 | 0.63534 | 0.68442 | 2 | 1 | 12 | 17649 | 6930 | 9173 | 12676 | 2374 | 3436 | 12717 | 1797 | 1805 | 38187 | 1.08 | 1.23 | 15187.805
1741 | 13 | 73 | 2017-03-14 | 0.6478 | 1 | 0.6478 | 0.75904 | 0.95214 | 0.78754 | 0.81418 | 0.72585 | 0.59023 | 0.71676 | 0.65856 | 0.64026 | 0.65915 | 0.629 | 0.68191 | 2 | 1 | 13 | 17403 | 6892 | 9084 | 12596 | 2356 | 3414 | 12489 | 1783 | 1787 | 38047 | 1.03 | 1.26 | 14793.225
1742 | 14 | 73 | 2017-03-14 | 0.6478 | 1 | 0.6478 | 0.77711 | 0.97576 | 0.77695 | 0.81063 | 0.72601 | 0.58676 | 0.7122 | 0.65548 | 0.63191 | 0.65878 | 0.61528 | 0.68155 | 2 | 1 | 14 | 17169 | 6862 | 9086 | 12522 | 2341 | 3398 | 12326 | 1782 | 1748 | 38027 | 1.03 | 1.29 | 15160.185
1743 | 15 | 73 | 2017-03-14 | 0.66038 | 1 | 0.66038 | 0.79518 | 1 | 0.76609 | 0.80248 | 0.71914 | 0.5847 | 0.70764 | 0.65258 | 0.62386 | 0.65065 | 0.60049 | 0.67605 | 2 | 1 | 15 | 16929 | 6793 | 9000 | 12478 | 2326 | 3383 | 12169 | 1760 | 1706 | 37720 | 1.05 | 1.32 | 15536.75
1744 | 16 | 73 | 2017-03-14 | 0.66038 | 1 | 0.66038 | 0.84337 | 0.99944 | 0.75459 | 0.79527 | 0.71083 | 0.57701 | 0.69486 | 0.65201 | 0.62196 | 0.64621 | 0.59416 | 0.67183 | 2 | 1 | 16 | 16675 | 6732 | 8896 | 12314 | 2284 | 3380 | 12132 | 1748 | 1688 | 37485 | 1.05 | 1.4 | 15528.105
1745 | 17 | 73 | 2017-03-14 | 0.67925 | 1 | 0.67925 | 0.87349 | 0.98608 | 0.75572 | 0.79492 | 0.70819 | 0.57003 | 0.69577 | 0.65394 | 0.63027 | 0.64251 | 0.60612 | 0.6732 | 2 | 1 | 17 | 16700 | 6729 | 8863 | 12165 | 2287 | 3390 | 12294 | 1738 | 1722 | 37561 | 1.08 | 1.45 | 15320.515
1746 | 18 | 73 | 2017-03-14 | 0.73585 | 1 | 0.73585 | 0.95783 | 0.92154 | 0.75328 | 0.80059 | 0.70004 | 0.56464 | 0.69912 | 0.65606 | 0.64339 | 0.64288 | 0.62971 | 0.6816 | 2 | 1 | 18 | 16646 | 6777 | 8761 | 12050 | 2298 | 3401 | 12550 | 1739 | 1789 | 38030 | 1.17 | 1.59 | 14317.695
1747 | 19 | 73 | 2017-03-14 | 0.7673 | 1 | 0.7673 | 0.98193 | 0.8823 | 0.77808 | 0.83095 | 0.71658 | 0.57008 | 0.7125 | 0.67245 | 0.6742 | 0.661 | 0.66209 | 0.70551 | 2 | 1 | 19 | 17194 | 7034 | 8968 | 12166 | 2342 | 3486 | 13151 | 1788 | 1881 | 39364 | 1.22 | 1.63 | 13708.055
1748 | 20 | 73 | 2017-03-14 | 0.86164 | 1 | 0.86164 | 1 | 0.93549 | 0.8046 | 0.85422 | 0.73008 | 0.58413 | 0.7265 | 0.69136 | 0.69681 | 0.66876 | 0.69729 | 0.70858 | 2 | 1 | 20 | 17780 | 7231 | 9137 | 12466 | 2388 | 3584 | 13592 | 1809 | 1981 | 39535 | 1.37 | 1.66 | 14534.475
1749 | 21 | 73 | 2017-03-14 | 0.88679 | 1 | 0.88679 | 0.99398 | 0.93593 | 0.83057 | 0.86462 | 0.74535 | 0.60667 | 0.74506 | 0.70814 | 0.70102 | 0.67726 | 0.72686 | 0.70112 | 2 | 1 | 21 | 18354 | 7319 | 9328 | 12947 | 2449 | 3671 | 13674 | 1832 | 2065 | 39119 | 1.41 | 1.65 | 14541.295
1750 | 22 | 73 | 2017-03-14 | 0.84906 | 1 | 0.84906 | 0.90964 | 0.9084 | 0.8198 | 0.83828 | 0.72497 | 0.60583 | 0.73015 | 0.6902 | 0.6761 | 0.66285 | 0.7251 | 0.67124 | 2 | 1 | 22 | 18116 | 7096 | 9073 | 12929 | 2400 | 3578 | 13188 | 1793 | 2060 | 37452 | 1.35 | 1.51 | 14113.52
1751 | 23 | 73 | 2017-03-14 | 0.7673 | 1 | 0.7673 | 0.79518 | 0.88374 | 0.78921 | 0.80614 | 0.69053 | 0.58596 | 0.69212 | 0.65432 | 0.63929 | 0.63179 | 0.69483 | 0.62473 | 2 | 1 | 23 | 17440 | 6824 | 8642 | 12505 | 2275 | 3392 | 12470 | 1709 | 1974 | 34857 | 1.22 | 1.32 | 13730.465
1752 | 24 | 73 | 2017-03-14 | 0.6478 | 1 | 0.6478 | 0.68675 | 0.84359 | 0.75894 | 0.77815 | 0.65833 | 0.55386 | 0.65866 | 0.61921 | 0.61027 | 0.60296 | 0.66948 | 0.58527 | 2 | 1 | 24 | 16771 | 6587 | 8239 | 11820 | 2165 | 3210 | 11904 | 1631 | 1902 | 32655 | 1.03 | 1.14 | 13106.685
1753 | 1 | 74 | 2017-03-15 | 0.58491 | 1 | 0.58491 | 0.64458 | 0.80131 | 0.73726 | 0.76704 | 0.65234 | 0.52055 | 0.64527 | 0.61323 | 0.57751 | 0.58336 | 0.673 | 0.56286 | 3 | 1 | 25 | 16292 | 6493 | 8164 | 11109 | 2121 | 3179 | 11265 | 1578 | 1912 | 31405 | 0.93 | 1.07 | 12449.825
1754 | 2 | 74 | 2017-03-15 | 0.54717 | 1 | 0.54717 | 0.62048 | 0.77242 | 0.72893 | 0.757 | 0.64115 | 0.50138 | 0.63553 | 0.60745 | 0.57875 | 0.57523 | 0.67441 | 0.55265 | 3 | 1 | 26 | 16108 | 6408 | 8024 | 10700 | 2089 | 3149 | 11289 | 1556 | 1916 | 30835 | 0.87 | 1.03 | 12000.945
1755 | 3 | 74 | 2017-03-15 | 0.54088 | 1 | 0.54088 | 0.60843 | 0.74901 | 0.73156 | 0.75594 | 0.63732 | 0.49173 | 0.62945 | 0.60224 | 0.59079 | 0.56932 | 0.68427 | 0.55021 | 3 | 1 | 27 | 16166 | 6399 | 7976 | 10494 | 2069 | 3122 | 11524 | 1540 | 1944 | 30699 | 0.86 | 1.01 | 11637.225
1756 | 4 | 74 | 2017-03-15 | 0.54717 | 1 | 0.54717 | 0.62048 | 0.73082 | 0.73545 | 0.76255 | 0.63572 | 0.48765 | 0.63249 | 0.60687 | 0.6052 | 0.57264 | 0.69764 | 0.55381 | 3 | 1 | 28 | 16252 | 6455 | 7956 | 10407 | 2079 | 3146 | 11805 | 1549 | 1982 | 30900 | 0.87 | 1.03 | 11354.585
1757 | 5 | 74 | 2017-03-15 | 0.57862 | 1 | 0.57862 | 0.63855 | 0.71832 | 0.75509 | 0.78488 | 0.64754 | 0.48939 | 0.64679 | 0.62288 | 0.63504 | 0.5841 | 0.72474 | 0.57016 | 3 | 1 | 29 | 16686 | 6644 | 8104 | 10444 | 2126 | 3229 | 12387 | 1580 | 2059 | 31812 | 0.92 | 1.06 | 11160.345
1758 | 6 | 74 | 2017-03-15 | 0.6478 | 1 | 0.6478 | 0.69277 | 0.72546 | 0.79496 | 0.82753 | 0.67751 | 0.50241 | 0.68817 | 0.66319 | 0.69086 | 0.61405 | 0.77015 | 0.61079 | 3 | 1 | 30 | 17567 | 7005 | 8479 | 10722 | 2262 | 3438 | 13476 | 1661 | 2188 | 34079 | 1.03 | 1.15 | 11271.335
1759 | 7 | 74 | 2017-03-15 | 0.71069 | 1 | 0.71069 | 0.75904 | 0.7356 | 0.85985 | 0.89392 | 0.73536 | 0.53653 | 0.7554 | 0.72878 | 0.76556 | 0.66211 | 0.83914 | 0.67624 | 3 | 1 | 31 | 19001 | 7567 | 9203 | 11450 | 2483 | 3778 | 14933 | 1791 | 2384 | 37731 | 1.13 | 1.26 | 11428.795
1760 | 8 | 74 | 2017-03-15 | 0.73585 | 1 | 0.73585 | 0.74699 | 0.74366 | 0.88714 | 0.91636 | 0.76596 | 0.58512 | 0.79039 | 0.75424 | 0.79186 | 0.68762 | 0.85111 | 0.70207 | 3 | 1 | 32 | 19604 | 7757 | 9586 | 12487 | 2598 | 3910 | 15446 | 1860 | 2418 | 39172 | 1.17 | 1.24 | 11554.04
1761 | 9 | 74 | 2017-03-15 | 0.71698 | 1 | 0.71698 | 0.71084 | 0.84656 | 0.87388 | 0.90809 | 0.76876 | 0.60438 | 0.78461 | 0.74537 | 0.76489 | 0.69353 | 0.81028 | 0.69442 | 3 | 1 | 33 | 19311 | 7687 | 9621 | 12898 | 2579 | 3864 | 14920 | 1876 | 2302 | 38745 | 1.14 | 1.18 | 13152.805
1762 | 10 | 74 | 2017-03-15 | 0.69811 | 1 | 0.69811 | 0.6988 | 0.91285 | 0.85148 | 0.89557 | 0.76612 | 0.60667 | 0.77396 | 0.72994 | 0.7348 | 0.70203 | 0.75185 | 0.68162 | 3 | 1 | 34 | 18816 | 7581 | 9588 | 12947 | 2544 | 3784 | 14333 | 1899 | 2136 | 38031 | 1.11 | 1.16 | 14182.66
1763 | 11 | 74 | 2017-03-15 | 0.7044 | 1 | 0.7044 | 0.72289 | 0.9624 | 0.83198 | 0.88458 | 0.76268 | 0.60325 | 0.76088 | 0.71354 | 0.71506 | 0.70166 | 0.70398 | 0.67287 | 3 | 1 | 35 | 18385 | 7488 | 9545 | 12874 | 2501 | 3699 | 13948 | 1898 | 2000 | 37543 | 1.12 | 1.2 | 14952.575
1764 | 12 | 74 | 2017-03-15 | 0.67925 | 1 | 0.67925 | 0.72289 | 0.97754 | 0.80758 | 0.87076 | 0.74966 | 0.59969 | 0.74141 | 0.69425 | 0.69071 | 0.69908 | 0.65681 | 0.66203 | 3 | 1 | 36 | 17846 | 7371 | 9382 | 12798 | 2437 | 3599 | 13473 | 1891 | 1866 | 36938 | 1.08 | 1.2 | 15187.805
1765 | 13 | 74 | 2017-03-15 | 0.62264 | 1 | 0.62264 | 0.6988 | 0.95214 | 0.79066 | 0.85753 | 0.74071 | 0.59426 | 0.72893 | 0.68229 | 0.67169 | 0.69279 | 0.62126 | 0.6525 | 3 | 1 | 37 | 17472 | 7259 | 9270 | 12682 | 2396 | 3537 | 13102 | 1874 | 1765 | 36406 | 0.99 | 1.16 | 14793.225
1766 | 14 | 74 | 2017-03-15 | 0.63522 | 1 | 0.63522 | 0.6988 | 0.97576 | 0.7712 | 0.84477 | 0.73448 | 0.5883 | 0.71555 | 0.6684 | 0.65498 | 0.68725 | 0.59134 | 0.64343 | 3 | 1 | 38 | 17042 | 7151 | 9192 | 12555 | 2352 | 3465 | 12776 | 1859 | 1680 | 35900 | 1.01 | 1.16 | 15160.185
1767 | 15 | 74 | 2017-03-15 | 0.65409 | 1 | 0.65409 | 0.70482 | 1 | 0.75097 | 0.83249 | 0.72433 | 0.58329 | 0.70155 | 0.65316 | 0.63765 | 0.67837 | 0.56635 | 0.63421 | 3 | 1 | 39 | 16595 | 7047 | 9065 | 12448 | 2306 | 3386 | 12438 | 1835 | 1609 | 35386 | 1.04 | 1.17 | 15536.75
1768 | 16 | 74 | 2017-03-15 | 0.67925 | 1 | 0.67925 | 0.72289 | 0.99944 | 0.73541 | 0.81985 | 0.71171 | 0.57322 | 0.68391 | 0.64101 | 0.6233 | 0.67172 | 0.54875 | 0.63022 | 3 | 1 | 40 | 16251 | 6940 | 8907 | 12233 | 2248 | 3323 | 12158 | 1817 | 1559 | 35163 | 1.08 | 1.2 | 15528.105
1769 | 17 | 74 | 2017-03-15 | 0.73585 | 1 | 0.73585 | 0.78313 | 0.98608 | 0.72753 | 0.8111 | 0.70308 | 0.56445 | 0.676 | 0.63426 | 0.62176 | 0.66839 | 0.55368 | 0.6347 | 3 | 1 | 41 | 16077 | 6866 | 8799 | 12046 | 2222 | 3288 | 12128 | 1808 | 1573 | 35413 | 1.17 | 1.3 | 15320.515
1770 | 18 | 74 | 2017-03-15 | 0.79874 | 1 | 0.79874 | 0.81325 | 0.92154 | 0.72608 | 0.80921 | 0.69437 | 0.55742 | 0.6766 | 0.63542 | 0.63032 | 0.6658 | 0.58149 | 0.64748 | 3 | 1 | 42 | 16045 | 6850 | 8690 | 11896 | 2224 | 3294 | 12295 | 1801 | 1652 | 36126 | 1.27 | 1.35 | 14317.695
1771 | 19 | 74 | 2017-03-15 | 0.83648 | 1 | 0.83648 | 0.8494 | 0.8823 | 0.75016 | 0.83639 | 0.71059 | 0.56309 | 0.69486 | 0.65606 | 0.66216 | 0.67948 | 0.629 | 0.67483 | 3 | 1 | 43 | 16577 | 7080 | 8893 | 12017 | 2284 | 3401 | 12916 | 1838 | 1787 | 37652 | 1.33 | 1.41 | 13708.055
1772 | 20 | 74 | 2017-03-15 | 0.91824 | 1 | 0.91824 | 0.90361 | 0.93549 | 0.77921 | 0.87017 | 0.72936 | 0.57818 | 0.71555 | 0.68519 | 0.70507 | 0.69316 | 0.67758 | 0.69843 | 3 | 1 | 44 | 17219 | 7366 | 9128 | 12339 | 2352 | 3552 | 13753 | 1875 | 1925 | 38969 | 1.46 | 1.5 | 14534.475
1773 | 21 | 74 | 2017-03-15 | 0.91195 | 1 | 0.91195 | 0.93976 | 0.93593 | 0.80998 | 0.88636 | 0.74279 | 0.59843 | 0.73137 | 0.69811 | 0.72521 | 0.69723 | 0.71137 | 0.70055 | 3 | 1 | 45 | 17899 | 7503 | 9296 | 12771 | 2404 | 3619 | 14146 | 1886 | 2021 | 39087 | 1.45 | 1.56 | 14541.295
1774 | 22 | 74 | 2017-03-15 | 0.89308 | 1 | 0.89308 | 0.89759 | 0.9084 | 0.80329 | 0.86297 | 0.72305 | 0.59519 | 0.71555 | 0.68229 | 0.70824 | 0.67468 | 0.71911 | 0.6735 | 3 | 1 | 46 | 17751 | 7305 | 9049 | 12702 | 2352 | 3537 | 13815 | 1825 | 2043 | 37578 | 1.42 | 1.49 | 14113.52
1775 | 23 | 74 | 2017-03-15 | 0.7673 | 1 | 0.7673 | 0.8012 | 0.88374 | 0.77663 | 0.82268 | 0.6847 | 0.57542 | 0.67873 | 0.64873 | 0.67487 | 0.64214 | 0.70327 | 0.63303 | 3 | 1 | 47 | 17162 | 6964 | 8569 | 12280 | 2231 | 3363 | 13164 | 1737 | 1998 | 35320 | 1.22 | 1.33 | 13730.465
1776 | 24 | 74 | 2017-03-15 | 0.69182 | 1 | 0.69182 | 0.69277 | 0.84359 | 0.74749 | 0.78996 | 0.6505 | 0.54215 | 0.64405 | 0.61535 | 0.64437 | 0.6122 | 0.68743 | 0.59516 | 3 | 1 | 48 | 16518 | 6687 | 8141 | 11570 | 2117 | 3190 | 12569 | 1656 | 1953 | 33207 | 1.1 | 1.15 | 13106.685
1777 | 1 | 75 | 2017-03-16 | 0.61635 | 1 | 0.61635 | 0.64458 | 0.80131 | 0.73513 | 0.76728 | 0.63092 | 0.51047 | 0.63827 | 0.59954 | 0.64652 | 0.58299 | 0.67723 | 0.57064 | 4 | 1 | 49 | 16245 | 6495 | 7896 | 10894 | 2098 | 3108 | 12611 | 1577 | 1924 | 31839 | 0.98 | 1.07 | 12449.825
1778 | 2 | 75 | 2017-03-16 | 0.61006 | 1 | 0.61006 | 0.62048 | 0.77242 | 0.72717 | 0.75877 | 0.6191 | 0.49093 | 0.62854 | 0.59201 | 0.64698 | 0.57412 | 0.67652 | 0.56096 | 4 | 1 | 50 | 16069 | 6423 | 7748 | 10477 | 2066 | 3069 | 12620 | 1553 | 1922 | 31299 | 0.97 | 1.03 | 12000.945
1779 | 3 | 75 | 2017-03-16 | 0.59748 | 1 | 0.59748 | 0.62048 | 0.74901 | 0.72975 | 0.75972 | 0.61454 | 0.48151 | 0.62276 | 0.58738 | 0.65754 | 0.56895 | 0.68251 | 0.55998 | 4 | 1 | 51 | 16126 | 6431 | 7691 | 10276 | 2047 | 3045 | 12826 | 1539 | 1939 | 31244 | 0.95 | 1.03 | 11637.225
1780 | 4 | 75 | 2017-03-16 | 0.58491 | 1 | 0.58491 | 0.62048 | 0.73082 | 0.73387 | 0.76751 | 0.61254 | 0.47688 | 0.62489 | 0.5924 | 0.66964 | 0.57006 | 0.69729 | 0.56385 | 4 | 1 | 52 | 16217 | 6497 | 7666 | 10177 | 2054 | 3071 | 13062 | 1542 | 1981 | 31460 | 0.93 | 1.03 | 11354.585
1781 | 5 | 75 | 2017-03-16 | 0.60377 | 1 | 0.60377 | 0.64458 | 0.71832 | 0.75269 | 0.78937 | 0.62365 | 0.47805 | 0.63979 | 0.60725 | 0.69476 | 0.5793 | 0.72334 | 0.58046 | 4 | 1 | 53 | 16633 | 6682 | 7805 | 10202 | 2103 | 3148 | 13552 | 1567 | 2055 | 32387 | 0.96 | 1.07 | 11160.345
1782 | 6 | 75 | 2017-03-16 | 0.67296 | 1 | 0.67296 | 0.6988 | 0.72546 | 0.79188 | 0.8319 | 0.65617 | 0.49112 | 0.67904 | 0.64545 | 0.74408 | 0.60887 | 0.76628 | 0.62015 | 4 | 1 | 54 | 17499 | 7042 | 8212 | 10481 | 2232 | 3346 | 14514 | 1647 | 2177 | 34601 | 1.07 | 1.16 | 11271.335
1783 | 7 | 75 | 2017-03-16 | 0.73585 | 1 | 0.73585 | 0.77108 | 0.7356 | 0.85401 | 0.89758 | 0.7149 | 0.52476 | 0.74323 | 0.71084 | 0.80944 | 0.6536 | 0.83351 | 0.6816 | 4 | 1 | 55 | 18872 | 7598 | 8947 | 11199 | 2443 | 3685 | 15789 | 1768 | 2368 | 38030 | 1.17 | 1.28 | 11428.795
1784 | 8 | 75 | 2017-03-16 | 0.74214 | 1 | 0.74214 | 0.78313 | 0.74366 | 0.88076 | 0.91719 | 0.74191 | 0.57036 | 0.77244 | 0.73669 | 0.8197 | 0.6817 | 0.84653 | 0.70293 | 4 | 1 | 56 | 19463 | 7764 | 9285 | 12172 | 2539 | 3819 | 15989 | 1844 | 2405 | 39220 | 1.18 | 1.3 | 11554.04
1785 | 9 | 75 | 2017-03-16 | 0.74843 | 1 | 0.74843 | 0.74699 | 0.84656 | 0.86447 | 0.90207 | 0.74407 | 0.58751 | 0.76331 | 0.72589 | 0.77853 | 0.68872 | 0.80253 | 0.69078 | 4 | 1 | 57 | 19103 | 7636 | 9312 | 12538 | 2509 | 3763 | 15186 | 1863 | 2280 | 38542 | 1.19 | 1.24 | 13152.805
1786 | 10 | 75 | 2017-03-16 | 0.71698 | 1 | 0.71698 | 0.72892 | 0.91285 | 0.83845 | 0.87513 | 0.7368 | 0.58948 | 0.74658 | 0.70583 | 0.73275 | 0.68799 | 0.73566 | 0.67336 | 4 | 1 | 58 | 18528 | 7408 | 9221 | 12580 | 2454 | 3659 | 14293 | 1861 | 2090 | 37570 | 1.14 | 1.21 | 14182.66
1787 | 11 | 75 | 2017-03-16 | 0.71698 | 1 | 0.71698 | 0.71084 | 0.9624 | 0.81424 | 0.85529 | 0.73008 | 0.58606 | 0.73289 | 0.68885 | 0.69994 | 0.68577 | 0.6811 | 0.66049 | 4 | 1 | 59 | 17993 | 7240 | 9137 | 12507 | 2409 | 3571 | 13653 | 1855 | 1935 | 36852 | 1.14 | 1.18 | 14952.575
1788 | 12 | 75 | 2017-03-16 | 0.69811 | 1 | 0.69811 | 0.68072 | 0.97754 | 0.78613 | 0.83237 | 0.71802 | 0.58296 | 0.7125 | 0.6686 | 0.66513 | 0.67837 | 0.63252 | 0.64574 | 4 | 1 | 60 | 17372 | 7046 | 8986 | 12441 | 2342 | 3466 | 12974 | 1835 | 1797 | 36029 | 1.11 | 1.13 | 15187.805
1789 | 13 | 75 | 2017-03-16 | 0.63522 | 1 | 0.63522 | 0.6506 | 0.95214 | 0.76328 | 0.81087 | 0.70539 | 0.57692 | 0.69547 | 0.65394 | 0.63944 | 0.6695 | 0.59099 | 0.63199 | 4 | 1 | 61 | 16867 | 6864 | 8828 | 12312 | 2286 | 3390 | 12473 | 1811 | 1679 | 35262 | 1.01 | 1.08 | 14793.225
1790 | 14 | 75 | 2017-03-16 | 0.61635 | 1 | 0.61635 | 0.63253 | 0.97576 | 0.74237 | 0.79516 | 0.7018 | 0.56905 | 0.67965 | 0.64024 | 0.61812 | 0.66506 | 0.56107 | 0.62032 | 4 | 1 | 62 | 16405 | 6731 | 8783 | 12144 | 2234 | 3319 | 12057 | 1799 | 1594 | 34611 | 0.98 | 1.05 | 15160.185
1791 | 15 | 75 | 2017-03-16 | 0.61635 | 1 | 0.61635 | 0.65663 | 1 | 0.72124 | 0.77637 | 0.68973 | 0.56417 | 0.65987 | 0.62384 | 0.60053 | 0.65434 | 0.53467 | 0.61007 | 4 | 1 | 63 | 15938 | 6572 | 8632 | 12040 | 2169 | 3234 | 11714 | 1770 | 1519 | 34039 | 0.98 | 1.09 | 15536.75
1792 | 16 | 75 | 2017-03-16 | 0.64151 | 1 | 0.64151 | 0.68072 | 0.99944 | 0.70373 | 0.76267 | 0.67711 | 0.55452 | 0.63979 | 0.61034 | 0.58726 | 0.64806 | 0.51707 | 0.60559 | 4 | 1 | 64 | 15551 | 6456 | 8474 | 11834 | 2103 | 3164 | 11455 | 1753 | 1469 | 33789 | 1.02 | 1.13 | 15528.105
1793 | 17 | 75 | 2017-03-16 | 0.66667 | 1 | 0.66667 | 0.72892 | 0.98608 | 0.69355 | 0.75582 | 0.67431 | 0.54454 | 0.63067 | 0.60359 | 0.58746 | 0.64436 | 0.51742 | 0.61136 | 4 | 1 | 65 | 15326 | 6398 | 8439 | 11621 | 2073 | 3129 | 11459 | 1743 | 1470 | 34111 | 1.06 | 1.21 | 15320.515
1794 | 18 | 75 | 2017-03-16 | 0.68553 | 1 | 0.68553 | 0.77711 | 0.92154 | 0.69341 | 0.75854 | 0.66864 | 0.53798 | 0.62884 | 0.6032 | 0.59802 | 0.64104 | 0.54136 | 0.62746 | 4 | 1 | 66 | 15323 | 6421 | 8368 | 11481 | 2067 | 3127 | 11665 | 1734 | 1538 | 35009 | 1.09 | 1.29 | 14317.695
1795 | 19 | 75 | 2017-03-16 | 0.7044 | 1 | 0.7044 | 0.79518 | 0.8823 | 0.71916 | 0.80012 | 0.68486 | 0.54187 | 0.64192 | 0.6196 | 0.63909 | 0.6573 | 0.58782 | 0.65922 | 4 | 1 | 67 | 15892 | 6773 | 8571 | 11564 | 2110 | 3212 | 12466 | 1778 | 1670 | 36781 | 1.12 | 1.32 | 13708.055
1796 | 20 | 75 | 2017-03-16 | 0.7673 | 1 | 0.7673 | 0.8494 | 0.93549 | 0.75002 | 0.83579 | 0.70547 | 0.55396 | 0.66048 | 0.64294 | 0.67841 | 0.66691 | 0.63358 | 0.68338 | 4 | 1 | 68 | 16574 | 7075 | 8829 | 11822 | 2171 | 3333 | 13233 | 1804 | 1800 | 38129 | 1.22 | 1.41 | 14534.475
1797 | 21 | 75 | 2017-03-16 | 0.83648 | 1 | 0.83648 | 0.89759 | 0.93593 | 0.78057 | 0.85387 | 0.71994 | 0.57556 | 0.68877 | 0.66146 | 0.69753 | 0.67357 | 0.6635 | 0.6847 | 4 | 1 | 69 | 17249 | 7228 | 9010 | 12283 | 2264 | 3429 | 13606 | 1822 | 1885 | 38203 | 1.33 | 1.49 | 14541.295
1798 | 22 | 75 | 2017-03-16 | 0.8239 | 1 | 0.8239 | 0.87349 | 0.9084 | 0.77591 | 0.83237 | 0.7006 | 0.57275 | 0.68269 | 0.64873 | 0.68292 | 0.65656 | 0.66491 | 0.65975 | 4 | 1 | 70 | 17146 | 7046 | 8768 | 12223 | 2244 | 3363 | 13321 | 1776 | 1889 | 36811 | 1.31 | 1.45 | 14113.52
1799 | 23 | 75 | 2017-03-16 | 0.77358 | 1 | 0.77358 | 0.75904 | 0.88374 | 0.75115 | 0.79575 | 0.66584 | 0.55349 | 0.65044 | 0.6169 | 0.65206 | 0.62329 | 0.64379 | 0.62081 | 4 | 1 | 71 | 16599 | 6736 | 8333 | 11812 | 2138 | 3198 | 12719 | 1686 | 1829 | 34638 | 1.23 | 1.26 | 13730.465
1800 | 24 | 75 | 2017-03-16 | 0.7044 | 1 | 0.7044 | 0.68072 | 0.84359 | 0.72274 | 0.76881 | 0.63284 | 0.51966 | 0.61728 | 0.58275 | 0.62483 | 0.59335 | 0.62232 | 0.58471 | 4 | 1 | 72 | 15971 | 6508 | 7920 | 11090 | 2029 | 3021 | 12188 | 1605 | 1768 | 32624 | 1.12 | 1.13 | 13106.685
1801 | 1 | 76 | 2017-03-17 | 0.6478 | 1 | 0.6478 | 0.63253 | 0.80131 | 0.70282 | 0.71282 | 0.58482 | 0.49515 | 0.59811 | 0.55671 | 0.61099 | 0.54972 | 0.59838 | 0.57623 | 5 | 1 | 73 | 15531 | 6034 | 7319 | 10567 | 1966 | 2886 | 11918 | 1487 | 1700 | 32151 | 1.03 | 1.05 | 12449.825
1802 | 2 | 76 | 2017-03-17 | 0.59748 | 1 | 0.59748 | 0.61446 | 0.77242 | 0.69219 | 0.70703 | 0.57291 | 0.47294 | 0.58838 | 0.54437 | 0.60997 | 0.54011 | 0.59521 | 0.56485 | 5 | 1 | 74 | 15296 | 5985 | 7170 | 10093 | 1934 | 2822 | 11898 | 1461 | 1691 | 31516 | 0.95 | 1.02 | 12000.945
1803 | 3 | 76 | 2017-03-17 | 0.57862 | 1 | 0.57862 | 0.59639 | 0.74901 | 0.69228 | 0.70667 | 0.56668 | 0.45921 | 0.58351 | 0.53646 | 0.61627 | 0.53567 | 0.58817 | 0.56251 | 5 | 1 | 75 | 15298 | 5982 | 7092 | 9800 | 1918 | 2781 | 12021 | 1449 | 1671 | 31385 | 0.92 | 0.99 | 11637.225
1804 | 4 | 76 | 2017-03-17 | 0.58491 | 1 | 0.58491 | 0.61446 | 0.73082 | 0.69346 | 0.71364 | 0.56532 | 0.45232 | 0.58594 | 0.53954 | 0.62714 | 0.53678 | 0.59732 | 0.56588 | 5 | 1 | 76 | 15324 | 6041 | 7075 | 9653 | 1926 | 2797 | 12233 | 1452 | 1697 | 31573 | 0.93 | 1.02 | 11354.585
1805 | 5 | 76 | 2017-03-17 | 0.58491 | 1 | 0.58491 | 0.62048 | 0.71832 | 0.70934 | 0.73373 | 0.57571 | 0.45045 | 0.5969 | 0.55112 | 0.65052 | 0.54713 | 0.60753 | 0.57899 | 5 | 1 | 77 | 15675 | 6211 | 7205 | 9613 | 1962 | 2857 | 12689 | 1480 | 1726 | 32305 | 0.93 | 1.03 | 11160.345
1806 | 6 | 76 | 2017-03-17 | 0.61635 | 1 | 0.61635 | 0.6747 | 0.72546 | 0.74138 | 0.77401 | 0.60759 | 0.46029 | 0.63523 | 0.58488 | 0.69666 | 0.57338 | 0.63604 | 0.61665 | 5 | 1 | 78 | 16383 | 6552 | 7604 | 9823 | 2088 | 3032 | 13589 | 1551 | 1807 | 34406 | 0.98 | 1.12 | 11271.335
1807 | 7 | 76 | 2017-03-17 | 0.67296 | 1 | 0.67296 | 0.75904 | 0.7356 | 0.79985 | 0.83402 | 0.66137 | 0.49257 | 0.69334 | 0.64198 | 0.76074 | 0.61848 | 0.69236 | 0.67735 | 5 | 1 | 79 | 17675 | 7060 | 8277 | 10512 | 2279 | 3328 | 14839 | 1673 | 1967 | 37793 | 1.07 | 1.26 | 11428.795
1808 | 8 | 76 | 2017-03-17 | 0.72327 | 1 | 0.72327 | 0.74699 | 0.74366 | 0.82026 | 0.85151 | 0.68789 | 0.54121 | 0.71859 | 0.66667 | 0.77653 | 0.64288 | 0.70151 | 0.70436 | 5 | 1 | 80 | 18126 | 7208 | 8609 | 11550 | 2362 | 3456 | 15147 | 1739 | 1993 | 39300 | 1.15 | 1.24 | 11554.04
1809 | 9 | 76 | 2017-03-17 | 0.75472 | 1 | 0.75472 | 0.71084 | 0.84656 | 0.81179 | 0.84064 | 0.69477 | 0.5623 | 0.71889 | 0.66262 | 0.74264 | 0.65139 | 0.673 | 0.6942 | 5 | 1 | 81 | 17939 | 7116 | 8695 | 12000 | 2363 | 3435 | 14486 | 1762 | 1912 | 38733 | 1.2 | 1.18 | 13152.805
1810 | 10 | 76 | 2017-03-17 | 0.79245 | 1 | 0.79245 | 0.6747 | 0.91285 | 0.80089 | 0.82115 | 0.69261 | 0.5637 | 0.71798 | 0.65721 | 0.69809 | 0.65323 | 0.64203 | 0.67601 | 5 | 1 | 82 | 17698 | 6951 | 8668 | 12030 | 2360 | 3407 | 13617 | 1767 | 1824 | 37718 | 1.26 | 1.12 | 14182.66
1811 | 11 | 76 | 2017-03-17 | 0.73585 | 1 | 0.73585 | 0.6506 | 0.9624 | 0.7941 | 0.80508 | 0.68917 | 0.5616 | 0.72041 | 0.65779 | 0.66226 | 0.65434 | 0.62161 | 0.66337 | 5 | 1 | 83 | 17548 | 6815 | 8625 | 11985 | 2368 | 3410 | 12918 | 1770 | 1766 | 37013 | 1.17 | 1.08 | 14952.575
1812 | 12 | 76 | 2017-03-17 | 0.72327 | 1 | 0.72327 | 0.61446 | 0.97754 | 0.78143 | 0.78712 | 0.67982 | 0.55869 | 0.70916 | 0.65008 | 0.62468 | 0.64806 | 0.59803 | 0.64339 | 5 | 1 | 84 | 17268 | 6663 | 8508 | 11923 | 2331 | 3370 | 12185 | 1753 | 1699 | 35898 | 1.15 | 1.02 | 15187.805
1813 | 13 | 76 | 2017-03-17 | 0.71069 | 1 | 0.71069 | 0.63855 | 0.95214 | 0.76754 | 0.76361 | 0.67087 | 0.55344 | 0.70186 | 0.6412 | 0.5953 | 0.64067 | 0.57902 | 0.62208 | 5 | 1 | 85 | 16961 | 6464 | 8396 | 11811 | 2307 | 3324 | 11612 | 1733 | 1645 | 34709 | 1.13 | 1.06 | 14793.225
1814 | 14 | 76 | 2017-03-17 | 0.69182 | 1 | 0.69182 | 0.62048 | 0.97576 | 0.75496 | 0.74861 | 0.66105 | 0.54351 | 0.69425 | 0.63696 | 0.57013 | 0.63586 | 0.56072 | 0.60149 | 5 | 1 | 86 | 16683 | 6337 | 8273 | 11599 | 2282 | 3302 | 11121 | 1720 | 1593 | 33560 | 1.1 | 1.03 | 15160.185
1815 | 15 | 76 | 2017-03-17 | 0.67296 | 1 | 0.67296 | 0.62048 | 1 | 0.74061 | 0.7303 | 0.64602 | 0.53676 | 0.67326 | 0.62867 | 0.54988 | 0.62588 | 0.54453 | 0.58414 | 5 | 1 | 87 | 16366 | 6182 | 8085 | 11455 | 2213 | 3259 | 10726 | 1693 | 1547 | 32592 | 1.07 | 1.03 | 15536.75
1816 | 16 | 76 | 2017-03-17 | 0.68553 | 1 | 0.68553 | 0.63253 | 0.99944 | 0.72636 | 0.71601 | 0.63428 | 0.52828 | 0.65227 | 0.61979 | 0.53507 | 0.61516 | 0.53326 | 0.57532 | 5 | 1 | 88 | 16051 | 6061 | 7938 | 11274 | 2144 | 3213 | 10437 | 1664 | 1515 | 32100 | 1.09 | 1.05 | 15528.105
1817 | 17 | 76 | 2017-03-17 | 0.66667 | 1 | 0.66667 | 0.71084 | 0.98608 | 0.71192 | 0.70975 | 0.62501 | 0.52069 | 0.64223 | 0.61265 | 0.53055 | 0.60702 | 0.52974 | 0.57591 | 5 | 1 | 89 | 15732 | 6008 | 7822 | 11112 | 2111 | 3176 | 10349 | 1642 | 1505 | 32133 | 1.06 | 1.18 | 15320.515
1818 | 18 | 76 | 2017-03-17 | 0.69811 | 1 | 0.69811 | 0.71687 | 0.92154 | 0.69328 | 0.71045 | 0.61878 | 0.51488 | 0.62002 | 0.60185 | 0.53532 | 0.60185 | 0.5315 | 0.58167 | 5 | 1 | 90 | 15320 | 6014 | 7744 | 10988 | 2038 | 3120 | 10442 | 1628 | 1510 | 32454 | 1.11 | 1.19 | 14317.695
1819 | 19 | 76 | 2017-03-17 | 0.72327 | 1 | 0.72327 | 0.76506 | 0.8823 | 0.69975 | 0.73361 | 0.62549 | 0.51422 | 0.61758 | 0.60012 | 0.55609 | 0.60702 | 0.53608 | 0.60077 | 5 | 1 | 91 | 15463 | 6210 | 7828 | 10974 | 2030 | 3111 | 10847 | 1642 | 1523 | 33520 | 1.15 | 1.27 | 13708.055
1820 | 20 | 76 | 2017-03-17 | 0.78616 | 1 | 0.78616 | 0.80723 | 0.93549 | 0.70712 | 0.75109 | 0.63356 | 0.52027 | 0.62428 | 0.60899 | 0.58228 | 0.61627 | 0.5484 | 0.62364 | 5 | 1 | 92 | 15626 | 6358 | 7929 | 11103 | 2052 | 3157 | 11358 | 1667 | 1558 | 34796 | 1.25 | 1.34 | 14534.475
1821 | 21 | 76 | 2017-03-17 | 0.83648 | 1 | 0.83648 | 0.86145 | 0.93593 | 0.71604 | 0.75936 | 0.6469 | 0.54379 | 0.63614 | 0.61458 | 0.59074 | 0.61848 | 0.55157 | 0.62575 | 5 | 1 | 93 | 15823 | 6428 | 8096 | 11605 | 2091 | 3186 | 11523 | 1673 | 1567 | 34914 | 1.33 | 1.43 | 14541.295
1822 | 22 | 76 | 2017-03-17 | 0.81761 | 1 | 0.81761 | 0.8494 | 0.9084 | 0.70337 | 0.74152 | 0.6346 | 0.54271 | 0.62671 | 0.60012 | 0.57552 | 0.60111 | 0.5396 | 0.6069 | 5 | 1 | 94 | 15543 | 6277 | 7942 | 11582 | 2060 | 3111 | 11226 | 1626 | 1533 | 33862 | 1.3 | 1.41 | 14113.52
1823 | 23 | 76 | 2017-03-17 | 0.75472 | 1 | 0.75472 | 0.72892 | 0.88374 | 0.67481 | 0.71081 | 0.60527 | 0.5272 | 0.59294 | 0.57234 | 0.54834 | 0.57412 | 0.51918 | 0.57577 | 5 | 1 | 95 | 14912 | 6017 | 7575 | 11251 | 1949 | 2967 | 10696 | 1553 | 1475 | 32125 | 1.2 | 1.21 | 13730.465
1824 | 24 | 76 | 2017-03-17 | 0.68553 | 1 | 0.68553 | 0.6506 | 0.84359 | 0.64155 | 0.68506 | 0.57523 | 0.49824 | 0.55643 | 0.54167 | 0.52174 | 0.54824 | 0.49419 | 0.5422 | 5 | 1 | 96 | 14177 | 5799 | 7199 | 10633 | 1829 | 2808 | 10177 | 1483 | 1404 | 30252 | 1.09 | 1.08 | 13106.685
1825 | 1 | 77 | 2017-03-18 | 0.61635 | 1 | 0.61635 | 0.62651 | 0.77448 | 0.60775 | 0.65139 | 0.55014 | 0.45321 | 0.53088 | 0.50656 | 0.49913 | 0.52717 | 0.46181 | 0.51514 | 6 | 2 | 97 | 13430 | 5514 | 6885 | 9672 | 1745 | 2626 | 9736 | 1426 | 1312 | 28742 | 0.98 | 1.04 | 12032.86
1826 | 2 | 77 | 2017-03-18 | 0.60377 | 1 | 0.60377 | 0.60241 | 0.74964 | 0.59376 | 0.63946 | 0.53736 | 0.43124 | 0.51354 | 0.49209 | 0.48775 | 0.51571 | 0.44984 | 0.49942 | 6 | 2 | 98 | 13121 | 5413 | 6725 | 9203 | 1688 | 2551 | 9514 | 1395 | 1278 | 27865 | 0.96 | 1 | 11646.96
1827 | 3 | 77 | 2017-03-18 | 0.59748 | 1 | 0.59748 | 0.59036 | 0.72838 | 0.58702 | 0.63426 | 0.52849 | 0.41793 | 0.50411 | 0.4809 | 0.48498 | 0.5098 | 0.44562 | 0.49146 | 6 | 2 | 99 | 12972 | 5369 | 6614 | 8919 | 1657 | 2493 | 9460 | 1379 | 1266 | 27421 | 0.95 | 0.98 | 11316.6
1828 | 4 | 77 | 2017-03-18 | 0.61635 | 1 | 0.61635 | 0.59036 | 0.71262 | 0.58625 | 0.63284 | 0.52497 | 0.40949 | 0.50106 | 0.47782 | 0.48549 | 0.50647 | 0.44421 | 0.48934 | 6 | 2 | 100 | 12955 | 5357 | 6570 | 8739 | 1647 | 2477 | 9470 | 1370 | 1262 | 27303 | 0.98 | 0.98 | 11071.73
1829 | 5 | 77 | 2017-03-18 | 0.64151 | 1 | 0.64151 | 0.60843 | 0.70005 | 0.59177 | 0.64017 | 0.52801 | 0.40673 | 0.50472 | 0.47955 | 0.49164 | 0.50943 | 0.45055 | 0.493 | 6 | 2 | 101 | 13077 | 5419 | 6608 | 8680 | 1659 | 2486 | 9590 | 1378 | 1280 | 27507 | 1.02 | 1.01 | 10876.555
1830 | 6 | 77 | 2017-03-18 | 0.71698 | 1 | 0.71698 | 0.6506 | 0.69248 | 0.6049 | 0.65659 | 0.54231 | 0.40987 | 0.51749 | 0.49035 | 0.50636 | 0.51904 | 0.46216 | 0.50603 | 6 | 2 | 102 | 13367 | 5558 | 6787 | 8747 | 1701 | 2542 | 9877 | 1404 | 1313 | 28234 | 1.14 | 1.08 | 10758.83
1831 | 7 | 77 | 2017-03-18 | 0.77358 | 1 | 0.77358 | 0.68675 | 0.68725 | 0.62716 | 0.67986 | 0.56348 | 0.42393 | 0.54122 | 0.51292 | 0.52825 | 0.53715 | 0.48469 | 0.52471 | 6 | 2 | 103 | 13859 | 5755 | 7052 | 9047 | 1779 | 2659 | 10304 | 1453 | 1377 | 29276 | 1.23 | 1.14 | 10677.68
1832 | 8 | 77 | 2017-03-18 | 0.77987 | 1 | 0.77987 | 0.71687 | 0.67879 | 0.6497 | 0.70136 | 0.58098 | 0.44164 | 0.56495 | 0.53492 | 0.54655 | 0.55268 | 0.50898 | 0.54292 | 6 | 2 | 104 | 14357 | 5937 | 7271 | 9425 | 1857 | 2773 | 10661 | 1495 | 1446 | 30292 | 1.24 | 1.19 | 10546.135
1833 | 9 | 77 | 2017-03-18 | 0.73585 | 1 | 0.73585 | 0.77108 | 0.73509 | 0.66676 | 0.71931 | 0.59712 | 0.4541 | 0.58382 | 0.55228 | 0.55711 | 0.56932 | 0.52622 | 0.562 | 6 | 2 | 105 | 14734 | 6089 | 7473 | 9691 | 1919 | 2863 | 10867 | 1540 | 1495 | 31357 | 1.17 | 1.28 | 11420.965
1834 | 10 | 77 | 2017-03-18 | 0.67925 | 1 | 0.67925 | 0.74096 | 0.80309 | 0.67617 | 0.72912 | 0.61087 | 0.46858 | 0.59903 | 0.56809 | 0.55593 | 0.5841 | 0.52939 | 0.57204 | 6 | 2 | 106 | 14942 | 6172 | 7645 | 10000 | 1969 | 2945 | 10844 | 1580 | 1504 | 31917 | 1.08 | 1.23 | 12477.48
1835 | 11 | 77 | 2017-03-18 | 0.66667 | 1 | 0.66667 | 0.75301 | 0.84627 | 0.67667 | 0.72817 | 0.61934 | 0.47613 | 0.60298 | 0.57639 | 0.54511 | 0.59224 | 0.52834 | 0.57292 | 6 | 2 | 107 | 14953 | 6164 | 7751 | 10161 | 1982 | 2988 | 10633 | 1602 | 1501 | 31966 | 1.06 | 1.25 | 13148.295
1836 | 12 | 77 | 2017-03-18 | 0.6478 | 1 | 0.6478 | 0.73494 | 0.85829 | 0.66848 | 0.71683 | 0.61374 | 0.47805 | 0.5969 | 0.57446 | 0.52774 | 0.59002 | 0.51144 | 0.56691 | 6 | 2 | 108 | 14772 | 6068 | 7681 | 10202 | 1962 | 2978 | 10294 | 1596 | 1453 | 31631 | 1.03 | 1.22 | 13334.96
1837 | 13 | 77 | 2017-03-18 | 0.66667 | 1 | 0.66667 | 0.71084 | 0.83365 | 0.65472 | 0.69781 | 0.60631 | 0.47449 | 0.58473 | 0.56713 | 0.50902 | 0.58521 | 0.49666 | 0.55573 | 6 | 2 | 109 | 14468 | 5907 | 7588 | 10126 | 1922 | 2940 | 9929 | 1583 | 1411 | 31007 | 1.06 | 1.18 | 12952.21
1838 | 14 | 77 | 2017-03-18 | 0.6478 | 1 | 0.6478 | 0.70482 | 0.83998 | 0.63888 | 0.67915 | 0.59856 | 0.46797 | 0.57104 | 0.55556 | 0.49031 | 0.57671 | 0.48117 | 0.54241 | 6 | 2 | 110 | 14118 | 5749 | 7491 | 9987 | 1877 | 2880 | 9564 | 1560 | 1367 | 30264 | 1.03 | 1.17 | 13050.635
1839 | 15 | 77 | 2017-03-18 | 0.62893 | 1 | 0.62893 | 0.69277 | 0.8466 | 0.62508 | 0.66119 | 0.58945 | 0.45818 | 0.55522 | 0.54495 | 0.47432 | 0.56821 | 0.46322 | 0.53173 | 6 | 2 | 111 | 13813 | 5597 | 7377 | 9778 | 1825 | 2825 | 9252 | 1537 | 1316 | 29668 | 1 | 1.15 | 13153.435
1840 | 16 | 77 | 2017-03-18 | 0.67296 | 1 | 0.67296 | 0.69277 | 0.84537 | 0.61512 | 0.64808 | 0.58282 | 0.45143 | 0.54792 | 0.53762 | 0.46437 | 0.56192 | 0.45301 | 0.52471 | 6 | 2 | 112 | 13593 | 5486 | 7294 | 9634 | 1801 | 2787 | 9058 | 1520 | 1287 | 29276 | 1.07 | 1.15 | 13134.275
1841 | 17 | 77 | 2017-03-18 | 0.72327 | 1 | 0.72327 | 0.75301 | 0.83299 | 0.61146 | 0.64395 | 0.58114 | 0.44651 | 0.54852 | 0.53569 | 0.46063 | 0.55823 | 0.45125 | 0.52564 | 6 | 2 | 113 | 13512 | 5451 | 7273 | 9529 | 1803 | 2777 | 8985 | 1510 | 1282 | 29328 | 1.15 | 1.25 | 12941.93
1842 | 18 | 77 | 2017-03-18 | 0.7673 | 1 | 0.7673 | 0.80723 | 0.79767 | 0.61046 | 0.64525 | 0.5821 | 0.44567 | 0.54579 | 0.53723 | 0.46345 | 0.56155 | 0.45407 | 0.53069 | 6 | 2 | 114 | 13490 | 5462 | 7285 | 9511 | 1794 | 2785 | 9040 | 1519 | 1290 | 29610 | 1.22 | 1.34 | 12393.195
1843 | 19 | 77 | 2017-03-18 | 0.77358 | 1 | 0.77358 | 0.83133 | 0.79425 | 0.62282 | 0.66285 | 0.59201 | 0.45213 | 0.55187 | 0.54668 | 0.48406 | 0.57745 | 0.47166 | 0.55175 | 6 | 2 | 115 | 13763 | 5611 | 7409 | 9649 | 1814 | 2834 | 9442 | 1562 | 1340 | 30785 | 1.23 | 1.38 | 12340.135
1844 | 20 | 77 | 2017-03-18 | 0.80503 | 1 | 0.80503 | 0.8494 | 0.85572 | 0.64096 | 0.6782 | 0.6028 | 0.46493 | 0.56221 | 0.55999 | 0.50641 | 0.59039 | 0.49454 | 0.57222 | 6 | 2 | 116 | 14164 | 5741 | 7544 | 9922 | 1848 | 2903 | 9878 | 1597 | 1405 | 31927 | 1.28 | 1.41 | 13295.155
1845 | 21 | 77 | 2017-03-18 | 0.89937 | 1 | 0.89937 | 0.93373 | 0.85805 | 0.65676 | 0.69049 | 0.61326 | 0.47898 | 0.57803 | 0.5706 | 0.516 | 0.59002 | 0.51461 | 0.57917 | 6 | 2 | 117 | 14513 | 5845 | 7675 | 10222 | 1900 | 2958 | 10065 | 1596 | 1462 | 32315 | 1.43 | 1.55 | 13331.25
1846 | 22 | 77 | 2017-03-18 | 0.88679 | 1 | 0.88679 | 0.90964 | 0.84073 | 0.64888 | 0.67927 | 0.60104 | 0.48311 | 0.57225 | 0.56057 | 0.50625 | 0.57782 | 0.51214 | 0.56763 | 6 | 2 | 118 | 14339 | 5750 | 7522 | 10310 | 1881 | 2906 | 9875 | 1563 | 1455 | 31671 | 1.41 | 1.51 | 13062.215
1847 | 23 | 77 | 2017-03-18 | 0.79874 | 1 | 0.79874 | 0.85542 | 0.82665 | 0.6311 | 0.65375 | 0.57954 | 0.47266 | 0.55035 | 0.54012 | 0.48903 | 0.55638 | 0.50651 | 0.5453 | 6 | 2 | 119 | 13946 | 5534 | 7253 | 10087 | 1809 | 2800 | 9539 | 1505 | 1439 | 30425 | 1.27 | 1.42 | 12843.495
1848 | 24 | 77 | 2017-03-18 | 0.7044 | 1 | 0.7044 | 0.77108 | 0.80437 | 0.6063 | 0.628 | 0.55206 | 0.45349 | 0.5254 | 0.51678 | 0.46816 | 0.53272 | 0.49384 | 0.52017 | 6 | 2 | 120 | 13398 | 5316 | 6909 | 9678 | 1727 | 2679 | 9132 | 1441 | 1403 | 29023 | 1.12 | 1.28 | 12497.315
1849 | 1 | 78 | 2017-03-19 | 0.76101 | 1 | 0.76101 | 0.71687 | 0.77096 | 0.58195 | 0.60709 | 0.52545 | 0.4296 | 0.50624 | 0.49826 | 0.46232 | 0.49871 | 0.50088 | 0.48236 | 7 | 3 | 121 | 12860 | 5139 | 6576 | 9168 | 1664 | 2583 | 9018 | 1349 | 1423 | 26913 | 1.21 | 1.19 | 11978.235
1850 | 2 | 78 | 2017-03-19 | 0.71698 | 1 | 0.71698 | 0.66867 | 0.74542 | 0.57141 | 0.59516 | 0.51306 | 0.41216 | 0.49437 | 0.48669 | 0.45432 | 0.48762 | 0.4949 | 0.46805 | 7 | 3 | 122 | 12627 | 5038 | 6421 | 8796 | 1625 | 2523 | 8862 | 1319 | 1406 | 26115 | 1.14 | 1.11 | 11581.36
1851 | 3 | 78 | 2017-03-19 | 0.7044 | 1 | 0.7044 | 0.64458 | 0.72049 | 0.56838 | 0.58925 | 0.50635 | 0.40068 | 0.48768 | 0.47955 | 0.4534 | 0.48059 | 0.49947 | 0.46169 | 7 | 3 | 123 | 12560 | 4988 | 6337 | 8551 | 1603 | 2486 | 8844 | 1300 | 1419 | 25760 | 1.12 | 1.07 | 11194.145
1852 | 4 | 78 | 2017-03-19 | 0.69811 | 1 | 0.69811 | 0.63253 | 0.6999 | 0.56964 | 0.5889 | 0.50427 | 0.3953 | 0.48646 | 0.47859 | 0.45781 | 0.47689 | 0.50898 | 0.46018 | 7 | 3 | 124 | 12588 | 4985 | 6311 | 8436 | 1599 | 2481 | 8930 | 1290 | 1446 | 25676 | 1.11 | 1.05 | 10874.225
1853 | 5 | 78 | 2017-03-19 | 0.69182 | 1 | 0.69182 | 0.63253 | 0.68772 | 0.57286 | 0.59492 | 0.50396 | 0.39248 | 0.4895 | 0.48264 | 0.46611 | 0.47911 | 0.5213 | 0.4633 | 7 | 3 | 125 | 12659 | 5036 | 6307 | 8376 | 1609 | 2502 | 9092 | 1296 | 1481 | 25850 | 1.1 | 1.05 | 10684.93
1854 | 6 | 78 | 2017-03-19 | 0.7044 | 1 | 0.7044 | 0.68072 | 0.67866 | 0.58413 | 0.60626 | 0.51338 | 0.39422 | 0.49772 | 0.49306 | 0.48283 | 0.48725 | 0.53819 | 0.47418 | 7 | 3 | 126 | 12908 | 5132 | 6425 | 8413 | 1636 | 2556 | 9418 | 1318 | 1529 | 26457 | 1.12 | 1.13 | 10544.215
1855 | 7 | 78 | 2017-03-19 | 0.75472 | 1 | 0.75472 | 0.74096 | 0.66367 | 0.602 | 0.62682 | 0.52849 | 0.40087 | 0.51597 | 0.50984 | 0.50554 | 0.50203 | 0.56459 | 0.48908 | 7 | 3 | 127 | 13303 | 5306 | 6614 | 8555 | 1696 | 2643 | 9861 | 1358 | 1604 | 27288 | 1.2 | 1.23 | 10311.225
1856 | 8 | 78 | 2017-03-19 | 0.81761 | 1 | 0.81761 | 0.77711 | 0.63637 | 0.62422 | 0.64962 | 0.53927 | 0.40471 | 0.53453 | 0.52585 | 0.5285 | 0.51386 | 0.59486 | 0.50331 | 7 | 3 | 128 | 13794 | 5499 | 6749 | 8637 | 1757 | 2726 | 10309 | 1390 | 1690 | 28082 | 1.3 | 1.29 | 9887.07
1857 | 9 | 78 | 2017-03-19 | 0.84277 | 1 | 0.84277 | 0.83133 | 0.65776 | 0.6411 | 0.66923 | 0.5539 | 0.40935 | 0.55096 | 0.54032 | 0.5444 | 0.52902 | 0.61739 | 0.51836 | 7 | 3 | 129 | 14167 | 5665 | 6932 | 8736 | 1811 | 2801 | 10619 | 1431 | 1754 | 28922 | 1.34 | 1.38 | 10219.53
1858 | 10 | 78 | 2017-03-19 | 0.8805 | 1 | 0.8805 | 0.85542 | 0.69482 | 0.64689 | 0.67561 | 0.56452 | 0.41929 | 0.55735 | 0.5488 | 0.55019 | 0.54159 | 0.60225 | 0.52397 | 7 | 3 | 130 | 14295 | 5719 | 7065 | 8948 | 1832 | 2845 | 10732 | 1465 | 1711 | 29235 | 1.4 | 1.42 | 10795.295
1859 | 11 | 78 | 2017-03-19 | 0.84906 | 1 | 0.84906 | 0.83133 | 0.7323 | 0.63766 | 0.67076 | 0.56924 | 0.42449 | 0.55613 | 0.5463 | 0.54173 | 0.55083 | 0.56459 | 0.52254 | 7 | 3 | 131 | 14091 | 5678 | 7124 | 9059 | 1828 | 2832 | 10567 | 1490 | 1604 | 29155 | 1.35 | 1.38 | 11377.635
1860 | 12 | 78 | 2017-03-19 | 0.8239 | 1 | 0.8239 | 0.78916 | 0.74794 | 0.62603 | 0.66143 | 0.56724 | 0.42646 | 0.55005 | 0.54147 | 0.52753 | 0.55268 | 0.52517 | 0.5165 | 7 | 3 | 132 | 13834 | 5599 | 7099 | 9101 | 1808 | 2807 | 10290 | 1495 | 1492 | 28818 | 1.31 | 1.31 | 11620.63
1861 | 13 | 78 | 2017-03-19 | 0.80503 | 1 | 0.80503 | 0.78916 | 0.74218 | 0.61752 | 0.65304 | 0.56548 | 0.42543 | 0.54274 | 0.53299 | 0.516 | 0.55379 | 0.49842 | 0.50859 | 7 | 3 | 133 | 13646 | 5528 | 7077 | 9079 | 1784 | 2763 | 10065 | 1498 | 1416 | 28377 | 1.28 | 1.31 | 11531.12
1862 | 14 | 78 | 2017-03-19 | 0.81132 | 1 | 0.81132 | 0.74699 | 0.75233 | 0.60517 | 0.63969 | 0.55981 | 0.42243 | 0.5324 | 0.52141 | 0.50308 | 0.55083 | 0.47413 | 0.49834 | 7 | 3 | 134 | 13373 | 5415 | 7006 | 9015 | 1750 | 2703 | 9813 | 1490 | 1347 | 27805 | 1.29 | 1.24 | 11688.74
1863 | 15 | 78 | 2017-03-19 | 0.76101 | 1 | 0.76101 | 0.74096 | 0.7566 | 0.59309 | 0.6267 | 0.55358 | 0.41877 | 0.52023 | 0.51061 | 0.49108 | 0.54455 | 0.45442 | 0.49001 | 7 | 3 | 135 | 13106 | 5305 | 6928 | 8937 | 1710 | 2647 | 9579 | 1473 | 1291 | 27340 | 1.21 | 1.23 | 11755.12
1864 | 16 | 78 | 2017-03-19 | 0.77358 | 1 | 0.77358 | 0.72892 | 0.75794 | 0.58254 | 0.61973 | 0.55014 | 0.41516 | 0.51476 | 0.50444 | 0.48318 | 0.54159 | 0.43928 | 0.48759 | 7 | 3 | 136 | 12873 | 5246 | 6885 | 8860 | 1692 | 2615 | 9425 | 1465 | 1248 | 27205 | 1.23 | 1.21 | 11775.96
1865 | 17 | 78 | 2017-03-19 | 0.77987 | 1 | 0.77987 | 0.72289 | 0.74929 | 0.58489 | 0.6228 | 0.5539 | 0.4132 | 0.51749 | 0.50791 | 0.48431 | 0.54381 | 0.44069 | 0.49408 | 7 | 3 | 137 | 12925 | 5272 | 6932 | 8818 | 1701 | 2633 | 9447 | 1471 | 1252 | 27567 | 1.24 | 1.2 | 11641.495
1866 | 18 | 78 | 2017-03-19 | 0.83648 | 1 | 0.83648 | 0.77108 | 0.72694 | 0.59494 | 0.63438 | 0.56476 | 0.41657 | 0.53118 | 0.52006 | 0.49436 | 0.55231 | 0.45688 | 0.50886 | 7 | 3 | 138 | 13147 | 5370 | 7068 | 8890 | 1746 | 2696 | 9643 | 1494 | 1298 | 28392 | 1.33 | 1.28 | 11294.21
1867 | 19 | 78 | 2017-03-19 | 0.83648 | 1 | 0.83648 | 0.80723 | 0.72784 | 0.61431 | 0.65907 | 0.58266 | 0.42875 | 0.55035 | 0.53549 | 0.52204 | 0.56229 | 0.48258 | 0.53485 | 7 | 3 | 139 | 13575 | 5579 | 7292 | 9150 | 1809 | 2776 | 10183 | 1521 | 1371 | 29842 | 1.33 | 1.34 | 11308.32
1868 | 20 | 78 | 2017-03-19 | 0.90566 | 1 | 0.90566 | 0.8494 | 0.80601 | 0.64187 | 0.68553 | 0.60016 | 0.44281 | 0.57012 | 0.55459 | 0.55245 | 0.57597 | 0.51566 | 0.56274 | 7 | 3 | 140 | 14184 | 5803 | 7511 | 9450 | 1874 | 2875 | 10776 | 1558 | 1465 | 31398 | 1.44 | 1.41 | 12522.705
1869 | 21 | 78 | 2017-03-19 | 0.98742 | 1 | 0.98742 | 0.88554 | 0.81962 | 0.66318 | 0.69935 | 0.61231 | 0.45809 | 0.58412 | 0.57176 | 0.5628 | 0.58336 | 0.54347 | 0.57408 | 7 | 3 | 141 | 14655 | 5920 | 7663 | 9776 | 1920 | 2964 | 10978 | 1578 | 1544 | 32031 | 1.57 | 1.47 | 12734.27
1870 | 22 | 78 | 2017-03-19 | 1 | 1 | 1 | 0.84337 | 0.81392 | 0.65219 | 0.6821 | 0.5992 | 0.4645 | 0.57347 | 0.55941 | 0.54788 | 0.57227 | 0.53713 | 0.55802 | 7 | 3 | 142 | 14412 | 5774 | 7499 | 9913 | 1885 | 2900 | 10687 | 1548 | 1526 | 31135 | 1.59 | 1.4 | 12645.685
1871 | 23 | 78 | 2017-03-19 | 0.91824 | 1 | 0.91824 | 0.74699 | 0.80175 | 0.62983 | 0.65292 | 0.57691 | 0.45227 | 0.55309 | 0.53318 | 0.52092 | 0.55194 | 0.51778 | 0.53123 | 7 | 3 | 143 | 13918 | 5527 | 7220 | 9652 | 1818 | 2764 | 10161 | 1493 | 1471 | 29640 | 1.46 | 1.24 | 12456.54
1872 | 24 | 78 | 2017-03-19 | 0.79245 | 1 | 0.79245 | 0.63855 | 0.77447 | 0.60879 | 0.63024 | 0.55485 | 0.43049 | 0.53514 | 0.50598 | 0.4939 | 0.52421 | 0.49384 | 0.5028 | 7 | 3 | 144 | 13453 | 5335 | 6944 | 9187 | 1759 | 2623 | 9634 | 1418 | 1403 | 28054 | 1.26 | 1.06 | 12032.68
1873 | 1 | 79 | 2017-03-20 | 0.64151 | 1 | 0.64151 | 0.59639 | 0.80131 | 0.60766 | 0.6365 | 0.5495 | 0.41174 | 0.52966 | 0.49055 | 0.4921 | 0.50869 | 0.49806 | 0.487 | 1 | 1 | 1 | 13428 | 5388 | 6877 | 8787 | 1741 | 2543 | 9599 | 1376 | 1415 | 27172 | 1.02 | 0.99 | 12449.825
1874 | 2 | 79 | 2017-03-20 | 0.60377 | 1 | 0.60377 | 0.57831 | 0.77242 | 0.60078 | 0.63083 | 0.53959 | 0.39694 | 0.52297 | 0.48187 | 0.48442 | 0.49612 | 0.50581 | 0.47716 | 1 | 1 | 2 | 13276 | 5340 | 6753 | 8471 | 1719 | 2498 | 9449 | 1342 | 1437 | 26623 | 0.96 | 0.96 | 12000.945
1875 | 3 | 79 | 2017-03-20 | 0.60377 | 1 | 0.60377 | 0.56024 | 0.74901 | 0.60001 | 0.63225 | 0.53608 | 0.38827 | 0.52084 | 0.4784 | 0.48693 | 0.49205 | 0.51179 | 0.47497 | 1 | 1 | 3 | 13259 | 5352 | 6709 | 8286 | 1712 | 2480 | 9498 | 1331 | 1454 | 26501 | 0.96 | 0.93 | 11637.225
1876 | 4 | 79 | 2017-03-20 | 0.59119 | 1 | 0.59119 | 0.54819 | 0.73082 | 0.6077 | 0.63816 | 0.53728 | 0.38433 | 0.52479 | 0.48225 | 0.49482 | 0.49242 | 0.52024 | 0.47963 | 1 | 1 | 4 | 13429 | 5402 | 6724 | 8202 | 1725 | 2500 | 9652 | 1332 | 1478 | 26761 | 0.94 | 0.91 | 11354.585
1877 | 5 | 79 | 2017-03-20 | 0.62893 | 1 | 0.62893 | 0.54819 | 0.71832 | 0.62693 | 0.65824 | 0.54998 | 0.38635 | 0.54153 | 0.49633 | 0.51646 | 0.50425 | 0.54136 | 0.49582 | 1 | 1 | 5 | 13854 | 5572 | 6883 | 8245 | 1780 | 2573 | 10074 | 1364 | 1538 | 27664 | 1 | 0.91 | 11160.345
1878 | 6 | 79 | 2017-03-20 | 0.69182 | 1 | 0.69182 | 0.56627 | 0.72546 | 0.67056 | 0.70278 | 0.58346 | 0.39933 | 0.58016 | 0.5353 | 0.56162 | 0.53161 | 0.58289 | 0.53598 | 1 | 1 | 6 | 14818 | 5949 | 7302 | 8522 | 1907 | 2775 | 10955 | 1438 | 1656 | 29905 | 1.1 | 0.94 | 11271.335
1879 | 7 | 79 | 2017-03-20 | 0.76101 | 1 | 0.76101 | 0.62651 | 0.7356 | 0.7388 | 0.7622 | 0.64555 | 0.43381 | 0.64527 | 0.59703 | 0.62868 | 0.57782 | 0.64801 | 0.59803 | 1 | 1 | 7 | 16326 | 6452 | 8079 | 9258 | 2121 | 3095 | 12263 | 1563 | 1841 | 33367 | 1.21 | 1.04 | 11428.795
1880 | 8 | 79 | 2017-03-20 | 0.77358 | 1 | 0.77358 | 0.6988 | 0.74366 | 0.77754 | 0.78996 | 0.6819 | 0.48156 | 0.68725 | 0.63175 | 0.65072 | 0.61035 | 0.66491 | 0.62746 | 1 | 1 | 8 | 17182 | 6687 | 8534 | 10277 | 2259 | 3275 | 12693 | 1651 | 1889 | 35009 | 1.23 | 1.16 | 11554.04
1881 | 9 | 79 | 2017-03-20 | 0.72327 | 1 | 0.72327 | 0.73494 | 0.84656 | 0.77057 | 0.77755 | 0.68797 | 0.5086 | 0.68695 | 0.62944 | 0.63175 | 0.61774 | 0.63147 | 0.61986 | 1 | 1 | 9 | 17028 | 6582 | 8610 | 10854 | 2258 | 3263 | 12323 | 1671 | 1794 | 34585 | 1.15 | 1.22 | 13152.805
1882 | 10 | 79 | 2017-03-20 | 0.7044 | 1 | 0.7044 | 0.74096 | 0.91285 | 0.75188 | 0.75724 | 0.68422 | 0.51652 | 0.68178 | 0.62326 | 0.60858 | 0.61811 | 0.59345 | 0.60369 | 1 | 1 | 10 | 16615 | 6410 | 8563 | 11023 | 2241 | 3231 | 11871 | 1672 | 1686 | 33683 | 1.12 | 1.23 | 14182.66
1883 | 11 | 79 | 2017-03-20 | 0.72956 | 1 | 0.72956 | 0.73494 | 0.9624 | 0.73654 | 0.73975 | 0.67903 | 0.51839 | 0.67782 | 0.61806 | 0.58767 | 0.61701 | 0.55896 | 0.59002 | 1 | 1 | 11 | 16276 | 6262 | 8498 | 11063 | 2228 | 3204 | 11463 | 1669 | 1588 | 32920 | 1.16 | 1.22 | 14952.575
1884 | 12 | 79 | 2017-03-20 | 0.67925 | 1 | 0.67925 | 0.74096 | 0.97754 | 0.71604 | 0.71648 | 0.67127 | 0.52027 | 0.66748 | 0.6086 | 0.56701 | 0.61405 | 0.52728 | 0.57591 | 1 | 1 | 12 | 15823 | 6065 | 8401 | 11103 | 2194 | 3155 | 11060 | 1661 | 1498 | 32133 | 1.08 | 1.23 | 15187.805
1885 | 13 | 79 | 2017-03-20 | 0.6478 | 1 | 0.6478 | 0.75904 | 0.95214 | 0.70052 | 0.69675 | 0.66272 | 0.51811 | 0.65866 | 0.59819 | 0.54788 | 0.60813 | 0.50158 | 0.56338 | 1 | 1 | 13 | 15480 | 5898 | 8294 | 11057 | 2165 | 3101 | 10687 | 1645 | 1425 | 31434 | 1.03 | 1.26 | 14793.225
1886 | 14 | 79 | 2017-03-20 | 0.6478 | 1 | 0.6478 | 0.77711 | 0.97576 | 0.68662 | 0.67927 | 0.65633 | 0.51563 | 0.64862 | 0.58931 | 0.53143 | 0.60296 | 0.48117 | 0.55333 | 1 | 1 | 14 | 15173 | 5750 | 8214 | 11004 | 2132 | 3055 | 10366 | 1631 | 1367 | 30873 | 1.03 | 1.29 | 15160.185
1887 | 15 | 79 | 2017-03-20 | 0.66038 | 1 | 0.66038 | 0.79518 | 1 | 0.67024 | 0.66143 | 0.64203 | 0.51403 | 0.63523 | 0.58083 | 0.516 | 0.59482 | 0.45935 | 0.54317 | 1 | 1 | 15 | 14811 | 5599 | 8035 | 10970 | 2088 | 3011 | 10065 | 1609 | 1305 | 30306 | 1.05 | 1.32 | 15536.75
1888 | 16 | 79 | 2017-03-20 | 0.66038 | 1 | 0.66038 | 0.84337 | 0.99944 | 0.65544 | 0.65446 | 0.63028 | 0.50794 | 0.62184 | 0.57118 | 0.5041 | 0.58706 | 0.44597 | 0.53922 | 1 | 1 | 16 | 14484 | 5540 | 7888 | 10840 | 2044 | 2961 | 9833 | 1588 | 1267 | 30086 | 1.05 | 1.4 | 15528.105
1889 | 17 | 79 | 2017-03-20 | 0.67925 | 1 | 0.67925 | 0.87349 | 0.98608 | 0.64938 | 0.65233 | 0.62397 | 0.50152 | 0.61667 | 0.56829 | 0.50185 | 0.58336 | 0.44773 | 0.54338 | 1 | 1 | 17 | 14350 | 5522 | 7809 | 10703 | 2027 | 2946 | 9789 | 1578 | 1272 | 30318 | 1.08 | 1.45 | 15320.515
1890 | 18 | 79 | 2017-03-20 | 0.73585 | 1 | 0.73585 | 0.95783 | 0.92154 | 0.65386 | 0.6606 | 0.62533 | 0.4982 | 0.62124 | 0.57079 | 0.50769 | 0.58336 | 0.45829 | 0.55611 | 1 | 1 | 18 | 14449 | 5592 | 7826 | 10632 | 2042 | 2959 | 9903 | 1578 | 1302 | 31028 | 1.17 | 1.59 | 14317.695
1891 | 19 | 79 | 2017-03-20 | 0.7673 | 1 | 0.7673 | 0.98193 | 0.8823 | 0.66852 | 0.6788 | 0.63564 | 0.49998 | 0.63097 | 0.57697 | 0.52466 | 0.58669 | 0.47307 | 0.57394 | 1 | 1 | 19 | 14773 | 5746 | 7955 | 10670 | 2074 | 2991 | 10234 | 1587 | 1344 | 32023 | 1.22 | 1.63 | 13708.055
1892 | 20 | 79 | 2017-03-20 | 0.86164 | 1 | 0.86164 | 1 | 0.93549 | 0.69219 | 0.7114 | 0.65242 | 0.50499 | 0.64253 | 0.58816 | 0.5526 | 0.60037 | 0.49419 | 0.59986 | 1 | 1 | 20 | 15296 | 6022 | 8165 | 10777 | 2112 | 3049 | 10779 | 1624 | 1404 | 33469 | 1.37 | 1.66 | 14534.475
1893 | 21 | 79 | 2017-03-20 | 0.88679 | 1 | 0.88679 | 0.99398 | 0.93593 | 0.70635 | 0.72593 | 0.66328 | 0.51924 | 0.65014 | 0.59799 | 0.56398 | 0.60296 | 0.52306 | 0.60444 | 1 | 1 | 21 | 15609 | 6145 | 8301 | 11081 | 2137 | 3100 | 11001 | 1631 | 1486 | 33725 | 1.41 | 1.65 | 14541.295
1894 | 22 | 79 | 2017-03-20 | 0.84906 | 1 | 0.84906 | 0.90964 | 0.9084 | 0.68812 | 0.70242 | 0.64443 | 0.51685 | 0.62884 | 0.5787 | 0.54347 | 0.5841 | 0.51038 | 0.58143 | 1 | 1 | 22 | 15206 | 5946 | 8065 | 11030 | 2067 | 3000 | 10601 | 1580 | 1450 | 32441 | 1.35 | 1.51 | 14113.52
1895 | 23 | 79 | 2017-03-20 | 0.7673 | 1 | 0.7673 | 0.79518 | 0.88374 | 0.65544 | 0.66675 | 0.60991 | 0.49679 | 0.59264 | 0.54495 | 0.50907 | 0.55305 | 0.47835 | 0.54381 | 1 | 1 | 23 | 14484 | 5644 | 7633 | 10602 | 1948 | 2825 | 9930 | 1496 | 1359 | 30342 | 1.22 | 1.32 | 13730.465
1896 | 24 | 79 | 2017-03-20 | 0.6478 | 1 | 0.6478 | 0.68675 | 0.84359 | 0.62055 | 0.63449 | 0.57675 | 0.4653 | 0.55796 | 0.50965 | 0.4759 | 0.51904 | 0.44738 | 0.50809 | 1 | 1 | 24 | 13713 | 5371 | 7218 | 9930 | 1834 | 2642 | 9283 | 1404 | 1271 | 28349 | 1.03 | 1.14 | 13106.685
1897 | 1 | 80 | 2017-03-21 | 0.58491 | 1 | 0.58491 | 0.64458 | 0.80131 | 0.5882 | 0.61288 | 0.53895 | 0.43705 | 0.53149 | 0.46779 | 0.45089 | 0.49205 | 0.39986 | 0.47705 | 2 | 1 | 25 | 12998 | 5188 | 6745 | 9327 | 1747 | 2425 | 8795 | 1331 | 1136 | 26617 | 0.93 | 1.07 | 12449.825
1898 | 2 | 80 | 2017-03-21 | 0.54717 | 1 | 0.54717 | 0.62048 | 0.77242 | 0.57657 | 0.60106 | 0.52593 | 0.41737 | 0.51536 | 0.45255 | 0.44248 | 0.47948 | 0.38719 | 0.46126 | 2 | 1 | 26 | 12741 | 5088 | 6582 | 8907 | 1694 | 2346 | 8631 | 1297 | 1100 | 25736 | 0.87 | 1.03 | 12000.945
1899 | 3 | 80 | 2017-03-21 | 0.54088 | 1 | 0.54088 | 0.60843 | 0.74901 | 0.57299 | 0.59622 | 0.51962 | 0.40598 | 0.50654 | 0.44444 | 0.44207 | 0.47763 | 0.38226 | 0.45563 | 2 | 1 | 27 | 12662 | 5047 | 6503 | 8664 | 1665 | 2304 | 8623 | 1292 | 1086 | 25422 | 0.86 | 1.01 | 11637.225
1900 | 4 | 80 | 2017-03-21 | 0.54717 | 1 | 0.54717 | 0.62048 | 0.73082 | 0.57702 | 0.59811 | 0.51882 | 0.40087 | 0.50411 | 0.44483 | 0.44638 | 0.47652 | 0.38261 | 0.45603 | 2 | 1 | 28 | 12751 | 5063 | 6493 | 8555 | 1657 | 2306 | 8707 | 1289 | 1087 | 25444 | 0.87 | 1.03 | 11354.585
1901 | 5 | 80 | 2017-03-21 | 0.57862 | 1 | 0.57862 | 0.63855 | 0.71832 | 0.5915 | 0.61548 | 0.52809 | 0.40031 | 0.51597 | 0.45448 | 0.46416 | 0.48466 | 0.39423 | 0.46924 | 2 | 1 | 29 | 13071 | 5210 | 6609 | 8543 | 1696 | 2356 | 9054 | 1311 | 1120 | 26181 | 0.92 | 1.06 | 11160.345
1902 | 6 | 80 | 2017-03-21 | 0.6478 | 1 | 0.6478 | 0.69277 | 0.72546 | 0.63046 | 0.65304 | 0.56117 | 0.41249 | 0.55157 | 0.48862 | 0.50923 | 0.5146 | 0.43013 | 0.50637 | 2 | 1 | 30 | 13932 | 5528 | 7023 | 8803 | 1813 | 2533 | 9933 | 1392 | 1222 | 28253 | 1.03 | 1.15 | 11271.335
1903 | 7 | 80 | 2017-03-21 | 0.71069 | 1 | 0.71069 | 0.75904 | 0.7356 | 0.69622 | 0.7179 | 0.62389 | 0.44431 | 0.61606 | 0.5436 | 0.57808 | 0.56081 | 0.48856 | 0.5776 | 2 | 1 | 31 | 15385 | 6077 | 7808 | 9482 | 2025 | 2818 | 11276 | 1517 | 1388 | 32227 | 1.13 | 1.26 | 11428.795
1904 | 8 | 80 | 2017-03-21 | 0.73585 | 1 | 0.73585 | 0.74699 | 0.74366 | 0.73002 | 0.74365 | 0.65034 | 0.48953 | 0.65805 | 0.57388 | 0.59628 | 0.59113 | 0.50651 | 0.60633 | 2 | 1 | 32 | 16132 | 6295 | 8139 | 10447 | 2163 | 2975 | 11631 | 1599 | 1439 | 33830 | 1.17 | 1.24 | 11554.04
1905 | 9 | 80 | 2017-03-21 | 0.71698 | 1 | 0.71698 | 0.71084 | 0.84656 | 0.72038 | 0.73373 | 0.65561 | 0.5167 | 0.65957 | 0.57677 | 0.5709 | 0.60074 | 0.48187 | 0.5988 | 2 | 1 | 33 | 15919 | 6211 | 8205 | 11027 | 2168 | 2990 | 11136 | 1625 | 1369 | 33410 | 1.14 | 1.18 | 13152.805
1906 | 10 | 80 | 2017-03-21 | 0.69811 | 1 | 0.69811 | 0.6988 | 0.91285 | 0.70463 | 0.72439 | 0.65697 | 0.5235 | 0.65744 | 0.57658 | 0.54998 | 0.60185 | 0.46709 | 0.5845 | 2 | 1 | 34 | 15571 | 6132 | 8222 | 11172 | 2161 | 2989 | 10728 | 1628 | 1327 | 32612 | 1.11 | 1.16 | 14182.66
1907 | 11 | 80 | 2017-03-21 | 0.7044 | 1 | 0.7044 | 0.72289 | 0.9624 | 0.69269 | 0.71683 | 0.64882 | 0.52556 | 0.65561 | 0.57832 | 0.53491 | 0.60222 | 0.4597 | 0.57656 | 2 | 1 | 35 | 15307 | 6068 | 8120 | 11216 | 2155 | 2998 | 10434 | 1629 | 1306 | 32169 | 1.12 | 1.2 | 14952.575
1908 | 12 | 80 | 2017-03-21 | 0.67925 | 1 | 0.67925 | 0.72289 | 0.97754 | 0.67784 | 0.70632 | 0.65178 | 0.52711 | 0.64557 | 0.57272 | 0.52102 | 0.60185 | 0.45195 | 0.56681 | 2 | 1 | 36 | 14979 | 5979 | 8157 | 11249 | 2122 | 2969 | 10163 | 1628 | 1284 | 31625 | 1.08 | 1.2 | 15187.805
1909 | 13 | 80 | 2017-03-21 | 0.62264 | 1 | 0.62264 | 0.6988 | 0.95214 | 0.66707 | 0.69817 | 0.64515 | 0.52458 | 0.63888 | 0.56617 | 0.50938 | 0.59926 | 0.44632 | 0.55623 | 2 | 1 | 37 | 14741 | 5910 | 8074 | 11195 | 2100 | 2935 | 9936 | 1621 | 1268 | 31035 | 0.99 | 1.16 | 14793.225
1910 | 14 | 80 | 2017-03-21 | 0.63522 | 1 | 0.63522 | 0.6988 | 0.97576 | 0.65734 | 0.68317 | 0.64339 | 0.52097 | 0.6334 | 0.56308 | 0.5 | 0.59704 | 0.43752 | 0.54851 | 2 | 1 | 38 | 14526 | 5783 | 8052 | 11118 | 2082 | 2919 | 9753 | 1615 | 1243 | 30604 | 1.01 | 1.16 | 15160.185
1911 | 15 | 80 | 2017-03-21 | 0.65409 | 1 | 0.65409 | 0.70482 | 1 | 0.64553 | 0.67005 | 0.63188 | 0.51928 | 0.62397 | 0.55845 | 0.49082 | 0.59482 | 0.42872 | 0.54085 | 2 | 1 | 39 | 14265 | 5672 | 7908 | 11082 | 2051 | 2895 | 9574 | 1609 | 1218 | 30177 | 1.04 | 1.17 | 15536.75
1912 | 16 | 80 | 2017-03-21 | 0.67925 | 1 | 0.67925 | 0.72289 | 0.99944 | 0.63264 | 0.66273 | 0.61926 | 0.51352 | 0.6112 | 0.55054 | 0.48452 | 0.58706 | 0.4252 | 0.53498 | 2 | 1 | 40 | 13980 | 5610 | 7750 | 10959 | 2009 | 2854 | 9451 | 1588 | 1208 | 29849 | 1.08 | 1.2 | 15528.105
1913 | 17 | 80 | 2017-03-21 | 0.73585 | 1 | 0.73585 | 0.78313 | 0.98608 | 0.6292 | 0.66119 | 0.61175 | 0.50513 | 0.60694 | 0.54784 | 0.48616 | 0.58595 | 0.43154 | 0.5382 | 2 | 1 | 41 | 13904 | 5597 | 7656 | 10780 | 1995 | 2840 | 9483 | 1585 | 1226 | 30029 | 1.17 | 1.3 | 15320.515
1914 | 18 | 80 | 2017-03-21 | 0.79874 | 1 | 0.79874 | 0.81325 | 0.92154 | 0.63209 | 0.67053 | 0.61103 | 0.50344 | 0.60998 | 0.54861 | 0.49134 | 0.58743 | 0.44034 | 0.54333 | 2 | 1 | 42 | 13968 | 5676 | 7647 | 10744 | 2005 | 2844 | 9584 | 1589 | 1251 | 30315 | 1.27 | 1.35 | 14317.695
1915 | 19 | 80 | 2017-03-21 | 0.83648 | 1 | 0.83648 | 0.8494 | 0.8823 | 0.64639 | 0.69002 | 0.6159 | 0.50757 | 0.61637 | 0.55556 | 0.50713 | 0.59039 | 0.45512 | 0.55774 | 2 | 1 | 43 | 14284 | 5841 | 7708 | 10832 | 2026 | 2880 | 9892 | 1597 | 1293 | 31119 | 1.33 | 1.41 | 13708.055
1916 | 20 | 80 | 2017-03-21 | 0.91824 | 1 | 0.91824 | 0.90361 | 0.93549 | 0.66486 | 0.71199 | 0.62869 | 0.51211 | 0.62915 | 0.56655 | 0.52697 | 0.59445 | 0.47976 | 0.5802 | 2 | 1 | 44 | 14692 | 6027 | 7868 | 10929 | 2068 | 2937 | 10279 | 1608 | 1363 | 32372 | 1.46 | 1.5 | 14534.475
1917 | 21 | 80 | 2017-03-21 | 0.91195 | 1 | 0.91195 | 0.93976 | 0.93593 | 0.68196 | 0.71861 | 0.64475 | 0.52472 | 0.64101 | 0.57639 | 0.53343 | 0.59852 | 0.50018 | 0.58426 | 2 | 1 | 45 | 15070 | 6083 | 8069 | 11198 | 2107 | 2988 | 10405 | 1619 | 1421 | 32599 | 1.45 | 1.56 | 14541.295
1918 | 22 | 80 | 2017-03-21 | 0.89308 | 1 | 0.89308 | 0.89759 | 0.9084 | 0.67015 | 0.6964 | 0.63012 | 0.52748 | 0.62367 | 0.56385 | 0.5121 | 0.5841 | 0.49102 | 0.56109 | 2 | 1 | 46 | 14809 | 5895 | 7886 | 11257 | 2050 | 2923 | 9989 | 1580 | 1395 | 31306 | 1.42 | 1.49 | 14113.52
1919 | 23 | 80 | 2017-03-21 | 0.7673 | 1 | 0.7673 | 0.8012 | 0.88374 | 0.63684 | 0.65741 | 0.5984 | 0.5079 | 0.58716 | 0.53125 | 0.47719 | 0.55231 | 0.46075 | 0.52173 | 2 | 1 | 47 | 14073 | 5565 | 7489 | 10839 | 1930 | 2754 | 9308 | 1494 | 1309 | 29110 | 1.22 | 1.33 | 13730.465
1920 | 24 | 80 | 2017-03-21 | 0.69182 | 1 | 0.69182 | 0.69277 | 0.84359 | 0.60191 | 0.62445 | 0.56556 | 0.47599 | 0.55339 | 0.49788 | 0.44212 | 0.51904 | 0.42802 | 0.48465 | 2 | 1 | 48 | 13301 | 5286 | 7078 | 10158 | 1819 | 2581 | 8624 | 1404 | 1216 | 27041 | 1.1 | 1.15 | 13106.685
1921 | 1 | 81 | 2017-03-22 | 0.61635 | 1 | 0.61635 | 0.64458 | 0.80131 | 0.58589 | 0.62693 | 0.55693 | 0.466 | 0.53575 | 0.48476 | 0.43858 | 0.51312 | 0.42133 | 0.45988 | 3 | 1 | 49 | 12947 | 5307 | 6970 | 9945 | 1761 | 2513 | 8555 | 1388 | 1197 | 25659 | 0.98 | 1.07 | 12449.825
1922 | 2 | 81 | 2017-03-22 | 0.61006 | 1 | 0.61006 | 0.62048 | 0.77242 | 0.57761 | 0.61677 | 0.54575 | 0.44576 | 0.52419 | 0.47338 | 0.42951 | 0.50203 | 0.41499 | 0.44572 | 3 | 1 | 50 | 12764 | 5221 | 6830 | 9513 | 1723 | 2454 | 8378 | 1358 | 1179 | 24869 | 0.97 | 1.03 | 12000.945
1923 | 3 | 81 | 2017-03-22 | 0.59748 | 1 | 0.59748 | 0.62048 | 0.74901 | 0.57797 | 0.61654 | 0.54199 | 0.43494 | 0.52054 | 0.46817 | 0.4291 | 0.49797 | 0.41711 | 0.43921 | 3 | 1 | 51 | 12772 | 5219 | 6783 | 9282 | 1711 | 2427 | 8370 | 1347 | 1185 | 24506 | 0.95 | 1.03 | 11637.225
1924 | 4 | 81 | 2017-03-22 | 0.58491 | 1 | 0.58491 | 0.62048 | 0.73082 | 0.58458 | 0.62469 | 0.53887 | 0.43011 | 0.52449 | 0.4728 | 0.43433 | 0.49834 | 0.42731 | 0.44344 | 3 | 1 | 52 | 12918 | 5288 | 6744 | 9179 | 1724 | 2451 | 8472 | 1348 | 1214 | 24742 | 0.93 | 1.03 | 11354.585
1925 | 5 | 81 | 2017-03-22 | 0.60377 | 1 | 0.60377 | 0.64458 | 0.71832 | 0.60128 | 0.64784 | 0.54878 | 0.43049 | 0.54183 | 0.48688 | 0.45463 | 0.50832 | 0.44562 | 0.46354 | 3 | 1 | 53 | 13287 | 5484 | 6868 | 9187 | 1781 | 2524 | 8868 | 1375 | 1266 | 25863 | 0.96 | 1.07 | 11160.345
1926 | 6 | 81 | 2017-03-22 | 0.67296 | 1 | 0.67296 | 0.6988 | 0.72546 | 0.64422 | 0.69167 | 0.58266 | 0.44323 | 0.58412 | 0.52546 | 0.49974 | 0.53863 | 0.49032 | 0.51637 | 3 | 1 | 54 | 14236 | 5855 | 7292 | 9459 | 1920 | 2724 | 9748 | 1457 | 1393 | 28811 | 1.07 | 1.16 | 11271.335
1927 | 7 | 81 | 2017-03-22 | 0.73585 | 1 | 0.73585 | 0.77108 | 0.7356 | 0.71771 | 0.76326 | 0.63827 | 0.47613 | 0.65744 | 0.59124 | 0.56931 | 0.58706 | 0.56283 | 0.58319 | 3 | 1 | 55 | 15860 | 6461 | 7988 | 10161 | 2161 | 3065 | 11105 | 1588 | 1599 | 32539 | 1.17 | 1.28 | 11428.795
1928 | 8 | 81 | 2017-03-22 | 0.74214 | 1 | 0.74214 | 0.78313 | 0.74366 | 0.77441 | 0.79492 | 0.67311 | 0.52519 | 0.70094 | 0.62654 | 0.60099 | 0.61959 | 0.5924 | 0.61954 | 3 | 1 | 56 | 17113 | 6729 | 8424 | 11208 | 2304 | 3248 | 11723 | 1676 | 1683 | 34567 | 1.18 | 1.3 | 11554.04
1929 | 9 | 81 | 2017-03-22 | 0.74843 | 1 | 0.74843 | 0.74699 | 0.84656 | 0.75962 | 0.79185 | 0.68022 | 0.55119 | 0.70246 | 0.63175 | 0.58956 | 0.62884 | 0.57269 | 0.6214 | 3 | 1 | 57 | 16786 | 6703 | 8513 | 11763 | 2309 | 3275 | 11500 | 1701 | 1627 | 34671 | 1.19 | 1.24 | 13152.805
1930 | 10 | 81 | 2017-03-22 | 0.71698 | 1 | 0.71698 | 0.72892 | 0.91285 | 0.74514 | 0.78086 | 0.6815 | 0.55808 | 0.69973 | 0.63137 | 0.57695 | 0.63549 | 0.55333 | 0.61789 | 3 | 1 | 58 | 16466 | 6610 | 8529 | 11910 | 2300 | 3273 | 11254 | 1719 | 1572 | 34475 | 1.14 | 1.21 | 14182.66
1931 | 11 | 81 | 2017-03-22 | 0.71698 | 1 | 0.71698 | 0.71084 | 0.9624 | 0.72939 | 0.77448 | 0.6827 | 0.55888 | 0.69912 | 0.63175 | 0.56941 | 0.63586 | 0.53925 | 0.61445 | 3 | 1 | 59 | 16118 | 6556 | 8544 | 11927 | 2298 | 3275 | 11107 | 1720 | 1532 | 34283 | 1.14 | 1.18 | 14952.575
1932 | 12 | 81 | 2017-03-22 | 0.69811 | 1 | 0.69811 | 0.68072 | 0.97754 | 0.71758 | 0.76539 | 0.67887 | 0.56019 | 0.6903 | 0.62751 | 0.5589 | 0.63549 | 0.52341 | 0.60858 | 3 | 1 | 60 | 15857 | 6479 | 8496 | 11955 | 2269 | 3253 | 10902 | 1719 | 1487 | 33956 | 1.11 | 1.13 | 15187.805
1933 | 13 | 81 | 2017-03-22 | 0.63522 | 1 | 0.63522 | 0.6506 | 0.95214 | 0.70848 | 0.75523 | 0.67207 | 0.55771 | 0.68482 | 0.62307 | 0.5505 | 0.63105 | 0.51144 | 0.60102 | 3 | 1 | 61 | 15656 | 6393 | 8411 | 11902 | 2251 | 3230 | 10738 | 1707 | 1453 | 33534 | 1.01 | 1.08 | 14793.225
1934 | 14 | 81 | 2017-03-22 | 0.61635 | 1 | 0.61635 | 0.63253 | 0.97576 | 0.69748 | 0.74507 | 0.67175 | 0.55424 | 0.676 | 0.61998 | 0.54317 | 0.62847 | 0.49384 | 0.59593 | 3 | 1 | 62 | 15413 | 6307 | 8407 | 11828 | 2222 | 3214 | 10595 | 1700 | 1403 | 33250 | 0.98 | 1.05 | 15160.185
1935 | 15 | 81 | 2017-03-22 | 0.61635 | 1 | 0.61635 | 0.65663 | 1 | 0.67984 | 0.73066 | 0.66217 | 0.5511 | 0.66626 | 0.61323 | 0.53681 | 0.61996 | 0.48258 | 0.58944 | 3 | 1 | 63 | 15023 | 6185 | 8287 | 11761 | 2190 | 3179 | 10471 | 1677 | 1371 | 32888 | 0.98 | 1.09 | 15536.75
1936 | 16 | 81 | 2017-03-22 | 0.64151 | 1 | 0.64151 | 0.68072 | 0.99944 | 0.66644 | 0.72416 | 0.65226 | 0.54454 | 0.65318 | 0.60359 | 0.53271 | 0.61035 | 0.47342 | 0.58769 | 3 | 1 | 64 | 14727 | 6130 | 8163 | 11621 | 2147 | 3129 | 10391 | 1651 | 1345 | 32790 | 1.02 | 1.13 | 15528.105
1937 | 17 | 81 | 2017-03-22 | 0.66667 | 1 | 0.66667 | 0.72892 | 0.98608 | 0.66096 | 0.72522 | 0.64618 | 0.53943 | 0.65014 | 0.60108 | 0.53799 | 0.60702 | 0.48152 | 0.59559 | 3 | 1 | 65 | 14606 | 6139 | 8087 | 11512 | 2137 | 3116 | 10494 | 1642 | 1368 | 33231 | 1.06 | 1.21 | 15320.515
1938 | 18 | 81 | 2017-03-22 | 0.68553 | 1 | 0.68553 | 0.77711 | 0.92154 | 0.66391 | 0.73479 | 0.64507 | 0.53854 | 0.65379 | 0.60282 | 0.55224 | 0.61109 | 0.49877 | 0.61271 | 3 | 1 | 66 | 14671 | 6220 | 8073 | 11493 | 2149 | 3125 | 10772 | 1653 | 1417 | 34186 | 1.09 | 1.29 | 14317.695
1939 | 19 | 81 | 2017-03-22 | 0.7044 | 1 | 0.7044 | 0.79518 | 0.8823 | 0.67879 | 0.75676 | 0.65441 | 0.54182 | 0.66291 | 0.6086 | 0.5791 | 0.61664 | 0.51989 | 0.63269 | 3 | 1 | 67 | 15000 | 6406 | 8190 | 11563 | 2179 | 3155 | 11296 | 1668 | 1477 | 35301 | 1.12 | 1.32 | 13708.055
1940 | 20 | 81 | 2017-03-22 | 0.7673 | 1 | 0.7673 | 0.8494 | 0.93549 | 0.70721 | 0.78712 | 0.67127 | 0.54702 | 0.67721 | 0.62249 | 0.61176 | 0.63105 | 0.55016 | 0.65517 | 3 | 1 | 68 | 15628 | 6663 | 8401 | 11674 | 2226 | 3227 | 11933 | 1707 | 1563 | 36555 | 1.22 | 1.41 | 14534.475
1941 | 21 | 81 | 2017-03-22 | 0.83648 | 1 | 0.83648 | 0.89759 | 0.93593 | 0.7412 | 0.80969 | 0.68973 | 0.56459 | 0.69425 | 0.64255 | 0.62412 | 0.63771 | 0.57937 | 0.65647 | 3 | 1 | 69 | 16379 | 6854 | 8632 | 12049 | 2282 | 3331 | 12174 | 1725 | 1646 | 36628 | 1.33 | 1.49 | 14541.295
1942 | 22 | 81 | 2017-03-22 | 0.8239 | 1 | 0.8239 | 0.87349 | 0.9084 | 0.73396 | 0.7909 | 0.67239 | 0.56403 | 0.67813 | 0.63272 | 0.60807 | 0.62218 | 0.57691 | 0.63418 | 3 | 1 | 70 | 16219 | 6695 | 8415 | 12037 | 2229 | 3280 | 11861 | 1683 | 1639 | 35384 | 1.31 | 1.45 | 14113.52
1943 | 23 | 81 | 2017-03-22 | 0.77358 | 1 | 0.77358 | 0.75904 | 0.88374 | 0.70391 | 0.75712 | 0.63795 | 0.54435 | 0.64284 | 0.59934 | 0.57721 | 0.59002 | 0.55649 | 0.59695 | 3 | 1 | 71 | 15555 | 6409 | 7984 | 11617 | 2113 | 3107 | 11259 | 1596 | 1581 | 33307 | 1.23 | 1.26 | 13730.465
1944 | 24 | 81 | 2017-03-22 | 0.7044 | 1 | 0.7044 | 0.68072 | 0.84359 | 0.67323 | 0.7264 | 0.60543 | 0.51122 | 0.61059 | 0.56655 | 0.55045 | 0.56303 | 0.53361 | 0.56141 | 3 | 1 | 72 | 14877 | 6149 | 7577 | 10910 | 2007 | 2937 | 10737 | 1523 | 1516 | 31324 | 1.12 | 1.13 | 13106.685
1945 | 1 | 82 | 2017-03-23 | 0.6478 | 1 | 0.6478 | 0.63253 | 0.80131 | 0.66816 | 0.68754 | 0.60919 | 0.48498 | 0.59781 | 0.55073 | 0.53286 | 0.53013 | 0.54136 | 0.54498 | 4 | 1 | 73 | 14765 | 5820 | 7624 | 10350 | 1965 | 2855 | 10394 | 1434 | 1538 | 30407 | 1.03 | 1.05 | 12449.825
1946 | 2 | 82 | 2017-03-23 | 0.59748 | 1 | 0.59748 | 0.61446 | 0.77242 | 0.66083 | 0.68482 | 0.59712 | 0.46446 | 0.58534 | 0.53974 | 0.53399 | 0.52089 | 0.54629 | 0.533 | 4 | 1 | 74 | 14603 | 5797 | 7473 | 9912 | 1924 | 2798 | 10416 | 1409 | 1552 | 29739 | 0.95 | 1.02 | 12000.945
1947 | 3 | 82 | 2017-03-23 | 0.57862 | 1 | 0.57862 | 0.59639 | 0.74901 | 0.66205 | 0.69025 | 0.59241 | 0.4527 | 0.57864 | 0.53569 | 0.54552 | 0.51793 | 0.54488 | 0.53254 | 4 | 1 | 75 | 14630 | 5843 | 7414 | 9661 | 1902 | 2777 | 10641 | 1401 | 1548 | 29713 | 0.92 | 0.99 | 11637.225
1948 | 4 | 82 | 2017-03-23 | 0.58491 | 1 | 0.58491 | 0.61446 | 0.73082 | 0.67047 | 0.7023 | 0.59121 | 0.44689 | 0.57956 | 0.53819 | 0.56342 | 0.51978 | 0.55966 | 0.53788 | 4 | 1 | 76 | 14816 | 5945 | 7399 | 9537 | 1905 | 2790 | 10990 | 1406 | 1590 | 30011 | 0.93 | 1.02 | 11354.585
1949 | 5 | 82 | 2017-03-23 | 0.58491 | 1 | 0.58491 | 0.62048 | 0.71832 | 0.69079 | 0.73006 | 0.60312 | 0.44721 | 0.59294 | 0.55189 | 0.59336 | 0.53087 | 0.58677 | 0.5544 | 4 | 1 | 77 | 15265 | 6180 | 7548 | 9544 | 1949 | 2861 | 11574 | 1436 | 1667 | 30933 | 0.93 | 1.03 | 11160.345
1950 | 6 | 82 | 2017-03-23 | 0.61635 | 1 | 0.61635 | 0.6747 | 0.72546 | 0.73744 | 0.7798 | 0.63532 | 0.45851 | 0.63158 | 0.58758 | 0.65221 | 0.56081 | 0.6276 | 0.5993 | 4 | 1 | 78 | 16296 | 6601 | 7951 | 9785 | 2076 | 3046 | 12722 | 1517 | 1783 | 33438 | 0.98 | 1.12 | 11271.335
1951 | 7 | 82 | 2017-03-23 | 0.67296 | 1 | 0.67296 | 0.75904 | 0.7356 | 0.80939 | 0.85068 | 0.68718 | 0.49187 | 0.69638 | 0.64699 | 0.72998 | 0.60518 | 0.68884 | 0.66795 | 4 | 1 | 79 | 17886 | 7201 | 8600 | 10497 | 2289 | 3354 | 14239 | 1637 | 1957 | 37268 | 1.07 | 1.26 | 11428.795
1952 | 8 | 82 | 2017-03-23 | 0.72327 | 1 | 0.72327 | 0.74699 | 0.74366 | 0.83922 | 0.87041 | 0.71546 | 0.53976 | 0.73228 | 0.67689 | 0.75556 | 0.63142 | 0.70257 | 0.6953 | 4 | 1 | 80 | 18545 | 7368 | 8954 | 11519 | 2407 | 3509 | 14738 | 1708 | 1996 | 38794 | 1.15 | 1.24 | 11554.04
1953 | 9 | 82 | 2017-03-23 | 0.75472 | 1 | 0.75472 | 0.71084 | 0.84656 | 0.81835 | 0.84418 | 0.71954 | 0.5608 | 0.72741 | 0.67072 | 0.71957 | 0.63734 | 0.66631 | 0.67635 | 4 | 1 | 81 | 18084 | 7146 | 9005 | 11968 | 2391 | 3477 | 14036 | 1724 | 1893 | 37737 | 1.2 | 1.18 | 13152.805
1954 | 10 | 82 | 2017-03-23 | 0.79245 | 1 | 0.79245 | 0.6747 | 0.91285 | 0.78862 | 0.80957 | 0.71442 | 0.56492 | 0.72041 | 0.65992 | 0.67548 | 0.63401 | 0.62619 | 0.64959 | 4 | 1 | 82 | 17427 | 6853 | 8941 | 12056 | 2368 | 3421 | 13176 | 1715 | 1779 | 36244 | 1.26 | 1.12 | 14182.66
1955 | 11 | 82 | 2017-03-23 | 0.73585 | 1 | 0.73585 | 0.6506 | 0.9624 | 0.76215 | 0.7811 | 0.70939 | 0.56389 | 0.71098 | 0.65123 | 0.63842 | 0.63142 | 0.58817 | 0.62957 | 4 | 1 | 83 | 16842 | 6612 | 8878 | 12034 | 2337 | 3376 | 12453 | 1708 | 1671 | 35127 | 1.17 | 1.08 | 14952.575
1956 | 12 | 82 | 2017-03-23 | 0.72327 | 1 | 0.72327 | 0.61446 | 0.97754 | 0.73554 | 0.7531 | 0.697 | 0.56249 | 0.69334 | 0.63715 | 0.60638 | 0.62588 | 0.5491 | 0.60884 | 4 | 1 | 84 | 16254 | 6375 | 8723 | 12004 | 2279 | 3303 | 11828 | 1693 | 1560 | 33970 | 1.15 | 1.02 | 15187.805
1957 | 13 | 82 | 2017-03-23 | 0.71069 | 1 | 0.71069 | 0.63855 | 0.95214 | 0.71436 | 0.72971 | 0.68518 | 0.55864 | 0.67934 | 0.62442 | 0.57818 | 0.61442 | 0.51918 | 0.59025 | 4 | 1 | 85 | 15786 | 6177 | 8575 | 11922 | 2233 | 3237 | 11278 | 1662 | 1475 | 32933 | 1.13 | 1.06 | 14793.225
1958 | 14 | 82 | 2017-03-23 | 0.69182 | 1 | 0.69182 | 0.62048 | 0.97576 | 0.69739 | 0.71057 | 0.68062 | 0.55391 | 0.66657 | 0.61169 | 0.55855 | 0.6085 | 0.48997 | 0.57724 | 4 | 1 | 86 | 15411 | 6015 | 8518 | 11821 | 2191 | 3171 | 10895 | 1646 | 1392 | 32207 | 1.1 | 1.03 | 15160.185
1959 | 15 | 82 | 2017-03-23 | 0.67296 | 1 | 0.67296 | 0.62048 | 1 | 0.67789 | 0.69025 | 0.66552 | 0.55302 | 0.6474 | 0.59838 | 0.53999 | 0.59889 | 0.47026 | 0.56751 | 4 | 1 | 87 | 14980 | 5843 | 8329 | 11802 | 2128 | 3102 | 10533 | 1620 | 1336 | 31664 | 1.07 | 1.03 | 15536.75
1960 | 16 | 82 | 2017-03-23 | 0.68553 | 1 | 0.68553 | 0.63253 | 0.99944 | 0.65888 | 0.67738 | 0.64978 | 0.54341 | 0.63006 | 0.58488 | 0.52753 | 0.58891 | 0.45266 | 0.5636 | 4 | 1 | 88 | 14560 | 5734 | 8132 | 11597 | 2071 | 3032 | 10290 | 1593 | 1286 | 31446 | 1.09 | 1.05 | 15528.105
1961 | 17 | 82 | 2017-03-23 | 0.66667 | 1 | 0.66667 | 0.71084 | 0.98608 | 0.64816 | 0.67253 | 0.64083 | 0.53493 | 0.62154 | 0.57581 | 0.53102 | 0.58447 | 0.45231 | 0.56867 | 4 | 1 | 89 | 14323 | 5693 | 8020 | 11416 | 2043 | 2985 | 10358 | 1581 | 1285 | 31729 | 1.06 | 1.18 | 15320.515
1962 | 18 | 82 | 2017-03-23 | 0.69811 | 1 | 0.69811 | 0.71687 | 0.92154 | 0.64698 | 0.68009 | 0.63596 | 0.52978 | 0.61789 | 0.57118 | 0.54609 | 0.58558 | 0.46005 | 0.57898 | 4 | 1 | 90 | 14297 | 5757 | 7959 | 11306 | 2031 | 2961 | 10652 | 1584 | 1307 | 32304 | 1.11 | 1.19 | 14317.695
1963 | 19 | 82 | 2017-03-23 | 0.72327 | 1 | 0.72327 | 0.76506 | 0.8823 | 0.65784 | 0.699 | 0.63755 | 0.52795 | 0.61971 | 0.56694 | 0.58003 | 0.58854 | 0.47272 | 0.59342 | 4 | 1 | 91 | 14537 | 5917 | 7979 | 11267 | 2037 | 2939 | 11314 | 1592 | 1343 | 33110 | 1.15 | 1.27 | 13708.055
1964 | 20 | 82 | 2017-03-23 | 0.78616 | 1 | 0.78616 | 0.80723 | 0.93549 | 0.68133 | 0.72971 | 0.65106 | 0.53184 | 0.63097 | 0.57697 | 0.62314 | 0.60037 | 0.49666 | 0.62513 | 4 | 1 | 92 | 15056 | 6177 | 8148 | 11350 | 2074 | 2991 | 12155 | 1624 | 1411 | 34879 | 1.25 | 1.34 | 14534.475
1965 | 21 | 82 | 2017-03-23 | 0.83648 | 1 | 0.83648 | 0.86145 | 0.93593 | 0.70988 | 0.75227 | 0.67103 | 0.55119 | 0.65014 | 0.59934 | 0.64493 | 0.60628 | 0.52341 | 0.6399 | 4 | 1 | 93 | 15687 | 6368 | 8398 | 11763 | 2137 | 3107 | 12580 | 1640 | 1487 | 35703 | 1.33 | 1.43 | 14541.295
1966 | 22 | 82 | 2017-03-23 | 0.81761 | 1 | 0.81761 | 0.8494 | 0.9084 | 0.704 | 0.73467 | 0.65394 | 0.54993 | 0.63736 | 0.58989 | 0.6355 | 0.58965 | 0.52024 | 0.62054 | 4 | 1 | 94 | 15557 | 6219 | 8184 | 11736 | 2095 | 3058 | 12396 | 1595 | 1478 | 34623 | 1.3 | 1.41 | 14113.52
1967 | 23 | 82 | 2017-03-23 | 0.75472 | 1 | 0.75472 | 0.72892 | 0.88374 | 0.67033 | 0.69557 | 0.61734 | 0.52908 | 0.60085 | 0.55613 | 0.60899 | 0.55675 | 0.48997 | 0.58296 | 4 | 1 | 95 | 14813 | 5888 | 7726 | 11291 | 1975 | 2883 | 11879 | 1506 | 1392 | 32526 | 1.2 | 1.21 | 13730.465
1968 | 24 | 82 | 2017-03-23 | 0.68553 | 1 | 0.68553 | 0.6506 | 0.84359 | 0.63603 | 0.66237 | 0.58538 | 0.49642 | 0.56465 | 0.51968 | 0.58162 | 0.52976 | 0.45583 | 0.54501 | 4 | 1 | 96 | 14055 | 5607 | 7326 | 10594 | 1856 | 2694 | 11345 | 1433 | 1295 | 30409 | 1.09 | 1.08 | 13106.685
1969 | 1 | 83 | 2017-03-24 | 0.61635 | 1 | 0.61635 | 0.62651 | 0.80131 | 0.59214 | 0.63544 | 0.53855 | 0.43967 | 0.52206 | 0.4811 | 0.54224 | 0.50166 | 0.43541 | 0.51058 | 5 | 1 | 97 | 13085 | 5379 | 6740 | 9383 | 1716 | 2494 | 10577 | 1357 | 1237 | 28488 | 0.98 | 1.04 | 12449.825
1970 | 2 | 83 | 2017-03-24 | 0.60377 | 1 | 0.60377 | 0.60241 | 0.77242 | 0.58014 | 0.62693 | 0.52177 | 0.41802 | 0.50745 | 0.46489 | 0.53727 | 0.48872 | 0.42626 | 0.49752 | 5 | 1 | 98 | 12820 | 5307 | 6530 | 8921 | 1668 | 2410 | 10480 | 1322 | 1211 | 27759 | 0.96 | 1 | 12000.945
1971 | 3 | 83 | 2017-03-24 | 0.59748 | 1 | 0.59748 | 0.59036 | 0.74901 | 0.57698 | 0.62634 | 0.51586 | 0.40495 | 0.49863 | 0.45486 | 0.53881 | 0.48503 | 0.42063 | 0.49653 | 5 | 1 | 99 | 12750 | 5302 | 6456 | 8642 | 1639 | 2358 | 10510 | 1312 | 1195 | 27704 | 0.95 | 0.98 | 11637.225
1972 | 4 | 83 | 2017-03-24 | 0.61635 | 1 | 0.61635 | 0.59036 | 0.73082 | 0.57815 | 0.6326 | 0.51394 | 0.39839 | 0.49863 | 0.45467 | 0.54511 | 0.48281 | 0.42239 | 0.49886 | 5 | 1 | 100 | 12776 | 5355 | 6432 | 8502 | 1639 | 2357 | 10633 | 1306 | 1200 | 27834 | 0.98 | 0.98 | 11354.585
1973 | 5 | 83 | 2017-03-24 | 0.64151 | 1 | 0.64151 | 0.60843 | 0.71832 | 0.5939 | 0.65103 | 0.52385 | 0.39698 | 0.50989 | 0.46373 | 0.56547 | 0.49353 | 0.43224 | 0.5148 | 5 | 1 | 101 | 13124 | 5511 | 6556 | 8472 | 1676 | 2404 | 11030 | 1335 | 1228 | 28723 | 1.02 | 1.01 | 11160.345
1974 | 6 | 83 | 2017-03-24 | 0.71698 | 1 | 0.71698 | 0.6506 | 0.72546 | 0.6287 | 0.68978 | 0.55573 | 0.40612 | 0.54639 | 0.49556 | 0.60915 | 0.51793 | 0.46287 | 0.55118 | 5 | 1 | 102 | 13893 | 5839 | 6955 | 8667 | 1796 | 2569 | 11882 | 1401 | 1315 | 30753 | 1.14 | 1.08 | 11271.335
1975 | 7 | 83 | 2017-03-24 | 0.77358 | 1 | 0.77358 | 0.68675 | 0.7356 | 0.68816 | 0.74802 | 0.60583 | 0.43634 | 0.60724 | 0.54803 | 0.67251 | 0.55933 | 0.5213 | 0.60989 | 5 | 1 | 103 | 15207 | 6332 | 7582 | 9312 | 1996 | 2841 | 13118 | 1513 | 1481 | 34029 | 1.23 | 1.14 | 11428.795
1976 | 8 | 83 | 2017-03-24 | 0.77987 | 1 | 0.77987 | 0.71687 | 0.74366 | 0.71504 | 0.77058 | 0.63636 | 0.47777 | 0.64314 | 0.58083 | 0.69374 | 0.59002 | 0.53397 | 0.63893 | 5 | 1 | 104 | 15801 | 6523 | 7964 | 10196 | 2114 | 3011 | 13532 | 1596 | 1517 | 35649 | 1.24 | 1.19 | 11554.04
1977 | 9 | 83 | 2017-03-24 | 0.73585 | 1 | 0.73585 | 0.77108 | 0.84656 | 0.70997 | 0.75487 | 0.64243 | 0.50143 | 0.64162 | 0.5843 | 0.66569 | 0.59815 | 0.51074 | 0.63257 | 5 | 1 | 105 | 15689 | 6390 | 8040 | 10701 | 2109 | 3029 | 12985 | 1618 | 1451 | 35294 | 1.17 | 1.28 | 13152.805
1978 | 10 | 83 | 2017-03-24 | 0.67925 | 1 | 0.67925 | 0.74096 | 0.91285 | 0.69531 | 0.73644 | 0.64123 | 0.51066 | 0.63736 | 0.5843 | 0.63093 | 0.59556 | 0.49349 | 0.61375 | 5 | 1 | 106 | 15365 | 6234 | 8025 | 10898 | 2095 | 3029 | 12307 | 1611 | 1402 | 34244 | 1.08 | 1.23 | 14182.66
1979 | 11 | 83 | 2017-03-24 | 0.66667 | 1 | 0.66667 | 0.75301 | 0.9624 | 0.68246 | 0.71943 | 0.64043 | 0.51474 | 0.63371 | 0.58738 | 0.60146 | 0.59482 | 0.48222 | 0.60197 | 5 | 1 | 107 | 15081 | 6090 | 8015 | 10985 | 2083 | 3045 | 11732 | 1609 | 1370 | 33587 | 1.06 | 1.25 | 14952.575
1980 | 12 | 83 | 2017-03-24 | 0.6478 | 1 | 0.6478 | 0.73494 | 0.97754 | 0.66472 | 0.70148 | 0.63324 | 0.51834 | 0.62245 | 0.58198 | 0.57059 | 0.59261 | 0.46603 | 0.58511 | 5 | 1 | 108 | 14689 | 5938 | 7925 | 11062 | 2046 | 3017 | 11130 | 1603 | 1324 | 32646 | 1.03 | 1.22 | 15187.805
1981 | 13 | 83 | 2017-03-24 | 0.66667 | 1 | 0.66667 | 0.71084 | 0.95214 | 0.64911 | 0.67903 | 0.62285 | 0.51834 | 0.61393 | 0.57485 | 0.5485 | 0.58706 | 0.45759 | 0.56959 | 5 | 1 | 109 | 14344 | 5748 | 7795 | 11062 | 2018 | 2980 | 10699 | 1588 | 1300 | 31780 | 1.06 | 1.18 | 14793.225
1982 | 14 | 83 | 2017-03-24 | 0.6478 | 1 | 0.6478 | 0.70482 | 0.97576 | 0.63866 | 0.66261 | 0.61838 | 0.51605 | 0.60785 | 0.57215 | 0.52881 | 0.58632 | 0.44456 | 0.55799 | 5 | 1 | 110 | 14113 | 5609 | 7739 | 11013 | 1998 | 2966 | 10315 | 1586 | 1263 | 31133 | 1.03 | 1.17 | 15160.185
1983 | 15 | 83 | 2017-03-24 | 0.62893 | 1 | 0.62893 | 0.69277 | 1 | 0.62354 | 0.64347 | 0.60463 | 0.51577 | 0.59385 | 0.56346 | 0.51343 | 0.58041 | 0.43823 | 0.54431 | 5 | 1 | 111 | 13779 | 5447 | 7567 | 11007 | 1952 | 2921 | 10015 | 1570 | 1245 | 30370 | 1 | 1.15 | 15536.75
1984 | 16 | 83 | 2017-03-24 | 0.67296 | 1 | 0.67296 | 0.69277 | 0.99944 | 0.60956 | 0.62587 | 0.58889 | 0.51132 | 0.57651 | 0.55363 | 0.49851 | 0.57006 | 0.43048 | 0.53394 | 5 | 1 | 112 | 13470 | 5298 | 7370 | 10912 | 1895 | 2870 | 9724 | 1542 | 1223 | 29791 | 1.07 | 1.15 | 15528.105
1985 | 17 | 83 | 2017-03-24 | 0.72327 | 1 | 0.72327 | 0.75301 | 0.98608 | 0.59824 | 0.61063 | 0.57571 | 0.50518 | 0.56891 | 0.54379 | 0.49154 | 0.56155 | 0.42978 | 0.53012 | 5 | 1 | 113 | 13220 | 5169 | 7205 | 10781 | 1870 | 2819 | 9588 | 1519 | 1221 | 29578 | 1.15 | 1.25 | 15320.515
1986 | 18 | 83 | 2017-03-24 | 0.7673 | 1 | 0.7673 | 0.80723 | 0.92154 | 0.58806 | 0.59539 | 0.57227 | 0.50265 | 0.55856 | 0.53125 | 0.48677 | 0.56118 | 0.42872 | 0.52438 | 5 | 1 | 114 | 12995 | 5040 | 7162 | 10727 | 1836 | 2754 | 9495 | 1518 | 1218 | 29258 | 1.22 | 1.34 | 14317.695
1987 | 19 | 83 | 2017-03-24 | 0.77358 | 1 | 0.77358 | 0.83133 | 0.8823 | 0.5868 | 0.59787 | 0.57036 | 0.50016 | 0.55005 | 0.52045 | 0.49641 | 0.55231 | 0.42731 | 0.52922 | 5 | 1 | 115 | 12967 | 5061 | 7138 | 10674 | 1808 | 2698 | 9683 | 1494 | 1214 | 29528 | 1.23 | 1.38 | 13708.055
1988 | 20 | 83 | 2017-03-24 | 0.80503 | 1 | 0.80503 | 0.8494 | 0.93549 | 0.59562 | 0.61264 | 0.57475 | 0.49862 | 0.55126 | 0.52334 | 0.51635 | 0.55564 | 0.43611 | 0.54958 | 5 | 1 | 116 | 13162 | 5186 | 7193 | 10641 | 1812 | 2713 | 10072 | 1503 | 1239 | 30664 | 1.28 | 1.41 | 14534.475
1989 | 21 | 83 | 2017-03-24 | 0.89937 | 1 | 0.89937 | 0.93373 | 0.93593 | 0.60933 | 0.63426 | 0.58194 | 0.50265 | 0.56282 | 0.5353 | 0.52799 | 0.55379 | 0.44984 | 0.55863 | 5 | 1 | 117 | 13465 | 5369 | 7283 | 10727 | 1850 | 2775 | 10299 | 1498 | 1278 | 31169 | 1.43 | 1.55 | 14541.295
1990 | 22 | 83 | 2017-03-24 | 0.88679 | 1 | 0.88679 | 0.90964 | 0.9084 | 0.60395 | 0.6254 | 0.57123 | 0.50101 | 0.55491 | 0.52836 | 0.5142 | 0.53789 | 0.44139 | 0.54286 | 5 | 1 | 118 | 13346 | 5294 | 7149 | 10692 | 1824 | 2739 | 10030 | 1455 | 1254 | 30289 | 1.41 | 1.51 | 14113.52
1991 | 23 | 83 | 2017-03-24 | 0.79874 | 1 | 0.79874 | 0.85542 | 0.88374 | 0.57688 | 0.59386 | 0.54199 | 0.48395 | 0.52388 | 0.5027 | 0.4897 | 0.51165 | 0.42274 | 0.51239 | 5 | 1 | 119 | 12748 | 5027 | 6783 | 10328 | 1722 | 2606 | 9552 | 1384 | 1201 | 28589 | 1.27 | 1.42 | 13730.465
1992 | 24 | 83 | 2017-03-24 | 0.7044 | 1 | 0.7044 | 0.77108 | 0.84359 | 0.5439 | 0.56551 | 0.50931 | 0.45382 | 0.48707 | 0.47338 | 0.46047 | 0.48503 | 0.39669 | 0.48065 | 5 | 1 | 120 | 12019 | 4787 | 6374 | 9685 | 1601 | 2454 | 8982 | 1312 | 1127 | 26818 | 1.12 | 1.28 | 13106.685
1993 | 1 | 84 | 2017-03-25 | 0.76101 | 1 | 0.76101 | 0.71687 | 0.77448 | 0.51063 | 0.51837 | 0.47958 | 0.44037 | 0.45665 | 0.44271 | 0.43043 | 0.45878 | 0.37804 | 0.4414 | 6 | 2 | 121 | 11284 | 4388 | 6002 | 9398 | 1501 | 2295 | 8396 | 1241 | 1074 | 24628 | 1.21 | 1.19 | 12032.86
1994 | 2 | 84 | 2017-03-25 | 0.71698 | 1 | 0.71698 | 0.66867 | 0.74964 | 0.49489 | 0.50337 | 0.46344 | 0.41638 | 0.43626 | 0.42535 | 0.41844 | 0.44436 | 0.36431 | 0.42387 | 6 | 2 | 122 | 10936 | 4261 | 5800 | 8886 | 1434 | 2205 | 8162 | 1202 | 1035 | 23650 | 1.14 | 1.11 | 11646.96
1995 | 3 | 84 | 2017-03-25 | 0.7044 | 1 | 0.7044 | 0.64458 | 0.72838 | 0.48683 | 0.49415 | 0.45433 | 0.40111 | 0.42288 | 0.41262 | 0.41264 | 0.43549 | 0.35445 | 0.41305 | 6 | 2 | 123 | 10758 | 4183 | 5686 | 8560 | 1390 | 2139 | 8049 | 1178 | 1007 | 23046 | 1.12 | 1.07 | 11316.6
1996 | 4 | 84 | 2017-03-25 | 0.69811 | 1 | 0.69811 | 0.63253 | 0.71262 | 0.48493 | 0.49108 | 0.44978 | 0.39042 | 0.4174 | 0.40606 | 0.41105 | 0.42921 | 0.35234 | 0.40887 | 6 | 2 | 124 | 10716 | 4157 | 5629 | 8332 | 1372 | 2105 | 8018 | 1161 | 1001 | 22813 | 1.11 | 1.05 | 11071.73
1997 | 5 | 84 | 2017-03-25 | 0.69182 | 1 | 0.69182 | 0.63253 | 0.70005 | 0.49081 | 0.49734 | 0.45122 | 0.38588 | 0.41953 | 0.4076 | 0.41597 | 0.43105 | 0.35058 | 0.41013 | 6 | 2 | 125 | 10846 | 4210 | 5647 | 8235 | 1379 | 2113 | 8114 | 1166 | 996 | 22883 | 1.1 | 1.05 | 10876.555
1998 | 6 | 84 | 2017-03-25 | 0.7044 | 1 | 0.7044 | 0.68072 | 0.69248 | 0.50357 | 0.51164 | 0.46432 | 0.38728 | 0.43018 | 0.41686 | 0.429 | 0.44104 | 0.3622 | 0.42153 | 6 | 2 | 126 | 11128 | 4331 | 5811 | 8265 | 1414 | 2161 | 8368 | 1193 | 1029 | 23519 | 1.12 | 1.13 | 10758.83
1999 | 7 | 84 | 2017-03-25 | 0.75472 | 1 | 0.75472 | 0.74096 | 0.68725 | 0.52611 | 0.53172 | 0.48158 | 0.40045 | 0.44995 | 0.43403 | 0.45078 | 0.45582 | 0.38226 | 0.43819 | 6 | 2 | 127 | 11626 | 4501 | 6027 | 8546 | 1479 | 2250 | 8793 | 1233 | 1086 | 24449 | 1.2 | 1.23 | 10677.68
2000 | 8 | 84 | 2017-03-25 | 0.81761 | 1 | 0.81761 | 0.77711 | 0.67879 | 0.54638 | 0.55145 | 0.50068 | 0.42191 | 0.47216 | 0.45255 | 0.47221 | 0.47394 | 0.40373 | 0.45759 | 6 | 2 | 128 | 12074 | 4668 | 6266 | 9004 | 1552 | 2346 | 9211 | 1282 | 1147 | 25531 | 1.3 | 1.29 | 10546.135
2001 | 9 | 84 | 2017-03-25 | 0.84277 | 1 | 0.84277 | 0.83133 | 0.73509 | 0.56489 | 0.56952 | 0.5169 | 0.43587 | 0.49407 | 0.47434 | 0.49077 | 0.49205 | 0.42555 | 0.47605 | 6 | 2 | 129 | 12483 | 4821 | 6469 | 9302 | 1624 | 2459 | 9573 | 1331 | 1209 | 26561 | 1.34 | 1.38 | 11420.965
2002 | 10 | 84 | 2017-03-25 | 0.8805 | 1 | 0.8805 | 0.85542 | 0.80309 | 0.57263 | 0.58086 | 0.53232 | 0.44965 | 0.5108 | 0.49383 | 0.49462 | 0.50721 | 0.44315 | 0.48526 | 6 | 2 | 130 | 12654 | 4917 | 6662 | 9596 | 1679 | 2560 | 9648 | 1372 | 1259 | 27075 | 1.4 | 1.42 | 12477.48
2003 | 11 | 84 | 2017-03-25 | 0.84906 | 1 | 0.84906 | 0.83133 | 0.84627 | 0.57634 | 0.58334 | 0.53999 | 0.46048 | 0.51841 | 0.50791 | 0.48944 | 0.52052 | 0.45195 | 0.48495 | 6 | 2 | 131 | 12736 | 4938 | 6758 | 9827 | 1704 | 2633 | 9547 | 1408 | 1284 | 27058 | 1.35 | 1.38 | 13148.295
2004 | 12 | 84 | 2017-03-25 | 0.8239 | 1 | 0.8239 | 0.78916 | 0.85829 | 0.57458 | 0.57767 | 0.53975 | 0.46591 | 0.51932 | 0.51292 | 0.47801 | 0.52274 | 0.44984 | 0.47943 | 6 | 2 | 132 | 12697 | 4890 | 6755 | 9943 | 1707 | 2659 | 9324 | 1414 | 1278 | 26750 | 1.31 | 1.31 | 13334.96
2005 | 13 | 84 | 2017-03-25 | 0.80503 | 1 | 0.80503 | 0.78916 | 0.83365 | 0.56761 | 0.56704 | 0.53536 | 0.46394 | 0.51354 | 0.5108 | 0.46596 | 0.52237 | 0.44843 | 0.47058 | 6 | 2 | 133 | 12543 | 4800 | 6700 | 9901 | 1688 | 2648 | 9089 | 1413 | 1274 | 26256 | 1.28 | 1.31 | 12952.21
2006 | 14 | 84 | 2017-03-25 | 0.81132 | 1 | 0.81132 | 0.74699 | 0.83998 | 0.56091 | 0.55617 | 0.53072 | 0.45893 | 0.50563 | 0.50559 | 0.45407 | 0.51941 | 0.44069 | 0.46049 | 6 | 2 | 134 | 12395 | 4708 | 6642 | 9794 | 1662 | 2621 | 8857 | 1405 | 1252 | 25693 | 1.29 | 1.24 | 13050.635
2007 | 15 | 84 | 2017-03-25 | 0.76101 | 1 | 0.76101 | 0.74096 | 0.8466 | 0.55498 | 0.54814 | 0.52369 | 0.4511 | 0.49802 | 0.50096 | 0.44468 | 0.51497 | 0.43717 | 0.45282 | 6 | 2 | 135 | 12264 | 4640 | 6554 | 9627 | 1637 | 2597 | 8674 | 1393 | 1242 | 25265 | 1.21 | 1.23 | 13153.435
2008 | 16 | 84 | 2017-03-25 | 0.77358 | 1 | 0.77358 | 0.72892 | 0.84537 | 0.55367 | 0.54341 | 0.5185 | 0.44426 | 0.49224 | 0.49865 | 0.44094 | 0.51201 | 0.434 | 0.44934 | 6 | 2 | 136 | 12235 | 4600 | 6489 | 9481 | 1618 | 2585 | 8601 | 1385 | 1233 | 25071 | 1.23 | 1.21 | 13134.275
2009 | 17 | 84 | 2017-03-25 | 0.77987 | 1 | 0.77987 | 0.72289 | 0.83299 | 0.55471 | 0.542 | 0.51818 | 0.43944 | 0.49224 | 0.49749 | 0.43956 | 0.51128 | 0.43611 | 0.4519 | 6 | 2 | 137 | 12258 | 4588 | 6485 | 9378 | 1618 | 2579 | 8574 | 1383 | 1239 | 25214 | 1.24 | 1.2 | 12941.93
2010 | 18 | 84 | 2017-03-25 | 0.83648 | 1 | 0.83648 | 0.77108 | 0.79767 | 0.55706 | 0.54353 | 0.52002 | 0.44122 | 0.49163 | 0.49904 | 0.44058 | 0.51941 | 0.43787 | 0.4578 | 6 | 2 | 138 | 12310 | 4601 | 6508 | 9416 | 1616 | 2587 | 8594 | 1405 | 1244 | 25543 | 1.33 | 1.28 | 12393.195
2011 | 19 | 84 | 2017-03-25 | 0.83648 | 1 | 0.83648 | 0.80723 | 0.79425 | 0.56114 | 0.55038 | 0.52369 | 0.44576 | 0.49346 | 0.5 | 0.45217 | 0.52458 | 0.44245 | 0.46864 | 6 | 2 | 139 | 12400 | 4659 | 6554 | 9513 | 1622 | 2592 | 8820 | 1419 | 1257 | 26148 | 1.33 | 1.34 | 12340.135
2012 | 20 | 84 | 2017-03-25 | 0.90566 | 1 | 0.90566 | 0.8494 | 0.85572 | 0.56973 | 0.55676 | 0.5316 | 0.45752 | 0.49681 | 0.50463 | 0.47283 | 0.52976 | 0.45618 | 0.48477 | 6 | 2 | 140 | 12590 | 4713 | 6653 | 9764 | 1633 | 2616 | 9223 | 1433 | 1296 | 27048 | 1.44 | 1.41 | 13295.155
2013 | 21 | 84 | 2017-03-25 | 0.98742 | 1 | 0.98742 | 0.88554 | 0.85805 | 0.57494 | 0.56657 | 0.53504 | 0.46605 | 0.49772 | 0.51273 | 0.48165 | 0.52643 | 0.46146 | 0.49461 | 6 | 2 | 141 | 12705 | 4796 | 6696 | 9946 | 1636 | 2658 | 9395 | 1424 | 1311 | 27597 | 1.57 | 1.47 | 13331.25
2014 | 22 | 84 | 2017-03-25 | 1 | 1 | 1 | 0.84337 | 0.84073 | 0.56684 | 0.55629 | 0.52401 | 0.45907 | 0.49498 | 0.50463 | 0.46811 | 0.51386 | 0.44386 | 0.48365 | 6 | 2 | 142 | 12526 | 4709 | 6558 | 9797 | 1627 | 2616 | 9131 | 1390 | 1261 | 26985 | 1.59 | 1.4 | 13062.215
2015 | 23 | 84 | 2017-03-25 | 0.91824 | 1 | 0.91824 | 0.74699 | 0.82665 | 0.54195 | 0.52959 | 0.50108 | 0.44534 | 0.47216 | 0.4809 | 0.44468 | 0.49094 | 0.42309 | 0.4611 | 6 | 2 | 143 | 11976 | 4483 | 6271 | 9504 | 1552 | 2493 | 8674 | 1328 | 1202 | 25727 | 1.46 | 1.24 | 12843.495
2016 | 24 | 84 | 2017-03-25 | 0.79245 | 1 | 0.79245 | 0.63855 | 0.80437 | 0.51168 | 0.50195 | 0.47415 | 0.42688 | 0.44448 | 0.45351 | 0.42105 | 0.46359 | 0.39564 | 0.43396 | 6 | 2 | 144 | 11307 | 4249 | 5934 | 9110 | 1461 | 2351 | 8213 | 1254 | 1124 | 24213 | 1.26 | 1.06 | 12497.315
2017 | 1 | 85 | 2017-03-26 | 0.64151 | 1 | 0.64151 | 0.59639 | 0.77096 | 0.48362 | 0.47584 | 0.45002 | 0.40392 | 0.42044 | 0.43152 | 0.39157 | 0.44399 | 0.35516 | 0.40461 | 7 | 3 | 1 | 10687 | 4028 | 5632 | 8620 | 1382 | 2237 | 7638 | 1201 | 1009 | 22575 | 1.02 | 0.99 | 11978.235
2018 | 2 | 85 | 2017-03-26 | 0.60377 | 1 | 0.60377 | 0.57831 | 0.74542 | 0.46823 | 0.46037 | 0.4362 | 0.38475 | 0.40341 | 0.41821 | 0.37306 | 0.42736 | 0.33263 | 0.38831 | 7 | 3 | 2 | 10347 | 3897 | 5459 | 8211 | 1326 | 2168 | 7277 | 1156 | 945 | 21666 | 0.96 | 0.96 | 11581.36
2019 | 3 | 85 | 2017-03-26 | 0.60377 | 1 | 0.60377 | 0.56024 | 0.72049 | 0.4585 | 0.44938 | 0.42693 | 0.37046 | 0.39215 | 0.40451 | 0.36348 | 0.41848 | 0.32418 | 0.38016 | 7 | 3 | 3 | 10132 | 3804 | 5343 | 7906 | 1289 | 2097 | 7090 | 1132 | 921 | 21211 | 0.96 | 0.93 | 11194.145
2020 | 4 | 85 | 2017-03-26 | 0.59119 | 1 | 0.59119 | 0.54819 | 0.6999 | 0.45434 | 0.44418 | 0.42165 | 0.36179 | 0.38576 | 0.3966 | 0.35861 | 0.41405 | 0.32031 | 0.3765 | 7 | 3 | 4 | 10040 | 3760 | 5277 | 7721 | 1268 | 2056 | 6995 | 1120 | 910 | 21007 | 0.94 | 0.91 | 10874.225
2021 | 5 | 85 | 2017-03-26 | 0.62893 | 1 | 0.62893 | 0.54819 | 0.68772 | 0.45502 | 0.44749 | 0.42165 | 0.35772 | 0.38607 | 0.39545 | 0.35958 | 0.41368 | 0.32031 | 0.3774 | 7 | 3 | 5 | 10055 | 3788 | 5277 | 7634 | 1269 | 2050 | 7014 | 1119 | 910 | 21057 | 1 | 0.91 | 10684.93
2022 | 6 | 85 | 2017-03-26 | 0.69182 | 1 | 0.69182 | 0.56627 | 0.67866 | 0.46217 | 0.45458 | 0.42948 | 0.35767 | 0.39002 | 0.39931 | 0.36661 | 0.4207 | 0.32594 | 0.38641 | 7 | 3 | 6 | 10213 | 3848 | 5375 | 7633 | 1282 | 2070 | 7151 | 1138 | 926 | 21560 | 1.1 | 0.94 | 10544.215
2023 | 7 | 85 | 2017-03-26 | 0.76101 | 1 | 0.76101 | 0.62651 | 0.66367 | 0.47466 | 0.46934 | 0.44035 | 0.36245 | 0.39884 | 0.40953 | 0.37983 | 0.43216 | 0.33791 | 0.40014 | 7 | 3 | 7 | 10489 | 3973 | 5511 | 7735 | 1311 | 2123 | 7409 | 1169 | 960 | 22326 | 1.21 | 1.04 | 10311.225
2024 | 8 | 85 | 2017-03-26 | 0.77358 | 1 | 0.77358 | 0.6988 | 0.63637 | 0.49516 | 0.49191 | 0.45433 | 0.36723 | 0.41558 | 0.42323 | 0.40095 | 0.44288 | 0.35832 | 0.41954 | 7 | 3 | 8 | 10942 | 4164 | 5686 | 7837 | 1366 | 2194 | 7821 | 1198 | 1018 | 23408 | 1.23 | 1.16 | 9887.07
2025 | 9 | 85 | 2017-03-26 | 0.72327 | 1 | 0.72327 | 0.73494 | 0.65776 | 0.51769 | 0.51802 | 0.47087 | 0.37463 | 0.43779 | 0.44155 | 0.42566 | 0.461 | 0.39528 | 0.44445 | 7 | 3 | 9 | 11440 | 4385 | 5893 | 7995 | 1439 | 2289 | 8303 | 1247 | 1123 | 24798 | 1.15 | 1.22 | 10219.53
2026 | 10 | 85 | 2017-03-26 | 0.7044 | 1 | 0.7044 | 0.74096 | 0.69482 | 0.53294 | 0.53597 | 0.48757 | 0.38869 | 0.45634 | 0.46219 | 0.44315 | 0.47911 | 0.42203 | 0.46445 | 7 | 3 | 10 | 11777 | 4537 | 6102 | 8295 | 1500 | 2396 | 8644 | 1296 | 1199 | 25914 | 1.12 | 1.23 | 10795.295
2027 | 11 | 85 | 2017-03-26 | 0.72956 | 1 | 0.72956 | 0.73494 | 0.7323 | 0.53611 | 0.5433 | 0.49517 | 0.40176 | 0.46638 | 0.47762 | 0.44873 | 0.49168 | 0.4245 | 0.47535 | 7 | 3 | 11 | 11847 | 4599 | 6197 | 8574 | 1533 | 2476 | 8753 | 1330 | 1206 | 26522 | 1.16 | 1.22 | 11377.635
2028 | 12 | 85 | 2017-03-26 | 0.67925 | 1 | 0.67925 | 0.74096 | 0.74794 | 0.53847 | 0.544 | 0.50004 | 0.41118 | 0.47429 | 0.48823 | 0.44935 | 0.50092 | 0.41851 | 0.48006 | 7 | 3 | 12 | 11899 | 4605 | 6258 | 8775 | 1559 | 2531 | 8765 | 1355 | 1189 | 26785 | 1.08 | 1.23 | 11620.63
2029 | 13 | 85 | 2017-03-26 | 0.6478 | 1 | 0.6478 | 0.75904 | 0.74218 | 0.54199 | 0.5446 | 0.50284 | 0.41662 | 0.47399 | 0.49286 | 0.44817 | 0.50721 | 0.42555 | 0.47951 | 7 | 3 | 13 | 11977 | 4610 | 6293 | 8891 | 1558 | 2555 | 8742 | 1372 | 1209 | 26754 | 1.03 | 1.26 | 11531.12
2030 | 14 | 85 | 2017-03-26 | 0.6478 | 1 | 0.6478 | 0.77711 | 0.75233 | 0.54236 | 0.5394 | 0.50124 | 0.41737 | 0.47216 | 0.49344 | 0.44679 | 0.50795 | 0.42379 | 0.47621 | 7 | 3 | 14 | 11985 | 4566 | 6273 | 8907 | 1552 | 2558 | 8715 | 1374 | 1204 | 26570 | 1.03 | 1.29 | 11688.74
2031 | 15 | 85 | 2017-03-26 | 0.66038 | 1 | 0.66038 | 0.79518 | 0.7566 | 0.53788 | 0.53396 | 0.49836 | 0.41779 | 0.4679 | 0.49228 | 0.44617 | 0.50795 | 0.41816 | 0.47221 | 7 | 3 | 15 | 11886 | 4520 | 6237 | 8916 | 1538 | 2552 | 8703 | 1374 | 1188 | 26347 | 1.05 | 1.32 | 11755.12
2032 | 16 | 85 | 2017-03-26 | 0.66038 | 1 | 0.66038 | 0.84337 | 0.75794 | 0.53774 | 0.53361 | 0.49964 | 0.41755 | 0.46608 | 0.49306 | 0.44709 | 0.50721 | 0.41288 | 0.47067 | 7 | 3 | 16 | 11883 | 4517 | 6253 | 8911 | 1532 | 2556 | 8721 | 1372 | 1173 | 26261 | 1.05 | 1.4 | 11775.96
2033 | 17 | 85 | 2017-03-26 | 0.67925 | 1 | 0.67925 | 0.87349 | 0.74929 | 0.54195 | 0.54259 | 0.50332 | 0.41821 | 0.47308 | 0.49576 | 0.45391 | 0.5146 | 0.41887 | 0.47911 | 7 | 3 | 17 | 11976 | 4593 | 6299 | 8925 | 1555 | 2570 | 8854 | 1392 | 1190 | 26732 | 1.08 | 1.45 | 11641.495
2034 | 18 | 85 | 2017-03-26 | 0.73585 | 1 | 0.73585 | 0.95783 | 0.72694 | 0.55019 | 0.55771 | 0.51482 | 0.4243 | 0.48646 | 0.50212 | 0.46586 | 0.52458 | 0.42485 | 0.49185 | 7 | 3 | 18 | 12158 | 4721 | 6443 | 9055 | 1599 | 2603 | 9087 | 1419 | 1207 | 27443 | 1.17 | 1.59 | 11294.21
2035 | 19 | 85 | 2017-03-26 | 0.7673 | 1 | 0.7673 | 0.98193 | 0.72784 | 0.56005 | 0.57484 | 0.52952 | 0.43152 | 0.50015 | 0.50791 | 0.4817 | 0.52532 | 0.43365 | 0.50365 | 7 | 3 | 19 | 12376 | 4866 | 6627 | 9209 | 1644 | 2633 | 9396 | 1421 | 1232 | 28101 | 1.22 | 1.63 | 11308.32
2036 | 20 | 85 | 2017-03-26 | 0.86164 | 1 | 0.86164 | 1 | 0.80601 | 0.5748 | 0.5883 | 0.54878 | 0.44117 | 0.51445 | 0.51871 | 0.49856 | 0.52828 | 0.44984 | 0.52012 | 7 | 3 | 20 | 12702 | 4980 | 6868 | 9415 | 1691 | 2689 | 9725 | 1429 | 1278 | 29020 | 1.37 | 1.66 | 12522.705
2037 | 21 | 85 | 2017-03-26 | 0.88679 | 1 | 0.88679 | 0.99398 | 0.81962 | 0.58775 | 0.5909 | 0.54598 | 0.45429 | 0.51506 | 0.53144 | 0.49769 | 0.53013 | 0.47659 | 0.5241 | 7 | 3 | 21 | 12988 | 5002 | 6833 | 9695 | 1693 | 2755 | 9708 | 1434 | 1354 | 29242 | 1.41 | 1.65 | 12734.27
2038 | 22 | 85 | 2017-03-26 | 0.84906 | 1 | 0.84906 | 0.90964 | 0.81392 | 0.57965 | 0.57366 | 0.53176 | 0.45579 | 0.50563 | 0.51794 | 0.48052 | 0.52126 | 0.46181 | 0.50531 | 7 | 3 | 22 | 12809 | 4856 | 6655 | 9727 | 1662 | 2685 | 9373 | 1410 | 1312 | 28194 | 1.35 | 1.51 | 12645.685
2039 | 23 | 85 | 2017-03-26 | 0.7673 | 1 | 0.7673 | 0.79518 | 0.80175 | 0.55218 | 0.54164 | 0.50803 | 0.44243 | 0.48646 | 0.489 | 0.4474 | 0.49686 | 0.42485 | 0.47574 | 7 | 3 | 23 | 12202 | 4585 | 6358 | 9442 | 1599 | 2535 | 8727 | 1344 | 1207 | 26544 | 1.22 | 1.32 | 12456.54
2040 | 24 | 85 | 2017-03-26 | 0.6478 | 1 | 0.6478 | 0.68675 | 0.77447 | 0.52539 | 0.51164 | 0.48518 | 0.41952 | 0.46486 | 0.4591 | 0.41213 | 0.46654 | 0.38578 | 0.44441 | 7 | 3 | 24 | 11610 | 4331 | 6072 | 8953 | 1528 | 2380 | 8039 | 1262 | 1096 | 24796 | 1.03 | 1.14 | 12032.68
2041 | 1 | 86 | 2017-03-27 | 0.58491 | 1 | 0.58491 | 0.64458 | 0.80131 | 0.50091 | 0.49002 | 0.47143 | 0.40284 | 0.4606 | 0.43711 | 0.38762 | 0.45065 | 0.35058 | 0.43086 | 1 | 1 | 25 | 11069 | 4148 | 5900 | 8597 | 1514 | 2266 | 7561 | 1219 | 996 | 24040 | 0.93 | 1.07 | 12449.825
2042 | 2 | 86 | 2017-03-27 | 0.54717 | 1 | 0.54717 | 0.62048 | 0.77242 | 0.48846 | 0.48057 | 0.46033 | 0.38874 | 0.44995 | 0.42342 | 0.37399 | 0.43771 | 0.33756 | 0.41719 | 1 | 1 | 26 | 10794 | 4068 | 5761 | 8296 | 1479 | 2195 | 7295 | 1184 | 959 | 23277 | 0.87 | 1.03 | 12000.945
2043 | 3 | 86 | 2017-03-27 | 0.54088 | 1 | 0.54088 | 0.60843 | 0.74901 | 0.48407 | 0.47537 | 0.45601 | 0.38054 | 0.44417 | 0.41532 | 0.36866 | 0.43105 | 0.32876 | 0.41066 | 1 | 1 | 27 | 10697 | 4024 | 5707 | 8121 | 1460 | 2153 | 7191 | 1166 | 934 | 22913 | 0.86 | 1.01 | 11637.225
2044 | 4 | 86 | 2017-03-27 | 0.54717 | 1 | 0.54717 | 0.62048 | 0.73082 | 0.48642 | 0.47631 | 0.45681 | 0.3743 | 0.44478 | 0.41435 | 0.36927 | 0.43031 | 0.33263 | 0.4112 | 1 | 1 | 28 | 10749 | 4032 | 5717 | 7988 | 1462 | 2148 | 7203 | 1164 | 945 | 22943 | 0.87 | 1.03 | 11354.585
2045 | 5 | 86 | 2017-03-27 | 0.57862 | 1 | 0.57862 | 0.63855 | 0.71832 | 0.4981 | 0.49297 | 0.46728 | 0.37641 | 0.45756 | 0.4238 | 0.38373 | 0.43845 | 0.34284 | 0.42351 | 1 | 1 | 29 | 11007 | 4173 | 5848 | 8033 | 1504 | 2197 | 7485 | 1186 | 974 | 23630 | 0.92 | 1.06 | 11160.345
2046 | 6 | 86 | 2017-03-27 | 0.6478 | 1 | 0.6478 | 0.69277 | 0.72546 | 0.53534 | 0.53231 | 0.49948 | 0.38822 | 0.49285 | 0.45448 | 0.41838 | 0.46433 | 0.38402 | 0.459 | 1 | 1 | 30 | 11830 | 4506 | 6251 | 8285 | 1620 | 2356 | 8161 | 1256 | 1091 | 25610 | 1.03 | 1.15 | 11271.335
2047 | 7 | 86 | 2017-03-27 | 0.71069 | 1 | 0.71069 | 0.75904 | 0.7356 | 0.60042 | 0.58594 | 0.55821 | 0.4243 | 0.55522 | 0.51331 | 0.47596 | 0.50721 | 0.43647 | 0.51583 | 1 | 1 | 31 | 13268 | 4960 | 6986 | 9055 | 1825 | 2661 | 9284 | 1372 | 1240 | 28781 | 1.13 | 1.26 | 11428.795
2048 | 8 | 86 | 2017-03-27 | 0.73585 | 1 | 0.73585 | 0.74699 | 0.74366 | 0.63666 | 0.60638 | 0.59305 | 0.47524 | 0.59568 | 0.54823 | 0.50123 | 0.53974 | 0.4597 | 0.54657 | 1 | 1 | 32 | 14069 | 5133 | 7422 | 10142 | 1958 | 2842 | 9777 | 1460 | 1306 | 30496 | 1.17 | 1.24 | 11554.04
2049 | 9 | 86 | 2017-03-27 | 0.71698 | 1 | 0.71698 | 0.71084 | 0.84656 | 0.63956 | 0.61642 | 0.60783 | 0.50677 | 0.60116 | 0.55343 | 0.49933 | 0.55823 | 0.44914 | 0.55066 | 1 | 1 | 33 | 14133 | 5218 | 7607 | 10815 | 1976 | 2869 | 9740 | 1510 | 1276 | 30724 | 1.14 | 1.18 | 13152.805
2050 | 10 | 86 | 2017-03-27 | 0.69811 | 1 | 0.69811 | 0.6988 | 0.91285 | 0.64187 | 0.62079 | 0.61742 | 0.51516 | 0.60572 | 0.55883 | 0.49887 | 0.56747 | 0.44703 | 0.54946 | 1 | 1 | 34 | 14184 | 5255 | 7727 | 10994 | 1991 | 2897 | 9731 | 1535 | 1270 | 30657 | 1.11 | 1.16 | 14182.66
2051 | 11 | 86 | 2017-03-27 | 0.7044 | 1 | 0.7044 | 0.72289 | 0.9624 | 0.6478 | 0.62682 | 0.62685 | 0.51952 | 0.60694 | 0.56694 | 0.50195 | 0.58078 | 0.45019 | 0.54863 | 1 | 1 | 35 | 14315 | 5306 | 7845 | 11087 | 1995 | 2939 | 9791 | 1571 | 1279 | 30611 | 1.12 | 1.2 | 14952.575
2052 | 12 | 86 | 2017-03-27 | 0.67925 | 1 | 0.67925 | 0.72289 | 0.97754 | 0.64585 | 0.63036 | 0.62789 | 0.52523 | 0.60876 | 0.57002 | 0.50343 | 0.58706 | 0.44808 | 0.54206 | 1 | 1 | 36 | 14272 | 5336 | 7858 | 11209 | 2001 | 2955 | 9820 | 1588 | 1273 | 30244 | 1.08 | 1.2 | 15187.805
2053 | 13 | 86 | 2017-03-27 | 0.62264 | 1 | 0.62264 | 0.6988 | 0.95214 | 0.64893 | 0.62882 | 0.62741 | 0.5279 | 0.60602 | 0.57195 | 0.50538 | 0.59113 | 0.45019 | 0.53154 | 1 | 1 | 37 | 14340 | 5323 | 7852 | 11266 | 1992 | 2965 | 9858 | 1599 | 1279 | 29657 | 0.99 | 1.16 | 14793.225
2054 | 14 | 86 | 2017-03-27 | 0.63522 | 1 | 0.63522 | 0.6988 | 0.97576 | 0.65019 | 0.63083 | 0.62437 | 0.52397 | 0.60389 | 0.57388 | 0.50728 | 0.59298 | 0.44667 | 0.52584 | 1 | 1 | 38 | 14368 | 5340 | 7814 | 11182 | 1985 | 2975 | 9895 | 1604 | 1269 | 29339 | 1.01 | 1.16 | 15160.185
2055 | 15 | 86 | 2017-03-27 | 0.65409 | 1 | 0.65409 | 0.70482 | 1 | 0.64626 | 0.62812 | 0.61742 | 0.52219 | 0.59781 | 0.56964 | 0.50938 | 0.58965 | 0.44703 | 0.51877 | 1 | 1 | 39 | 14281 | 5317 | 7727 | 11144 | 1965 | 2953 | 9936 | 1595 | 1270 | 28945 | 1.04 | 1.17 | 15536.75
2056 | 16 | 86 | 2017-03-27 | 0.67925 | 1 | 0.67925 | 0.72289 | 0.99944 | 0.64006 | 0.62469 | 0.60887 | 0.516 | 0.58838 | 0.56674 | 0.51302 | 0.58521 | 0.44667 | 0.51825 | 1 | 1 | 40 | 14144 | 5288 | 7620 | 11012 | 1934 | 2938 | 10007 | 1583 | 1269 | 28916 | 1.08 | 1.2 | 15528.105
2057 | 17 | 86 | 2017-03-27 | 0.73585 | 1 | 0.73585 | 0.78313 | 0.98608 | 0.63856 | 0.62788 | 0.60176 | 0.51047 | 0.58229 | 0.56366 | 0.51948 | 0.58373 | 0.45618 | 0.52424 | 1 | 1 | 41 | 14111 | 5315 | 7531 | 10894 | 1914 | 2922 | 10133 | 1579 | 1296 | 29250 | 1.17 | 1.3 | 15320.515
2058 | 18 | 86 | 2017-03-27 | 0.79874 | 1 | 0.79874 | 0.81325 | 0.92154 | 0.63951 | 0.63367 | 0.60192 | 0.51089 | 0.5826 | 0.56076 | 0.52615 | 0.58373 | 0.4685 | 0.5367 | 1 | 1 | 42 | 14132 | 5364 | 7533 | 10903 | 1915 | 2907 | 10263 | 1579 | 1331 | 29945 | 1.27 | 1.35 | 14317.695
2059 | 19 | 86 | 2017-03-27 | 0.83648 | 1 | 0.83648 | 0.8494 | 0.8823 | 0.64657 | 0.64536 | 0.6036 | 0.51446 | 0.58412 | 0.5598 | 0.5345 | 0.58447 | 0.48328 | 0.54345 | 1 | 1 | 43 | 14288 | 5463 | 7554 | 10979 | 1920 | 2902 | 10426 | 1581 | 1373 | 30322 | 1.33 | 1.41 | 13708.055
2060 | 20 | 86 | 2017-03-27 | 0.91824 | 1 | 0.91824 | 0.90361 | 0.93549 | 0.66029 | 0.65966 | 0.62269 | 0.51797 | 0.5899 | 0.56944 | 0.55629 | 0.58706 | 0.50229 | 0.55288 | 1 | 1 | 44 | 14591 | 5584 | 7793 | 11054 | 1939 | 2952 | 10851 | 1588 | 1427 | 30848 | 1.46 | 1.5 | 14534.475
2061 | 21 | 86 | 2017-03-27 | 0.91195 | 1 | 0.91195 | 0.93976 | 0.93593 | 0.66454 | 0.66108 | 0.6171 | 0.52509 | 0.60542 | 0.57986 | 0.54855 | 0.57856 | 0.50299 | 0.55215 | 1 | 1 | 45 | 14685 | 5596 | 7723 | 11206 | 1990 | 3006 | 10700 | 1565 | 1429 | 30807 | 1.45 | 1.56 | 14541.295
2062 | 22 | 86 | 2017-03-27 | 0.89308 | 1 | 0.89308 | 0.89759 | 0.9084 | 0.64128 | 0.62764 | 0.59848 | 0.52303 | 0.58929 | 0.5571 | 0.51851 | 0.55896 | 0.47378 | 0.5265 | 1 | 1 | 46 | 14171 | 5313 | 7490 | 11162 | 1937 | 2888 | 10114 | 1512 | 1346 | 29376 | 1.42 | 1.49 | 14113.52
2063 | 23 | 86 | 2017-03-27 | 0.7673 | 1 | 0.7673 | 0.8012 | 0.88374 | 0.601 | 0.58653 | 0.56045 | 0.5033 | 0.55065 | 0.52064 | 0.47626 | 0.52421 | 0.43823 | 0.48632 | 1 | 1 | 47 | 13281 | 4965 | 7014 | 10741 | 1810 | 2699 | 9290 | 1418 | 1245 | 27134 | 1.22 | 1.33 | 13730.465
2064 | 24 | 86 | 2017-03-27 | 0.69182 | 1 | 0.69182 | 0.69277 | 0.84359 | 0.55937 | 0.54566 | 0.52745 | 0.46722 | 0.51202 | 0.48225 | 0.43269 | 0.48762 | 0.40021 | 0.44859 | 1 | 1 | 48 | 12361 | 4619 | 6601 | 9971 | 1683 | 2500 | 8440 | 1319 | 1137 | 25029 | 1.1 | 1.15 | 13106.685
2065 | 1 | 87 | 2017-03-28 | 0.61635 | 1 | 0.61635 | 0.64458 | 0.80131 | 0.52883 | 0.52357 | 0.50507 | 0.43302 | 0.48981 | 0.45795 | 0.40336 | 0.44769 | 0.36572 | 0.42248 | 2 | 1 | 49 | 11686 | 4432 | 6321 | 9241 | 1610 | 2374 | 7868 | 1211 | 1039 | 23572 | 0.98 | 1.07 | 12449.825
2066 | 2 | 87 | 2017-03-28 | 0.61006 | 1 | 0.61006 | 0.62048 | 0.77242 | 0.50896 | 0.50845 | 0.49181 | 0.41305 | 0.47186 | 0.44078 | 0.3846 | 0.43586 | 0.34741 | 0.40634 | 2 | 1 | 50 | 11247 | 4304 | 6155 | 8815 | 1551 | 2285 | 7502 | 1179 | 987 | 22672 | 0.97 | 1.03 | 12000.945
2067 | 3 | 87 | 2017-03-28 | 0.59748 | 1 | 0.59748 | 0.62048 | 0.74901 | 0.4976 | 0.5003 | 0.48302 | 0.40186 | 0.4603 | 0.43017 | 0.37588 | 0.43179 | 0.33615 | 0.39862 | 2 | 1 | 51 | 10996 | 4235 | 6045 | 8576 | 1513 | 2230 | 7332 | 1168 | 955 | 22241 | 0.95 | 1.03 | 11637.225
2068 | 4 | 87 | 2017-03-28 | 0.58491 | 1 | 0.58491 | 0.62048 | 0.73082 | 0.49457 | 0.49959 | 0.48198 | 0.39623 | 0.45604 | 0.42766 | 0.37363 | 0.42884 | 0.3365 | 0.39762 | 2 | 1 | 52 | 10929 | 4229 | 6032 | 8456 | 1499 | 2217 | 7288 | 1160 | 956 | 22185 | 0.93 | 1.03 | 11354.585
2069 | 5 | 87 | 2017-03-28 | 0.60377 | 1 | 0.60377 | 0.64458 | 0.71832 | 0.50421 | 0.51081 | 0.49069 | 0.39553 | 0.46577 | 0.43519 | 0.3826 | 0.43401 | 0.3446 | 0.40808 | 2 | 1 | 53 | 11142 | 4324 | 6141 | 8441 | 1531 | 2256 | 7463 | 1174 | 979 | 22769 | 0.96 | 1.07 | 11160.345
2070 | 6 | 87 | 2017-03-28 | 0.67296 | 1 | 0.67296 | 0.6988 | 0.72546 | 0.53874 | 0.54483 | 0.52066 | 0.40781 | 0.49833 | 0.46721 | 0.41403 | 0.46063 | 0.37804 | 0.44287 | 2 | 1 | 54 | 11905 | 4612 | 6516 | 8703 | 1638 | 2422 | 8076 | 1246 | 1074 | 24710 | 1.07 | 1.16 | 11271.335
2071 | 7 | 87 | 2017-03-28 | 0.73585 | 1 | 0.73585 | 0.77108 | 0.7356 | 0.60186 | 0.60366 | 0.57915 | 0.43981 | 0.55887 | 0.52527 | 0.4695 | 0.50795 | 0.42274 | 0.50015 | 2 | 1 | 55 | 13300 | 5110 | 7248 | 9386 | 1837 | 2723 | 9158 | 1374 | 1201 | 27906 | 1.17 | 1.28 | 11428.795
2072 | 8 | 87 | 2017-03-28 | 0.74214 | 1 | 0.74214 | 0.78313 | 0.74366 | 0.63472 | 0.63355 | 0.6175 | 0.48461 | 0.59872 | 0.55748 | 0.50784 | 0.54233 | 0.44527 | 0.53075 | 2 | 1 | 56 | 14026 | 5363 | 7728 | 10342 | 1968 | 2890 | 9906 | 1467 | 1265 | 29613 | 1.18 | 1.3 | 11554.04
2073 | 9 | 87 | 2017-03-28 | 0.74843 | 1 | 0.74843 | 0.74699 | 0.84656 | 0.63915 | 0.63674 | 0.62709 | 0.51141 | 0.6042 | 0.55864 | 0.50528 | 0.55564 | 0.4333 | 0.5322 | 2 | 1 | 57 | 14124 | 5390 | 7848 | 10914 | 1986 | 2896 | 9856 | 1503 | 1231 | 29694 | 1.19 | 1.24 | 13152.805
2074 | 10 | 87 | 2017-03-28 | 0.71698 | 1 | 0.71698 | 0.72892 | 0.91285 | 0.64155 | 0.64123 | 0.6342 | 0.52013 | 0.60967 | 0.5625 | 0.50697 | 0.56488 | 0.43506 | 0.53008 | 2 | 1 | 58 | 14177 | 5428 | 7937 | 11100 | 2004 | 2916 | 9889 | 1528 | 1236 | 29576 | 1.14 | 1.21 | 14182.66
2075 | 11 | 87 | 2017-03-28 | 0.71698 | 1 | 0.71698 | 0.71084 | 0.9624 | 0.64594 | 0.64442 | 0.64019 | 0.52411 | 0.61758 | 0.57041 | 0.51195 | 0.57523 | 0.43752 | 0.52912 | 2 | 1 | 59 | 14274 | 5455 | 8012 | 11185 | 2030 | 2957 | 9986 | 1556 | 1243 | 29522 | 1.14 | 1.18 | 14952.575
2076 | 12 | 87 | 2017-03-28 | 0.69811 | 1 | 0.69811 | 0.68072 | 0.97754 | 0.64264 | 0.64288 | 0.63748 | 0.52645 | 0.61545 | 0.57157 | 0.51553 | 0.57708 | 0.43611 | 0.52682 | 2 | 1 | 60 | 14201 | 5442 | 7978 | 11235 | 2023 | 2963 | 10056 | 1561 | 1239 | 29394 | 1.11 | 1.13 | 15187.805
2077 | 13 | 87 | 2017-03-28 | 0.63522 | 1 | 0.63522 | 0.6506 | 0.95214 | 0.64422 | 0.64217 | 0.6346 | 0.5242 | 0.61393 | 0.5706 | 0.51933 | 0.57856 | 0.43154 | 0.52259 | 2 | 1 | 61 | 14236 | 5436 | 7942 | 11187 | 2018 | 2958 | 10130 | 1565 | 1226 | 29158 | 1.01 | 1.08 | 14793.225
2078 | 14 | 87 | 2017-03-28 | 0.61635 | 1 | 0.61635 | 0.63253 | 0.97576 | 0.643 | 0.63839 | 0.63324 | 0.52017 | 0.61211 | 0.56983 | 0.52245 | 0.5793 | 0.42168 | 0.52161 | 2 | 1 | 62 | 14209 | 5404 | 7925 | 11101 | 2012 | 2954 | 10191 | 1567 | 1198 | 29103 | 0.98 | 1.05 | 15160.185
2079 | 15 | 87 | 2017-03-28 | 0.61635 | 1 | 0.61635 | 0.65663 | 1 | 0.63594 | 0.63142 | 0.62325 | 0.51844 | 0.60572 | 0.56462 | 0.52322 | 0.57301 | 0.41992 | 0.51842 | 2 | 1 | 63 | 14053 | 5345 | 7800 | 11064 | 1991 | 2927 | 10206 | 1550 | 1193 | 28925 | 0.98 | 1.09 | 15536.75
2080 | 16 | 87 | 2017-03-28 | 0.64151 | 1 | 0.64151 | 0.68072 | 0.99944 | 0.62707 | 0.62729 | 0.61502 | 0.51282 | 0.59629 | 0.55806 | 0.52758 | 0.5671 | 0.42731 | 0.51773 | 2 | 1 | 64 | 13857 | 5310 | 7697 | 10944 | 1960 | 2893 | 10291 | 1534 | 1214 | 28887 | 1.02 | 1.13 | 15528.105
2081 | 17 | 87 | 2017-03-28 | 0.66667 | 1 | 0.66667 | 0.72892 | 0.98608 | 0.62381 | 0.6319 | 0.61015 | 0.50565 | 0.59416 | 0.55652 | 0.53225 | 0.56229 | 0.43506 | 0.52223 | 2 | 1 | 65 | 13785 | 5349 | 7636 | 10791 | 1953 | 2885 | 10382 | 1521 | 1236 | 29138 | 1.06 | 1.21 | 15320.515
2082 | 18 | 87 | 2017-03-28 | 0.68553 | 1 | 0.68553 | 0.77711 | 0.92154 | 0.62286 | 0.63839 | 0.61294 | 0.50293 | 0.59994 | 0.55768 | 0.53737 | 0.56784 | 0.44139 | 0.53051 | 2 | 1 | 66 | 13764 | 5404 | 7671 | 10733 | 1972 | 2891 | 10482 | 1536 | 1254 | 29600 | 1.09 | 1.29 | 14317.695
2083 | 19 | 87 | 2017-03-28 | 0.7044 | 1 | 0.7044 | 0.79518 | 0.8823 | 0.62748 | 0.64843 | 0.61798 | 0.50269 | 0.60359 | 0.55883 | 0.54578 | 0.56451 | 0.45583 | 0.53559 | 2 | 1 | 67 | 13866 | 5489 | 7734 | 10728 | 1984 | 2897 | 10646 | 1527 | 1295 | 29883 | 1.12 | 1.32 | 13708.055
2084 | 20 | 87 | 2017-03-28 | 0.7673 | 1 | 0.7673 | 0.8494 | 0.93549 | 0.6401 | 0.66379 | 0.62797 | 0.50326 | 0.60815 | 0.56404 | 0.55773 | 0.56895 | 0.46709 | 0.55001 | 2 | 1 | 68 | 14145 | 5619 | 7859 | 10740 | 1999 | 2924 | 10879 | 1539 | 1327 | 30688 | 1.22 | 1.41 | 14534.475
2085 | 21 | 87 | 2017-03-28 | 0.83648 | 1 | 0.83648 | 0.89759 | 0.93593 | 0.65422 | 0.66698 | 0.63332 | 0.5167 | 0.61028 | 0.57427 | 0.55501 | 0.56747 | 0.47694 | 0.54885 | 2 | 1 | 69 | 14457 | 5646 | 7926 | 11027 | 2006 | 2977 | 10826 | 1535 | 1355 | 30623 | 1.33 | 1.49 | 14541.295
2086 | 22 | 87 | 2017-03-28 | 0.8239 | 1 | 0.8239 | 0.87349 | 0.9084 | 0.63612 | 0.64052 | 0.61326 | 0.52308 | 0.59233 | 0.56096 | 0.52486 | 0.54935 | 0.46744 | 0.52442 | 2 | 1 | 70 | 14057 | 5422 | 7675 | 11163 | 1947 | 2908 | 10238 | 1486 | 1328 | 29260 | 1.31 | 1.45 | 14113.52
2087 | 23 | 87 | 2017-03-28 | 0.77358 | 1 | 0.77358 | 0.75904 | 0.88374 | 0.59553 | 0.59965 | 0.57835 | 0.50312 | 0.55583 | 0.52546 | 0.48206 | 0.51534 | 0.43576 | 0.48341 | 2 | 1 | 71 | 13160 | 5076 | 7238 | 10737 | 1827 | 2724 | 9403 | 1394 | 1238 | 26972 | 1.23 | 1.26 | 13730.465
2088 | 24 | 87 | 2017-03-28 | 0.7044 | 1 | 0.7044 | 0.68072 | 0.84359 | 0.55774 | 0.5622 | 0.54295 | 0.47144 | 0.51962 | 0.4892 | 0.43976 | 0.48059 | 0.39247 | 0.44366 | 2 | 1 | 72 | 12325 | 4759 | 6795 | 10061 | 1708 | 2536 | 8578 | 1300 | 1115 | 24754 | 1.12 | 1.13 | 13106.685
2089 | 1 | 88 | 2017-03-29 | 0.6478 | 1 | 0.6478 | 0.63253 | 0.80131 | 0.54466 | 0.53857 | 0.52681 | 0.44365 | 0.50106 | 0.46586 | 0.4088 | 0.46506 | 0.37733 | 0.41719 | 3 | 1 | 73 | 12036 | 4559 | 6593 | 9468 | 1647 | 2415 | 7974 | 1258 | 1072 | 23277 | 1.03 | 1.05 | 12449.825
2090 | 2 | 88 | 2017-03-29 | 0.59748 | 1 | 0.59748 | 0.61446 | 0.77242 | 0.52887 | 0.52534 | 0.51266 | 0.42299 | 0.48524 | 0.4512 | 0.39075 | 0.45213 | 0.36924 | 0.40238 | 3 | 1 | 74 | 11687 | 4447 | 6416 | 9027 | 1595 | 2339 | 7622 | 1223 | 1049 | 22451 | 0.95 | 1.02 | 12000.945
2091 | 3 | 88 | 2017-03-29 | 0.57862 | 1 | 0.57862 | 0.59639 | 0.74901 | 0.52521 | 0.51766 | 0.50755 | 0.41132 | 0.47703 | 0.44387 | 0.38168 | 0.44769 | 0.3636 | 0.39564 | 3 | 1 | 75 | 11606 | 4382 | 6352 | 8778 | 1568 | 2301 | 7445 | 1211 | 1033 | 22075 | 0.92 | 0.99 | 11637.225
2092 | 4 | 88 | 2017-03-29 | 0.58491 | 1 | 0.58491 | 0.61446 | 0.73082 | 0.52733 | 0.51624 | 0.50771 | 0.40551 | 0.47581 | 0.44232 | 0.37865 | 0.44658 | 0.36748 | 0.39579 | 3 | 1 | 76 | 11653 | 4370 | 6354 | 8654 | 1564 | 2293 | 7386 | 1208 | 1044 | 22083 | 0.93 | 1.02 | 11354.585
2093 | 5 | 88 | 2017-03-29 | 0.58491 | 1 | 0.58491 | 0.62048 | 0.71832 | 0.54209 | 0.53526 | 0.51674 | 0.40471 | 0.4895 | 0.45235 | 0.38778 | 0.45545 | 0.37522 | 0.40765 | 3 | 1 | 77 | 11979 | 4531 | 6467 | 8637 | 1609 | 2345 | 7564 | 1232 | 1066 | 22745 | 0.93 | 1.03 | 11160.345
2094 | 6 | 88 | 2017-03-29 | 0.61635 | 1 | 0.61635 | 0.6747 | 0.72546 | 0.58118 | 0.56999 | 0.5487 | 0.41713 | 0.52662 | 0.48553 | 0.41951 | 0.48429 | 0.40655 | 0.44343 | 3 | 1 | 78 | 12843 | 4825 | 6867 | 8902 | 1731 | 2517 | 8183 | 1310 | 1155 | 24741 | 0.98 | 1.12 | 11271.335
2095 | 7 | 88 | 2017-03-29 | 0.67296 | 1 | 0.67296 | 0.75904 | 0.7356 | 0.64943 | 0.63331 | 0.60655 | 0.44918 | 0.59477 | 0.54302 | 0.47021 | 0.53013 | 0.46815 | 0.50551 | 3 | 1 | 79 | 14351 | 5361 | 7591 | 9586 | 1955 | 2815 | 9172 | 1434 | 1330 | 28205 | 1.07 | 1.26 | 11428.795
2096 | 8 | 88 | 2017-03-29 | 0.72327 | 1 | 0.72327 | 0.74699 | 0.74366 | 0.6859 | 0.66793 | 0.63923 | 0.49637 | 0.6334 | 0.57504 | 0.51061 | 0.56229 | 0.48715 | 0.53928 | 3 | 1 | 80 | 15157 | 5654 | 8000 | 10593 | 2082 | 2981 | 9960 | 1521 | 1384 | 30089 | 1.15 | 1.24 | 11554.04
2097 | 9 | 88 | 2017-03-29 | 0.75472 | 1 | 0.75472 | 0.71084 | 0.84656 | 0.6768 | 0.66533 | 0.64674 | 0.52687 | 0.63219 | 0.57658 | 0.50836 | 0.5719 | 0.46639 | 0.53835 | 3 | 1 | 81 | 14956 | 5632 | 8094 | 11244 | 2078 | 2989 | 9916 | 1547 | 1325 | 30037 | 1.2 | 1.18 | 13152.805
2098 | 10 | 88 | 2017-03-29 | 0.79245 | 1 | 0.79245 | 0.6747 | 0.91285 | 0.66916 | 0.66013 | 0.64786 | 0.53334 | 0.62915 | 0.5789 | 0.50661 | 0.57708 | 0.45477 | 0.53184 | 3 | 1 | 82 | 14787 | 5588 | 8108 | 11382 | 2068 | 3001 | 9882 | 1561 | 1292 | 29674 | 1.26 | 1.12 | 14182.66
2099 | 11 | 88 | 2017-03-29 | 0.73585 | 1 | 0.73585 | 0.6506 | 0.9624 | 0.66069 | 0.65718 | 0.6481 | 0.53376 | 0.62823 | 0.58063 | 0.50492 | 0.5756 | 0.44808 | 0.52548 | 3 | 1 | 83 | 14600 | 5563 | 8111 | 11391 | 2065 | 3010 | 9849 | 1557 | 1273 | 29319 | 1.17 | 1.08 | 14952.575
2100 | 12 | 88 | 2017-03-29 | 0.72327 | 1 | 0.72327 | 0.61446 | 0.97754 | 0.6535 | 0.64914 | 0.63971 | 0.53606 | 0.61911 | 0.57697 | 0.50497 | 0.57708 | 0.43682 | 0.51946 | 3 | 1 | 84 | 14441 | 5495 | 8006 | 11440 | 2035 | 2991 | 9850 | 1561 | 1241 | 28983 | 1.15 | 1.02 | 15187.805
2101 | 13 | 88 | 2017-03-29 | 0.71069 | 1 | 0.71069 | 0.63855 | 0.95214 | 0.64852 | 0.64525 | 0.62429 | 0.53371 | 0.61393 | 0.57041 | 0.49713 | 0.5719 | 0.43189 | 0.51445 | 3 | 1 | 85 | 14331 | 5462 | 7813 | 11390 | 2018 | 2957 | 9697 | 1547 | 1227 | 28704 | 1.13 | 1.06 | 14793.225
2102 | 14 | 88 | 2017-03-29 | 0.69182 | 1 | 0.69182 | 0.62048 | 0.97576 | 0.64273 | 0.64087 | 0.62693 | 0.52898 | 0.60754 | 0.5652 | 0.49651 | 0.57043 | 0.42133 | 0.51311 | 3 | 1 | 86 | 14203 | 5425 | 7846 | 11289 | 1997 | 2930 | 9685 | 1543 | 1197 | 28629 | 1.1 | 1.03 | 15160.185
2103 | 15 | 88 | 2017-03-29 | 0.67296 | 1 | 0.67296 | 0.62048 | 1 | 0.63083 | 0.63213 | 0.62006 | 0.52603 | 0.60024 | 0.5598 | 0.49544 | 0.56525 | 0.41499 | 0.50729 | 3 | 1 | 87 | 13940 | 5351 | 7760 | 11226 | 1973 | 2902 | 9664 | 1529 | 1179 | 28304 | 1.07 | 1.03 | 15536.75
2104 | 16 | 88 | 2017-03-29 | 0.68553 | 1 | 0.68553 | 0.63253 | 0.99944 | 0.61997 | 0.62304 | 0.60727 | 0.52041 | 0.58807 | 0.55421 | 0.49662 | 0.56192 | 0.41077 | 0.50479 | 3 | 1 | 88 | 13700 | 5274 | 7600 | 11106 | 1933 | 2873 | 9687 | 1520 | 1167 | 28165 | 1.09 | 1.05 | 15528.105
2105 | 17 | 88 | 2017-03-29 | 0.66667 | 1 | 0.66667 | 0.71084 | 0.98608 | 0.6187 | 0.62304 | 0.6012 | 0.51366 | 0.58442 | 0.55189 | 0.49908 | 0.5597 | 0.41922 | 0.51299 | 3 | 1 | 89 | 13672 | 5274 | 7524 | 10962 | 1921 | 2861 | 9735 | 1514 | 1191 | 28622 | 1.06 | 1.18 | 15320.515
2106 | 18 | 88 | 2017-03-29 | 0.69811 | 1 | 0.69811 | 0.71687 | 0.92154 | 0.61879 | 0.6241 | 0.60176 | 0.51141 | 0.58716 | 0.55285 | 0.50574 | 0.56525 | 0.43119 | 0.5246 | 3 | 1 | 90 | 13674 | 5283 | 7531 | 10914 | 1930 | 2866 | 9865 | 1529 | 1225 | 29270 | 1.11 | 1.19 | 14317.695
2107 | 19 | 88 | 2017-03-29 | 0.72327 | 1 | 0.72327 | 0.76506 | 0.8823 | 0.62001 | 0.63284 | 0.60679 | 0.51071 | 0.58868 | 0.5544 | 0.5163 | 0.56229 | 0.44491 | 0.53268 | 3 | 1 | 91 | 13701 | 5357 | 7594 | 10899 | 1935 | 2874 | 10071 | 1521 | 1264 | 29721 | 1.15 | 1.27 | 13708.055
2108 | 20 | 88 | 2017-03-29 | 0.78616 | 1 | 0.78616 | 0.80723 | 0.93549 | 0.63852 | 0.65162 | 0.61558 | 0.51183 | 0.59507 | 0.56327 | 0.52973 | 0.56969 | 0.46533 | 0.55847 | 3 | 1 | 92 | 14110 | 5516 | 7704 | 10923 | 1956 | 2920 | 10333 | 1541 | 1322 | 31160 | 1.25 | 1.34 | 14534.475
2109 | 21 | 88 | 2017-03-29 | 0.83648 | 1 | 0.83648 | 0.86145 | 0.93593 | 0.66287 | 0.67135 | 0.63196 | 0.53034 | 0.6118 | 0.57658 | 0.52845 | 0.57412 | 0.48434 | 0.55673 | 3 | 1 | 93 | 14648 | 5683 | 7909 | 11318 | 2011 | 2989 | 10308 | 1553 | 1376 | 31063 | 1.33 | 1.43 | 14541.295
2110 | 22 | 88 | 2017-03-29 | 0.81761 | 1 | 0.81761 | 0.8494 | 0.9084 | 0.64884 | 0.65257 | 0.6207 | 0.53175 | 0.59842 | 0.56231 | 0.5062 | 0.55712 | 0.47096 | 0.53019 | 3 | 1 | 94 | 14338 | 5524 | 7768 | 11348 | 1967 | 2915 | 9874 | 1507 | 1338 | 29582 | 1.3 | 1.41 | 14113.52
2111 | 23 | 88 | 2017-03-29 | 0.75472 | 1 | 0.75472 | 0.72892 | 0.88374 | 0.6153 | 0.61855 | 0.5861 | 0.51225 | 0.56221 | 0.52662 | 0.47093 | 0.52495 | 0.44315 | 0.49356 | 3 | 1 | 95 | 13597 | 5236 | 7335 | 10932 | 1848 | 2730 | 9186 | 1420 | 1259 | 27538 | 1.2 | 1.21 | 13730.465
2112 | 24 | 88 | 2017-03-29 | 0.68553 | 1 | 0.68553 | 0.6506 | 0.84359 | 0.57987 | 0.57897 | 0.5527 | 0.47997 | 0.52753 | 0.49228 | 0.43258 | 0.49649 | 0.41042 | 0.4582 | 3 | 1 | 96 | 12814 | 4901 | 6917 | 10243 | 1734 | 2552 | 8438 | 1343 | 1166 | 25565 | 1.09 | 1.08 | 13106.685
2113 | 1 | 89 | 2017-03-30 | 0.61635 | 1 | 0.61635 | 0.62651 | 0.80131 | 0.54539 | 0.55535 | 0.53767 | 0.44675 | 0.50289 | 0.45795 | 0.41956 | 0.47135 | 0.37135 | 0.44323 | 4 | 1 | 97 | 12052 | 4701 | 6729 | 9534 | 1653 | 2374 | 8184 | 1275 | 1055 | 24730 | 0.98 | 1.04 | 12449.825
2114 | 2 | 89 | 2017-03-30 | 0.60377 | 1 | 0.60377 | 0.60241 | 0.77242 | 0.53403 | 0.54365 | 0.52417 | 0.42617 | 0.48677 | 0.44174 | 0.40869 | 0.45767 | 0.35762 | 0.43049 | 4 | 1 | 98 | 11801 | 4602 | 6560 | 9095 | 1600 | 2290 | 7972 | 1238 | 1016 | 24019 | 0.96 | 1 | 12000.945
2115 | 3 | 89 | 2017-03-30 | 0.59748 | 1 | 0.59748 | 0.59036 | 0.74901 | 0.53064 | 0.54105 | 0.51738 | 0.41413 | 0.47703 | 0.43326 | 0.40695 | 0.45397 | 0.35164 | 0.42701 | 4 | 1 | 99 | 11726 | 4580 | 6475 | 8838 | 1568 | 2246 | 7938 | 1228 | 999 | 23825 | 0.95 | 0.98 | 11637.225
2116 | 4 | 89 | 2017-03-30 | 0.61635 | 1 | 0.61635 | 0.59036 | 0.73082 | 0.53376 | 0.54259 | 0.51714 | 0.40678 | 0.47429 | 0.42998 | 0.41203 | 0.45323 | 0.35199 | 0.42964 | 4 | 1 | 100 | 11795 | 4593 | 6472 | 8681 | 1559 | 2229 | 8037 | 1226 | 1000 | 23972 | 0.98 | 0.98 | 11354.585
2117 | 5 | 89 | 2017-03-30 | 0.64151 | 1 | 0.64151 | 0.60843 | 0.71832 | 0.54684 | 0.55995 | 0.52873 | 0.40462 | 0.48646 | 0.43827 | 0.42864 | 0.46211 | 0.35762 | 0.44398 | 4 | 1 | 101 | 12084 | 4740 | 6617 | 8635 | 1599 | 2272 | 8361 | 1250 | 1016 | 24772 | 1.02 | 1.01 | 11160.345
2118 | 6 | 89 | 2017-03-30 | 0.71698 | 1 | 0.71698 | 0.6506 | 0.72546 | 0.58621 | 0.59858 | 0.55885 | 0.41587 | 0.52449 | 0.46991 | 0.47006 | 0.49131 | 0.38789 | 0.48397 | 4 | 1 | 102 | 12954 | 5067 | 6994 | 8875 | 1724 | 2436 | 9169 | 1329 | 1102 | 27003 | 1.14 | 1.08 | 11271.335
2119 | 7 | 89 | 2017-03-30 | 0.77358 | 1 | 0.77358 | 0.68675 | 0.7356 | 0.65074 | 0.66356 | 0.61462 | 0.44548 | 0.5899 | 0.52662 | 0.53537 | 0.53604 | 0.44245 | 0.5475 | 4 | 1 | 103 | 14380 | 5617 | 7692 | 9507 | 1939 | 2730 | 10443 | 1450 | 1257 | 30548 | 1.23 | 1.14 | 11428.795
2120 | 8 | 89 | 2017-03-30 | 0.77987 | 1 | 0.77987 | 0.71687 | 0.74366 | 0.683 | 0.6899 | 0.64427 | 0.49248 | 0.62732 | 0.56019 | 0.56577 | 0.56673 | 0.45759 | 0.5774 | 4 | 1 | 104 | 15093 | 5840 | 8063 | 10510 | 2062 | 2904 | 11036 | 1533 | 1300 | 32216 | 1.24 | 1.19 | 11554.04
2121 | 9 | 89 | 2017-03-30 | 0.73585 | 1 | 0.73585 | 0.77108 | 0.84656 | 0.67934 | 0.68565 | 0.65074 | 0.51975 | 0.62854 | 0.56211 | 0.55634 | 0.57708 | 0.44527 | 0.57002 | 4 | 1 | 105 | 15012 | 5804 | 8144 | 11092 | 2066 | 2914 | 10852 | 1561 | 1265 | 31804 | 1.17 | 1.28 | 13152.805
2122 | 10 | 89 | 2017-03-30 | 0.67925 | 1 | 0.67925 | 0.74096 | 0.91285 | 0.6716 | 0.67655 | 0.65074 | 0.53006 | 0.62854 | 0.56385 | 0.54558 | 0.58115 | 0.44034 | 0.55711 | 4 | 1 | 106 | 14841 | 5727 | 8144 | 11312 | 2066 | 2923 | 10642 | 1572 | 1251 | 31084 | 1.08 | 1.23 | 14182.66
2123 | 11 | 89 | 2017-03-30 | 0.66667 | 1 | 0.66667 | 0.75301 | 0.9624 | 0.66558 | 0.66934 | 0.6517 | 0.53639 | 0.62975 | 0.56983 | 0.5363 | 0.58262 | 0.44245 | 0.54772 | 4 | 1 | 107 | 14708 | 5666 | 8156 | 11447 | 2070 | 2954 | 10461 | 1576 | 1257 | 30560 | 1.06 | 1.25 | 14952.575
2124 | 12 | 89 | 2017-03-30 | 0.6478 | 1 | 0.6478 | 0.73494 | 0.97754 | 0.65458 | 0.65777 | 0.64275 | 0.54042 | 0.62215 | 0.57002 | 0.52681 | 0.58373 | 0.44034 | 0.53736 | 4 | 1 | 108 | 14465 | 5568 | 8044 | 11533 | 2045 | 2955 | 10276 | 1579 | 1251 | 29982 | 1.03 | 1.22 | 15187.805
2125 | 13 | 89 | 2017-03-30 | 0.66667 | 1 | 0.66667 | 0.71084 | 0.95214 | 0.64558 | 0.64666 | 0.63668 | 0.53882 | 0.61698 | 0.57002 | 0.51635 | 0.57967 | 0.44597 | 0.5263 | 4 | 1 | 109 | 14266 | 5474 | 7968 | 11499 | 2028 | 2955 | 10072 | 1568 | 1267 | 29365 | 1.06 | 1.18 | 14793.225
2126 | 14 | 89 | 2017-03-30 | 0.6478 | 1 | 0.6478 | 0.70482 | 0.97576 | 0.64096 | 0.63922 | 0.63276 | 0.53643 | 0.61302 | 0.57195 | 0.50795 | 0.57819 | 0.44667 | 0.51903 | 4 | 1 | 110 | 14164 | 5411 | 7919 | 11448 | 2015 | 2965 | 9908 | 1564 | 1269 | 28959 | 1.03 | 1.17 | 15160.185
2127 | 15 | 89 | 2017-03-30 | 0.62893 | 1 | 0.62893 | 0.69277 | 1 | 0.63019 | 0.62753 | 0.62277 | 0.53681 | 0.6042 | 0.57292 | 0.50072 | 0.57227 | 0.44984 | 0.51216 | 4 | 1 | 111 | 13926 | 5312 | 7794 | 11456 | 1986 | 2970 | 9767 | 1548 | 1278 | 28576 | 1 | 1.15 | 15536.75
2128 | 16 | 89 | 2017-03-30 | 0.67296 | 1 | 0.67296 | 0.69277 | 0.99944 | 0.62078 | 0.61949 | 0.60831 | 0.5302 | 0.5896 | 0.57215 | 0.49657 | 0.56858 | 0.45055 | 0.50904 | 4 | 1 | 112 | 13718 | 5244 | 7613 | 11315 | 1938 | 2966 | 9686 | 1538 | 1280 | 28402 | 1.07 | 1.15 | 15528.105
2129 | 17 | 89 | 2017-03-30 | 0.72327 | 1 | 0.72327 | 0.75301 | 0.98608 | 0.61671 | 0.61772 | 0.6004 | 0.52565 | 0.58351 | 0.57002 | 0.50113 | 0.56636 | 0.46146 | 0.51772 | 4 | 1 | 113 | 13628 | 5229 | 7514 | 11218 | 1918 | 2955 | 9775 | 1532 | 1311 | 28886 | 1.15 | 1.25 | 15320.515
2130 | 18 | 89 | 2017-03-30 | 0.7673 | 1 | 0.7673 | 0.80723 | 0.92154 | 0.61309 | 0.62162 | 0.59808 | 0.52031 | 0.5826 | 0.56752 | 0.51302 | 0.56636 | 0.4685 | 0.53283 | 4 | 1 | 114 | 13548 | 5262 | 7485 | 11104 | 1915 | 2942 | 10007 | 1532 | 1331 | 29729 | 1.22 | 1.34 | 14317.695
2131 | 19 | 89 | 2017-03-30 | 0.77358 | 1 | 0.77358 | 0.83133 | 0.8823 | 0.61666 | 0.63166 | 0.59768 | 0.51811 | 0.58077 | 0.56289 | 0.5302 | 0.56303 | 0.47694 | 0.54318 | 4 | 1 | 115 | 13627 | 5347 | 7480 | 11057 | 1909 | 2918 | 10342 | 1523 | 1355 | 30307 | 1.23 | 1.38 | 13708.055
2132 | 20 | 89 | 2017-03-30 | 0.80503 | 1 | 0.80503 | 0.8494 | 0.93549 | 0.62703 | 0.65198 | 0.60655 | 0.51867 | 0.58655 | 0.56848 | 0.55173 | 0.56858 | 0.48539 | 0.5608 | 4 | 1 | 116 | 13856 | 5519 | 7591 | 11069 | 1928 | 2947 | 10762 | 1538 | 1379 | 31290 | 1.28 | 1.41 | 14534.475
2133 | 21 | 89 | 2017-03-30 | 0.89937 | 1 | 0.89937 | 0.93373 | 0.93593 | 0.64286 | 0.66793 | 0.62517 | 0.5324 | 0.60024 | 0.58083 | 0.55978 | 0.57449 | 0.49982 | 0.56853 | 4 | 1 | 117 | 14206 | 5654 | 7824 | 11362 | 1973 | 3011 | 10919 | 1554 | 1420 | 31721 | 1.43 | 1.55 | 14541.295
2134 | 22 | 89 | 2017-03-30 | 0.88679 | 1 | 0.88679 | 0.90964 | 0.9084 | 0.63336 | 0.65032 | 0.61278 | 0.52992 | 0.58564 | 0.56578 | 0.54081 | 0.55675 | 0.48786 | 0.54831 | 4 | 1 | 118 | 13996 | 5505 | 7669 | 11309 | 1925 | 2933 | 10549 | 1506 | 1386 | 30593 | 1.41 | 1.51 | 14113.52
2135 | 23 | 89 | 2017-03-30 | 0.79874 | 1 | 0.79874 | 0.85542 | 0.88374 | 0.59793 | 0.61288 | 0.57883 | 0.51052 | 0.54731 | 0.52894 | 0.50718 | 0.52532 | 0.44879 | 0.51191 | 4 | 1 | 119 | 13213 | 5188 | 7244 | 10895 | 1799 | 2742 | 9893 | 1421 | 1275 | 28562 | 1.27 | 1.42 | 13730.465
2136 | 24 | 89 | 2017-03-30 | 0.7044 | 1 | 0.7044 | 0.77108 | 0.84359 | 0.55973 | 0.57708 | 0.54399 | 0.4803 | 0.50837 | 0.48804 | 0.47416 | 0.49501 | 0.40479 | 0.47556 | 4 | 1 | 120 | 12369 | 4885 | 6808 | 10250 | 1671 | 2530 | 9249 | 1339 | 1150 | 26534 | 1.12 | 1.28 | 13106.685
2137 | 1 | 90 | 2017-03-31 | 0.76101 | 1 | 0.76101 | 0.71687 | 0.80131 | 0.52941 | 0.54507 | 0.51019 | 0.44403 | 0.47916 | 0.45833 | 0.43771 | 0.46617 | 0.36924 | 0.45649 | 5 | 1 | 121 | 11699 | 4614 | 6385 | 9476 | 1575 | 2376 | 8538 | 1261 | 1049 | 25470 | 1.21 | 1.19 | 12449.825
2138 | 2 | 90 | 2017-03-31 | 0.71698 | 1 | 0.71698 | 0.66867 | 0.77242 | 0.51204 | 0.53054 | 0.49373 | 0.42364 | 0.46121 | 0.43943 | 0.42443 | 0.45176 | 0.35727 | 0.44113 | 5 | 1 | 122 | 11315 | 4491 | 6179 | 9041 | 1516 | 2278 | 8279 | 1222 | 1015 | 24613 | 1.14 | 1.11 | 12000.945
2139 | 3 | 90 | 2017-03-31 | 0.7044 | 1 | 0.7044 | 0.64458 | 0.74901 | 0.50493 | 0.52392 | 0.4859 | 0.4117 | 0.44995 | 0.42728 | 0.41946 | 0.44658 | 0.34988 | 0.43434 | 5 | 1 | 123 | 11158 | 4435 | 6081 | 8786 | 1479 | 2215 | 8182 | 1208 | 994 | 24234 | 1.12 | 1.07 | 11637.225
2140 | 4 | 90 | 2017-03-31 | 0.69811 | 1 | 0.69811 | 0.63253 | 0.73082 | 0.50385 | 0.52404 | 0.4839 | 0.40429 | 0.44509 | 0.4238 | 0.42018 | 0.44436 | 0.35164 | 0.43409 | 5 | 1 | 124 | 11134 | 4436 | 6056 | 8628 | 1463 | 2197 | 8196 | 1202 | 999 | 24220 | 1.11 | 1.05 | 11354.585
2141 | 5 | 90 | 2017-03-31 | 0.69182 | 1 | 0.69182 | 0.63253 | 0.71832 | 0.51272 | 0.53668 | 0.49269 | 0.40387 | 0.45269 | 0.43094 | 0.43228 | 0.45139 | 0.35903 | 0.445 | 5 | 1 | 125 | 11330 | 4543 | 6166 | 8619 | 1488 | 2234 | 8432 | 1221 | 1020 | 24829 | 1.1 | 1.05 | 11160.345
2142 | 6 | 90 | 2017-03-31 | 0.7044 | 1 | 0.7044 | 0.68072 | 0.72546 | 0.5415 | 0.56893 | 0.51922 | 0.41352 | 0.4819 | 0.45795 | 0.46698 | 0.478 | 0.38824 | 0.47838 | 5 | 1 | 126 | 11966 | 4816 | 6498 | 8825 | 1584 | 2374 | 9109 | 1293 | 1103 | 26691 | 1.12 | 1.13 | 11271.335
2143 | 7 | 90 | 2017-03-31 | 0.75472 | 1 | 0.75472 | 0.74096 | 0.7356 | 0.59109 | 0.62315 | 0.56988 | 0.44342 | 0.53331 | 0.50675 | 0.5223 | 0.51978 | 0.44139 | 0.53517 | 5 | 1 | 127 | 13062 | 5275 | 7132 | 9463 | 1753 | 2627 | 10188 | 1406 | 1254 | 29860 | 1.2 | 1.23 | 11428.795
2144 | 8 | 90 | 2017-03-31 | 0.81761 | 1 | 0.81761 | 0.77711 | 0.74366 | 0.62535 | 0.65422 | 0.60288 | 0.48934 | 0.57012 | 0.54032 | 0.54722 | 0.55157 | 0.46498 | 0.56706 | 5 | 1 | 128 | 13819 | 5538 | 7545 | 10443 | 1874 | 2801 | 10674 | 1492 | 1321 | 31639 | 1.3 | 1.29 | 11554.04
2145 | 9 | 90 | 2017-03-31 | 0.84277 | 1 | 0.84277 | 0.83133 | 0.84656 | 0.6311 | 0.658 | 0.61254 | 0.51502 | 0.57834 | 0.54842 | 0.54019 | 0.56525 | 0.45653 | 0.57186 | 5 | 1 | 129 | 13946 | 5570 | 7666 | 10991 | 1901 | 2843 | 10537 | 1529 | 1297 | 31907 | 1.34 | 1.38 | 13152.805
2146 | 10 | 90 | 2017-03-31 | 0.8805 | 1 | 0.8805 | 0.85542 | 0.91285 | 0.63752 | 0.65848 | 0.62014 | 0.52458 | 0.58747 | 0.55806 | 0.53184 | 0.57227 | 0.45618 | 0.57093 | 5 | 1 | 130 | 14088 | 5574 | 7761 | 11195 | 1931 | 2893 | 10374 | 1548 | 1296 | 31855 | 1.4 | 1.42 | 14182.66
2147 | 11 | 90 | 2017-03-31 | 0.84906 | 1 | 0.84906 | 0.83133 | 0.9624 | 0.64137 | 0.65989 | 0.62613 | 0.52964 | 0.59507 | 0.56655 | 0.52568 | 0.58041 | 0.45759 | 0.56869 | 5 | 1 | 131 | 14173 | 5586 | 7836 | 11303 | 1956 | 2937 | 10254 | 1570 | 1300 | 31730 | 1.35 | 1.38 | 14952.575
2148 | 12 | 90 | 2017-03-31 | 0.8239 | 1 | 0.8239 | 0.78916 | 0.97754 | 0.63843 | 0.65753 | 0.62349 | 0.53296 | 0.59385 | 0.56809 | 0.51687 | 0.5793 | 0.4516 | 0.56387 | 5 | 1 | 132 | 14108 | 5566 | 7803 | 11374 | 1952 | 2945 | 10082 | 1567 | 1283 | 31461 | 1.31 | 1.31 | 15187.805
2149 | 13 | 90 | 2017-03-31 | 0.80503 | 1 | 0.80503 | 0.78916 | 0.95214 | 0.63295 | 0.64678 | 0.6179 | 0.52968 | 0.5902 | 0.56327 | 0.50836 | 0.57819 | 0.45019 | 0.55498 | 5 | 1 | 133 | 13987 | 5475 | 7733 | 11304 | 1940 | 2920 | 9916 | 1564 | 1279 | 30965 | 1.28 | 1.31 | 14793.225
2150 | 14 | 90 | 2017-03-31 | 0.81132 | 1 | 0.81132 | 0.74699 | 0.97576 | 0.62838 | 0.6378 | 0.61598 | 0.52448 | 0.58564 | 0.55826 | 0.50041 | 0.57671 | 0.44245 | 0.54833 | 5 | 1 | 134 | 13886 | 5399 | 7709 | 11193 | 1925 | 2894 | 9761 | 1560 | 1257 | 30594 | 1.29 | 1.24 | 15160.185
2151 | 15 | 90 | 2017-03-31 | 0.76101 | 1 | 0.76101 | 0.74096 | 1 | 0.62064 | 0.62611 | 0.60623 | 0.52289 | 0.57469 | 0.55015 | 0.49467 | 0.57153 | 0.43647 | 0.53967 | 5 | 1 | 135 | 13715 | 5300 | 7587 | 11159 | 1889 | 2852 | 9649 | 1546 | 1240 | 30111 | 1.21 | 1.23 | 15536.75
2152 | 16 | 90 | 2017-03-31 | 0.77358 | 1 | 0.77358 | 0.72892 | 0.99944 | 0.6092 | 0.61784 | 0.59537 | 0.51544 | 0.56161 | 0.54302 | 0.48964 | 0.56266 | 0.42978 | 0.53378 | 5 | 1 | 136 | 13462 | 5230 | 7451 | 11000 | 1846 | 2815 | 9551 | 1522 | 1221 | 29782 | 1.23 | 1.21 | 15528.105
2153 | 17 | 90 | 2017-03-31 | 0.77987 | 1 | 0.77987 | 0.72289 | 0.98608 | 0.60395 | 0.61465 | 0.58881 | 0.50827 | 0.55887 | 0.53781 | 0.48964 | 0.55823 | 0.43611 | 0.53636 | 5 | 1 | 137 | 13346 | 5203 | 7369 | 10847 | 1837 | 2788 | 9551 | 1510 | 1239 | 29926 | 1.24 | 1.2 | 15320.515
2154 | 18 | 90 | 2017-03-31 | 0.83648 | 1 | 0.83648 | 0.77108 | 0.92154 | 0.60042 | 0.61453 | 0.58793 | 0.50654 | 0.55704 | 0.53588 | 0.49205 | 0.5549 | 0.4421 | 0.54173 | 5 | 1 | 138 | 13268 | 5202 | 7358 | 10810 | 1831 | 2778 | 9598 | 1501 | 1256 | 30226 | 1.33 | 1.28 | 14317.695
2155 | 19 | 90 | 2017-03-31 | 0.83648 | 1 | 0.83648 | 0.80723 | 0.8823 | 0.60132 | 0.61961 | 0.58753 | 0.50616 | 0.55765 | 0.53646 | 0.49744 | 0.55046 | 0.44984 | 0.54155 | 5 | 1 | 139 | 13288 | 5245 | 7353 | 10802 | 1833 | 2781 | 9703 | 1489 | 1278 | 30216 | 1.33 | 1.34 | 13708.055
2156 | 20 | 90 | 2017-03-31 | 0.90566 | 1 | 0.90566 | 0.8494 | 0.93549 | 0.61137 | 0.62611 | 0.59193 | 0.5101 | 0.55887 | 0.53974 | 0.50574 | 0.55083 | 0.46251 | 0.54786 | 5 | 1 | 140 | 13510 | 5300 | 7408 | 10886 | 1837 | 2798 | 9865 | 1490 | 1314 | 30568 | 1.44 | 1.41 | 14534.475
2157 | 21 | 90 | 2017-03-31 | 0.98742 | 1 | 0.98742 | 0.88554 | 0.93593 | 0.62173 | 0.62859 | 0.59457 | 0.52177 | 0.56434 | 0.54707 | 0.5081 | 0.54935 | 0.47941 | 0.54537 | 5 | 1 | 141 | 13739 | 5321 | 7441 | 11135 | 1855 | 2836 | 9911 | 1486 | 1362 | 30429 | 1.57 | 1.47 | 14541.295
2158 | 22 | 90 | 2017-03-31 | 1 | 1 | 1 | 0.84337 | 0.9084 | 0.61001 | 0.6124 | 0.5821 | 0.51619 | 0.55218 | 0.53453 | 0.49118 | 0.53198 | 0.4699 | 0.52707 | 5 | 1 | 142 | 13480 | 5184 | 7285 | 11016 | 1815 | 2771 | 9581 | 1439 | 1335 | 29408 | 1.59 | 1.4 | 14113.52
2159 | 23 | 90 | 2017-03-31 | 0.91824 | 1 | 0.91824 | 0.74699 | 0.88374 | 0.5839 | 0.58204 | 0.55302 | 0.50101 | 0.52662 | 0.51119 | 0.46427 | 0.50647 | 0.45407 | 0.49662 | 5 | 1 | 143 | 12903 | 4927 | 6921 | 10692 | 1731 | 2650 | 9056 | 1370 | 1290 | 27709 | 1.46 | 1.24 | 13730.465
2160 | 24 | 90 | 2017-03-31 | 0.79245 | 1 | 0.79245 | 0.63855 | 0.84359 | 0.55231 | 0.55062 | 0.52058 | 0.47472 | 0.49437 | 0.4838 | 0.43428 | 0.47874 | 0.43083 | 0.46345 | 5 | 1 | 144 | 12205 | 4661 | 6515 | 10131 | 1625 | 2508 | 8471 | 1295 | 1224 | 25858 | 1.26 | 1.06 | 13106.685
2161 | 1 | 91 | 2017-04-01 | 0.64151 | 1 | 0.64151 | 0.59639 | 0.77448 | 0.52923 | 0.52132 | 0.50619 | 0.46207 | 0.48281 | 0.46605 | 0.41295 | 0.46063 | 0.40479 | 0.45018 | 6 | 2 | 1 | 11695 | 4413 | 6335 | 9861 | 1587 | 2416 | 8055 | 1246 | 1150 | 25118 | 1.02 | 0.99 | 12032.86
2162 | 2 | 91 | 2017-04-01 | 0.60377 | 1 | 0.60377 | 0.57831 | 0.74964 | 0.51561 | 0.50644 | 0.49045 | 0.43887 | 0.46577 | 0.44985 | 0.39762 | 0.44695 | 0.39141 | 0.43325 | 6 | 2 | 2 | 11394 | 4287 | 6138 | 9366 | 1531 | 2332 | 7756 | 1209 | 1112 | 24173 | 0.96 | 0.96 | 11646.96
2163 | 3 | 91 | 2017-04-01 | 0.60377 | 1 | 0.60377 | 0.56024 | 0.72838 | 0.50891 | 0.49994 | 0.48254 | 0.4265 | 0.45634 | 0.44001 | 0.38993 | 0.43993 | 0.39 | 0.42348 | 6 | 2 | 3 | 11246 | 4232 | 6039 | 9102 | 1500 | 2281 | 7606 | 1190 | 1108 | 23628 | 0.96 | 0.93 | 11316.6
2164 | 4 | 91 | 2017-04-01 | 0.59119 | 1 | 0.59119 | 0.54819 | 0.71262 | 0.5081 | 0.49652 | 0.47759 | 0.41793 | 0.4533 | 0.43711 | 0.38639 | 0.43475 | 0.39352 | 0.41963 | 6 | 2 | 4 | 11228 | 4203 | 5977 | 8919 | 1490 | 2266 | 7537 | 1176 | 1118 | 23413 | 0.94 | 0.91 | 11071.73
2165 | 5 | 91 | 2017-04-01 | 0.62893 | 1 | 0.62893 | 0.54819 | 0.70005 | 0.51376 | 0.50219 | 0.4807 | 0.41526 | 0.45786 | 0.44117 | 0.38962 | 0.43623 | 0.40408 | 0.42242 | 6 | 2 | 5 | 11353 | 4251 | 6016 | 8862 | 1505 | 2287 | 7600 | 1180 | 1148 | 23569 | 1 | 0.91 | 10876.555
2166 | 6 | 91 | 2017-04-01 | 0.69182 | 1 | 0.69182 | 0.56627 | 0.69248 | 0.52742 | 0.51672 | 0.49868 | 0.41849 | 0.47155 | 0.45448 | 0.40085 | 0.44547 | 0.41922 | 0.43529 | 6 | 2 | 6 | 11655 | 4374 | 6241 | 8931 | 1550 | 2356 | 7819 | 1205 | 1191 | 24287 | 1.1 | 0.94 | 10758.83
2167 | 7 | 91 | 2017-04-01 | 0.76101 | 1 | 0.76101 | 0.62651 | 0.68725 | 0.55023 | 0.53975 | 0.51746 | 0.43156 | 0.49559 | 0.47704 | 0.42141 | 0.46285 | 0.44386 | 0.45714 | 6 | 2 | 7 | 12159 | 4569 | 6476 | 9210 | 1629 | 2473 | 8220 | 1252 | 1261 | 25506 | 1.21 | 1.04 | 10677.68
2168 | 8 | 91 | 2017-04-01 | 0.77358 | 1 | 0.77358 | 0.6988 | 0.67879 | 0.57734 | 0.56822 | 0.5364 | 0.44885 | 0.52845 | 0.50251 | 0.44561 | 0.48281 | 0.47131 | 0.47838 | 6 | 2 | 8 | 12758 | 4810 | 6713 | 9579 | 1737 | 2605 | 8692 | 1306 | 1339 | 26691 | 1.23 | 1.16 | 10546.135
2169 | 9 | 91 | 2017-04-01 | 0.72327 | 1 | 0.72327 | 0.73494 | 0.73509 | 0.60091 | 0.59846 | 0.55693 | 0.46554 | 0.54792 | 0.5216 | 0.46663 | 0.50129 | 0.49314 | 0.49981 | 6 | 2 | 9 | 13279 | 5066 | 6970 | 9935 | 1801 | 2704 | 9102 | 1356 | 1401 | 27887 | 1.15 | 1.22 | 11420.965
2170 | 10 | 91 | 2017-04-01 | 0.7044 | 1 | 0.7044 | 0.74096 | 0.80309 | 0.61096 | 0.6189 | 0.5706 | 0.47688 | 0.56313 | 0.53492 | 0.4777 | 0.51793 | 0.50053 | 0.513 | 6 | 2 | 10 | 13501 | 5239 | 7141 | 10177 | 1851 | 2773 | 9318 | 1401 | 1422 | 28623 | 1.12 | 1.23 | 12477.48
2171 | 11 | 91 | 2017-04-01 | 0.72956 | 1 | 0.72956 | 0.73494 | 0.84627 | 0.61168 | 0.62363 | 0.57523 | 0.48091 | 0.56617 | 0.5409 | 0.48001 | 0.52643 | 0.4963 | 0.51619 | 6 | 2 | 11 | 13517 | 5279 | 7199 | 10263 | 1861 | 2804 | 9363 | 1424 | 1410 | 28801 | 1.16 | 1.22 | 13148.295
2172 | 12 | 91 | 2017-04-01 | 0.67925 | 1 | 0.67925 | 0.74096 | 0.85829 | 0.60589 | 0.6176 | 0.57044 | 0.47861 | 0.56039 | 0.53819 | 0.47534 | 0.52791 | 0.48187 | 0.51159 | 6 | 2 | 12 | 13389 | 5228 | 7139 | 10214 | 1842 | 2790 | 9272 | 1428 | 1369 | 28544 | 1.08 | 1.23 | 13334.96
2173 | 13 | 91 | 2017-04-01 | 0.6478 | 1 | 0.6478 | 0.75904 | 0.83365 | 0.59426 | 0.60532 | 0.56149 | 0.47125 | 0.547 | 0.52816 | 0.46811 | 0.52348 | 0.46674 | 0.50229 | 6 | 2 | 13 | 13132 | 5124 | 7027 | 10057 | 1798 | 2738 | 9131 | 1416 | 1326 | 28025 | 1.03 | 1.26 | 12952.21
2174 | 14 | 91 | 2017-04-01 | 0.6478 | 1 | 0.6478 | 0.77711 | 0.83998 | 0.58232 | 0.59114 | 0.5531 | 0.46254 | 0.53331 | 0.51582 | 0.45873 | 0.51571 | 0.45266 | 0.49049 | 6 | 2 | 14 | 12868 | 5004 | 6922 | 9871 | 1753 | 2674 | 8948 | 1395 | 1286 | 27367 | 1.03 | 1.29 | 13050.635
2175 | 15 | 91 | 2017-04-01 | 0.66038 | 1 | 0.66038 | 0.79518 | 0.8466 | 0.56851 | 0.5785 | 0.54391 | 0.45307 | 0.51932 | 0.50405 | 0.45227 | 0.5098 | 0.43858 | 0.48096 | 6 | 2 | 15 | 12563 | 4897 | 6807 | 9669 | 1707 | 2613 | 8822 | 1379 | 1246 | 26835 | 1.05 | 1.32 | 13153.435
2176 | 16 | 91 | 2017-04-01 | 0.66038 | 1 | 0.66038 | 0.84337 | 0.84537 | 0.5605 | 0.57295 | 0.53839 | 0.44384 | 0.50958 | 0.49672 | 0.4494 | 0.50573 | 0.42802 | 0.47664 | 6 | 2 | 16 | 12386 | 4850 | 6738 | 9472 | 1675 | 2575 | 8766 | 1368 | 1216 | 26594 | 1.05 | 1.4 | 13134.275
2177 | 17 | 91 | 2017-04-01 | 0.67925 | 1 | 0.67925 | 0.87349 | 0.83299 | 0.55892 | 0.57519 | 0.53831 | 0.43756 | 0.50745 | 0.49228 | 0.45135 | 0.50536 | 0.4245 | 0.48117 | 6 | 2 | 17 | 12351 | 4869 | 6737 | 9338 | 1668 | 2552 | 8804 | 1367 | 1206 | 26847 | 1.08 | 1.45 | 12941.93
2178 | 18 | 91 | 2017-04-01 | 0.73585 | 1 | 0.73585 | 0.95783 | 0.79767 | 0.55987 | 0.58216 | 0.54159 | 0.43573 | 0.50897 | 0.49383 | 0.4597 | 0.51201 | 0.42767 | 0.49072 | 6 | 2 | 18 | 12372 | 4928 | 6778 | 9299 | 1673 | 2560 | 8967 | 1385 | 1215 | 27380 | 1.17 | 1.59 | 12393.195
2179 | 19 | 91 | 2017-04-01 | 0.7673 | 1 | 0.7673 | 0.98193 | 0.79425 | 0.56544 | 0.59149 | 0.54431 | 0.4377 | 0.51202 | 0.49749 | 0.4716 | 0.51719 | 0.43224 | 0.50307 | 6 | 2 | 19 | 12495 | 5007 | 6812 | 9341 | 1683 | 2579 | 9199 | 1399 | 1228 | 28069 | 1.22 | 1.63 | 12340.135
2180 | 20 | 91 | 2017-04-01 | 0.86164 | 1 | 0.86164 | 1 | 0.85572 | 0.58182 | 0.60402 | 0.54846 | 0.44529 | 0.5181 | 0.50405 | 0.48626 | 0.53013 | 0.44632 | 0.52159 | 6 | 2 | 20 | 12857 | 5113 | 6864 | 9503 | 1703 | 2613 | 9485 | 1434 | 1268 | 29102 | 1.37 | 1.66 | 13295.155
2181 | 21 | 91 | 2017-04-01 | 0.88679 | 1 | 0.88679 | 0.99398 | 0.85805 | 0.60051 | 0.61347 | 0.56604 | 0.46675 | 0.53788 | 0.52353 | 0.49375 | 0.53826 | 0.48117 | 0.5294 | 6 | 2 | 21 | 13270 | 5193 | 7084 | 9961 | 1768 | 2714 | 9631 | 1456 | 1367 | 29538 | 1.41 | 1.65 | 13331.25
2182 | 22 | 91 | 2017-04-01 | 0.84906 | 1 | 0.84906 | 0.90964 | 0.84073 | 0.59363 | 0.60295 | 0.56045 | 0.47655 | 0.53149 | 0.5216 | 0.48211 | 0.52939 | 0.48962 | 0.51818 | 6 | 2 | 22 | 13118 | 5104 | 7014 | 10170 | 1747 | 2704 | 9404 | 1432 | 1391 | 28912 | 1.35 | 1.51 | 13062.215
2183 | 23 | 91 | 2017-04-01 | 0.7673 | 1 | 0.7673 | 0.79518 | 0.82665 | 0.57453 | 0.58015 | 0.53911 | 0.46793 | 0.51293 | 0.50347 | 0.45955 | 0.51054 | 0.47624 | 0.49703 | 6 | 2 | 23 | 12696 | 4911 | 6747 | 9986 | 1686 | 2610 | 8964 | 1381 | 1353 | 27732 | 1.22 | 1.32 | 12843.495
2184 | 24 | 91 | 2017-04-01 | 0.6478 | 1 | 0.6478 | 0.68675 | 0.80437 | 0.55132 | 0.55357 | 0.51274 | 0.45012 | 0.4895 | 0.47955 | 0.43407 | 0.48688 | 0.45864 | 0.47088 | 6 | 2 | 24 | 12183 | 4686 | 6417 | 9606 | 1609 | 2486 | 8467 | 1317 | 1303 | 26273 | 1.03 | 1.14 | 12497.315
2185 | 1 | 92 | 2017-04-02 | 0.58491 | 1 | 0.58491 | 0.64458 | 0.77096 | 0.5248 | 0.55381 | 0.4871 | 0.41643 | 0.46182 | 0.4539 | 0.41208 | 0.46543 | 0.42872 | 0.43726 | 7 | 3 | 25 | 11597 | 4688 | 6096 | 8887 | 1518 | 2353 | 8038 | 1259 | 1218 | 24397 | 0.93 | 1.07 | 11978.235
2186 | 2 | 92 | 2017-04-02 | 0.54717 | 1 | 0.54717 | 0.62048 | 0.74542 | 0.51462 | 0.54022 | 0.47431 | 0.39829 | 0.44782 | 0.43924 | 0.39972 | 0.4536 | 0.42591 | 0.42264 | 7 | 3 | 26 | 11372 | 4573 | 5936 | 8500 | 1472 | 2277 | 7797 | 1227 | 1210 | 23581 | 0.87 | 1.03 | 11581.36
2187 | 3 | 92 | 2017-04-02 | 0.54088 | 1 | 0.54088 | 0.60843 | 0.72049 | 0.51168 | 0.53467 | 0.46704 | 0.38761 | 0.44174 | 0.43268 | 0.3948 | 0.44584 | 0.4252 | 0.41522 | 7 | 3 | 27 | 11307 | 4526 | 5845 | 8272 | 1452 | 2243 | 7701 | 1206 | 1208 | 23167 | 0.86 | 1.01 | 11194.145
2188 | 4 | 92 | 2017-04-02 | 0.54717 | 1 | 0.54717 | 0.62048 | 0.6999 | 0.51254 | 0.53314 | 0.46616 | 0.38114 | 0.43961 | 0.43075 | 0.39516 | 0.44325 | 0.42837 | 0.41321 | 7 | 3 | 28 | 11326 | 4513 | 5834 | 8134 | 1445 | 2233 | 7708 | 1199 | 1217 | 23055 | 0.87 | 1.03 | 10874.225
2189 | 5 | 92 | 2017-04-02 | 0.57862 | 1 | 0.57862 | 0.63855 | 0.68772 | 0.51674 | 0.53822 | 0.4664 | 0.378 | 0.44235 | 0.43345 | 0.40044 | 0.44436 | 0.43682 | 0.41572 | 7 | 3 | 29 | 11419 | 4556 | 5837 | 8067 | 1454 | 2247 | 7811 | 1202 | 1241 | 23195 | 0.92 | 1.06 | 10684.93
2190 | 6 | 92 | 2017-04-02 | 0.6478 | 1 | 0.6478 | 0.69277 | 0.67866 | 0.52914 | 0.54979 | 0.47623 | 0.37974 | 0.45148 | 0.44367 | 0.41346 | 0.45434 | 0.4516 | 0.42744 | 7 | 3 | 30 | 11693 | 4654 | 5960 | 8104 | 1484 | 2300 | 8065 | 1229 | 1283 | 23849 | 1.03 | 1.15 | 10544.215
2191 | 7 | 92 | 2017-04-02 | 0.71069 | 1 | 0.71069 | 0.75904 | 0.66367 | 0.54607 | 0.57023 | 0.48726 | 0.38503 | 0.4679 | 0.45775 | 0.43392 | 0.4647 | 0.47448 | 0.44434 | 7 | 3 | 31 | 12067 | 4827 | 6098 | 8217 | 1538 | 2373 | 8464 | 1257 | 1348 | 24792 | 1.13 | 1.26 | 10311.225
2192 | 8 | 92 | 2017-04-02 | 0.73585 | 1 | 0.73585 | 0.74699 | 0.63637 | 0.57019 | 0.59256 | 0.49964 | 0.3915 | 0.48737 | 0.47492 | 0.45801 | 0.47652 | 0.49595 | 0.46121 | 7 | 3 | 32 | 12600 | 5016 | 6253 | 8355 | 1602 | 2462 | 8934 | 1289 | 1409 | 25733 | 1.17 | 1.24 | 9887.07
2193 | 9 | 92 | 2017-04-02 | 0.71698 | 1 | 0.71698 | 0.71084 | 0.65776 | 0.58738 | 0.60815 | 0.51274 | 0.39548 | 0.50532 | 0.49035 | 0.47637 | 0.48909 | 0.52059 | 0.47463 | 7 | 3 | 33 | 12980 | 5148 | 6417 | 8440 | 1661 | 2542 | 9292 | 1323 | 1479 | 26482 | 1.14 | 1.18 | 10219.53
2194 | 10 | 92 | 2017-04-02 | 0.69811 | 1 | 0.69811 | 0.6988 | 0.69482 | 0.5901 | 0.60862 | 0.52193 | 0.40556 | 0.51506 | 0.5 | 0.48226 | 0.49871 | 0.5125 | 0.47866 | 7 | 3 | 34 | 13040 | 5152 | 6532 | 8655 | 1693 | 2592 | 9407 | 1349 | 1456 | 26707 | 1.11 | 1.16 | 10795.295
2195 | 11 | 92 | 2017-04-02 | 0.7044 | 1 | 0.7044 | 0.72289 | 0.7323 | 0.5782 | 0.59799 | 0.52241 | 0.41193 | 0.51232 | 0.50077 | 0.47519 | 0.49945 | 0.47976 | 0.47576 | 7 | 3 | 35 | 12777 | 5062 | 6538 | 8791 | 1684 | 2596 | 9269 | 1351 | 1363 | 26545 | 1.12 | 1.2 | 11377.635
2196 | 12 | 92 | 2017-04-02 | 0.67925 | 1 | 0.67925 | 0.72289 | 0.74794 | 0.56562 | 0.58358 | 0.51898 | 0.41413 | 0.50715 | 0.4973 | 0.46555 | 0.50092 | 0.45336 | 0.46929 | 7 | 3 | 36 | 12499 | 4940 | 6495 | 8838 | 1667 | 2578 | 9081 | 1355 | 1288 | 26184 | 1.08 | 1.2 | 11620.63
2197 | 13 | 92 | 2017-04-02 | 0.62264 | 1 | 0.62264 | 0.6988 | 0.74218 | 0.55779 | 0.57236 | 0.51506 | 0.41427 | 0.50106 | 0.49113 | 0.4573 | 0.50055 | 0.43893 | 0.46164 | 7 | 3 | 37 | 12326 | 4845 | 6446 | 8841 | 1647 | 2546 | 8920 | 1354 | 1247 | 25757 | 0.99 | 1.16 | 11531.12
2198 | 14 | 92 | 2017-04-02 | 0.63522 | 1 | 0.63522 | 0.6988 | 0.75233 | 0.54706 | 0.55676 | 0.50875 | 0.41118 | 0.49103 | 0.48187 | 0.44889 | 0.4976 | 0.42344 | 0.4526 | 7 | 3 | 38 | 12089 | 4713 | 6367 | 8775 | 1614 | 2498 | 8756 | 1346 | 1203 | 25253 | 1.01 | 1.16 | 11688.74
2199 | 15 | 92 | 2017-04-02 | 0.65409 | 1 | 0.65409 | 0.70482 | 0.7566 | 0.53638 | 0.54294 | 0.50116 | 0.40865 | 0.48099 | 0.47299 | 0.44181 | 0.49427 | 0.41042 | 0.44577 | 7 | 3 | 39 | 11853 | 4596 | 6272 | 8721 | 1581 | 2452 | 8618 | 1337 | 1166 | 24872 | 1.04 | 1.17 | 11755.12
2200 | 16 | 92 | 2017-04-02 | 0.67925 | 1 | 0.67925 | 0.72289 | 0.75794 | 0.5291 | 0.53644 | 0.49804 | 0.40574 | 0.47308 | 0.46817 | 0.43838 | 0.49316 | 0.39951 | 0.44327 | 7 | 3 | 40 | 11692 | 4541 | 6233 | 8659 | 1555 | 2427 | 8551 | 1334 | 1135 | 24732 | 1.08 | 1.2 | 11775.96
2201 | 17 | 92 | 2017-04-02 | 0.73585 | 1 | 0.73585 | 0.78313 | 0.74929 | 0.53127 | 0.54082 | 0.5006 | 0.40364 | 0.4749 | 0.46836 | 0.44217 | 0.49686 | 0.40232 | 0.45067 | 7 | 3 | 41 | 11740 | 4578 | 6265 | 8614 | 1561 | 2428 | 8625 | 1344 | 1143 | 25145 | 1.17 | 1.3 | 11641.495
2202 | 18 | 92 | 2017-04-02 | 0.79874 | 1 | 0.79874 | 0.81325 | 0.72694 | 0.53788 | 0.55275 | 0.51243 | 0.40589 | 0.48616 | 0.47647 | 0.45478 | 0.50573 | 0.41042 | 0.4645 | 7 | 3 | 42 | 11886 | 4679 | 6413 | 8662 | 1598 | 2470 | 8871 | 1368 | 1166 | 25917 | 1.27 | 1.35 | 11294.21
2203 | 19 | 92 | 2017-04-02 | 0.83648 | 1 | 0.83648 | 0.8494 | 0.72784 | 0.5481 | 0.56751 | 0.52185 | 0.41334 | 0.49589 | 0.4836 | 0.47144 | 0.51165 | 0.42274 | 0.47834 | 7 | 3 | 43 | 12112 | 4804 | 6531 | 8821 | 1630 | 2507 | 9196 | 1384 | 1201 | 26689 | 1.33 | 1.41 | 11308.32
2204 | 20 | 92 | 2017-04-02 | 0.91824 | 1 | 0.91824 | 0.90361 | 0.80601 | 0.57037 | 0.59138 | 0.53712 | 0.42397 | 0.50928 | 0.49518 | 0.494 | 0.52348 | 0.44139 | 0.50221 | 7 | 3 | 44 | 12604 | 5006 | 6722 | 9048 | 1674 | 2567 | 9636 | 1416 | 1254 | 28021 | 1.46 | 1.5 | 12522.705
2205 | 21 | 92 | 2017-04-02 | 0.91195 | 1 | 0.91195 | 0.93976 | 0.81962 | 0.59503 | 0.61465 | 0.55342 | 0.44384 | 0.53118 | 0.51736 | 0.50497 | 0.53272 | 0.47272 | 0.51508 | 7 | 3 | 45 | 13149 | 5203 | 6926 | 9472 | 1746 | 2682 | 9850 | 1441 | 1343 | 28739 | 1.45 | 1.56 | 12734.27
2206 | 22 | 92 | 2017-04-02 | 0.89308 | 1 | 0.89308 | 0.89759 | 0.81392 | 0.5853 | 0.60059 | 0.54606 | 0.4519 | 0.52297 | 0.51022 | 0.48908 | 0.52384 | 0.47131 | 0.50069 | 7 | 3 | 46 | 12934 | 5084 | 6834 | 9644 | 1719 | 2645 | 9540 | 1417 | 1339 | 27936 | 1.42 | 1.49 | 12645.685
2207 | 23 | 92 | 2017-04-02 | 0.7673 | 1 | 0.7673 | 0.8012 | 0.80175 | 0.56105 | 0.57224 | 0.52433 | 0.44243 | 0.50228 | 0.48399 | 0.45883 | 0.49908 | 0.44034 | 0.47327 | 7 | 3 | 47 | 12398 | 4844 | 6562 | 9442 | 1651 | 2509 | 8950 | 1350 | 1251 | 26406 | 1.22 | 1.33 | 12456.54
2208 | 24 | 92 | 2017-04-02 | 0.69182 | 1 | 0.69182 | 0.69277 | 0.77447 | 0.5357 | 0.54743 | 0.501 | 0.42271 | 0.48129 | 0.45274 | 0.42802 | 0.47209 | 0.40479 | 0.44405 | 7 | 3 | 48 | 11838 | 4634 | 6270 | 9021 | 1582 | 2347 | 8349 | 1277 | 1150 | 24776 | 1.1 | 1.15 | 12032.68
2209 | 1 | 93 | 2017-04-03 | 0.61635 | 1 | 0.61635 | 0.64458 | 0.80131 | 0.51969 | 0.53904 | 0.4843 | 0.39904 | 0.47308 | 0.43422 | 0.40141 | 0.45434 | 0.37698 | 0.41251 | 1 | 1 | 49 | 11484 | 4563 | 6061 | 8516 | 1555 | 2251 | 7830 | 1229 | 1071 | 23016 | 0.98 | 1.07 | 12449.825
2210 | 2 | 93 | 2017-04-03 | 0.61006 | 1 | 0.61006 | 0.62048 | 0.77242 | 0.51072 | 0.53148 | 0.47407 | 0.3856 | 0.46273 | 0.42188 | 0.39208 | 0.4414 | 0.36783 | 0.40068 | 1 | 1 | 50 | 11286 | 4499 | 5933 | 8229 | 1521 | 2187 | 7648 | 1194 | 1045 | 22356 | 0.97 | 1.03 | 12000.945
2211 | 3 | 93 | 2017-04-03 | 0.59748 | 1 | 0.59748 | 0.62048 | 0.74901 | 0.50901 | 0.53042 | 0.47183 | 0.37904 | 0.45817 | 0.4157 | 0.38926 | 0.43734 | 0.36431 | 0.39647 | 1 | 1 | 51 | 11248 | 4490 | 5905 | 8089 | 1506 | 2155 | 7593 | 1183 | 1035 | 22121 | 0.95 | 1.03 | 11637.225
2212 | 4 | 93 | 2017-04-03 | 0.58491 | 1 | 0.58491 | 0.62048 | 0.73082 | 0.51403 | 0.53207 | 0.47391 | 0.37383 | 0.45878 | 0.41647 | 0.39326 | 0.43475 | 0.36712 | 0.39937 | 1 | 1 | 52 | 11359 | 4504 | 5931 | 7978 | 1508 | 2159 | 7671 | 1176 | 1043 | 22283 | 0.93 | 1.03 | 11354.585
2213 | 5 | 93 | 2017-04-03 | 0.60377 | 1 | 0.60377 | 0.64458 | 0.71832 | 0.52955 | 0.55121 | 0.48638 | 0.37571 | 0.47095 | 0.42805 | 0.4091 | 0.44473 | 0.37487 | 0.41251 | 1 | 1 | 53 | 11702 | 4666 | 6087 | 8018 | 1548 | 2219 | 7980 | 1203 | 1065 | 23016 | 0.96 | 1.07 | 11160.345
2214 | 6 | 93 | 2017-04-03 | 0.67296 | 1 | 0.67296 | 0.6988 | 0.72546 | 0.56607 | 0.59149 | 0.51866 | 0.38724 | 0.50654 | 0.46277 | 0.44709 | 0.47283 | 0.41147 | 0.44879 | 1 | 1 | 54 | 12509 | 5007 | 6491 | 8264 | 1665 | 2399 | 8721 | 1279 | 1169 | 25040 | 1.07 | 1.16 | 11271.335
2215 | 7 | 93 | 2017-04-03 | 0.73585 | 1 | 0.73585 | 0.77108 | 0.7356 | 0.62938 | 0.65139 | 0.57635 | 0.42107 | 0.568 | 0.51775 | 0.50733 | 0.51571 | 0.46779 | 0.5053 | 1 | 1 | 55 | 13908 | 5514 | 7213 | 8986 | 1867 | 2684 | 9896 | 1395 | 1329 | 28193 | 1.17 | 1.28 | 11428.795
2216 | 8 | 93 | 2017-04-03 | 0.74214 | 1 | 0.74214 | 0.78313 | 0.74366 | 0.66698 | 0.68151 | 0.61143 | 0.47008 | 0.60876 | 0.55015 | 0.5345 | 0.54566 | 0.48715 | 0.53578 | 1 | 1 | 56 | 14739 | 5769 | 7652 | 10032 | 2001 | 2852 | 10426 | 1476 | 1384 | 29894 | 1.18 | 1.3 | 11554.04
2217 | 9 | 93 | 2017-04-03 | 0.74843 | 1 | 0.74843 | 0.74699 | 0.84656 | 0.66766 | 0.67809 | 0.62413 | 0.49979 | 0.61545 | 0.55594 | 0.52707 | 0.56044 | 0.46815 | 0.53722 | 1 | 1 | 57 | 14754 | 5740 | 7811 | 10666 | 2023 | 2882 | 10281 | 1516 | 1330 | 29974 | 1.19 | 1.24 | 13152.805
2218 | 10 | 93 | 2017-04-03 | 0.71698 | 1 | 0.71698 | 0.72892 | 0.91285 | 0.66517 | 0.6736 | 0.62932 | 0.51122 | 0.62184 | 0.56134 | 0.51789 | 0.57006 | 0.46181 | 0.53268 | 1 | 1 | 58 | 14699 | 5702 | 7876 | 10910 | 2044 | 2910 | 10102 | 1542 | 1312 | 29721 | 1.14 | 1.21 | 14182.66
2219 | 11 | 93 | 2017-04-03 | 0.71698 | 1 | 0.71698 | 0.71084 | 0.9624 | 0.66644 | 0.66911 | 0.63588 | 0.51685 | 0.62306 | 0.56887 | 0.51082 | 0.57523 | 0.45794 | 0.52938 | 1 | 1 | 59 | 14727 | 5664 | 7958 | 11030 | 2048 | 2949 | 9964 | 1556 | 1301 | 29537 | 1.14 | 1.18 | 14952.575
2220 | 12 | 93 | 2017-04-03 | 0.69811 | 1 | 0.69811 | 0.68072 | 0.97754 | 0.6587 | 0.66119 | 0.6354 | 0.52228 | 0.62215 | 0.57002 | 0.50523 | 0.58226 | 0.45019 | 0.52419 | 1 | 1 | 60 | 14556 | 5597 | 7952 | 11146 | 2045 | 2955 | 9855 | 1575 | 1279 | 29247 | 1.11 | 1.13 | 15187.805
2221 | 13 | 93 | 2017-04-03 | 0.63522 | 1 | 0.63522 | 0.6506 | 0.95214 | 0.65481 | 0.65281 | 0.63236 | 0.52252 | 0.61911 | 0.56867 | 0.49903 | 0.58189 | 0.44527 | 0.51773 | 1 | 1 | 61 | 14470 | 5526 | 7914 | 11151 | 2035 | 2948 | 9734 | 1574 | 1265 | 28887 | 1.01 | 1.08 | 14793.225
2222 | 14 | 93 | 2017-04-03 | 0.61635 | 1 | 0.61635 | 0.63253 | 0.97576 | 0.64979 | 0.64489 | 0.62893 | 0.51858 | 0.61333 | 0.56809 | 0.49364 | 0.57819 | 0.44034 | 0.51426 | 1 | 1 | 62 | 14359 | 5459 | 7871 | 11067 | 2016 | 2945 | 9629 | 1564 | 1251 | 28693 | 0.98 | 1.05 | 15160.185
2223 | 15 | 93 | 2017-04-03 | 0.61635 | 1 | 0.61635 | 0.65663 | 1 | 0.64033 | 0.63532 | 0.61886 | 0.51811 | 0.60572 | 0.56327 | 0.48995 | 0.57375 | 0.43189 | 0.50816 | 1 | 1 | 63 | 14150 | 5378 | 7745 | 11057 | 1991 | 2920 | 9557 | 1552 | 1227 | 28353 | 0.98 | 1.09 | 15536.75
2224 | 16 | 93 | 2017-04-03 | 0.64151 | 1 | 0.64151 | 0.68072 | 0.99944 | 0.62879 | 0.628 | 0.60791 | 0.5116 | 0.59233 | 0.55864 | 0.4878 | 0.56858 | 0.42943 | 0.50634 | 1 | 1 | 64 | 13895 | 5316 | 7608 | 10918 | 1947 | 2896 | 9515 | 1538 | 1220 | 28251 | 1.02 | 1.13 | 15528.105
2225 | 17 | 93 | 2017-04-03 | 0.66667 | 1 | 0.66667 | 0.72892 | 0.98608 | 0.62368 | 0.62587 | 0.60336 | 0.50522 | 0.58686 | 0.55575 | 0.49 | 0.56636 | 0.43717 | 0.51336 | 1 | 1 | 65 | 13782 | 5298 | 7551 | 10782 | 1929 | 2881 | 9558 | 1532 | 1242 | 28643 | 1.06 | 1.21 | 15320.515
2226 | 18 | 93 | 2017-04-03 | 0.68553 | 1 | 0.68553 | 0.77711 | 0.92154 | 0.62169 | 0.63237 | 0.60232 | 0.50288 | 0.58838 | 0.55498 | 0.4978 | 0.56414 | 0.44139 | 0.52705 | 1 | 1 | 66 | 13738 | 5353 | 7538 | 10732 | 1934 | 2877 | 9710 | 1526 | 1254 | 29407 | 1.09 | 1.29 | 14317.695
2227 | 19 | 93 | 2017-04-03 | 0.7044 | 1 | 0.7044 | 0.79518 | 0.8823 | 0.62585 | 0.6417 | 0.60559 | 0.50274 | 0.58747 | 0.55343 | 0.50779 | 0.56192 | 0.44879 | 0.5337 | 1 | 1 | 67 | 13830 | 5432 | 7579 | 10729 | 1931 | 2869 | 9905 | 1520 | 1275 | 29778 | 1.12 | 1.32 | 13708.055
2228 | 20 | 93 | 2017-04-03 | 0.7673 | 1 | 0.7673 | 0.8494 | 0.93549 | 0.63929 | 0.65151 | 0.6163 | 0.50419 | 0.59233 | 0.55594 | 0.52333 | 0.56599 | 0.46427 | 0.54645 | 1 | 1 | 68 | 14127 | 5515 | 7713 | 10760 | 1947 | 2882 | 10208 | 1531 | 1319 | 30489 | 1.22 | 1.41 | 14534.475
2229 | 21 | 93 | 2017-04-03 | 0.83648 | 1 | 0.83648 | 0.89759 | 0.93593 | 0.65486 | 0.66415 | 0.62445 | 0.51699 | 0.60754 | 0.56636 | 0.52845 | 0.56895 | 0.48926 | 0.54675 | 1 | 1 | 69 | 14471 | 5622 | 7815 | 11033 | 1997 | 2936 | 10308 | 1539 | 1390 | 30506 | 1.33 | 1.49 | 14541.295
2230 | 22 | 93 | 2017-04-03 | 0.8239 | 1 | 0.8239 | 0.87349 | 0.9084 | 0.63472 | 0.64099 | 0.60615 | 0.51558 | 0.58807 | 0.55343 | 0.50313 | 0.5512 | 0.478 | 0.52404 | 1 | 1 | 70 | 14026 | 5426 | 7586 | 11003 | 1933 | 2869 | 9814 | 1491 | 1358 | 29239 | 1.31 | 1.45 | 14113.52
2231 | 23 | 93 | 2017-04-03 | 0.77358 | 1 | 0.77358 | 0.75904 | 0.88374 | 0.59802 | 0.59846 | 0.57044 | 0.49637 | 0.55157 | 0.5162 | 0.46293 | 0.51756 | 0.44069 | 0.48555 | 1 | 1 | 71 | 13215 | 5066 | 7139 | 10593 | 1813 | 2676 | 9030 | 1400 | 1252 | 27091 | 1.23 | 1.26 | 13730.465
2232 | 24 | 93 | 2017-04-03 | 0.7044 | 1 | 0.7044 | 0.68072 | 0.84359 | 0.56132 | 0.55759 | 0.5364 | 0.46502 | 0.51293 | 0.47724 | 0.42387 | 0.4817 | 0.39916 | 0.44862 | 1 | 1 | 72 | 12404 | 4720 | 6713 | 9924 | 1686 | 2474 | 8268 | 1303 | 1134 | 25031 | 1.12 | 1.13 | 13106.685
2233 | 1 | 94 | 2017-04-04 | 0.6478 | 1 | 0.6478 | 0.63253 | 0.80131 | 0.52747 | 0.51872 | 0.51003 | 0.43395 | 0.48798 | 0.45081 | 0.39983 | 0.45323 | 0.36818 | 0.4159 | 2 | 1 | 73 | 11656 | 4391 | 6383 | 9261 | 1604 | 2337 | 7799 | 1226 | 1046 | 23205 | 1.03 | 1.05 | 12449.825
2234 | 2 | 94 | 2017-04-04 | 0.59748 | 1 | 0.59748 | 0.61446 | 0.77242 | 0.51172 | 0.50195 | 0.4962 | 0.41371 | 0.46973 | 0.43403 | 0.3846 | 0.44214 | 0.35304 | 0.40029 | 2 | 1 | 74 | 11308 | 4249 | 6210 | 8829 | 1544 | 2250 | 7502 | 1196 | 1003 | 22334 | 0.95 | 1.02 | 12000.945
2235 | 3 | 94 | 2017-04-04 | 0.57862 | 1 | 0.57862 | 0.59639 | 0.74901 | 0.50353 | 0.49451 | 0.48781 | 0.4019 | 0.45878 | 0.42361 | 0.37727 | 0.43438 | 0.34354 | 0.39197 | 2 | 1 | 75 | 11127 | 4186 | 6105 | 8577 | 1508 | 2196 | 7359 | 1175 | 976 | 21870 | 0.92 | 0.99 | 11637.225
2236 | 4 | 94 | 2017-04-04 | 0.58491 | 1 | 0.58491 | 0.61446 | 0.73082 | 0.50344 | 0.49403 | 0.48606 | 0.3953 | 0.45513 | 0.42052 | 0.37517 | 0.4329 | 0.34354 | 0.39084 | 2 | 1 | 76 | 11125 | 4182 | 6083 | 8436 | 1496 | 2180 | 7318 | 1171 | 976 | 21807 | 0.93 | 1.02 | 11354.585
2237 | 5 | 94 | 2017-04-04 | 0.58491 | 1 | 0.58491 | 0.62048 | 0.71832 | 0.51534 | 0.50585 | 0.49469 | 0.39455 | 0.46456 | 0.42824 | 0.38527 | 0.43956 | 0.34952 | 0.40127 | 2 | 1 | 77 | 11388 | 4282 | 6191 | 8420 | 1527 | 2220 | 7515 | 1189 | 993 | 22389 | 0.93 | 1.03 | 11160.345
2238 | 6 | 94 | 2017-04-04 | 0.61635 | 1 | 0.61635 | 0.6747 | 0.72546 | 0.5467 | 0.54011 | 0.52417 | 0.40509 | 0.49681 | 0.45814 | 0.4189 | 0.46543 | 0.38015 | 0.43447 | 2 | 1 | 78 | 12081 | 4572 | 6560 | 8645 | 1633 | 2375 | 8171 | 1259 | 1080 | 24241 | 0.98 | 1.12 | 11271.335
2239 | 7 | 94 | 2017-04-04 | 0.67296 | 1 | 0.67296 | 0.75904 | 0.7356 | 0.60476 | 0.59905 | 0.58082 | 0.43634 | 0.55552 | 0.51061 | 0.47852 | 0.51201 | 0.43013 | 0.49035 | 2 | 1 | 79 | 13364 | 5071 | 7269 | 9312 | 1826 | 2647 | 9334 | 1385 | 1222 | 27359 | 1.07 | 1.26 | 11428.795
2240 | 8 | 94 | 2017-04-04 | 0.72327 | 1 | 0.72327 | 0.74699 | 0.74366 | 0.63906 | 0.62918 | 0.61662 | 0.48437 | 0.59598 | 0.54109 | 0.50769 | 0.54455 | 0.44914 | 0.52171 | 2 | 1 | 80 | 14122 | 5326 | 7717 | 10337 | 1959 | 2805 | 9903 | 1473 | 1276 | 29109 | 1.15 | 1.24 | 11554.04
2241 | 9 | 94 | 2017-04-04 | 0.75472 | 1 | 0.75472 | 0.71084 | 0.84656 | 0.64205 | 0.63166 | 0.62733 | 0.51029 | 0.60298 | 0.54784 | 0.50656 | 0.5597 | 0.43506 | 0.52605 | 2 | 1 | 81 | 14188 | 5347 | 7851 | 10890 | 1982 | 2840 | 9881 | 1514 | 1236 | 29351 | 1.2 | 1.18 | 13152.805
2242 | 10 | 94 | 2017-04-04 | 0.79245 | 1 | 0.79245 | 0.6747 | 0.91285 | 0.64549 | 0.63438 | 0.63564 | 0.51872 | 0.61059 | 0.55382 | 0.50733 | 0.56747 | 0.43365 | 0.52655 | 2 | 1 | 82 | 14264 | 5370 | 7955 | 11070 | 2007 | 2871 | 9896 | 1535 | 1232 | 29379 | 1.26 | 1.12 | 14182.66
2243 | 11 | 94 | 2017-04-04 | 0.73585 | 1 | 0.73585 | 0.6506 | 0.9624 | 0.65196 | 0.63969 | 0.64363 | 0.52106 | 0.61545 | 0.56096 | 0.51169 | 0.57856 | 0.434 | 0.52756 | 2 | 1 | 83 | 14407 | 5415 | 8055 | 11120 | 2023 | 2908 | 9981 | 1565 | 1233 | 29435 | 1.17 | 1.08 | 14952.575
2244 | 12 | 94 | 2017-04-04 | 0.72327 | 1 | 0.72327 | 0.61446 | 0.97754 | 0.64857 | 0.63839 | 0.64227 | 0.52364 | 0.61454 | 0.56154 | 0.51635 | 0.58152 | 0.43224 | 0.52643 | 2 | 1 | 84 | 14332 | 5404 | 8038 | 11175 | 2020 | 2911 | 10072 | 1573 | 1228 | 29372 | 1.15 | 1.02 | 15187.805
2245 | 13 | 94 | 2017-04-04 | 0.71069 | 1 | 0.71069 | 0.63855 | 0.95214 | 0.64829 | 0.63816 | 0.63995 | 0.52134 | 0.61302 | 0.55883 | 0.52087 | 0.58189 | 0.43224 | 0.52279 | 2 | 1 | 85 | 14326 | 5402 | 8009 | 11126 | 2015 | 2897 | 10160 | 1574 | 1228 | 29169 | 1.13 | 1.06 | 14793.225
2246 | 14 | 94 | 2017-04-04 | 0.69182 | 1 | 0.69182 | 0.62048 | 0.97576 | 0.64626 | 0.63461 | 0.63907 | 0.51811 | 0.60998 | 0.55787 | 0.52415 | 0.57967 | 0.42626 | 0.52157 | 2 | 1 | 86 | 14281 | 5372 | 7998 | 11057 | 2005 | 2892 | 10224 | 1568 | 1211 | 29101 | 1.1 | 1.03 | 15160.185
2247 | 15 | 94 | 2017-04-04 | 0.67296 | 1 | 0.67296 | 0.62048 | 1 | 0.63834 | 0.62776 | 0.62948 | 0.51905 | 0.60542 | 0.5544 | 0.52691 | 0.57449 | 0.42274 | 0.51775 | 2 | 1 | 87 | 14106 | 5314 | 7878 | 11077 | 1990 | 2874 | 10278 | 1554 | 1201 | 28888 | 1.07 | 1.03 | 15536.75
2248 | 16 | 94 | 2017-04-04 | 0.68553 | 1 | 0.68553 | 0.63253 | 0.99944 | 0.62997 | 0.62386 | 0.62078 | 0.51385 | 0.59294 | 0.54919 | 0.52994 | 0.56562 | 0.42379 | 0.51686 | 2 | 1 | 88 | 13921 | 5281 | 7769 | 10966 | 1949 | 2847 | 10337 | 1530 | 1204 | 28838 | 1.09 | 1.05 | 15528.105
2249 | 17 | 94 | 2017-04-04 | 0.66667 | 1 | 0.66667 | 0.71084 | 0.98608 | 0.62607 | 0.62741 | 0.6167 | 0.5064 | 0.5899 | 0.54572 | 0.53455 | 0.56488 | 0.4333 | 0.52144 | 2 | 1 | 89 | 13835 | 5311 | 7718 | 10807 | 1939 | 2829 | 10427 | 1528 | 1231 | 29094 | 1.06 | 1.18 | 15320.515
2250 | 18 | 94 | 2017-04-04 | 0.69811 | 1 | 0.69811 | 0.71687 | 0.92154 | 0.6239 | 0.63449 | 0.61574 | 0.50283 | 0.59203 | 0.54707 | 0.53983 | 0.56266 | 0.44034 | 0.53003 | 2 | 1 | 90 | 13787 | 5371 | 7706 | 10731 | 1946 | 2836 | 10530 | 1522 | 1251 | 29573 | 1.11 | 1.19 | 14317.695
2251 | 19 | 94 | 2017-04-04 | 0.72327 | 1 | 0.72327 | 0.76506 | 0.8823 | 0.62639 | 0.64347 | 0.61742 | 0.50082 | 0.59294 | 0.54784 | 0.54758 | 0.55933 | 0.4516 | 0.53401 | 2 | 1 | 91 | 13842 | 5447 | 7727 | 10688 | 1949 | 2840 | 10681 | 1513 | 1283 | 29795 | 1.15 | 1.27 | 13708.055
2252 | 20 | 94 | 2017-04-04 | 0.78616 | 1 | 0.78616 | 0.80723 | 0.93549 | 0.63789 | 0.65647 | 0.62557 | 0.49984 | 0.5969 | 0.55305 | 0.56065 | 0.56451 | 0.46357 | 0.54412 | 2 | 1 | 92 | 14096 | 5557 | 7829 | 10667 | 1962 | 2867 | 10936 | 1527 | 1317 | 30359 | 1.25 | 1.34 | 14534.475
2253 | 21 | 94 | 2017-04-04 | 0.83648 | 1 | 0.83648 | 0.86145 | 0.93593 | 0.65594 | 0.66367 | 0.63524 | 0.51389 | 0.60754 | 0.56617 | 0.55993 | 0.56673 | 0.48117 | 0.54385 | 2 | 1 | 93 | 14495 | 5618 | 7950 | 10967 | 1997 | 2935 | 10922 | 1533 | 1367 | 30344 | 1.33 | 1.43 | 14541.295
2254 | 22 | 94 | 2017-04-04 | 0.81761 | 1 | 0.81761 | 0.8494 | 0.9084 | 0.6387 | 0.63839 | 0.61742 | 0.51478 | 0.59172 | 0.55343 | 0.52871 | 0.54972 | 0.47061 | 0.51963 | 2 | 1 | 94 | 14114 | 5404 | 7727 | 10986 | 1945 | 2869 | 10313 | 1487 | 1337 | 28993 | 1.3 | 1.41 | 14113.52
2255 | 23 | 94 | 2017-04-04 | 0.75472 | 1 | 0.75472 | 0.72892 | 0.88374 | 0.60232 | 0.60059 | 0.58258 | 0.49482 | 0.55583 | 0.51871 | 0.48277 | 0.51793 | 0.43682 | 0.47856 | 2 | 1 | 95 | 13310 | 5084 | 7291 | 10560 | 1827 | 2689 | 9417 | 1401 | 1241 | 26701 | 1.2 | 1.21 | 13730.465
2256 | 24 | 94 | 2017-04-04 | 0.68553 | 1 | 0.68553 | 0.6506 | 0.84359 | 0.56525 | 0.56149 | 0.54742 | 0.46347 | 0.52114 | 0.48129 | 0.43828 | 0.48688 | 0.39528 | 0.43997 | 2 | 1 | 96 | 12491 | 4753 | 6851 | 9891 | 1713 | 2495 | 8549 | 1317 | 1123 | 24548 | 1.09 | 1.08 | 13106.685
2257 | 1 | 95 | 2017-04-05 | 0.61635 | 1 | 0.61635 | 0.62651 | 0.80131 | 0.53498 | 0.52782 | 0.51826 | 0.44347 | 0.49711 | 0.45332 | 0.40916 | 0.45434 | 0.36325 | 0.41846 | 3 | 1 | 97 | 11822 | 4468 | 6486 | 9464 | 1634 | 2350 | 7981 | 1229 | 1032 | 23348 | 0.98 | 1.04 | 12449.825
2258 | 2 | 95 | 2017-04-05 | 0.60377 | 1 | 0.60377 | 0.60241 | 0.77242 | 0.52009 | 0.51329 | 0.50651 | 0.42299 | 0.4819 | 0.43924 | 0.39101 | 0.44104 | 0.35234 | 0.40269 | 3 | 1 | 98 | 11493 | 4345 | 6339 | 9027 | 1584 | 2277 | 7627 | 1193 | 1001 | 22468 | 0.96 | 1 | 12000.945
2259 | 3 | 95 | 2017-04-05 | 0.59748 | 1 | 0.59748 | 0.59036 | 0.74901 | 0.51308 | 0.5062 | 0.50012 | 0.41188 | 0.47186 | 0.43017 | 0.38199 | 0.43586 | 0.3453 | 0.39396 | 3 | 1 | 99 | 11338 | 4285 | 6259 | 8790 | 1551 | 2230 | 7451 | 1179 | 981 | 21981 | 0.95 | 0.98 | 11637.225
2260 | 4 | 95 | 2017-04-05 | 0.61635 | 1 | 0.61635 | 0.59036 | 0.73082 | 0.51453 | 0.5062 | 0.49908 | 0.40509 | 0.47034 | 0.43017 | 0.37886 | 0.4329 | 0.346 | 0.39219 | 3 | 1 | 100 | 11370 | 4285 | 6246 | 8645 | 1546 | 2230 | 7390 | 1171 | 983 | 21882 | 0.98 | 0.98 | 11354.585
2261 | 5 | 95 | 2017-04-05 | 0.64151 | 1 | 0.64151 | 0.60843 | 0.71832 | 0.52878 | 0.52026 | 0.50747 | 0.40476 | 0.48281 | 0.44001 | 0.38798 | 0.44288 | 0.3534 | 0.40414 | 3 | 1 | 101 | 11685 | 4404 | 6351 | 8638 | 1587 | 2281 | 7568 | 1198 | 1004 | 22549 | 1.02 | 1.01 | 11160.345
2262 | 6 | 95 | 2017-04-05 | 0.71698 | 1 | 0.71698 | 0.6506 | 0.72546 | 0.56317 | 0.55617 | 0.53967 | 0.4161 | 0.5181 | 0.47396 | 0.42002 | 0.46913 | 0.38191 | 0.43712 | 3 | 1 | 102 | 12445 | 4708 | 6754 | 8880 | 1703 | 2457 | 8193 | 1269 | 1085 | 24389 | 1.14 | 1.08 | 11271.335
2263 | 7 | 95 | 2017-04-05 | 0.77358 | 1 | 0.77358 | 0.68675 | 0.7356 | 0.62521 | 0.61843 | 0.59401 | 0.44731 | 0.58229 | 0.53221 | 0.47883 | 0.51645 | 0.43752 | 0.49918 | 3 | 1 | 103 | 13816 | 5235 | 7434 | 9546 | 1914 | 2759 | 9340 | 1397 | 1243 | 27852 | 1.23 | 1.14 | 11428.795
2264 | 8 | 95 | 2017-04-05 | 0.77987 | 1 | 0.77987 | 0.71687 | 0.74366 | 0.65906 | 0.64843 | 0.62405 | 0.49656 | 0.62002 | 0.56192 | 0.50959 | 0.54677 | 0.45477 | 0.53023 | 3 | 1 | 104 | 14564 | 5489 | 7810 | 10597 | 2038 | 2913 | 9940 | 1479 | 1292 | 29584 | 1.24 | 1.19 | 11554.04
2265 | 9 | 95 | 2017-04-05 | 0.73585 | 1 | 0.73585 | 0.77108 | 0.84656 | 0.6578 | 0.64962 | 0.62988 | 0.52575 | 0.62367 | 0.56289 | 0.50933 | 0.55786 | 0.43928 | 0.53051 | 3 | 1 | 105 | 14536 | 5499 | 7883 | 11220 | 2050 | 2918 | 9935 | 1509 | 1248 | 29600 | 1.17 | 1.28 | 13152.805
2266 | 10 | 95 | 2017-04-05 | 0.67925 | 1 | 0.67925 | 0.74096 | 0.91285 | 0.65327 | 0.64867 | 0.63212 | 0.53653 | 0.6261 | 0.56308 | 0.50841 | 0.56525 | 0.43013 | 0.526 | 3 | 1 | 106 | 14436 | 5491 | 7911 | 11450 | 2058 | 2919 | 9917 | 1529 | 1222 | 29348 | 1.08 | 1.23 | 14182.66
2267 | 11 | 95 | 2017-04-05 | 0.66667 | 1 | 0.66667 | 0.75301 | 0.9624 | 0.65169 | 0.64324 | 0.63492 | 0.54093 | 0.62367 | 0.56636 | 0.50964 | 0.56821 | 0.42802 | 0.52274 | 3 | 1 | 107 | 14401 | 5445 | 7946 | 11544 | 2050 | 2936 | 9941 | 1537 | 1216 | 29166 | 1.06 | 1.25 | 14952.575
2268 | 12 | 95 | 2017-04-05 | 0.6478 | 1 | 0.6478 | 0.73494 | 0.97754 | 0.64481 | 0.63568 | 0.63036 | 0.54519 | 0.61637 | 0.56578 | 0.51174 | 0.57375 | 0.42344 | 0.517 | 3 | 1 | 108 | 14249 | 5381 | 7889 | 11635 | 2026 | 2933 | 9982 | 1552 | 1203 | 28846 | 1.03 | 1.22 | 15187.805
2269 | 13 | 95 | 2017-04-05 | 0.66667 | 1 | 0.66667 | 0.71084 | 0.95214 | 0.64119 | 0.62942 | 0.62485 | 0.54323 | 0.6118 | 0.56346 | 0.51359 | 0.57338 | 0.42591 | 0.5092 | 3 | 1 | 109 | 14169 | 5328 | 7820 | 11593 | 2011 | 2921 | 10018 | 1551 | 1210 | 28411 | 1.06 | 1.18 | 14793.225
2270 | 14 | 95 | 2017-04-05 | 0.6478 | 1 | 0.6478 | 0.70482 | 0.97576 | 0.63875 | 0.62315 | 0.62261 | 0.54018 | 0.60633 | 0.56096 | 0.51497 | 0.57375 | 0.42415 | 0.5053 | 3 | 1 | 110 | 14115 | 5275 | 7792 | 11528 | 1993 | 2908 | 10045 | 1552 | 1205 | 28193 | 1.03 | 1.17 | 15160.185
2271 | 15 | 95 | 2017-04-05 | 0.62893 | 1 | 0.62893 | 0.69277 | 1 | 0.63132 | 0.61453 | 0.6147 | 0.54046 | 0.60024 | 0.55883 | 0.51728 | 0.57043 | 0.42274 | 0.5028 | 3 | 1 | 111 | 13951 | 5202 | 7693 | 11534 | 1973 | 2897 | 10090 | 1543 | 1201 | 28054 | 1 | 1.15 | 15536.75
2272 | 16 | 95 | 2017-04-05 | 0.67296 | 1 | 0.67296 | 0.69277 | 0.99944 | 0.62273 | 0.6117 | 0.60376 | 0.53601 | 0.58777 | 0.55536 | 0.52025 | 0.56562 | 0.42415 | 0.50268 | 3 | 1 | 112 | 13761 | 5178 | 7556 | 11439 | 1932 | 2879 | 10148 | 1530 | 1205 | 28047 | 1.07 | 1.15 | 15528.105
2273 | 17 | 95 | 2017-04-05 | 0.72327 | 1 | 0.72327 | 0.75301 | 0.98608 | 0.62019 | 0.61347 | 0.59952 | 0.53128 | 0.58077 | 0.55613 | 0.52661 | 0.56488 | 0.43611 | 0.51248 | 3 | 1 | 113 | 13705 | 5193 | 7503 | 11338 | 1909 | 2883 | 10272 | 1528 | 1239 | 28594 | 1.15 | 1.25 | 15320.515
2274 | 18 | 95 | 2017-04-05 | 0.7673 | 1 | 0.7673 | 0.80723 | 0.92154 | 0.62001 | 0.62174 | 0.59824 | 0.52959 | 0.57956 | 0.55768 | 0.53281 | 0.56414 | 0.44527 | 0.52645 | 3 | 1 | 114 | 13701 | 5263 | 7487 | 11302 | 1905 | 2891 | 10393 | 1526 | 1265 | 29373 | 1.22 | 1.34 | 14317.695
2275 | 19 | 95 | 2017-04-05 | 0.77358 | 1 | 0.77358 | 0.83133 | 0.8823 | 0.62463 | 0.63461 | 0.6 | 0.5295 | 0.5829 | 0.55208 | 0.53937 | 0.5586 | 0.45653 | 0.53824 | 3 | 1 | 115 | 13803 | 5372 | 7509 | 11300 | 1916 | 2862 | 10521 | 1511 | 1297 | 30031 | 1.23 | 1.38 | 13708.055
2276 | 20 | 95 | 2017-04-05 | 0.80503 | 1 | 0.80503 | 0.8494 | 0.93549 | 0.63784 | 0.64962 | 0.60767 | 0.53193 | 0.58777 | 0.55613 | 0.54855 | 0.5634 | 0.46568 | 0.55012 | 3 | 1 | 116 | 14095 | 5499 | 7605 | 11352 | 1932 | 2883 | 10700 | 1524 | 1323 | 30694 | 1.28 | 1.41 | 14534.475
2277 | 21 | 95 | 2017-04-05 | 0.89937 | 1 | 0.89937 | 0.93373 | 0.93593 | 0.6573 | 0.65789 | 0.62277 | 0.54487 | 0.60298 | 0.56887 | 0.54588 | 0.5671 | 0.48434 | 0.54154 | 3 | 1 | 117 | 14525 | 5569 | 7794 | 11628 | 1982 | 2949 | 10648 | 1534 | 1376 | 30215 | 1.43 | 1.55 | 14541.295
2278 | 22 | 95 | 2017-04-05 | 0.88679 | 1 | 0.88679 | 0.90964 | 0.9084 | 0.6401 | 0.6332 | 0.60783 | 0.53835 | 0.59051 | 0.55459 | 0.51779 | 0.54861 | 0.4699 | 0.51585 | 3 | 1 | 118 | 14145 | 5360 | 7607 | 11489 | 1941 | 2875 | 10100 | 1484 | 1335 | 28782 | 1.41 | 1.51 | 14113.52
2279 | 23 | 95 | 2017-04-05 | 0.79874 | 1 | 0.79874 | 0.85542 | 0.88374 | 0.60214 | 0.59386 | 0.57251 | 0.51792 | 0.55339 | 0.51698 | 0.47411 | 0.51386 | 0.4333 | 0.47642 | 3 | 1 | 119 | 13306 | 5027 | 7165 | 11053 | 1819 | 2680 | 9248 | 1390 | 1231 | 26582 | 1.27 | 1.42 | 13730.465
2280 | 24 | 95 | 2017-04-05 | 0.7044 | 1 | 0.7044 | 0.77108 | 0.84359 | 0.56449 | 0.55558 | 0.53959 | 0.48611 | 0.51749 | 0.47724 | 0.43141 | 0.48207 | 0.39212 | 0.44077 | 3 | 1 | 120 | 12474 | 4703 | 6753 | 10374 | 1701 | 2474 | 8415 | 1304 | 1114 | 24593 | 1.12 | 1.28 | 13106.685
2281 | 1 | 96 | 2017-04-06 | 0.76101 | 1 | 0.76101 | 0.71687 | 0.80131 | 0.53552 | 0.52806 | 0.50915 | 0.45869 | 0.48646 | 0.45602 | 0.40249 | 0.4525 | 0.3629 | 0.41554 | 4 | 1 | 121 | 11834 | 4470 | 6372 | 9789 | 1599 | 2364 | 7851 | 1224 | 1031 | 23185 | 1.21 | 1.19 | 12449.825
2282 | 2 | 96 | 2017-04-06 | 0.71698 | 1 | 0.71698 | 0.66867 | 0.77242 | 0.5229 | 0.50939 | 0.49477 | 0.43845 | 0.47095 | 0.44059 | 0.38573 | 0.43956 | 0.35164 | 0.40007 | 4 | 1 | 122 | 11555 | 4312 | 6192 | 9357 | 1548 | 2284 | 7524 | 1189 | 999 | 22322 | 1.14 | 1.11 | 12000.945
2283 | 3 | 96 | 2017-04-06 | 0.7044 | 1 | 0.7044 | 0.64458 | 0.74901 | 0.51457 | 0.50266 | 0.48789 | 0.42716 | 0.46273 | 0.43345 | 0.37717 | 0.43327 | 0.34284 | 0.3928 | 4 | 1 | 123 | 11371 | 4255 | 6106 | 9116 | 1521 | 2247 | 7357 | 1172 | 974 | 21916 | 1.12 | 1.07 | 11637.225
2284 | 4 | 96 | 2017-04-06 | 0.69811 | 1 | 0.69811 | 0.63253 | 0.73082 | 0.51539 | 0.501 | 0.48662 | 0.41943 | 0.45969 | 0.43036 | 0.37553 | 0.43216 | 0.34776 | 0.39229 | 4 | 1 | 124 | 11389 | 4241 | 6090 | 8951 | 1511 | 2231 | 7325 | 1169 | 988 | 21888 | 1.11 | 1.05 | 11354.585
2285 | 5 | 96 | 2017-04-06 | 0.69182 | 1 | 0.69182 | 0.63253 | 0.71832 | 0.53068 | 0.51364 | 0.497 | 0.41915 | 0.47034 | 0.44174 | 0.38455 | 0.43771 | 0.36114 | 0.4031 | 4 | 1 | 125 | 11727 | 4348 | 6220 | 8945 | 1546 | 2290 | 7501 | 1184 | 1026 | 22491 | 1.1 | 1.05 | 11160.345
2286 | 6 | 96 | 2017-04-06 | 0.7044 | 1 | 0.7044 | 0.68072 | 0.72546 | 0.56503 | 0.54778 | 0.52665 | 0.43044 | 0.5035 | 0.47396 | 0.41654 | 0.46433 | 0.39564 | 0.43785 | 4 | 1 | 126 | 12486 | 4637 | 6591 | 9186 | 1655 | 2457 | 8125 | 1256 | 1124 | 24430 | 1.12 | 1.13 | 11271.335
2287 | 7 | 96 | 2017-04-06 | 0.75472 | 1 | 0.75472 | 0.74096 | 0.7356 | 0.6282 | 0.61051 | 0.5813 | 0.46286 | 0.56526 | 0.53299 | 0.47334 | 0.50758 | 0.45829 | 0.49865 | 4 | 1 | 127 | 13882 | 5168 | 7275 | 9878 | 1858 | 2763 | 9233 | 1373 | 1302 | 27822 | 1.2 | 1.23 | 11428.795
2288 | 8 | 96 | 2017-04-06 | 0.81761 | 1 | 0.81761 | 0.77711 | 0.74366 | 0.6659 | 0.64194 | 0.61742 | 0.5108 | 0.60785 | 0.57118 | 0.50231 | 0.53826 | 0.47941 | 0.53299 | 4 | 1 | 128 | 14715 | 5434 | 7727 | 10901 | 1998 | 2961 | 9798 | 1456 | 1362 | 29738 | 1.3 | 1.29 | 11554.04
2289 | 9 | 96 | 2017-04-06 | 0.84277 | 1 | 0.84277 | 0.83133 | 0.84656 | 0.66888 | 0.64536 | 0.63044 | 0.53446 | 0.61485 | 0.58063 | 0.5042 | 0.55416 | 0.47166 | 0.53758 | 4 | 1 | 129 | 14781 | 5463 | 7890 | 11406 | 2021 | 3010 | 9835 | 1499 | 1340 | 29994 | 1.34 | 1.38 | 13152.805
2290 | 10 | 96 | 2017-04-06 | 0.8805 | 1 | 0.8805 | 0.85542 | 0.91285 | 0.67386 | 0.65186 | 0.63979 | 0.54112 | 0.62428 | 0.59066 | 0.50579 | 0.56377 | 0.47061 | 0.53718 | 4 | 1 | 130 | 14891 | 5518 | 8007 | 11548 | 2052 | 3062 | 9866 | 1525 | 1337 | 29972 | 1.4 | 1.42 | 14182.66
2291 | 11 | 96 | 2017-04-06 | 0.84906 | 1 | 0.84906 | 0.83133 | 0.9624 | 0.68097 | 0.6567 | 0.64746 | 0.54243 | 0.63006 | 0.6034 | 0.50913 | 0.57634 | 0.47237 | 0.53612 | 4 | 1 | 131 | 15048 | 5559 | 8103 | 11576 | 2071 | 3128 | 9931 | 1559 | 1342 | 29913 | 1.35 | 1.38 | 14952.575
2292 | 12 | 96 | 2017-04-06 | 0.8239 | 1 | 0.8239 | 0.78916 | 0.97754 | 0.6749 | 0.65529 | 0.64802 | 0.54355 | 0.62884 | 0.60687 | 0.50902 | 0.57819 | 0.47166 | 0.53241 | 4 | 1 | 132 | 14914 | 5547 | 8110 | 11600 | 2067 | 3146 | 9929 | 1564 | 1340 | 29706 | 1.31 | 1.31 | 15187.805
2293 | 13 | 96 | 2017-04-06 | 0.80503 | 1 | 0.80503 | 0.78916 | 0.95214 | 0.67232 | 0.65198 | 0.64395 | 0.54145 | 0.62884 | 0.6059 | 0.50754 | 0.57782 | 0.47237 | 0.52625 | 4 | 1 | 133 | 14857 | 5519 | 8059 | 11555 | 2067 | 3141 | 9900 | 1563 | 1342 | 29362 | 1.28 | 1.31 | 14793.225
2294 | 14 | 96 | 2017-04-06 | 0.81132 | 1 | 0.81132 | 0.74699 | 0.97576 | 0.66947 | 0.64903 | 0.64459 | 0.53756 | 0.62397 | 0.60417 | 0.50472 | 0.57782 | 0.46251 | 0.52222 | 4 | 1 | 134 | 14794 | 5494 | 8067 | 11472 | 2051 | 3132 | 9845 | 1563 | 1314 | 29137 | 1.29 | 1.24 | 15160.185
2295 | 15 | 96 | 2017-04-06 | 0.76101 | 1 | 0.76101 | 0.74096 | 1 | 0.65961 | 0.64123 | 0.637 | 0.53423 | 0.62002 | 0.59761 | 0.50328 | 0.57227 | 0.45688 | 0.51718 | 4 | 1 | 135 | 14576 | 5428 | 7972 | 11401 | 2038 | 3098 | 9817 | 1548 | 1298 | 28856 | 1.21 | 1.23 | 15536.75
2296 | 16 | 96 | 2017-04-06 | 0.77358 | 1 | 0.77358 | 0.72892 | 0.99944 | 0.65105 | 0.63709 | 0.62917 | 0.52908 | 0.60633 | 0.59529 | 0.50082 | 0.56636 | 0.45301 | 0.5149 | 4 | 1 | 136 | 14387 | 5393 | 7874 | 11291 | 1993 | 3086 | 9769 | 1532 | 1287 | 28729 | 1.23 | 1.21 | 15528.105
2297 | 17 | 96 | 2017-04-06 | 0.77987 | 1 | 0.77987 | 0.72289 | 0.98608 | 0.64721 | 0.63875 | 0.62573 | 0.52373 | 0.60389 | 0.59182 | 0.50246 | 0.56451 | 0.46603 | 0.52308 | 4 | 1 | 137 | 14302 | 5407 | 7831 | 11177 | 1985 | 3068 | 9801 | 1527 | 1324 | 29185 | 1.24 | 1.2 | 15320.515
2298 | 18 | 96 | 2017-04-06 | 0.83648 | 1 | 0.83648 | 0.77108 | 0.92154 | 0.64594 | 0.64808 | 0.62645 | 0.52041 | 0.60633 | 0.59279 | 0.50897 | 0.56377 | 0.47835 | 0.53673 | 4 | 1 | 138 | 14274 | 5486 | 7840 | 11106 | 1993 | 3073 | 9928 | 1525 | 1359 | 29947 | 1.33 | 1.28 | 14317.695
2299 | 19 | 96 | 2017-04-06 | 0.83648 | 1 | 0.83648 | 0.80723 | 0.8823 | 0.64762 | 0.66249 | 0.62821 | 0.51877 | 0.61059 | 0.59259 | 0.51569 | 0.56192 | 0.49208 | 0.54347 | 4 | 1 | 139 | 14311 | 5608 | 7862 | 11071 | 2007 | 3072 | 10059 | 1520 | 1398 | 30323 | 1.33 | 1.34 | 13708.055
2300 | 20 | 96 | 2017-04-06 | 0.90566 | 1 | 0.90566 | 0.8494 | 0.93549 | 0.6625 | 0.67844 | 0.63779 | 0.51938 | 0.61698 | 0.59819 | 0.52691 | 0.56784 | 0.5037 | 0.55385 | 4 | 1 | 140 | 14640 | 5743 | 7982 | 11084 | 2028 | 3101 | 10278 | 1536 | 1431 | 30902 | 1.44 | 1.41 | 14534.475
2301 | 21 | 96 | 2017-04-06 | 0.98742 | 1 | 0.98742 | 0.88554 | 0.93593 | 0.68966 | 0.68789 | 0.64914 | 0.5346 | 0.63888 | 0.61786 | 0.53081 | 0.57079 | 0.53467 | 0.55157 | 4 | 1 | 141 | 15240 | 5823 | 8124 | 11409 | 2100 | 3203 | 10354 | 1544 | 1519 | 30775 | 1.57 | 1.47 | 14541.295
2302 | 22 | 96 | 2017-04-06 | 1 | 1 | 1 | 0.84337 | 0.9084 | 0.67938 | 0.66568 | 0.633 | 0.53254 | 0.62671 | 0.60359 | 0.508 | 0.55157 | 0.53291 | 0.52802 | 4 | 1 | 142 | 15013 | 5635 | 7922 | 11365 | 2060 | 3129 | 9909 | 1492 | 1514 | 29461 | 1.59 | 1.4 | 14113.52
2303 | 23 | 96 | 2017-04-06 | 0.91824 | 1 | 0.91824 | 0.74699 | 0.88374 | 0.64789 | 0.63024 | 0.59872 | 0.51366 | 0.59507 | 0.57002 | 0.47062 | 0.52052 | 0.50158 | 0.49015 | 4 | 1 | 143 | 14317 | 5335 | 7493 | 10962 | 1956 | 2955 | 9180 | 1408 | 1425 | 27348 | 1.46 | 1.24 | 13730.465
2304 | 24 | 96 | 2017-04-06 | 0.79245 | 1 | 0.79245 | 0.63855 | 0.84359 | 0.61277 | 0.59398 | 0.5662 | 0.4833 | 0.56343 | 0.53607 | 0.43238 | 0.49131 | 0.47166 | 0.45368 | 4 | 1 | 144 | 13541 | 5028 | 7086 | 10314 | 1852 | 2779 | 8434 | 1329 | 1340 | 25313 | 1.26 | 1.06 | 13106.685
2305 | 1 | 97 | 2017-04-07 | 0.64151 | 1 | 0.64151 | 0.59639 | 0.80131 | 0.59358 | 0.60213 | 0.55254 | 0.45541 | 0.55065 | 0.50135 | 0.41628 | 0.48207 | 0.43858 | 0.43153 | 5 | 1 | 1 | 13117 | 5097 | 6915 | 9719 | 1810 | 2599 | 8120 | 1304 | 1246 | 24077 | 1.02 | 0.99 | 12449.825
2306 | 2 | 97 | 2017-04-07 | 0.60377 | 1 | 0.60377 | 0.57831 | 0.77242 | 0.58082 | 0.58842 | 0.53919 | 0.43578 | 0.53575 | 0.48669 | 0.40521 | 0.47024 | 0.43295 | 0.4173 | 5 | 1 | 2 | 12835 | 4981 | 6748 | 9300 | 1761 | 2523 | 7904 | 1272 | 1230 | 23283 | 0.96 | 0.96 | 12000.945
2307 | 3 | 97 | 2017-04-07 | 0.60377 | 1 | 0.60377 | 0.56024 | 0.74901 | 0.57675 | 0.58594 | 0.53176 | 0.42505 | 0.52936 | 0.48032 | 0.40321 | 0.4658 | 0.43541 | 0.41179 | 5 | 1 | 3 | 12745 | 4960 | 6655 | 9071 | 1740 | 2490 | 7865 | 1260 | 1237 | 22976 | 0.96 | 0.93 | 11637.225
2308 | 4 | 97 | 2017-04-07 | 0.59119 | 1 | 0.59119 | 0.54819 | 0.73082 | 0.57756 | 0.58854 | 0.53056 | 0.41891 | 0.52601 | 0.47975 | 0.40808 | 0.46617 | 0.4428 | 0.41194 | 5 | 1 | 4 | 12763 | 4982 | 6640 | 8940 | 1729 | 2487 | 7960 | 1261 | 1258 | 22984 | 0.94 | 0.91 | 11354.585
2309 | 5 | 97 | 2017-04-07 | 0.62893 | 1 | 0.62893 | 0.54819 | 0.71832 | 0.59218 | 0.60614 | 0.53919 | 0.41872 | 0.53818 | 0.48978 | 0.42351 | 0.47505 | 0.45935 | 0.42344 | 5 | 1 | 5 | 13086 | 5131 | 6748 | 8936 | 1769 | 2539 | 8261 | 1285 | 1305 | 23626 | 1 | 0.91 | 11160.345
2310 | 6 | 97 | 2017-04-07 | 0.69182 | 1 | 0.69182 | 0.56627 | 0.72546 | 0.62386 | 0.64442 | 0.56948 | 0.4303 | 0.57286 | 0.52218 | 0.46237 | 0.50092 | 0.49384 | 0.45868 | 5 | 1 | 6 | 13786 | 5455 | 7127 | 9183 | 1883 | 2707 | 9019 | 1355 | 1403 | 25592 | 1.1 | 0.94 | 11271.335
2311 | 7 | 97 | 2017-04-07 | 0.76101 | 1 | 0.76101 | 0.62651 | 0.7356 | 0.68658 | 0.70608 | 0.62541 | 0.46226 | 0.63493 | 0.58063 | 0.52307 | 0.5464 | 0.55262 | 0.51727 | 5 | 1 | 7 | 15172 | 5977 | 7827 | 9865 | 2087 | 3010 | 10203 | 1478 | 1570 | 28861 | 1.21 | 1.04 | 11428.795
2312 | 8 | 97 | 2017-04-07 | 0.77358 | 1 | 0.77358 | 0.6988 | 0.74366 | 0.71921 | 0.73609 | 0.65753 | 0.50916 | 0.67082 | 0.61921 | 0.55301 | 0.57856 | 0.57691 | 0.54896 | 5 | 1 | 8 | 15893 | 6231 | 8229 | 10866 | 2205 | 3210 | 10787 | 1565 | 1639 | 30629 | 1.23 | 1.16 | 11554.04
2313 | 9 | 97 | 2017-04-07 | 0.72327 | 1 | 0.72327 | 0.73494 | 0.84656 | 0.71911 | 0.74365 | 0.66488 | 0.53053 | 0.67052 | 0.61998 | 0.54783 | 0.58854 | 0.56283 | 0.55276 | 5 | 1 | 9 | 15891 | 6295 | 8321 | 11322 | 2204 | 3214 | 10686 | 1592 | 1599 | 30841 | 1.15 | 1.22 | 13152.805
2314 | 10 | 97 | 2017-04-07 | 0.7044 | 1 | 0.7044 | 0.74096 | 0.91285 | 0.71355 | 0.74566 | 0.66856 | 0.5354 | 0.66657 | 0.61979 | 0.53763 | 0.5963 | 0.54241 | 0.55129 | 5 | 1 | 10 | 15768 | 6312 | 8367 | 11426 | 2191 | 3213 | 10487 | 1613 | 1541 | 30759 | 1.12 | 1.23 | 14182.66
2315 | 11 | 97 | 2017-04-07 | 0.72956 | 1 | 0.72956 | 0.73494 | 0.9624 | 0.7083 | 0.74719 | 0.67119 | 0.53386 | 0.6617 | 0.61921 | 0.52809 | 0.60259 | 0.52939 | 0.54922 | 5 | 1 | 11 | 15652 | 6325 | 8400 | 11393 | 2175 | 3210 | 10301 | 1630 | 1504 | 30644 | 1.16 | 1.22 | 14952.575
2316 | 12 | 97 | 2017-04-07 | 0.67925 | 1 | 0.67925 | 0.74096 | 0.97754 | 0.69708 | 0.74495 | 0.66608 | 0.53175 | 0.64862 | 0.61188 | 0.51805 | 0.60148 | 0.5051 | 0.54544 | 5 | 1 | 12 | 15404 | 6306 | 8336 | 11348 | 2132 | 3172 | 10105 | 1627 | 1435 | 30433 | 1.08 | 1.23 | 15187.805
2317 | 13 | 97 | 2017-04-07 | 0.6478 | 1 | 0.6478 | 0.75904 | 0.95214 | 0.68585 | 0.73408 | 0.65817 | 0.52537 | 0.63827 | 0.60262 | 0.50743 | 0.59889 | 0.48715 | 0.53851 | 5 | 1 | 13 | 15156 | 6214 | 8237 | 11212 | 2098 | 3124 | 9898 | 1620 | 1384 | 30046 | 1.03 | 1.26 | 14793.225
2318 | 14 | 97 | 2017-04-07 | 0.6478 | 1 | 0.6478 | 0.77711 | 0.97576 | 0.67459 | 0.72569 | 0.6525 | 0.51741 | 0.62732 | 0.5924 | 0.49887 | 0.59372 | 0.4699 | 0.53318 | 5 | 1 | 14 | 14907 | 6143 | 8166 | 11042 | 2062 | 3071 | 9731 | 1606 | 1335 | 29749 | 1.03 | 1.29 | 15160.185
2319 | 15 | 97 | 2017-04-07 | 0.66038 | 1 | 0.66038 | 0.79518 | 1 | 0.66237 | 0.71187 | 0.64003 | 0.51436 | 0.61241 | 0.58083 | 0.49164 | 0.58669 | 0.45266 | 0.52666 | 5 | 1 | 15 | 14637 | 6026 | 8010 | 10977 | 2013 | 3011 | 9590 | 1587 | 1286 | 29385 | 1.05 | 1.32 | 15536.75
2320 | 16 | 97 | 2017-04-07 | 0.66038 | 1 | 0.66038 | 0.84337 | 0.99944 | 0.64983 | 0.70727 | 0.62677 | 0.50644 | 0.59325 | 0.57157 | 0.48764 | 0.57819 | 0.44069 | 0.52363 | 5 | 1 | 16 | 14360 | 5987 | 7844 | 10808 | 1950 | 2963 | 9512 | 1564 | 1252 | 29216 | 1.05 | 1.4 | 15528.105
2321 | 17 | 97 | 2017-04-07 | 0.67925 | 1 | 0.67925 | 0.87349 | 0.98608 | 0.64409 | 0.7062 | 0.61934 | 0.49754 | 0.58777 | 0.56346 | 0.49175 | 0.57412 | 0.44386 | 0.53026 | 5 | 1 | 17 | 14233 | 5978 | 7751 | 10618 | 1932 | 2921 | 9592 | 1553 | 1261 | 29586 | 1.08 | 1.45 | 15320.515
2322 | 18 | 97 | 2017-04-07 | 0.73585 | 1 | 0.73585 | 0.95783 | 0.92154 | 0.64164 | 0.71199 | 0.61494 | 0.49224 | 0.58564 | 0.55652 | 0.50349 | 0.56821 | 0.45019 | 0.5408 | 5 | 1 | 18 | 14179 | 6027 | 7696 | 10505 | 1925 | 2885 | 9821 | 1537 | 1279 | 30174 | 1.17 | 1.59 | 14317.695
2323 | 19 | 97 | 2017-04-07 | 0.7673 | 1 | 0.7673 | 0.98193 | 0.8823 | 0.64341 | 0.71672 | 0.61398 | 0.49004 | 0.58382 | 0.55189 | 0.51256 | 0.56303 | 0.46357 | 0.54465 | 5 | 1 | 19 | 14218 | 6067 | 7684 | 10458 | 1919 | 2861 | 9998 | 1523 | 1317 | 30389 | 1.22 | 1.63 | 13708.055
2324 | 20 | 97 | 2017-04-07 | 0.86164 | 1 | 0.86164 | 1 | 0.93549 | 0.65345 | 0.72936 | 0.61862 | 0.4929 | 0.58473 | 0.55556 | 0.52768 | 0.56858 | 0.4787 | 0.55483 | 5 | 1 | 20 | 14440 | 6174 | 7742 | 10519 | 1922 | 2880 | 10293 | 1538 | 1360 | 30957 | 1.37 | 1.66 | 14534.475
2325 | 21 | 97 | 2017-04-07 | 0.88679 | 1 | 0.88679 | 0.99398 | 0.93593 | 0.6749 | 0.73928 | 0.63508 | 0.50954 | 0.6045 | 0.5733 | 0.5385 | 0.57708 | 0.51179 | 0.55557 | 5 | 1 | 21 | 14914 | 6258 | 7948 | 10874 | 1987 | 2972 | 10504 | 1561 | 1454 | 30998 | 1.41 | 1.65 | 14541.295
2326 | 22 | 97 | 2017-04-07 | 0.84906 | 1 | 0.84906 | 0.90964 | 0.9084 | 0.6668 | 0.71849 | 0.62453 | 0.50804 | 0.59264 | 0.56385 | 0.52599 | 0.56414 | 0.51778 | 0.53869 | 5 | 1 | 22 | 14735 | 6082 | 7816 | 10842 | 1948 | 2923 | 10260 | 1526 | 1471 | 30056 | 1.35 | 1.51 | 14113.52
2327 | 23 | 97 | 2017-04-07 | 0.7673 | 1 | 0.7673 | 0.79518 | 0.88374 | 0.64051 | 0.68718 | 0.59465 | 0.49412 | 0.56495 | 0.538 | 0.50154 | 0.539 | 0.50651 | 0.51008 | 5 | 1 | 23 | 14154 | 5817 | 7442 | 10545 | 1857 | 2789 | 9783 | 1458 | 1439 | 28460 | 1.22 | 1.32 | 13730.465
2328 | 24 | 97 | 2017-04-07 | 0.6478 | 1 | 0.6478 | 0.68675 | 0.84359 | 0.6101 | 0.65777 | 0.56213 | 0.46802 | 0.53179 | 0.50694 | 0.47488 | 0.51128 | 0.48645 | 0.47847 | 5 | 1 | 24 | 13482 | 5568 | 7035 | 9988 | 1748 | 2628 | 9263 | 1383 | 1382 | 26696 | 1.03 | 1.14 | 13106.685
2329 | 1 | 98 | 2017-04-08 | 0.58491 | 1 | 0.58491 | 0.64458 | 0.77448 | 0.58883 | 0.61323 | 0.5316 | 0.43695 | 0.50624 | 0.48438 | 0.45627 | 0.49612 | 0.45899 | 0.45506 | 6 | 2 | 25 | 13012 | 5191 | 6653 | 9325 | 1664 | 2511 | 8900 | 1342 | 1304 | 25390 | 0.93 | 1.07 | 12032.86
2330 | 2 | 98 | 2017-04-08 | 0.54717 | 1 | 0.54717 | 0.62048 | 0.74964 | 0.57711 | 0.6 | 0.51746 | 0.41488 | 0.49042 | 0.47184 | 0.4493 | 0.48503 | 0.45512 | 0.44022 | 6 | 2 | 26 | 12753 | 5079 | 6476 | 8854 | 1612 | 2446 | 8764 | 1312 | 1293 | 24562 | 0.87 | 1.03 | 11646.96
2331 | 3 | 98 | 2017-04-08 | 0.54088 | 1 | 0.54088 | 0.60843 | 0.72838 | 0.57372 | 0.59457 | 0.50931 | 0.40214 | 0.48494 | 0.4647 | 0.44837 | 0.47874 | 0.45829 | 0.43283 | 6 | 2 | 27 | 12678 | 5033 | 6374 | 8582 | 1594 | 2409 | 8746 | 1295 | 1302 | 24150 | 0.86 | 1.01 | 11316.6
2332 | 4 | 98 | 2017-04-08 | 0.54717 | 1 | 0.54717 | 0.62048 | 0.71262 | 0.57639 | 0.59516 | 0.50803 | 0.39492 | 0.48281 | 0.46258 | 0.45145 | 0.47616 | 0.46427 | 0.43167 | 6 | 2 | 28 | 12737 | 5038 | 6358 | 8428 | 1587 | 2398 | 8806 | 1288 | 1319 | 24085 | 0.87 | 1.03 | 11071.73
2333 | 5 | 98 | 2017-04-08 | 0.57862 | 1 | 0.57862 | 0.63855 | 0.70005 | 0.58607 | 0.60284 | 0.51147 | 0.39178 | 0.48798 | 0.46971 | 0.46227 | 0.47763 | 0.47589 | 0.43667 | 6 | 2 | 29 | 12951 | 5103 | 6401 | 8361 | 1604 | 2435 | 9017 | 1292 | 1352 | 24364 | 0.92 | 1.06 | 10876.555
2334 | 6 | 98 | 2017-04-08 | 0.6478 | 1 | 0.6478 | 0.69277 | 0.69248 | 0.60087 | 0.62103 | 0.52585 | 0.39544 | 0.5038 | 0.48418 | 0.48185 | 0.48799 | 0.4949 | 0.45129 | 6 | 2 | 30 | 13278 | 5257 | 6581 | 8439 | 1656 | 2510 | 9399 | 1320 | 1406 | 25180 | 1.03 | 1.15 | 10758.83
2335 | 7 | 98 | 2017-04-08 | 0.71069 | 1 | 0.71069 | 0.75904 | 0.68725 | 0.6258 | 0.64714 | 0.54662 | 0.40743 | 0.52875 | 0.50675 | 0.51287 | 0.50425 | 0.51954 | 0.47332 | 6 | 2 | 31 | 13829 | 5478 | 6841 | 8695 | 1738 | 2627 | 10004 | 1364 | 1476 | 26409 | 1.13 | 1.26 | 10677.68
2336 | 8 | 98 | 2017-04-08 | 0.73585 | 1 | 0.73585 | 0.74699 | 0.67879 | 0.6497 | 0.67135 | 0.56205 | 0.42327 | 0.55096 | 0.5299 | 0.53712 | 0.5183 | 0.54453 | 0.49282 | 6 | 2 | 32 | 14357 | 5683 | 7034 | 9033 | 1811 | 2747 | 10477 | 1402 | 1547 | 27497 | 1.17 | 1.24 | 10546.135
2337 | 9 | 98 | 2017-04-08 | 0.71698 | 1 | 0.71698 | 0.71084 | 0.73509 | 0.65929 | 0.68517 | 0.57603 | 0.43433 | 0.56587 | 0.54688 | 0.54511 | 0.53309 | 0.55649 | 0.5072 | 6 | 2 | 33 | 14569 | 5800 | 7209 | 9269 | 1860 | 2835 | 10633 | 1442 | 1581 | 28299 | 1.14 | 1.18 | 11420.965
2338 | 10 | 98 | 2017-04-08 | 0.69811 | 1 | 0.69811 | 0.6988 | 0.80309 | 0.65006 | 0.6847 | 0.58138 | 0.44834 | 0.57378 | 0.55054 | 0.53158 | 0.54566 | 0.53889 | 0.50772 | 6 | 2 | 34 | 14365 | 5796 | 7276 | 9568 | 1886 | 2854 | 10369 | 1476 | 1531 | 28328 | 1.11 | 1.16 | 12477.48
2339 | 11 | 98 | 2017-04-08 | 0.7044 | 1 | 0.7044 | 0.72289 | 0.84627 | 0.63418 | 0.67242 | 0.57994 | 0.45537 | 0.56556 | 0.54533 | 0.51343 | 0.54677 | 0.51144 | 0.50099 | 6 | 2 | 35 | 14014 | 5692 | 7258 | 9718 | 1859 | 2827 | 10015 | 1479 | 1453 | 27953 | 1.12 | 1.2 | 13148.295
2340 | 12 | 98 | 2017-04-08 | 0.67925 | 1 | 0.67925 | 0.72289 | 0.85829 | 0.6106 | 0.6521 | 0.56756 | 0.45701 | 0.55309 | 0.53183 | 0.49277 | 0.54233 | 0.48011 | 0.48978 | 6 | 2 | 36 | 13493 | 5520 | 7103 | 9753 | 1818 | 2757 | 9612 | 1467 | 1364 | 27327 | 1.08 | 1.2 | 13334.96
2341 | 13 | 98 | 2017-04-08 | 0.62264 | 1 | 0.62264 | 0.6988 | 0.83365 | 0.58865 | 0.62753 | 0.55206 | 0.45335 | 0.53605 | 0.51582 | 0.47406 | 0.5353 | 0.45442 | 0.47653 | 6 | 2 | 37 | 13008 | 5312 | 6909 | 9675 | 1762 | 2674 | 9247 | 1448 | 1291 | 26588 | 0.99 | 1.16 | 12952.21
2342 | 14 | 98 | 2017-04-08 | 0.63522 | 1 | 0.63522 | 0.6988 | 0.83998 | 0.56824 | 0.60366 | 0.54031 | 0.44534 | 0.51749 | 0.5 | 0.45591 | 0.52348 | 0.43224 | 0.46352 | 6 | 2 | 38 | 12557 | 5110 | 6762 | 9504 | 1701 | 2592 | 8893 | 1416 | 1228 | 25862 | 1.01 | 1.16 | 13050.635
2343 | 15 | 98 | 2017-04-08 | 0.65409 | 1 | 0.65409 | 0.70482 | 0.8466 | 0.55209 | 0.585 | 0.52681 | 0.43794 | 0.50198 | 0.48611 | 0.44274 | 0.51534 | 0.41394 | 0.45452 | 6 | 2 | 39 | 12200 | 4952 | 6593 | 9346 | 1650 | 2520 | 8636 | 1394 | 1176 | 25360 | 1.04 | 1.17 | 13153.435
2344 | 16 | 98 | 2017-04-08 | 0.67925 | 1 | 0.67925 | 0.72289 | 0.84537 | 0.54218 | 0.5733 | 0.5181 | 0.43077 | 0.48829 | 0.47647 | 0.43479 | 0.50906 | 0.40127 | 0.45033 | 6 | 2 | 40 | 11981 | 4853 | 6484 | 9193 | 1605 | 2470 | 8481 | 1377 | 1140 | 25126 | 1.08 | 1.2 | 13134.275
2345 | 17 | 98 | 2017-04-08 | 0.73585 | 1 | 0.73585 | 0.78313 | 0.83299 | 0.5381 | 0.56929 | 0.51442 | 0.42622 | 0.48281 | 0.47029 | 0.43443 | 0.50869 | 0.40338 | 0.4542 | 6 | 2 | 41 | 11891 | 4819 | 6438 | 9096 | 1587 | 2438 | 8474 | 1376 | 1146 | 25342 | 1.17 | 1.3 | 12941.93
2346 | 18 | 98 | 2017-04-08 | 0.79874 | 1 | 0.79874 | 0.81325 | 0.79767 | 0.54204 | 0.57389 | 0.51842 | 0.42407 | 0.48312 | 0.47242 | 0.44222 | 0.51091 | 0.40725 | 0.46386 | 6 | 2 | 42 | 11978 | 4858 | 6488 | 9050 | 1588 | 2449 | 8626 | 1382 | 1157 | 25881 | 1.27 | 1.35 | 12393.195
2347 | 19 | 98 | 2017-04-08 | 0.83648 | 1 | 0.83648 | 0.8494 | 0.79425 | 0.54856 | 0.58074 | 0.51922 | 0.42547 | 0.48494 | 0.47569 | 0.45278 | 0.51349 | 0.41535 | 0.47372 | 6 | 2 | 43 | 12122 | 4916 | 6498 | 9080 | 1594 | 2466 | 8832 | 1389 | 1180 | 26431 | 1.33 | 1.41 | 12340.135
2348 | 20 | 98 | 2017-04-08 | 0.91824 | 1 | 0.91824 | 0.90361 | 0.85572 | 0.55928 | 0.60059 | 0.52952 | 0.4311 | 0.49072 | 0.48341 | 0.4736 | 0.52606 | 0.4245 | 0.49517 | 6 | 2 | 44 | 12359 | 5084 | 6627 | 9200 | 1613 | 2506 | 9238 | 1423 | 1206 | 27628 | 1.46 | 1.5 | 13295.155
2349 | 21 | 98 | 2017-04-08 | 0.91195 | 1 | 0.91195 | 0.93976 | 0.85805 | 0.58684 | 0.62339 | 0.55406 | 0.44834 | 0.51658 | 0.51003 | 0.49195 | 0.539 | 0.45618 | 0.50775 | 6 | 2 | 45 | 12968 | 5277 | 6934 | 9568 | 1698 | 2644 | 9596 | 1458 | 1296 | 28330 | 1.45 | 1.56 | 13331.25
2350 | 22 | 98 | 2017-04-08 | 0.89308 | 1 | 0.89308 | 0.89759 | 0.84073 | 0.58123 | 0.61382 | 0.5475 | 0.45462 | 0.51232 | 0.50733 | 0.48242 | 0.52902 | 0.45794 | 0.49711 | 6 | 2 | 46 | 12844 | 5196 | 6852 | 9702 | 1684 | 2630 | 9410 | 1431 | 1301 | 27736 | 1.42 | 1.49 | 13062.215
2351 | 23 | 98 | 2017-04-08 | 0.7673 | 1 | 0.7673 | 0.8012 | 0.82665 | 0.56014 | 0.5889 | 0.52385 | 0.44506 | 0.49194 | 0.48688 | 0.46088 | 0.50721 | 0.44069 | 0.47422 | 6 | 2 | 47 | 12378 | 4985 | 6556 | 9498 | 1617 | 2524 | 8990 | 1372 | 1252 | 26459 | 1.22 | 1.33 | 12843.495
2352 | 24 | 98 | 2017-04-08 | 0.69182 | 1 | 0.69182 | 0.69277 | 0.80437 | 0.53611 | 0.56338 | 0.4978 | 0.42603 | 0.46517 | 0.46258 | 0.43669 | 0.48244 | 0.41499 | 0.44895 | 6 | 2 | 48 | 11847 | 4769 | 6230 | 9092 | 1529 | 2398 | 8518 | 1305 | 1179 | 25049 | 1.1 | 1.15 | 12497.315
2353 | 1 | 99 | 2017-04-09 | 0.61635 | 1 | 0.61635 | 0.64458 | 0.77096 | 0.50905 | 0.55759 | 0.47391 | 0.40387 | 0.43596 | 0.42882 | 0.41762 | 0.46359 | 0.38402 | 0.42884 | 7 | 3 | 49 | 11249 | 4720 | 5931 | 8619 | 1433 | 2223 | 8146 | 1254 | 1091 | 23927 | 0.98 | 1.07 | 11978.235
2354 | 2 | 99 | 2017-04-09 | 0.61006 | 1 | 0.61006 | 0.62048 | 0.74542 | 0.49611 | 0.54708 | 0.46009 | 0.38367 | 0.42075 | 0.41146 | 0.40844 | 0.45102 | 0.37381 | 0.41491 | 7 | 3 | 50 | 10963 | 4631 | 5758 | 8188 | 1383 | 2133 | 7967 | 1220 | 1062 | 23150 | 0.97 | 1.03 | 11581.36
2355 | 3 | 99 | 2017-04-09 | 0.59748 | 1 | 0.59748 | 0.62048 | 0.72049 | 0.49253 | 0.54247 | 0.45378 | 0.37069 | 0.41618 | 0.40914 | 0.40531 | 0.44325 | 0.37452 | 0.40805 | 7 | 3 | 51 | 10884 | 4592 | 5679 | 7911 | 1368 | 2121 | 7906 | 1199 | 1064 | 22767 | 0.95 | 1.03 | 11194.145
2356 | 4 | 99 | 2017-04-09 | 0.58491 | 1 | 0.58491 | 0.62048 | 0.6999 | 0.49199 | 0.54471 | 0.4525 | 0.36287 | 0.41345 | 0.40818 | 0.40885 | 0.43845 | 0.37733 | 0.40599 | 7 | 3 | 52 | 10872 | 4611 | 5663 | 7744 | 1359 | 2116 | 7975 | 1186 | 1072 | 22652 | 0.93 | 1.03 | 10874.225
2357 | 5 | 99 | 2017-04-09 | 0.60377 | 1 | 0.60377 | 0.64458 | 0.68772 | 0.49656 | 0.55027 | 0.45242 | 0.35786 | 0.41497 | 0.40799 | 0.41592 | 0.43882 | 0.38296 | 0.40928 | 7 | 3 | 53 | 10973 | 4658 | 5662 | 7637 | 1364 | 2115 | 8113 | 1187 | 1088 | 22836 | 0.96 | 1.07 | 10684.93
2358 | 6 | 99 | 2017-04-09 | 0.67296 | 1 | 0.67296 | 0.6988 | 0.67866 | 0.50819 | 0.56621 | 0.46201 | 0.35823 | 0.42531 | 0.41744 | 0.43274 | 0.44732 | 0.39352 | 0.42138 | 7 | 3 | 54 | 11230 | 4793 | 5782 | 7645 | 1398 | 2164 | 8441 | 1210 | 1118 | 23511 | 1.07 | 1.16 | 10544.215
2359 | 7 | 99 | 2017-04-09 | 0.73585 | 1 | 0.73585 | 0.77108 | 0.66367 | 0.52217 | 0.58724 | 0.47183 | 0.36249 | 0.44113 | 0.43191 | 0.45448 | 0.45582 | 0.40831 | 0.43667 | 7 | 3 | 55 | 11539 | 4971 | 5905 | 7736 | 1450 | 2239 | 8865 | 1233 | 1160 | 24364 | 1.17 | 1.28 | 10311.225
2360 | 8 | 99 | 2017-04-09 | 0.74214 | 1 | 0.74214 | 0.78313 | 0.63637 | 0.54127 | 0.60827 | 0.48134 | 0.36873 | 0.45543 | 0.44425 | 0.47621 | 0.46174 | 0.43647 | 0.45237 | 7 | 3 | 56 | 11961 | 5149 | 6024 | 7869 | 1497 | 2303 | 9289 | 1249 | 1240 | 25240 | 1.18 | 1.3 | 9887.07
2361 | 9 | 99 | 2017-04-09 | 0.74843 | 1 | 0.74843 | 0.74699 | 0.65776 | 0.5591 | 0.61937 | 0.49764 | 0.37622 | 0.47521 | 0.46238 | 0.48616 | 0.47431 | 0.46815 | 0.46357 | 7 | 3 | 57 | 12355 | 5243 | 6228 | 8029 | 1562 | 2397 | 9483 | 1283 | 1330 | 25865 | 1.19 | 1.24 | 10219.53
2362 | 10 | 99 | 2017-04-09 | 0.71698 | 1 | 0.71698 | 0.72892 | 0.69482 | 0.56313 | 0.61548 | 0.50691 | 0.39244 | 0.48646 | 0.47512 | 0.48195 | 0.48725 | 0.47342 | 0.46337 | 7 | 3 | 58 | 12444 | 5210 | 6344 | 8375 | 1599 | 2463 | 9401 | 1318 | 1345 | 25854 | 1.14 | 1.21 | 10795.295
2363 | 11 | 99 | 2017-04-09 | 0.71698 | 1 | 0.71698 | 0.71084 | 0.7323 | 0.55227 | 0.60142 | 0.50995 | 0.40574 | 0.48372 | 0.4784 | 0.46791 | 0.48762 | 0.44139 | 0.45932 | 7 | 3 | 59 | 12204 | 5091 | 6382 | 8659 | 1590 | 2480 | 9127 | 1319 | 1254 | 25628 | 1.14 | 1.18 | 11377.635
2364 | 12 | 99 | 2017-04-09 | 0.69811 | 1 | 0.69811 | 0.68072 | 0.74794 | 0.54408 | 0.58724 | 0.50875 | 0.41624 | 0.48068 | 0.47743 | 0.45714 | 0.48983 | 0.42379 | 0.45214 | 7 | 3 | 60 | 12023 | 4971 | 6367 | 8883 | 1580 | 2475 | 8917 | 1325 | 1204 | 25227 | 1.11 | 1.13 | 11620.63
2365 | 13 | 99 | 2017-04-09 | 0.63522 | 1 | 0.63522 | 0.6506 | 0.74218 | 0.53779 | 0.57389 | 0.50547 | 0.42364 | 0.47733 | 0.47627 | 0.44755 | 0.49094 | 0.41499 | 0.44638 | 7 | 3 | 61 | 11884 | 4858 | 6326 | 9041 | 1569 | 2469 | 8730 | 1328 | 1179 | 24906 | 1.01 | 1.08 | 11531.12
2366 | 14 | 99 | 2017-04-09 | 0.61635 | 1 | 0.61635 | 0.63253 | 0.75233 | 0.52914 | 0.55854 | 0.49892 | 0.42641 | 0.47155 | 0.47357 | 0.43997 | 0.48799 | 0.40584 | 0.43961 | 7 | 3 | 62 | 11693 | 4728 | 6244 | 9100 | 1550 | 2455 | 8582 | 1320 | 1153 | 24528 | 0.98 | 1.05 | 11688.74
2367 | 15 | 99 | 2017-04-09 | 0.61635 | 1 | 0.61635 | 0.65663 | 0.7566 | 0.52285 | 0.54767 | 0.49173 | 0.42969 | 0.46638 | 0.46952 | 0.43361 | 0.48429 | 0.3974 | 0.43484 | 7 | 3 | 63 | 11554 | 4636 | 6154 | 9170 | 1533 | 2434 | 8458 | 1310 | 1129 | 24262 | 0.98 | 1.09 | 11755.12
2368 | 16 | 99 | 2017-04-09 | 0.64151 | 1 | 0.64151 | 0.68072 | 0.75794 | 0.51787 | 0.54271 | 0.48989 | 0.4325 | 0.46121 | 0.46682 | 0.43069 | 0.48355 | 0.39388 | 0.43375 | 7 | 3 | 64 | 11444 | 4594 | 6131 | 9230 | 1516 | 2420 | 8401 | 1308 | 1119 | 24201 | 1.02 | 1.13 | 11775.96
2369 | 17 | 99 | 2017-04-09 | 0.66667 | 1 | 0.66667 | 0.72892 | 0.74929 | 0.52131 | 0.54211 | 0.48877 | 0.43456 | 0.46243 | 0.46875 | 0.43223 | 0.48725 | 0.3981 | 0.43943 | 7 | 3 | 65 | 11520 | 4589 | 6117 | 9274 | 1520 | 2430 | 8431 | 1318 | 1131 | 24518 | 1.06 | 1.21 | 11641.495
2370 | 18 | 99 | 2017-04-09 | 0.68553 | 1 | 0.68553 | 0.77711 | 0.72694 | 0.52588 | 0.54838 | 0.49101 | 0.43686 | 0.4679 | 0.47492 | 0.43997 | 0.49131 | 0.40373 | 0.44913 | 7 | 3 | 66 | 11621 | 4642 | 6145 | 9323 | 1538 | 2462 | 8582 | 1329 | 1147 | 25059 | 1.09 | 1.29 | 11294.21
2371 | 19 | 99 | 2017-04-09 | 0.7044 | 1 | 0.7044 | 0.79518 | 0.72784 | 0.53308 | 0.5596 | 0.49557 | 0.43976 | 0.47095 | 0.47782 | 0.45273 | 0.4902 | 0.41112 | 0.45827 | 7 | 3 | 67 | 11780 | 4737 | 6202 | 9385 | 1548 | 2477 | 8831 | 1326 | 1168 | 25569 | 1.12 | 1.32 | 11308.32
2372 | 20 | 99 | 2017-04-09 | 0.7673 | 1 | 0.7673 | 0.8494 | 0.80601 | 0.54842 | 0.58417 | 0.51107 | 0.44595 | 0.48007 | 0.48592 | 0.47416 | 0.50092 | 0.43119 | 0.47859 | 7 | 3 | 68 | 12119 | 4945 | 6396 | 9517 | 1578 | 2519 | 9249 | 1355 | 1225 | 26703 | 1.22 | 1.41 | 12522.705
2373 | 21 | 99 | 2017-04-09 | 0.83648 | 1 | 0.83648 | 0.89759 | 0.81962 | 0.5753 | 0.60992 | 0.53807 | 0.46001 | 0.50928 | 0.51678 | 0.49021 | 0.51645 | 0.46322 | 0.49969 | 7 | 3 | 69 | 12713 | 5163 | 6734 | 9817 | 1674 | 2679 | 9562 | 1397 | 1316 | 27880 | 1.33 | 1.49 | 12734.27
2374 | 22 | 99 | 2017-04-09 | 0.8239 | 1 | 0.8239 | 0.87349 | 0.81392 | 0.56666 | 0.59575 | 0.53376 | 0.46343 | 0.50928 | 0.50945 | 0.4717 | 0.50795 | 0.45301 | 0.48562 | 7 | 3 | 70 | 12522 | 5043 | 6680 | 9890 | 1674 | 2641 | 9201 | 1374 | 1287 | 27095 | 1.31 | 1.45 | 12645.685
2375 | 23 | 99 | 2017-04-09 | 0.77358 | 1 | 0.77358 | 0.75904 | 0.80175 | 0.54086 | 0.56397 | 0.51147 | 0.45031 | 0.48707 | 0.48167 | 0.43894 | 0.48466 | 0.41851 | 0.45667 | 7 | 3 | 71 | 11952 | 4774 | 6401 | 9610 | 1601 | 2497 | 8562 | 1311 | 1189 | 25480 | 1.23 | 1.26 | 12456.54
2376 | 24 | 99 | 2017-04-09 | 0.7044 | 1 | 0.7044 | 0.68072 | 0.77447 | 0.51172 | 0.5342 | 0.4875 | 0.42678 | 0.46273 | 0.44502 | 0.40475 | 0.45693 | 0.37874 | 0.42545 | 7 | 3 | 72 | 11308 | 4522 | 6101 | 9108 | 1521 | 2307 | 7895 | 1236 | 1076 | 23738 | 1.12 | 1.13 | 12032.68
2377 | 1 | 100 | 2017-04-10 | 0.6478 | 1 | 0.6478 | 0.63253 | 0.80131 | 0.49452 | 0.49592 | 0.47319 | 0.41095 | 0.44995 | 0.42245 | 0.38527 | 0.43586 | 0.34847 | 0.39982 | 1 | 1 | 73 | 10928 | 4198 | 5922 | 8770 | 1479 | 2190 | 7515 | 1179 | 990 | 22308 | 1.03 | 1.05 | 12449.825
2378 | 2 | 100 | 2017-04-10 | 0.59748 | 1 | 0.59748 | 0.61446 | 0.77242 | 0.48321 | 0.48565 | 0.46033 | 0.393 | 0.43779 | 0.40934 | 0.37358 | 0.42477 | 0.33439 | 0.38627 | 1 | 1 | 74 | 10678 | 4111 | 5761 | 8387 | 1439 | 2122 | 7287 | 1149 | 950 | 21552 | 0.95 | 1.02 | 12000.945
2379 | 3 | 100 | 2017-04-10 | 0.57862 | 1 | 0.57862 | 0.59639 | 0.74901 | 0.47864 | 0.48458 | 0.45609 | 0.38119 | 0.4314 | 0.40181 | 0.36968 | 0.42107 | 0.32841 | 0.38063 | 1 | 1 | 75 | 10577 | 4102 | 5708 | 8135 | 1418 | 2083 | 7211 | 1139 | 933 | 21237 | 0.92 | 0.99 | 11637.225
2380 | 4 | 100 | 2017-04-10 | 0.58491 | 1 | 0.58491 | 0.61446 | 0.73082 | 0.47973 | 0.48895 | 0.45513 | 0.37412 | 0.42988 | 0.39988 | 0.37204 | 0.41996 | 0.32805 | 0.38177 | 1 | 1 | 76 | 10601 | 4139 | 5696 | 7984 | 1413 | 2073 | 7257 | 1136 | 932 | 21301 | 0.93 | 1.02 | 11354.585
2381 | 5 | 100 | 2017-04-10 | 0.58491 | 1 | 0.58491 | 0.62048 | 0.71832 | 0.49348 | 0.50573 | 0.46688 | 0.3728 | 0.44083 | 0.40992 | 0.38691 | 0.42884 | 0.3358 | 0.3928 | 1 | 1 | 77 | 10905 | 4281 | 5843 | 7956 | 1449 | 2125 | 7547 | 1160 | 954 | 21916 | 0.93 | 1.03 | 11160.345
2382 | 6 | 100 | 2017-04-10 | 0.61635 | 1 | 0.61635 | 0.6747 | 0.72546 | 0.52665 | 0.54318 | 0.49732 | 0.38213 | 0.47125 | 0.44039 | 0.42341 | 0.45434 | 0.36607 | 0.42617 | 1 | 1 | 78 | 11638 | 4598 | 6224 | 8155 | 1549 | 2283 | 8259 | 1229 | 1040 | 23778 | 0.98 | 1.12 | 11271.335
2383 | 7 | 100 | 2017-04-10 | 0.67296 | 1 | 0.67296 | 0.75904 | 0.7356 | 0.59467 | 0.60484 | 0.56237 | 0.41263 | 0.52632 | 0.49788 | 0.48621 | 0.49168 | 0.41887 | 0.48038 | 1 | 1 | 79 | 13141 | 5120 | 7038 | 8806 | 1730 | 2581 | 9484 | 1330 | 1190 | 26803 | 1.07 | 1.26 | 11428.795
2384 | 8 | 100 | 2017-04-10 | 0.72327 | 1 | 0.72327 | 0.74699 | 0.74366 | 0.622 | 0.63012 | 0.59696 | 0.45776 | 0.55948 | 0.52932 | 0.50851 | 0.52015 | 0.43576 | 0.5103 | 1 | 1 | 80 | 13745 | 5334 | 7471 | 9769 | 1839 | 2744 | 9919 | 1407 | 1238 | 28472 | 1.15 | 1.24 | 11554.04
2385 | 9 | 100 | 2017-04-10 | 0.75472 | 1 | 0.75472 | 0.71084 | 0.84656 | 0.62562 | 0.63119 | 0.60551 | 0.48925 | 0.57286 | 0.53897 | 0.50169 | 0.53789 | 0.42943 | 0.51304 | 1 | 1 | 81 | 13825 | 5343 | 7578 | 10441 | 1883 | 2794 | 9786 | 1455 | 1220 | 28625 | 1.2 | 1.18 | 13152.805
2386 | 10 | 100 | 2017-04-10 | 0.79245 | 1 | 0.79245 | 0.6747 | 0.91285 | 0.63069 | 0.62906 | 0.61079 | 0.50832 | 0.58686 | 0.54977 | 0.49621 | 0.55083 | 0.42978 | 0.50947 | 1 | 1 | 82 | 13937 | 5325 | 7644 | 10848 | 1929 | 2850 | 9679 | 1490 | 1221 | 28426 | 1.26 | 1.12 | 14182.66
2387 | 11 | 100 | 2017-04-10 | 0.73585 | 1 | 0.73585 | 0.6506 | 0.9624 | 0.6378 | 0.62764 | 0.62373 | 0.52308 | 0.59203 | 0.56289 | 0.49533 | 0.56007 | 0.43189 | 0.50979 | 1 | 1 | 83 | 14094 | 5313 | 7806 | 11163 | 1946 | 2918 | 9662 | 1515 | 1227 | 28444 | 1.17 | 1.08 | 14952.575
2388 | 12 | 100 | 2017-04-10 | 0.72327 | 1 | 0.72327 | 0.61446 | 0.97754 | 0.63684 | 0.62623 | 0.62565 | 0.53639 | 0.59446 | 0.56925 | 0.49492 | 0.5719 | 0.43506 | 0.50919 | 1 | 1 | 84 | 14073 | 5301 | 7830 | 11447 | 1954 | 2951 | 9654 | 1547 | 1236 | 28410 | 1.15 | 1.02 | 15187.805
2389 | 13 | 100 | 2017-04-10 | 0.71069 | 1 | 0.71069 | 0.63855 | 0.95214 | 0.64042 | 0.62245 | 0.62829 | 0.54309 | 0.59507 | 0.57542 | 0.4958 | 0.57708 | 0.43682 | 0.51015 | 1 | 1 | 85 | 14152 | 5269 | 7863 | 11590 | 1956 | 2983 | 9671 | 1561 | 1241 | 28464 | 1.13 | 1.06 | 14793.225
2390 | 14 | 100 | 2017-04-10 | 0.69182 | 1 | 0.69182 | 0.62048 | 0.97576 | 0.64173 | 0.62245 | 0.6326 | 0.54712 | 0.59416 | 0.57948 | 0.49815 | 0.58115 | 0.434 | 0.51037 | 1 | 1 | 86 | 14181 | 5269 | 7917 | 11676 | 1953 | 3004 | 9717 | 1572 | 1233 | 28476 | 1.1 | 1.03 | 15160.185
2391 | 15 | 100 | 2017-04-10 | 0.67296 | 1 | 0.67296 | 0.62048 | 1 | 0.6411 | 0.61843 | 0.62549 | 0.54979 | 0.59325 | 0.58295 | 0.50041 | 0.57967 | 0.43471 | 0.5084 | 1 | 1 | 87 | 14167 | 5235 | 7828 | 11733 | 1950 | 3022 | 9761 | 1568 | 1235 | 28366 | 1.07 | 1.03 | 15536.75
2392 | 16 | 100 | 2017-04-10 | 0.68553 | 1 | 0.68553 | 0.63253 | 0.99944 | 0.63626 | 0.61843 | 0.61742 | 0.54435 | 0.58625 | 0.58218 | 0.50384 | 0.57819 | 0.43752 | 0.50978 | 1 | 1 | 88 | 14060 | 5235 | 7727 | 11617 | 1927 | 3018 | 9828 | 1564 | 1243 | 28443 | 1.09 | 1.05 | 15528.105
2393 | 17 | 100 | 2017-04-10 | 0.66667 | 1 | 0.66667 | 0.71084 | 0.98608 | 0.63408 | 0.61855 | 0.6139 | 0.53859 | 0.58382 | 0.58044 | 0.50928 | 0.5756 | 0.44773 | 0.5139 | 1 | 1 | 89 | 14012 | 5236 | 7683 | 11494 | 1919 | 3009 | 9934 | 1557 | 1272 | 28673 | 1.06 | 1.18 | 15320.515
2394 | 18 | 100 | 2017-04-10 | 0.69811 | 1 | 0.69811 | 0.71687 | 0.92154 | 0.63467 | 0.62374 | 0.60567 | 0.53325 | 0.58655 | 0.5787 | 0.51271 | 0.5719 | 0.45442 | 0.52049 | 1 | 1 | 90 | 14025 | 5280 | 7580 | 11380 | 1928 | 3000 | 10001 | 1547 | 1291 | 29041 | 1.11 | 1.19 | 14317.695
2395 | 19 | 100 | 2017-04-10 | 0.72327 | 1 | 0.72327 | 0.76506 | 0.8823 | 0.63377 | 0.6306 | 0.60376 | 0.52715 | 0.58655 | 0.57215 | 0.51656 | 0.56377 | 0.46392 | 0.52198 | 1 | 1 | 91 | 14005 | 5338 | 7556 | 11250 | 1928 | 2966 | 10076 | 1525 | 1318 | 29124 | 1.15 | 1.27 | 13708.055
2396 | 20 | 100 | 2017-04-10 | 0.78616 | 1 | 0.78616 | 0.80723 | 0.93549 | 0.64083 | 0.64241 | 0.61175 | 0.52078 | 0.58929 | 0.57272 | 0.52922 | 0.56414 | 0.47413 | 0.5334 | 1 | 1 | 92 | 14161 | 5438 | 7656 | 11114 | 1937 | 2969 | 10323 | 1526 | 1347 | 29761 | 1.25 | 1.34 | 14534.475
2397 | 21 | 100 | 2017-04-10 | 0.83648 | 1 | 0.83648 | 0.86145 | 0.93593 | 0.66232 | 0.65942 | 0.62101 | 0.52322 | 0.60237 | 0.58546 | 0.54506 | 0.56747 | 0.49384 | 0.54689 | 1 | 1 | 93 | 14636 | 5582 | 7772 | 11166 | 1980 | 3035 | 10632 | 1535 | 1403 | 30514 | 1.33 | 1.43 | 14541.295
2398 | 22 | 100 | 2017-04-10 | 0.81761 | 1 | 0.81761 | 0.8494 | 0.9084 | 0.64372 | 0.63272 | 0.60208 | 0.51619 | 0.58382 | 0.56481 | 0.51374 | 0.54898 | 0.48117 | 0.51967 | 1 | 1 | 94 | 14225 | 5356 | 7535 | 11016 | 1919 | 2928 | 10021 | 1485 | 1367 | 28995 | 1.3 | 1.41 | 14113.52
2399 | 23 | 100 | 2017-04-10 | 0.75472 | 1 | 0.75472 | 0.72892 | 0.88374 | 0.5987 | 0.5883 | 0.56596 | 0.49356 | 0.54639 | 0.52373 | 0.46996 | 0.51534 | 0.43928 | 0.47334 | 1 | 1 | 95 | 13230 | 4980 | 7083 | 10533 | 1796 | 2715 | 9167 | 1394 | 1248 | 26410 | 1.2 | 1.21 | 13730.465
2400 | 24 | 100 | 2017-04-10 | 0.68553 | 1 | 0.68553 | 0.6506 | 0.84359 | 0.55629 | 0.54601 | 0.53008 | 0.45898 | 0.50958 | 0.48129 | 0.42643 | 0.47911 | 0.39458 | 0.43396 | 1 | 1 | 96 | 12293 | 4622 | 6634 | 9795 | 1675 | 2495 | 8318 | 1296 | 1121 | 24213 | 1.09 | 1.08 | 13106.685
2401 | 1 | 101 | 2017-04-11 | 0.61635 | 1 | 0.61635 | 0.62651 | 0.80131 | 0.52733 | 0.51105 | 0.51083 | 0.41943 | 0.48616 | 0.45486 | 0.39962 | 0.45915 | 0.36818 | 0.40812 | 2 | 1 | 97 | 11653 | 4326 | 6393 | 8951 | 1598 | 2358 | 7795 | 1242 | 1046 | 22771 | 0.98 | 1.04 | 12449.825
2402 | 2 | 101 | 2017-04-11 | 0.60377 | 1 | 0.60377 | 0.60241 | 0.77242 | 0.50701 | 0.49262 | 0.49421 | 0.39876 | 0.46547 | 0.43538 | 0.38219 | 0.44436 | 0.35199 | 0.39185 | 2 | 1 | 98 | 11204 | 4170 | 6185 | 8510 | 1530 | 2257 | 7455 | 1202 | 1000 | 21863 | 0.96 | 1 | 12000.945
2403 | 3 | 101 | 2017-04-11 | 0.59748 | 1 | 0.59748 | 0.59036 | 0.74901 | 0.49728 | 0.48317 | 0.48238 | 0.3863 | 0.45391 | 0.42265 | 0.37353 | 0.43623 | 0.34319 | 0.38186 | 2 | 1 | 99 | 10989 | 4090 | 6037 | 8244 | 1492 | 2191 | 7286 | 1180 | 975 | 21306 | 0.95 | 0.98 | 11637.225
2404 | 4 | 101 | 2017-04-11 | 0.61635 | 1 | 0.61635 | 0.59036 | 0.73082 | 0.49516 | 0.48092 | 0.47767 | 0.37838 | 0.44904 | 0.41628 | 0.37081 | 0.43475 | 0.34073 | 0.37971 | 2 | 1 | 100 | 10942 | 4071 | 5978 | 8075 | 1476 | 2158 | 7233 | 1176 | 968 | 21186 | 0.98 | 0.98 | 11354.585
2405 | 5 | 101 | 2017-04-11 | 0.64151 | 1 | 0.64151 | 0.60843 | 0.71832 | 0.50344 | 0.49226 | 0.48526 | 0.3773 | 0.45786 | 0.424 | 0.37947 | 0.44104 | 0.34565 | 0.38846 | 2 | 1 | 101 | 11125 | 4167 | 6073 | 8052 | 1505 | 2198 | 7402 | 1193 | 982 | 21674 | 1.02 | 1.01 | 11160.345
2406 | 6 | 101 | 2017-04-11 | 0.71698 | 1 | 0.71698 | 0.6506 | 0.72546 | 0.53584 | 0.52522 | 0.5153 | 0.3877 | 0.49072 | 0.4537 | 0.40998 | 0.46802 | 0.37205 | 0.4238 | 2 | 1 | 102 | 11841 | 4446 | 6449 | 8274 | 1613 | 2352 | 7997 | 1266 | 1057 | 23646 | 1.14 | 1.08 | 11271.335
2407 | 7 | 101 | 2017-04-11 | 0.77358 | 1 | 0.77358 | 0.68675 | 0.7356 | 0.59214 | 0.59008 | 0.56932 | 0.41793 | 0.5543 | 0.51157 | 0.46416 | 0.51534 | 0.42027 | 0.48049 | 2 | 1 | 103 | 13085 | 4995 | 7125 | 8919 | 1822 | 2652 | 9054 | 1394 | 1194 | 26809 | 1.23 | 1.14 | 11428.795
2408 | 8 | 101 | 2017-04-11 | 0.77987 | 1 | 0.77987 | 0.71687 | 0.74366 | 0.62639 | 0.61217 | 0.60679 | 0.46244 | 0.59294 | 0.54302 | 0.49057 | 0.54935 | 0.43611 | 0.50987 | 2 | 1 | 104 | 13842 | 5182 | 7594 | 9869 | 1949 | 2815 | 9569 | 1486 | 1239 | 28448 | 1.24 | 1.19 | 11554.04
2409 | 9 | 101 | 2017-04-11 | 0.73585 | 1 | 0.73585 | 0.77108 | 0.84656 | 0.63336 | 0.61559 | 0.62397 | 0.48953 | 0.60146 | 0.54707 | 0.49267 | 0.56562 | 0.42907 | 0.51503 | 2 | 1 | 105 | 13996 | 5211 | 7809 | 10447 | 1977 | 2836 | 9610 | 1530 | 1219 | 28736 | 1.17 | 1.28 | 13152.805
2410 | 10 | 101 | 2017-04-11 | 0.67925 | 1 | 0.67925 | 0.74096 | 0.91285 | 0.64042 | 0.61996 | 0.63356 | 0.50091 | 0.61424 | 0.55208 | 0.49544 | 0.57597 | 0.42978 | 0.51929 | 2 | 1 | 106 | 14152 | 5248 | 7929 | 10690 | 2019 | 2862 | 9664 | 1558 | 1221 | 28974 | 1.08 | 1.23 | 14182.66
2411 | 11 | 101 | 2017-04-11 | 0.66667 | 1 | 0.66667 | 0.75301 | 0.9624 | 0.6497 | 0.62599 | 0.64371 | 0.50701 | 0.61819 | 0.56327 | 0.50313 | 0.58817 | 0.434 | 0.52938 | 2 | 1 | 107 | 14357 | 5299 | 8056 | 10820 | 2032 | 2920 | 9814 | 1591 | 1233 | 29537 | 1.06 | 1.25 | 14952.575
2412 | 12 | 101 | 2017-04-11 | 0.6478 | 1 | 0.6478 | 0.73494 | 0.97754 | 0.65237 | 0.62812 | 0.64547 | 0.51188 | 0.6185 | 0.56462 | 0.51102 | 0.59409 | 0.43576 | 0.5339 | 2 | 1 | 108 | 14416 | 5317 | 8078 | 10924 | 2033 | 2927 | 9968 | 1607 | 1238 | 29789 | 1.03 | 1.22 | 15187.805
2413 | 13 | 101 | 2017-04-11 | 0.66667 | 1 | 0.66667 | 0.71084 | 0.95214 | 0.65481 | 0.6306 | 0.64131 | 0.50991 | 0.61971 | 0.56539 | 0.51912 | 0.59815 | 0.43823 | 0.53438 | 2 | 1 | 109 | 14470 | 5338 | 8026 | 10882 | 2037 | 2931 | 10126 | 1618 | 1245 | 29816 | 1.06 | 1.18 | 14793.225
2414 | 14 | 101 | 2017-04-11 | 0.6478 | 1 | 0.6478 | 0.70482 | 0.97576 | 0.65997 | 0.63343 | 0.64379 | 0.50822 | 0.61941 | 0.56578 | 0.52881 | 0.60148 | 0.43611 | 0.5396 | 2 | 1 | 110 | 14584 | 5362 | 8057 | 10846 | 2036 | 2933 | 10315 | 1627 | 1239 | 30107 | 1.03 | 1.17 | 15160.185
2415 | 15 | 101 | 2017-04-11 | 0.62893 | 1 | 0.62893 | 0.69277 | 1 | 0.65943 | 0.63237 | 0.63636 | 0.50944 | 0.61606 | 0.5625 | 0.53768 | 0.59741 | 0.43295 | 0.54501 | 2 | 1 | 111 | 14572 | 5353 | 7964 | 10872 | 2025 | 2916 | 10488 | 1616 | 1230 | 30409 | 1 | 1.15 | 15536.75
2416 | 16 | 101 | 2017-04-11 | 0.67296 | 1 | 0.67296 | 0.69277 | 0.99944 | 0.65241 | 0.63402 | 0.62605 | 0.50377 | 0.60542 | 0.55671 | 0.5467 | 0.59335 | 0.43541 | 0.55098 | 2 | 1 | 112 | 14417 | 5367 | 7835 | 10751 | 1990 | 2886 | 10664 | 1605 | 1237 | 30742 | 1.07 | 1.15 | 15528.105
2417 | 17 | 101 | 2017-04-11 | 0.72327 | 1 | 0.72327 | 0.75301 | 0.98608 | 0.65151 | 0.63875 | 0.6183 | 0.49749 | 0.60176 | 0.5544 | 0.55557 | 0.59335 | 0.44386 | 0.55722 | 2 | 1 | 113 | 14397 | 5407 | 7738 | 10617 | 1978 | 2874 | 10837 | 1605 | 1261 | 31090 | 1.15 | 1.25 | 15320.515
2418 | 18 | 101 | 2017-04-11 | 0.7673 | 1 | 0.7673 | 0.80723 | 0.92154 | 0.64847 | 0.64454 | 0.61326 | 0.49454 | 0.60389 | 0.55305 | 0.55814 | 0.58854 | 0.44984 | 0.56371 | 2 | 1 | 114 | 14330 | 5456 | 7675 | 10554 | 1985 | 2867 | 10887 | 1592 | 1278 | 31452 | 1.22 | 1.34 | 14317.695
2419 | 19 | 101 | 2017-04-11 | 0.77358 | 1 | 0.77358 | 0.83133 | 0.8823 | 0.64689 | 0.65375 | 0.60879 | 0.49126 | 0.60298 | 0.55073 | 0.56085 | 0.58078 | 0.45864 | 0.5653 | 2 | 1 | 115 | 14295 | 5534 | 7619 | 10484 | 1982 | 2855 | 10940 | 1571 | 1303 | 31541 | 1.23 | 1.38 | 13708.055
2420 | 20 | 101 | 2017-04-11 | 0.80503 | 1 | 0.80503 | 0.8494 | 0.93549 | 0.65191 | 0.66415 | 0.61223 | 0.48882 | 0.60237 | 0.55189 | 0.5688 | 0.57967 | 0.46357 | 0.57494 | 2 | 1 | 116 | 14406 | 5622 | 7662 | 10432 | 1980 | 2861 | 11095 | 1568 | 1317 | 32079 | 1.28 | 1.41 | 14534.475
2421 | 21 | 101 | 2017-04-11 | 0.89937 | 1 | 0.89937 | 0.93373 | 0.93593 | 0.66345 | 0.66675 | 0.61926 | 0.50021 | 0.60967 | 0.56752 | 0.56839 | 0.58152 | 0.48293 | 0.5734 | 2 | 1 | 117 | 14661 | 5644 | 7750 | 10675 | 2004 | 2942 | 11087 | 1573 | 1372 | 31993 | 1.43 | 1.55 | 14541.295
2422 | 22 | 101 | 2017-04-11 | 0.88679 | 1 | 0.88679 | 0.90964 | 0.9084 | 0.64409 | 0.6339 | 0.60535 | 0.50452 | 0.59051 | 0.55671 | 0.53799 | 0.56303 | 0.46744 | 0.54154 | 2 | 1 | 118 | 14233 | 5366 | 7576 | 10767 | 1941 | 2886 | 10494 | 1523 | 1328 | 30215 | 1.41 | 1.51 | 14113.52
2423 | 23 | 101 | 2017-04-11 | 0.79874 | 1 | 0.79874 | 0.85542 | 0.88374 | 0.60195 | 0.58937 | 0.56772 | 0.4854 | 0.55035 | 0.51929 | 0.48847 | 0.52495 | 0.43435 | 0.49409 | 2 | 1 | 119 | 13302 | 4989 | 7105 | 10359 | 1809 | 2692 | 9528 | 1420 | 1234 | 27568 | 1.27 | 1.42 | 13730.465
2424 | 24 | 101 | 2017-04-11 | 0.7044 | 1 | 0.7044 | 0.77108 | 0.84359 | 0.56028 | 0.54637 | 0.53144 | 0.45443 | 0.51202 | 0.48052 | 0.44115 | 0.48835 | 0.39282 | 0.45129 | 2 | 1 | 120 | 12381 | 4625 | 6651 | 9698 | 1683 | 2491 | 8605 | 1321 | 1116 | 25180 | 1.12 | 1.28 | 13106.685
2425 | 1 | 102 | 2017-04-12 | 0.76101 | 1 | 0.76101 | 0.71687 | 0.80131 | 0.52656 | 0.51825 | 0.50771 | 0.43278 | 0.48707 | 0.4539 | 0.42141 | 0.45804 | 0.36959 | 0.42968 | 3 | 1 | 121 | 11636 | 4387 | 6354 | 9236 | 1601 | 2353 | 8220 | 1239 | 1050 | 23974 | 1.21 | 1.19 | 12449.825
2426 | 2 | 102 | 2017-04-12 | 0.71698 | 1 | 0.71698 | 0.66867 | 0.77242 | 0.50932 | 0.5003 | 0.49309 | 0.41268 | 0.46973 | 0.43711 | 0.40039 | 0.44399 | 0.35692 | 0.41034 | 3 | 1 | 122 | 11255 | 4235 | 6171 | 8807 | 1544 | 2266 | 7810 | 1201 | 1014 | 22895 | 1.14 | 1.11 | 12000.945
2427 | 3 | 102 | 2017-04-12 | 0.7044 | 1 | 0.7044 | 0.64458 | 0.74901 | 0.50072 | 0.49025 | 0.48614 | 0.40157 | 0.45847 | 0.42631 | 0.38829 | 0.43549 | 0.34917 | 0.39826 | 3 | 1 | 123 | 11065 | 4150 | 6084 | 8570 | 1507 | 2210 | 7574 | 1178 | 992 | 22221 | 1.12 | 1.07 | 11637.225
2428 | 4 | 102 | 2017-04-12 | 0.69811 | 1 | 0.69811 | 0.63253 | 0.73082 | 0.5005 | 0.48706 | 0.48446 | 0.39501 | 0.45634 | 0.42419 | 0.38306 | 0.43253 | 0.34882 | 0.39435 | 3 | 1 | 124 | 11060 | 4123 | 6063 | 8430 | 1500 | 2199 | 7472 | 1170 | 991 | 22003 | 1.11 | 1.05 | 11354.585
2429 | 5 | 102 | 2017-04-12 | 0.69182 | 1 | 0.69182 | 0.63253 | 0.71832 | 0.51127 | 0.49982 | 0.49301 | 0.39506 | 0.46821 | 0.43248 | 0.38947 | 0.43882 | 0.35551 | 0.40299 | 3 | 1 | 125 | 11298 | 4231 | 6170 | 8431 | 1539 | 2242 | 7597 | 1187 | 1010 | 22485 | 1.1 | 1.05 | 11160.345
2430 | 6 | 102 | 2017-04-12 | 0.7044 | 1 | 0.7044 | 0.68072 | 0.72546 | 0.54521 | 0.53184 | 0.52401 | 0.40654 | 0.50289 | 0.46335 | 0.41859 | 0.46506 | 0.3805 | 0.43361 | 3 | 1 | 126 | 12048 | 4502 | 6558 | 8676 | 1653 | 2402 | 8165 | 1258 | 1081 | 24193 | 1.12 | 1.13 | 11271.335
2431 | 7 | 102 | 2017-04-12 | 0.75472 | 1 | 0.75472 | 0.74096 | 0.7356 | 0.61159 | 0.59019 | 0.5797 | 0.43878 | 0.56739 | 0.51929 | 0.47098 | 0.51275 | 0.43541 | 0.49433 | 3 | 1 | 127 | 13515 | 4996 | 7255 | 9364 | 1865 | 2692 | 9187 | 1387 | 1237 | 27581 | 1.2 | 1.23 | 11428.795
2432 | 8 | 102 | 2017-04-12 | 0.81761 | 1 | 0.81761 | 0.77711 | 0.74366 | 0.64327 | 0.61973 | 0.61191 | 0.48259 | 0.60663 | 0.55382 | 0.49897 | 0.54713 | 0.45019 | 0.52809 | 3 | 1 | 128 | 14215 | 5246 | 7658 | 10299 | 1994 | 2871 | 9733 | 1480 | 1279 | 29465 | 1.3 | 1.29 | 11554.04
2433 | 9 | 102 | 2017-04-12 | 0.84277 | 1 | 0.84277 | 0.83133 | 0.84656 | 0.64354 | 0.62693 | 0.62189 | 0.50682 | 0.61393 | 0.56462 | 0.50349 | 0.55933 | 0.43858 | 0.53467 | 3 | 1 | 129 | 14221 | 5307 | 7783 | 10816 | 2018 | 2927 | 9821 | 1513 | 1246 | 29832 | 1.34 | 1.38 | 13152.805
2434 | 10 | 102 | 2017-04-12 | 0.8805 | 1 | 0.8805 | 0.85542 | 0.91285 | 0.6439 | 0.62871 | 0.62293 | 0.51455 | 0.61789 | 0.56752 | 0.50943 | 0.5671 | 0.42872 | 0.53822 | 3 | 1 | 130 | 14229 | 5322 | 7796 | 10981 | 2031 | 2942 | 9937 | 1534 | 1218 | 30030 | 1.4 | 1.42 | 14182.66
2435 | 11 | 102 | 2017-04-12 | 0.84906 | 1 | 0.84906 | 0.83133 | 0.9624 | 0.64608 | 0.6293 | 0.62653 | 0.51511 | 0.61667 | 0.56771 | 0.51671 | 0.57412 | 0.42379 | 0.54335 | 3 | 1 | 131 | 14277 | 5327 | 7841 | 10993 | 2027 | 2943 | 10079 | 1553 | 1204 | 30316 | 1.35 | 1.38 | 14952.575
2436 | 12 | 102 | 2017-04-12 | 0.8239 | 1 | 0.8239 | 0.78916 | 0.97754 | 0.64703 | 0.62693 | 0.62333 | 0.51717 | 0.61241 | 0.56809 | 0.52389 | 0.57671 | 0.41992 | 0.54439 | 3 | 1 | 132 | 14298 | 5307 | 7801 | 11037 | 2013 | 2945 | 10219 | 1560 | 1193 | 30374 | 1.31 | 1.31 | 15187.805
2437 | 13 | 102 | 2017-04-12 | 0.80503 | 1 | 0.80503 | 0.78916 | 0.95214 | 0.6473 | 0.62374 | 0.61838 | 0.51605 | 0.60876 | 0.56674 | 0.53066 | 0.57782 | 0.41711 | 0.54335 | 3 | 1 | 133 | 14304 | 5280 | 7739 | 11013 | 2001 | 2938 | 10351 | 1563 | 1185 | 30316 | 1.28 | 1.31 | 14793.225
2438 | 14 | 102 | 2017-04-12 | 0.81132 | 1 | 0.81132 | 0.74699 | 0.97576 | 0.64567 | 0.6189 | 0.61734 | 0.5123 | 0.60359 | 0.56597 | 0.53717 | 0.57819 | 0.41535 | 0.54392 | 3 | 1 | 134 | 14268 | 5239 | 7726 | 10933 | 1984 | 2934 | 10478 | 1564 | 1180 | 30348 | 1.29 | 1.24 | 15160.185
2439 | 15 | 102 | 2017-04-12 | 0.76101 | 1 | 0.76101 | 0.74096 | 1 | 0.64237 | 0.61205 | 0.60959 | 0.51272 | 0.60146 | 0.56481 | 0.54342 | 0.5756 | 0.41499 | 0.54333 | 3 | 1 | 135 | 14195 | 5181 | 7629 | 10942 | 1977 | 2928 | 10600 | 1557 | 1179 | 30315 | 1.21 | 1.23 | 15536.75
2440 | 16 | 102 | 2017-04-12 | 0.77358 | 1 | 0.77358 | 0.72892 | 0.99944 | 0.6378 | 0.61099 | 0.6008 | 0.50794 | 0.59233 | 0.56192 | 0.55019 | 0.57153 | 0.4164 | 0.54388 | 3 | 1 | 136 | 14094 | 5172 | 7519 | 10840 | 1947 | 2913 | 10732 | 1546 | 1183 | 30346 | 1.23 | 1.21 | 15528.105
2441 | 17 | 102 | 2017-04-12 | 0.77987 | 1 | 0.77987 | 0.72289 | 0.98608 | 0.63657 | 0.61181 | 0.59704 | 0.50251 | 0.5902 | 0.56038 | 0.55696 | 0.56932 | 0.4252 | 0.54914 | 3 | 1 | 137 | 14067 | 5179 | 7472 | 10724 | 1940 | 2905 | 10864 | 1540 | 1208 | 30639 | 1.24 | 1.2 | 15320.515
2442 | 18 | 102 | 2017-04-12 | 0.83648 | 1 | 0.83648 | 0.77108 | 0.92154 | 0.63617 | 0.61429 | 0.59664 | 0.49913 | 0.59355 | 0.56096 | 0.55952 | 0.56784 | 0.43506 | 0.55532 | 3 | 1 | 138 | 14058 | 5200 | 7467 | 10652 | 1951 | 2908 | 10914 | 1536 | 1236 | 30984 | 1.33 | 1.28 | 14317.695
2443 | 19 | 102 | 2017-04-12 | 0.83648 | 1 | 0.83648 | 0.80723 | 0.8823 | 0.63743 | 0.62185 | 0.5984 | 0.49684 | 0.59355 | 0.56038 | 0.56316 | 0.56303 | 0.44597 | 0.55915 | 3 | 1 | 139 | 14086 | 5264 | 7489 | 10603 | 1951 | 2905 | 10985 | 1523 | 1267 | 31198 | 1.33 | 1.34 | 13708.055
2444 | 20 | 102 | 2017-04-12 | 0.90566 | 1 | 0.90566 | 0.8494 | 0.93549 | 0.64752 | 0.63768 | 0.60775 | 0.49698 | 0.59629 | 0.56096 | 0.56798 | 0.5671 | 0.45723 | 0.56842 | 3 | 1 | 140 | 14309 | 5398 | 7606 | 10606 | 1960 | 2908 | 11079 | 1534 | 1299 | 31715 | 1.44 | 1.41 | 14534.475
2445 | 21 | 102 | 2017-04-12 | 0.98742 | 1 | 0.98742 | 0.88554 | 0.93593 | 0.6625 | 0.64926 | 0.62101 | 0.51052 | 0.60663 | 0.56867 | 0.5606 | 0.57301 | 0.47941 | 0.56062 | 3 | 1 | 141 | 14640 | 5496 | 7772 | 10895 | 1994 | 2948 | 10935 | 1550 | 1362 | 31280 | 1.57 | 1.47 | 14541.295
2446 | 22 | 102 | 2017-04-12 | 1 | 1 | 1 | 0.84337 | 0.9084 | 0.64273 | 0.62528 | 0.60463 | 0.5123 | 0.59233 | 0.55691 | 0.52999 | 0.55638 | 0.46779 | 0.53059 | 3 | 1 | 142 | 14203 | 5293 | 7567 | 10933 | 1947 | 2887 | 10338 | 1505 | 1329 | 29604 | 1.59 | 1.4 | 14113.52
2447 | 23 | 102 | 2017-04-12 | 0.91824 | 1 | 0.91824 | 0.74699 | 0.88374 | 0.60254 | 0.58287 | 0.56908 | 0.49243 | 0.55339 | 0.51987 | 0.48442 | 0.52163 | 0.43365 | 0.48802 | 3 | 1 | 143 | 13315 | 4934 | 7122 | 10509 | 1819 | 2695 | 9449 | 1411 | 1232 | 27229 | 1.46 | 1.24 | 13730.465
2448 | 24 | 102 | 2017-04-12 | 0.79245 | 1 | 0.79245 | 0.63855 | 0.84359 | 0.5629 | 0.54306 | 0.53552 | 0.46015 | 0.51749 | 0.48148 | 0.44002 | 0.48835 | 0.39423 | 0.44943 | 3 | 1 | 144 | 12439 | 4597 | 6702 | 9820 | 1701 | 2496 | 8583 | 1321 | 1120 | 25076 | 1.26 | 1.06 | 13106.685
2449 | 1 | 103 | 2017-04-13 | 0.64151 | 1 | 0.64151 | 0.59639 | 0.80131 | 0.52693 | 0.52073 | 0.50939 | 0.43639 | 0.48007 | 0.45081 | 0.41136 | 0.461 | 0.36818 | 0.4167 | 4 | 1 | 1 | 11644 | 4408 | 6375 | 9313 | 1578 | 2337 | 8024 | 1247 | 1046 | 23250 | 1.02 | 0.99 | 12449.825
2450 | 2 | 103 | 2017-04-13 | 0.60377 | 1 | 0.60377 | 0.57831 | 0.77242 | 0.51168 | 0.50691 | 0.49812 | 0.41559 | 0.46517 | 0.4348 | 0.39157 | 0.44917 | 0.35445 | 0.39959 | 4 | 1 | 2 | 11307 | 4291 | 6234 | 8869 | 1529 | 2254 | 7638 | 1215 | 1007 | 22295 | 0.96 | 0.96 | 12000.945
2451 | 3 | 103 | 2017-04-13 | 0.60377 | 1 | 0.60377 | 0.56024 | 0.74901 | 0.50489 | 0.50124 | 0.49197 | 0.40354 | 0.45421 | 0.42708 | 0.38086 | 0.44325 | 0.35269 | 0.39185 | 4 | 1 | 3 | 11157 | 4243 | 6157 | 8612 | 1493 | 2214 | 7429 | 1199 | 1002 | 21863 | 0.96 | 0.93 | 11637.225
2452 | 4 | 103 | 2017-04-13 | 0.59119 | 1 | 0.59119 | 0.54819 | 0.73082 | 0.50548 | 0.50278 | 0.49061 | 0.39614 | 0.45513 | 0.42573 | 0.37747 | 0.44251 | 0.3548 | 0.3905 | 4 | 1 | 4 | 11170 | 4256 | 6140 | 8454 | 1496 | 2207 | 7363 | 1197 | 1008 | 21788 | 0.94 | 0.91 | 11354.585
2453 | 5 | 103 | 2017-04-13 | 0.62893 | 1 | 0.62893 | 0.54819 | 0.71832 | 0.51774 | 0.51624 | 0.5014 | 0.39586 | 0.47034 | 0.43499 | 0.38634 | 0.45102 | 0.36325 | 0.40043 | 4 | 1 | 5 | 11441 | 4370 | 6275 | 8448 | 1546 | 2255 | 7536 | 1220 | 1032 | 22342 | 1 | 0.91 | 11160.345
2454 | 6 | 103 | 2017-04-13 | 0.69182 | 1 | 0.69182 | 0.56627 | 0.72546 | 0.55204 | 0.55452 | 0.53392 | 0.40598 | 0.5108 | 0.46547 | 0.41618 | 0.47874 | 0.39352 | 0.4338 | 4 | 1 | 6 | 12199 | 4694 | 6682 | 8664 | 1679 | 2413 | 8118 | 1295 | 1118 | 24204 | 1.1 | 0.94 | 11271.335
2455 | 7 | 103 | 2017-04-13 | 0.76101 | 1 | 0.76101 | 0.62651 | 0.7356 | 0.60879 | 0.61548 | 0.58769 | 0.43742 | 0.5829 | 0.52025 | 0.4696 | 0.52311 | 0.44808 | 0.49198 | 4 | 1 | 7 | 13453 | 5210 | 7355 | 9335 | 1916 | 2697 | 9160 | 1415 | 1273 | 27450 | 1.21 | 1.04 | 11428.795
2456 | 8 | 103 | 2017-04-13 | 0.77358 | 1 | 0.77358 | 0.6988 | 0.74366 | 0.64087 | 0.64383 | 0.61382 | 0.48419 | 0.62793 | 0.55285 | 0.49544 | 0.54935 | 0.46568 | 0.52299 | 4 | 1 | 8 | 14162 | 5450 | 7682 | 10333 | 2064 | 2866 | 9664 | 1486 | 1323 | 29180 | 1.23 | 1.16 | 11554.04
2457 | 9 | 103 | 2017-04-13 | 0.72327 | 1 | 0.72327 | 0.73494 | 0.84656 | 0.64567 | 0.6469 | 0.62429 | 0.50972 | 0.62702 | 0.55633 | 0.49713 | 0.56081 | 0.45336 | 0.53118 | 4 | 1 | 9 | 14268 | 5476 | 7813 | 10878 | 2061 | 2884 | 9697 | 1517 | 1288 | 29637 | 1.15 | 1.22 | 13152.805
2458 | 10 | 103 | 2017-04-13 | 0.7044 | 1 | 0.7044 | 0.74096 | 0.91285 | 0.64739 | 0.64265 | 0.62701 | 0.51942 | 0.62671 | 0.5571 | 0.49687 | 0.56636 | 0.4421 | 0.52688 | 4 | 1 | 10 | 14306 | 5440 | 7847 | 11085 | 2060 | 2888 | 9692 | 1532 | 1256 | 29397 | 1.12 | 1.23 | 14182.66
2459 | 11 | 103 | 2017-04-13 | 0.72956 | 1 | 0.72956 | 0.73494 | 0.9624 | 0.64752 | 0.63627 | 0.62797 | 0.52233 | 0.62519 | 0.56269 | 0.498 | 0.56932 | 0.43611 | 0.52261 | 4 | 1 | 11 | 14309 | 5386 | 7859 | 11147 | 2055 | 2917 | 9714 | 1540 | 1239 | 29159 | 1.16 | 1.22 | 14952.575
2460 | 12 | 103 | 2017-04-13 | 0.67925 | 1 | 0.67925 | 0.74096 | 0.97754 | 0.64504 | 0.63107 | 0.62453 | 0.525 | 0.62184 | 0.56404 | 0.49882 | 0.57043 | 0.43154 | 0.51764 | 4 | 1 | 12 | 14254 | 5342 | 7816 | 11204 | 2044 | 2924 | 9730 | 1543 | 1226 | 28882 | 1.08 | 1.23 | 15187.805
2461 | 13 | 103 | 2017-04-13 | 0.6478 | 1 | 0.6478 | 0.75904 | 0.95214 | 0.64445 | 0.62398 | 0.61838 | 0.52284 | 0.61819 | 0.56617 | 0.49862 | 0.57006 | 0.43119 | 0.51311 | 4 | 1 | 13 | 14241 | 5282 | 7739 | 11158 | 2032 | 2935 | 9726 | 1542 | 1225 | 28629 | 1.03 | 1.26 | 14793.225
2462 | 14 | 103 | 2017-04-13 | 0.6478 | 1 | 0.6478 | 0.77711 | 0.97576 | 0.64517 | 0.6215 | 0.61614 | 0.519 | 0.61485 | 0.5679 | 0.50082 | 0.56969 | 0.43119 | 0.51128 | 4 | 1 | 14 | 14257 | 5261 | 7711 | 11076 | 2021 | 2944 | 9769 | 1541 | 1225 | 28527 | 1.03 | 1.29 | 15160.185
2463 | 15 | 103 | 2017-04-13 | 0.66038 | 1 | 0.66038 | 0.79518 | 1 | 0.63694 | 0.61264 | 0.60935 | 0.51905 | 0.60907 | 0.57099 | 0.50097 | 0.56377 | 0.4333 | 0.50852 | 4 | 1 | 15 | 14075 | 5186 | 7626 | 11077 | 2002 | 2960 | 9772 | 1525 | 1231 | 28373 | 1.05 | 1.32 | 15536.75
2464 | 16 | 103 | 2017-04-13 | 0.66038 | 1 | 0.66038 | 0.84337 | 0.99944 | 0.63055 | 0.60921 | 0.59736 | 0.51347 | 0.59963 | 0.57137 | 0.50472 | 0.56081 | 0.43717 | 0.50755 | 4 | 1 | 16 | 13934 | 5157 | 7476 | 10958 | 1971 | 2962 | 9845 | 1517 | 1242 | 28319 | 1.05 | 1.4 | 15528.105
2465 | 17 | 103 | 2017-04-13 | 0.67925 | 1 | 0.67925 | 0.87349 | 0.98608 | 0.62861 | 0.60851 | 0.58977 | 0.50836 | 0.59385 | 0.57079 | 0.51189 | 0.55786 | 0.44914 | 0.51318 | 4 | 1 | 17 | 13891 | 5151 | 7381 | 10849 | 1952 | 2959 | 9985 | 1509 | 1276 | 28633 | 1.08 | 1.45 | 15320.515
2466 | 18 | 103 | 2017-04-13 | 0.73585 | 1 | 0.73585 | 0.95783 | 0.92154 | 0.62617 | 0.61288 | 0.58546 | 0.50537 | 0.59294 | 0.57002 | 0.51784 | 0.55564 | 0.45547 | 0.52037 | 4 | 1 | 18 | 13837 | 5188 | 7327 | 10785 | 1949 | 2955 | 10101 | 1503 | 1294 | 29034 | 1.17 | 1.59 | 14317.695
2467 | 19 | 103 | 2017-04-13 | 0.7673 | 1 | 0.7673 | 0.98193 | 0.8823 | 0.62381 | 0.6215 | 0.5849 | 0.50209 | 0.59355 | 0.56809 | 0.51989 | 0.55009 | 0.46885 | 0.52322 | 4 | 1 | 19 | 13785 | 5261 | 7320 | 10715 | 1951 | 2945 | 10141 | 1488 | 1332 | 29193 | 1.22 | 1.63 | 13708.055
2468 | 20 | 103 | 2017-04-13 | 0.86164 | 1 | 0.86164 | 1 | 0.93549 | 0.62825 | 0.64111 | 0.59632 | 0.49979 | 0.59963 | 0.56674 | 0.52451 | 0.55194 | 0.47272 | 0.53707 | 4 | 1 | 20 | 13883 | 5427 | 7463 | 10666 | 1971 | 2938 | 10231 | 1493 | 1343 | 29966 | 1.37 | 1.66 | 14534.475
2469 | 21 | 103 | 2017-04-13 | 0.88679 | 1 | 0.88679 | 0.99398 | 0.93593 | 0.64123 | 0.65741 | 0.61239 | 0.51436 | 0.60298 | 0.5789 | 0.5305 | 0.56081 | 0.50018 | 0.54186 | 4 | 1 | 21 | 14170 | 5565 | 7664 | 10977 | 1982 | 3001 | 10348 | 1517 | 1421 | 30233 | 1.41 | 1.65 | 14541.295
2470 | 22 | 103 | 2017-04-13 | 0.84906 | 1 | 0.84906 | 0.90964 | 0.9084 | 0.63689 | 0.63698 | 0.5988 | 0.51408 | 0.58594 | 0.55806 | 0.50692 | 0.54307 | 0.49208 | 0.51877 | 4 | 1 | 22 | 14074 | 5392 | 7494 | 10971 | 1926 | 2893 | 9888 | 1469 | 1398 | 28945 | 1.35 | 1.51 | 14113.52
2471 | 23 | 103 | 2017-04-13 | 0.7673 | 1 | 0.7673 | 0.79518 | 0.88374 | 0.59729 | 0.59622 | 0.56316 | 0.49534 | 0.54761 | 0.51929 | 0.46714 | 0.50906 | 0.4509 | 0.48008 | 4 | 1 | 23 | 13199 | 5047 | 7048 | 10571 | 1800 | 2692 | 9112 | 1377 | 1281 | 26786 | 1.22 | 1.32 | 13730.465
2472 | 24 | 103 | 2017-04-13 | 0.6478 | 1 | 0.6478 | 0.68675 | 0.84359 | 0.55417 | 0.55546 | 0.53088 | 0.46436 | 0.51019 | 0.47782 | 0.42572 | 0.478 | 0.40338 | 0.4428 | 4 | 1 | 24 | 12246 | 4702 | 6644 | 9910 | 1677 | 2477 | 8304 | 1293 | 1146 | 24706 | 1.03 | 1.14 | 13106.685
2473 | 1 | 104 | 2017-04-14 | 0.58491 | 1 | 0.58491 | 0.64458 | 0.80131 | 0.52525 | 0.52345 | 0.50108 | 0.42721 | 0.4749 | 0.46103 | 0.40183 | 0.45878 | 0.36607 | 0.41769 | 5 | 1 | 25 | 11607 | 4431 | 6271 | 9117 | 1561 | 2390 | 7838 | 1241 | 1040 | 23305 | 0.93 | 1.07 | 12449.825
2474 | 2 | 104 | 2017-04-14 | 0.54717 | 1 | 0.54717 | 0.62048 | 0.77242 | 0.50851 | 0.50809 | 0.48678 | 0.40523 | 0.45604 | 0.44194 | 0.3886 | 0.44621 | 0.35234 | 0.40305 | 5 | 1 | 26 | 11237 | 4301 | 6092 | 8648 | 1499 | 2291 | 7580 | 1207 | 1001 | 22488 | 0.87 | 1.03 | 12000.945
2475 | 3 | 104 | 2017-04-14 | 0.54088 | 1 | 0.54088 | 0.60843 | 0.74901 | 0.50249 | 0.50089 | 0.47926 | 0.39366 | 0.44417 | 0.43036 | 0.38234 | 0.4414 | 0.35128 | 0.39629 | 5 | 1 | 27 | 11104 | 4240 | 5998 | 8401 | 1460 | 2231 | 7458 | 1194 | 998 | 22111 | 0.86 | 1.01 | 11637.225
2476 | 4 | 104 | 2017-04-14 | 0.54717 | 1 | 0.54717 | 0.62048 | 0.73082 | 0.50063 | 0.50396 | 0.47751 | 0.38681 | 0.44083 | 0.42612 | 0.38209 | 0.43808 | 0.34495 | 0.39591 | 5 | 1 | 28 | 11063 | 4266 | 5976 | 8255 | 1449 | 2209 | 7453 | 1185 | 980 | 22090 | 0.87 | 1.03 | 11354.585
2477 | 5 | 104 | 2017-04-14 | 0.57862 | 1 | 0.57862 | 0.63855 | 0.71832 | 0.51294 | 0.5153 | 0.48638 | 0.38513 | 0.44904 | 0.43422 | 0.3928 | 0.44732 | 0.35551 | 0.40679 | 5 | 1 | 29 | 11335 | 4362 | 6087 | 8219 | 1476 | 2251 | 7662 | 1210 | 1010 | 22697 | 0.92 | 1.06 | 11160.345
2478 | 6 | 104 | 2017-04-14 | 0.6478 | 1 | 0.6478 | 0.69277 | 0.72546 | 0.54317 | 0.55275 | 0.51474 | 0.39426 | 0.48068 | 0.46277 | 0.42536 | 0.47209 | 0.38156 | 0.44013 | 5 | 1 | 30 | 12003 | 4679 | 6442 | 8414 | 1580 | 2399 | 8297 | 1277 | 1084 | 24557 | 1.03 | 1.15 | 11271.335
2479 | 7 | 104 | 2017-04-14 | 0.71069 | 1 | 0.71069 | 0.75904 | 0.7356 | 0.59743 | 0.60874 | 0.56165 | 0.42468 | 0.53544 | 0.51524 | 0.4776 | 0.51349 | 0.43189 | 0.49469 | 5 | 1 | 31 | 13202 | 5153 | 7029 | 9063 | 1760 | 2671 | 9316 | 1389 | 1227 | 27601 | 1.13 | 1.26 | 11428.795
2480 | 8 | 104 | 2017-04-14 | 0.73585 | 1 | 0.73585 | 0.74699 | 0.74366 | 0.62716 | 0.63627 | 0.58969 | 0.46727 | 0.57165 | 0.54379 | 0.50426 | 0.54196 | 0.44562 | 0.52528 | 5 | 1 | 32 | 13859 | 5386 | 7380 | 9972 | 1879 | 2819 | 9836 | 1466 | 1266 | 29308 | 1.17 | 1.24 | 11554.04
2481 | 9 | 104 | 2017-04-14 | 0.71698 | 1 | 0.71698 | 0.71084 | 0.84656 | 0.63096 | 0.63568 | 0.60088 | 0.49379 | 0.58016 | 0.55343 | 0.5039 | 0.55675 | 0.44245 | 0.52655 | 5 | 1 | 33 | 13943 | 5381 | 7520 | 10538 | 1907 | 2869 | 9829 | 1506 | 1257 | 29379 | 1.14 | 1.18 | 13152.805
2482 | 10 | 104 | 2017-04-14 | 0.69811 | 1 | 0.69811 | 0.6988 | 0.91285 | 0.63074 | 0.63237 | 0.60487 | 0.50452 | 0.59233 | 0.56462 | 0.50051 | 0.56155 | 0.44139 | 0.52112 | 5 | 1 | 34 | 13938 | 5353 | 7570 | 10767 | 1947 | 2927 | 9763 | 1519 | 1254 | 29076 | 1.11 | 1.16 | 14182.66
2483 | 11 | 104 | 2017-04-14 | 0.7044 | 1 | 0.7044 | 0.72289 | 0.9624 | 0.63413 | 0.62977 | 0.60671 | 0.50794 | 0.59568 | 0.57774 | 0.50072 | 0.56784 | 0.44773 | 0.51756 | 5 | 1 | 35 | 14013 | 5331 | 7593 | 10840 | 1958 | 2995 | 9767 | 1536 | 1272 | 28877 | 1.12 | 1.2 | 14952.575
2484 | 12 | 104 | 2017-04-14 | 0.67925 | 1 | 0.67925 | 0.72289 | 0.97754 | 0.63101 | 0.6254 | 0.60392 | 0.51174 | 0.59355 | 0.58333 | 0.49944 | 0.57153 | 0.45301 | 0.51214 | 5 | 1 | 36 | 13944 | 5294 | 7558 | 10921 | 1951 | 3024 | 9742 | 1546 | 1287 | 28575 | 1.08 | 1.2 | 15187.805
2485 | 13 | 104 | 2017-04-14 | 0.62264 | 1 | 0.62264 | 0.6988 | 0.95214 | 0.62793 | 0.6189 | 0.59656 | 0.5116 | 0.59264 | 0.58661 | 0.49821 | 0.57079 | 0.46287 | 0.50628 | 5 | 1 | 37 | 13876 | 5239 | 7466 | 10918 | 1948 | 3041 | 9718 | 1544 | 1315 | 28248 | 0.99 | 1.16 | 14793.225
2486 | 14 | 104 | 2017-04-14 | 0.63522 | 1 | 0.63522 | 0.6988 | 0.97576 | 0.63015 | 0.61382 | 0.59305 | 0.50907 | 0.59294 | 0.59279 | 0.49657 | 0.57006 | 0.46709 | 0.50306 | 5 | 1 | 38 | 13925 | 5196 | 7422 | 10864 | 1949 | 3073 | 9686 | 1542 | 1327 | 28068 | 1.01 | 1.16 | 15160.185
2487 | 15 | 104 | 2017-04-14 | 0.65409 | 1 | 0.65409 | 0.70482 | 1 | 0.62571 | 0.60803 | 0.58346 | 0.5094 | 0.58899 | 0.59568 | 0.49605 | 0.56821 | 0.47624 | 0.4987 | 5 | 1 | 39 | 13827 | 5147 | 7302 | 10871 | 1936 | 3088 | 9676 | 1537 | 1353 | 27825 | 1.04 | 1.17 | 15536.75
2488 | 16 | 104 | 2017-04-14 | 0.67925 | 1 | 0.67925 | 0.72289 | 0.99944 | 0.62069 | 0.60319 | 0.57107 | 0.50485 | 0.57864 | 0.59664 | 0.49723 | 0.56044 | 0.48328 | 0.49621 | 5 | 1 | 40 | 13716 | 5106 | 7147 | 10774 | 1902 | 3093 | 9699 | 1516 | 1373 | 27686 | 1.08 | 1.2 | 15528.105
2489 | 17 | 104 | 2017-04-14 | 0.73585 | 1 | 0.73585 | 0.78313 | 0.98608 | 0.61589 | 0.60307 | 0.56292 | 0.49862 | 0.57712 | 0.59298 | 0.50082 | 0.55527 | 0.49947 | 0.49899 | 5 | 1 | 41 | 13610 | 5105 | 7045 | 10641 | 1897 | 3074 | 9769 | 1502 | 1419 | 27841 | 1.17 | 1.3 | 15320.515
2490 | 18 | 104 | 2017-04-14 | 0.79874 | 1 | 0.79874 | 0.81325 | 0.92154 | 0.61218 | 0.60236 | 0.55709 | 0.49299 | 0.57378 | 0.58623 | 0.5042 | 0.54787 | 0.50053 | 0.50383 | 5 | 1 | 42 | 13528 | 5099 | 6972 | 10521 | 1886 | 3039 | 9835 | 1482 | 1422 | 28111 | 1.27 | 1.35 | 14317.695
2491 | 19 | 104 | 2017-04-14 | 0.83648 | 1 | 0.83648 | 0.8494 | 0.8823 | 0.60653 | 0.60224 | 0.55086 | 0.48648 | 0.56708 | 0.57427 | 0.50185 | 0.5353 | 0.5051 | 0.50381 | 5 | 1 | 43 | 13403 | 5098 | 6894 | 10382 | 1864 | 2977 | 9789 | 1448 | 1435 | 28110 | 1.33 | 1.41 | 13708.055
2492 | 20 | 104 | 2017-04-14 | 0.91824 | 1 | 0.91824 | 0.90361 | 0.93549 | 0.6068 | 0.6039 | 0.55174 | 0.48114 | 0.55552 | 0.56578 | 0.50292 | 0.53272 | 0.49525 | 0.51024 | 5 | 1 | 44 | 13409 | 5112 | 6905 | 10268 | 1826 | 2933 | 9810 | 1441 | 1407 | 28469 | 1.46 | 1.5 | 14534.475
2493 | 21 | 104 | 2017-04-14 | 0.91195 | 1 | 0.91195 | 0.93976 | 0.93593 | 0.61816 | 0.61595 | 0.56324 | 0.48962 | 0.56039 | 0.57253 | 0.50887 | 0.53752 | 0.5044 | 0.51829 | 5 | 1 | 45 | 13660 | 5214 | 7049 | 10449 | 1842 | 2968 | 9926 | 1454 | 1433 | 28918 | 1.45 | 1.56 | 14541.295
2494 | 22 | 104 | 2017-04-14 | 0.89308 | 1 | 0.89308 | 0.89759 | 0.9084 | 0.6058 | 0.60508 | 0.55637 | 0.49679 | 0.55278 | 0.5598 | 0.49118 | 0.52532 | 0.49173 | 0.50177 | 5 | 1 | 46 | 13387 | 5122 | 6963 | 10602 | 1817 | 2902 | 9581 | 1421 | 1397 | 27996 | 1.42 | 1.49 | 14113.52
2495 | 23 | 104 | 2017-04-14 | 0.7673 | 1 | 0.7673 | 0.8012 | 0.88374 | 0.57507 | 0.57058 | 0.52729 | 0.48245 | 0.52054 | 0.52778 | 0.45878 | 0.49908 | 0.46357 | 0.47067 | 5 | 1 | 47 | 12708 | 4830 | 6599 | 10296 | 1711 | 2736 | 8949 | 1350 | 1317 | 26261 | 1.22 | 1.33 | 13730.465
2496 | 24 | 104 | 2017-04-14 | 0.69182 | 1 | 0.69182 | 0.69277 | 0.84359 | 0.53761 | 0.53101 | 0.49429 | 0.45302 | 0.48281 | 0.49093 | 0.42249 | 0.46913 | 0.42415 | 0.43773 | 5 | 1 | 48 | 11880 | 4495 | 6186 | 9668 | 1587 | 2545 | 8241 | 1269 | 1205 | 24423 | 1.1 | 1.15 | 13106.685
2497 | 1 | 105 | 2017-04-15 | 0.61635 | 1 | 0.61635 | 0.64458 | 0.77448 | 0.49973 | 0.48565 | 0.47231 | 0.43044 | 0.44052 | 0.46084 | 0.39778 | 0.44621 | 0.37909 | 0.40817 | 6 | 2 | 49 | 11043 | 4111 | 5911 | 9186 | 1448 | 2389 | 7759 | 1207 | 1077 | 22774 | 0.98 | 1.07 | 12032.86
2498 | 2 | 105 | 2017-04-15 | 0.61006 | 1 | 0.61006 | 0.62048 | 0.74964 | 0.47805 | 0.46734 | 0.45378 | 0.40574 | 0.41771 | 0.43924 | 0.3807 | 0.43327 | 0.35692 | 0.3919 | 6 | 2 | 50 | 10564 | 3956 | 5679 | 8659 | 1373 | 2277 | 7426 | 1172 | 1014 | 21866 | 0.97 | 1.03 | 11646.96
2499 | 3 | 105 | 2017-04-15 | 0.59748 | 1 | 0.59748 | 0.62048 | 0.72838 | 0.46624 | 0.45812 | 0.44363 | 0.38981 | 0.40249 | 0.42458 | 0.37209 | 0.42329 | 0.34354 | 0.38272 | 6 | 2 | 51 | 10303 | 3878 | 5552 | 8319 | 1323 | 2201 | 7258 | 1145 | 976 | 21354 | 0.95 | 1.03 | 11316.6
2500 | 4 | 105 | 2017-04-15 | 0.58491 | 1 | 0.58491 | 0.62048 | 0.71262 | 0.46095 | 0.45729 | 0.43692 | 0.37918 | 0.39732 | 0.41609 | 0.36758 | 0.41627 | 0.33756 | 0.37932 | 6 | 2 | 52 | 10186 | 3871 | 5468 | 8092 | 1306 | 2157 | 7170 | 1126 | 959 | 21164 | 0.93 | 1.03 | 11071.73
2501 | 5 | 105 | 2017-04-15 | 0.60377 | 1 | 0.60377 | 0.64458 | 0.70005 | 0.46353 | 0.46155 | 0.43859 | 0.37487 | 0.39884 | 0.41551 | 0.36953 | 0.41848 | 0.33474 | 0.38218 | 6 | 2 | 53 | 10243 | 3907 | 5489 | 8000 | 1311 | 2154 | 7208 | 1132 | 951 | 21324 | 0.96 | 1.07 | 10876.555
2502 | 6 | 105 | 2017-04-15 | 0.67296 | 1 | 0.67296 | 0.6988 | 0.69248 | 0.47348 | 0.47572 | 0.4489 | 0.37505 | 0.41071 | 0.42361 | 0.37988 | 0.42699 | 0.34002 | 0.39487 | 6 | 2 | 54 | 10463 | 4027 | 5618 | 8004 | 1350 | 2196 | 7410 | 1155 | 966 | 22032 | 1.07 | 1.16 | 10758.83
2503 | 7 | 105 | 2017-04-15 | 0.73585 | 1 | 0.73585 | 0.77108 | 0.68725 | 0.48855 | 0.49628 | 0.46368 | 0.38222 | 0.4317 | 0.44097 | 0.39588 | 0.44067 | 0.3548 | 0.41258 | 6 | 2 | 55 | 10796 | 4201 | 5803 | 8157 | 1419 | 2286 | 7722 | 1192 | 1008 | 23020 | 1.17 | 1.28 | 10677.68
2504 | 8 | 105 | 2017-04-15 | 0.74214 | 1 | 0.74214 | 0.78313 | 0.67879 | 0.51014 | 0.51707 | 0.48118 | 0.39661 | 0.45513 | 0.4593 | 0.4171 | 0.45619 | 0.37487 | 0.43273 | 6 | 2 | 56 | 11273 | 4377 | 6022 | 8464 | 1496 | 2381 | 8136 | 1234 | 1065 | 24144 | 1.18 | 1.3 | 10546.135
2505 | 9 | 105 | 2017-04-15 | 0.74843 | 1 | 0.74843 | 0.74699 | 0.73509 | 0.53412 | 0.5394 | 0.50132 | 0.41432 | 0.48068 | 0.48206 | 0.43945 | 0.47652 | 0.40162 | 0.45122 | 6 | 2 | 57 | 11803 | 4566 | 6274 | 8842 | 1580 | 2499 | 8572 | 1289 | 1141 | 25176 | 1.19 | 1.24 | 11420.965
2506 | 10 | 105 | 2017-04-15 | 0.71698 | 1 | 0.71698 | 0.72892 | 0.80309 | 0.5553 | 0.55487 | 0.51954 | 0.43972 | 0.50532 | 0.50733 | 0.45345 | 0.49612 | 0.42696 | 0.46104 | 6 | 2 | 58 | 12271 | 4697 | 6502 | 9384 | 1661 | 2630 | 8845 | 1342 | 1213 | 25724 | 1.14 | 1.21 | 12477.48
2507 | 11 | 105 | 2017-04-15 | 0.71698 | 1 | 0.71698 | 0.71084 | 0.84627 | 0.56933 | 0.5596 | 0.53248 | 0.4594 | 0.51688 | 0.53048 | 0.4594 | 0.51091 | 0.4428 | 0.46336 | 6 | 2 | 59 | 12581 | 4737 | 6664 | 9804 | 1699 | 2750 | 8961 | 1382 | 1258 | 25853 | 1.14 | 1.18 | 13148.295
2508 | 12 | 105 | 2017-04-15 | 0.69811 | 1 | 0.69811 | 0.68072 | 0.85829 | 0.57738 | 0.55972 | 0.53536 | 0.47505 | 0.52479 | 0.54379 | 0.46135 | 0.51719 | 0.45794 | 0.4602 | 6 | 2 | 60 | 12759 | 4738 | 6700 | 10138 | 1725 | 2819 | 8999 | 1399 | 1301 | 25677 | 1.11 | 1.13 | 13334.96
2509 | 13 | 105 | 2017-04-15 | 0.63522 | 1 | 0.63522 | 0.6506 | 0.83365 | 0.58426 | 0.55688 | 0.534 | 0.48367 | 0.52784 | 0.55266 | 0.46083 | 0.52052 | 0.46709 | 0.45459 | 6 | 2 | 61 | 12911 | 4714 | 6683 | 10322 | 1735 | 2865 | 8989 | 1408 | 1327 | 25364 | 1.01 | 1.08 | 12952.21
2510 | 14 | 105 | 2017-04-15 | 0.61635 | 1 | 0.61635 | 0.63253 | 0.83998 | 0.58928 | 0.55121 | 0.53336 | 0.48578 | 0.52845 | 0.55864 | 0.45991 | 0.51904 | 0.47694 | 0.44794 | 6 | 2 | 62 | 13022 | 4666 | 6675 | 10367 | 1737 | 2896 | 8971 | 1404 | 1355 | 24993 | 0.98 | 1.05 | 13050.635
2511 | 15 | 105 | 2017-04-15 | 0.61635 | 1 | 0.61635 | 0.65663 | 0.8466 | 0.59431 | 0.55062 | 0.53064 | 0.48704 | 0.52997 | 0.56481 | 0.46201 | 0.51941 | 0.4868 | 0.44423 | 6 | 2 | 63 | 13133 | 4661 | 6641 | 10394 | 1742 | 2928 | 9012 | 1405 | 1383 | 24786 | 0.98 | 1.09 | 13153.435
2512 | 16 | 105 | 2017-04-15 | 0.64151 | 1 | 0.64151 | 0.68072 | 0.84537 | 0.60141 | 0.55405 | 0.5336 | 0.48775 | 0.52997 | 0.56887 | 0.46555 | 0.52052 | 0.49666 | 0.44425 | 6 | 2 | 64 | 13290 | 4690 | 6678 | 10409 | 1742 | 2949 | 9081 | 1408 | 1411 | 24787 | 1.02 | 1.13 | 13134.275
2513 | 17 | 105 | 2017-04-15 | 0.66667 | 1 | 0.66667 | 0.72892 | 0.83299 | 0.60861 | 0.56232 | 0.53608 | 0.49145 | 0.53575 | 0.57215 | 0.47083 | 0.52311 | 0.51038 | 0.45031 | 6 | 2 | 65 | 13449 | 4760 | 6709 | 10488 | 1761 | 2966 | 9184 | 1415 | 1450 | 25125 | 1.06 | 1.21 | 12941.93
2514 | 18 | 105 | 2017-04-15 | 0.68553 | 1 | 0.68553 | 0.77711 | 0.79767 | 0.6125 | 0.56881 | 0.53696 | 0.49332 | 0.54122 | 0.5762 | 0.47631 | 0.52754 | 0.51144 | 0.45879 | 6 | 2 | 66 | 13535 | 4815 | 6720 | 10528 | 1779 | 2987 | 9291 | 1427 | 1453 | 25598 | 1.09 | 1.29 | 12393.195
2515 | 19 | 105 | 2017-04-15 | 0.7044 | 1 | 0.7044 | 0.79518 | 0.79425 | 0.60788 | 0.57247 | 0.53424 | 0.49262 | 0.54092 | 0.57427 | 0.47821 | 0.52976 | 0.50757 | 0.46364 | 6 | 2 | 67 | 13433 | 4846 | 6686 | 10513 | 1778 | 2977 | 9328 | 1433 | 1442 | 25869 | 1.12 | 1.32 | 12340.135
2516 | 20 | 105 | 2017-04-15 | 0.7673 | 1 | 0.7673 | 0.8494 | 0.85572 | 0.60734 | 0.57401 | 0.53839 | 0.49239 | 0.53848 | 0.57118 | 0.48318 | 0.53235 | 0.49982 | 0.47205 | 6 | 2 | 68 | 13421 | 4859 | 6738 | 10508 | 1770 | 2961 | 9425 | 1440 | 1420 | 26338 | 1.22 | 1.41 | 13295.155
2517 | 21 | 105 | 2017-04-15 | 0.83648 | 1 | 0.83648 | 0.89759 | 0.85805 | 0.61078 | 0.58346 | 0.5511 | 0.49693 | 0.53696 | 0.57658 | 0.49364 | 0.5342 | 0.50334 | 0.48438 | 6 | 2 | 69 | 13497 | 4939 | 6897 | 10605 | 1765 | 2989 | 9629 | 1445 | 1430 | 27026 | 1.33 | 1.49 | 13331.25
2518 | 22 | 105 | 2017-04-15 | 0.8239 | 1 | 0.8239 | 0.87349 | 0.84073 | 0.5949 | 0.56586 | 0.54223 | 0.49791 | 0.52662 | 0.5598 | 0.48195 | 0.52348 | 0.48821 | 0.47219 | 6 | 2 | 70 | 13146 | 4790 | 6786 | 10626 | 1731 | 2902 | 9401 | 1416 | 1387 | 26346 | 1.31 | 1.45 | 13062.215
2519 | 23 | 105 | 2017-04-15 | 0.77358 | 1 | 0.77358 | 0.75904 | 0.82665 | 0.56521 | 0.53467 | 0.51554 | 0.48625 | 0.49894 | 0.53009 | 0.45309 | 0.49871 | 0.46005 | 0.44665 | 6 | 2 | 71 | 12490 | 4526 | 6452 | 10377 | 1640 | 2748 | 8838 | 1349 | 1307 | 24921 | 1.23 | 1.26 | 12843.495
2520 | 24 | 105 | 2017-04-15 | 0.7044 | 1 | 0.7044 | 0.68072 | 0.80437 | 0.52905 | 0.49805 | 0.4859 | 0.46244 | 0.46638 | 0.49788 | 0.42018 | 0.46913 | 0.41781 | 0.419 | 6 | 2 | 72 | 11691 | 4216 | 6081 | 9869 | 1533 | 2581 | 8196 | 1269 | 1187 | 23378 | 1.12 | 1.13 | 12497.315
2521 | 1 | 106 | 2017-04-16 | 0.6478 | 1 | 0.6478 | 0.63253 | 0.77096 | 0.49923 | 0.48092 | 0.46824 | 0.43152 | 0.44448 | 0.47762 | 0.41474 | 0.47505 | 0.37874 | 0.3991 | 7 | 3 | 73 | 11032 | 4071 | 5860 | 9209 | 1461 | 2476 | 8090 | 1285 | 1076 | 22268 | 1.03 | 1.05 | 11978.235
2522 | 2 | 106 | 2017-04-16 | 0.59748 | 1 | 0.59748 | 0.61446 | 0.74542 | 0.47778 | 0.45848 | 0.44858 | 0.4072 | 0.4171 | 0.45737 | 0.39137 | 0.45545 | 0.3548 | 0.38002 | 7 | 3 | 74 | 10558 | 3881 | 5614 | 8690 | 1371 | 2371 | 7634 | 1232 | 1008 | 21203 | 0.95 | 1.02 | 11581.36
2523 | 3 | 106 | 2017-04-16 | 0.57862 | 1 | 0.57862 | 0.59639 | 0.72049 | 0.46416 | 0.44536 | 0.43572 | 0.38972 | 0.4031 | 0.44117 | 0.3766 | 0.44067 | 0.34108 | 0.36864 | 7 | 3 | 75 | 10257 | 3770 | 5453 | 8317 | 1325 | 2287 | 7346 | 1192 | 969 | 20568 | 0.92 | 0.99 | 11194.145
2524 | 4 | 106 | 2017-04-16 | 0.58491 | 1 | 0.58491 | 0.61446 | 0.6999 | 0.45624 | 0.43875 | 0.42821 | 0.37547 | 0.39763 | 0.43133 | 0.36737 | 0.43142 | 0.33087 | 0.36199 | 7 | 3 | 76 | 10082 | 3714 | 5359 | 8013 | 1307 | 2236 | 7166 | 1167 | 940 | 20197 | 0.93 | 1.02 | 10874.225
2525 | 5 | 106 | 2017-04-16 | 0.58491 | 1 | 0.58491 | 0.62048 | 0.68772 | 0.45357 | 0.43804 | 0.42605 | 0.36709 | 0.39367 | 0.42785 | 0.36348 | 0.43068 | 0.32911 | 0.36043 | 7 | 3 | 77 | 10023 | 3708 | 5332 | 7834 | 1294 | 2218 | 7090 | 1165 | 935 | 20110 | 0.93 | 1.03 | 10684.93
2526 | 6 | 106 | 2017-04-16 | 0.61635 | 1 | 0.61635 | 0.6747 | 0.67866 | 0.45651 | 0.44465 | 0.43116 | 0.36418 | 0.39976 | 0.42824 | 0.36696 | 0.43512 | 0.33017 | 0.36392 | 7 | 3 | 78 | 10088 | 3764 | 5396 | 7772 | 1314 | 2220 | 7158 | 1177 | 938 | 20305 | 0.98 | 1.12 | 10544.215
2527 | 7 | 106 | 2017-04-16 | 0.67296 | 1 | 0.67296 | 0.75904 | 0.66367 | 0.46638 | 0.45222 | 0.43931 | 0.36465 | 0.4098 | 0.43711 | 0.37547 | 0.44436 | 0.34002 | 0.37097 | 7 | 3 | 79 | 10306 | 3828 | 5498 | 7782 | 1347 | 2266 | 7324 | 1202 | 966 | 20698 | 1.07 | 1.26 | 10311.225
2528 | 8 | 106 | 2017-04-16 | 0.72327 | 1 | 0.72327 | 0.74699 | 0.63637 | 0.4843 | 0.47419 | 0.45242 | 0.36826 | 0.42805 | 0.44734 | 0.39419 | 0.45804 | 0.36044 | 0.38828 | 7 | 3 | 80 | 10702 | 4014 | 5662 | 7859 | 1407 | 2319 | 7689 | 1239 | 1024 | 21664 | 1.15 | 1.24 | 9887.07
2529 | 9 | 106 | 2017-04-16 | 0.75472 | 1 | 0.75472 | 0.71084 | 0.65776 | 0.51294 | 0.50809 | 0.47223 | 0.37604 | 0.45604 | 0.46605 | 0.42736 | 0.48207 | 0.39528 | 0.41507 | 7 | 3 | 81 | 11335 | 4301 | 5910 | 8025 | 1499 | 2416 | 8336 | 1304 | 1123 | 23159 | 1.2 | 1.18 | 10219.53
2530 | 10 | 106 | 2017-04-16 | 0.79245 | 1 | 0.79245 | 0.6747 | 0.69482 | 0.53806 | 0.53514 | 0.49461 | 0.39487 | 0.48372 | 0.49074 | 0.46037 | 0.51054 | 0.4252 | 0.43771 | 7 | 3 | 82 | 11890 | 4530 | 6190 | 8427 | 1590 | 2544 | 8980 | 1381 | 1208 | 24422 | 1.26 | 1.12 | 10795.295
2531 | 11 | 106 | 2017-04-16 | 0.73585 | 1 | 0.73585 | 0.6506 | 0.7323 | 0.55652 | 0.54944 | 0.51235 | 0.41366 | 0.50106 | 0.51254 | 0.48621 | 0.53494 | 0.43858 | 0.45364 | 7 | 3 | 83 | 12298 | 4651 | 6412 | 8828 | 1647 | 2657 | 9484 | 1447 | 1246 | 25311 | 1.17 | 1.08 | 11377.635
2532 | 12 | 106 | 2017-04-16 | 0.72327 | 1 | 0.72327 | 0.61446 | 0.74794 | 0.57123 | 0.5622 | 0.52409 | 0.42885 | 0.51628 | 0.53086 | 0.50897 | 0.55342 | 0.44667 | 0.46381 | 7 | 3 | 84 | 12623 | 4759 | 6559 | 9152 | 1697 | 2752 | 9928 | 1497 | 1269 | 25878 | 1.15 | 1.02 | 11620.63
2533 | 13 | 106 | 2017-04-16 | 0.71069 | 1 | 0.71069 | 0.63855 | 0.74218 | 0.5882 | 0.57377 | 0.53272 | 0.43925 | 0.52632 | 0.54147 | 0.53004 | 0.57079 | 0.45935 | 0.47212 | 7 | 3 | 85 | 12998 | 4857 | 6667 | 9374 | 1730 | 2807 | 10339 | 1544 | 1305 | 26342 | 1.13 | 1.06 | 11531.12
2534 | 14 | 106 | 2017-04-16 | 0.69182 | 1 | 0.69182 | 0.62048 | 0.75233 | 0.59639 | 0.58098 | 0.53592 | 0.44361 | 0.52905 | 0.54572 | 0.54927 | 0.58078 | 0.46815 | 0.4783 | 7 | 3 | 86 | 13179 | 4918 | 6707 | 9467 | 1739 | 2829 | 10714 | 1571 | 1330 | 26687 | 1.1 | 1.03 | 11688.74
2535 | 15 | 106 | 2017-04-16 | 0.67296 | 1 | 0.67296 | 0.62048 | 0.7566 | 0.60327 | 0.58523 | 0.53408 | 0.44684 | 0.53027 | 0.5463 | 0.56639 | 0.5878 | 0.47061 | 0.48413 | 7 | 3 | 87 | 13331 | 4954 | 6684 | 9536 | 1743 | 2832 | 11048 | 1590 | 1337 | 27012 | 1.07 | 1.03 | 11755.12
2536 | 16 | 106 | 2017-04-16 | 0.68553 | 1 | 0.68553 | 0.63253 | 0.75794 | 0.60856 | 0.59268 | 0.5344 | 0.44932 | 0.53088 | 0.54321 | 0.5811 | 0.59224 | 0.47518 | 0.49239 | 7 | 3 | 88 | 13448 | 5017 | 6688 | 9589 | 1745 | 2816 | 11335 | 1602 | 1350 | 27473 | 1.09 | 1.05 | 11775.96
2537 | 17 | 106 | 2017-04-16 | 0.66667 | 1 | 0.66667 | 0.71084 | 0.74929 | 0.61458 | 0.60662 | 0.5372 | 0.44946 | 0.53818 | 0.54167 | 0.5951 | 0.59778 | 0.48293 | 0.50542 | 7 | 3 | 89 | 13581 | 5135 | 6723 | 9592 | 1769 | 2808 | 11608 | 1617 | 1372 | 28200 | 1.06 | 1.18 | 11641.495
2538 | 18 | 106 | 2017-04-16 | 0.69811 | 1 | 0.69811 | 0.71687 | 0.72694 | 0.61942 | 0.62315 | 0.54175 | 0.4497 | 0.54731 | 0.54495 | 0.60463 | 0.60037 | 0.48856 | 0.51713 | 7 | 3 | 90 | 13688 | 5275 | 6780 | 9597 | 1799 | 2825 | 11794 | 1624 | 1388 | 28853 | 1.11 | 1.19 | 11294.21
2539 | 19 | 106 | 2017-04-16 | 0.72327 | 1 | 0.72327 | 0.76506 | 0.72784 | 0.61938 | 0.63024 | 0.54255 | 0.44857 | 0.54852 | 0.54282 | 0.60699 | 0.59667 | 0.49278 | 0.52438 | 7 | 3 | 91 | 13687 | 5335 | 6790 | 9573 | 1803 | 2814 | 11840 | 1614 | 1400 | 29258 | 1.15 | 1.27 | 11308.32
2540 | 20 | 106 | 2017-04-16 | 0.78616 | 1 | 0.78616 | 0.80723 | 0.80601 | 0.62404 | 0.63568 | 0.55198 | 0.44942 | 0.55157 | 0.5436 | 0.60679 | 0.59815 | 0.4949 | 0.52992 | 7 | 3 | 92 | 13790 | 5381 | 6908 | 9591 | 1813 | 2818 | 11836 | 1618 | 1406 | 29567 | 1.25 | 1.34 | 12522.705
2541 | 21 | 106 | 2017-04-16 | 0.83648 | 1 | 0.83648 | 0.86145 | 0.81962 | 0.63024 | 0.64241 | 0.5638 | 0.46029 | 0.55522 | 0.55556 | 0.60453 | 0.60037 | 0.50581 | 0.53399 | 7 | 3 | 93 | 13927 | 5438 | 7056 | 9823 | 1825 | 2880 | 11792 | 1624 | 1437 | 29794 | 1.33 | 1.43 | 12734.27
2542 | 22 | 106 | 2017-04-16 | 0.81761 | 1 | 0.81761 | 0.8494 | 0.81392 | 0.61173 | 0.61725 | 0.55334 | 0.45958 | 0.54487 | 0.53762 | 0.57644 | 0.5915 | 0.4875 | 0.5213 | 7 | 3 | 94 | 13518 | 5225 | 6925 | 9808 | 1791 | 2787 | 11244 | 1600 | 1385 | 29086 | 1.3 | 1.41 | 12645.685
2543 | 23 | 106 | 2017-04-16 | 0.75472 | 1 | 0.75472 | 0.72892 | 0.80175 | 0.57806 | 0.57767 | 0.52729 | 0.44946 | 0.51688 | 0.50502 | 0.52815 | 0.56155 | 0.45336 | 0.48958 | 7 | 3 | 95 | 12774 | 4890 | 6599 | 9592 | 1699 | 2618 | 10302 | 1519 | 1288 | 27316 | 1.2 | 1.21 | 12456.54
2544 | 24 | 106 | 2017-04-16 | 0.68553 | 1 | 0.68553 | 0.6506 | 0.77447 | 0.54426 | 0.53703 | 0.50116 | 0.42856 | 0.48464 | 0.47319 | 0.47847 | 0.522 | 0.4076 | 0.45416 | 7 | 3 | 96 | 12027 | 4546 | 6272 | 9146 | 1593 | 2453 | 9333 | 1412 | 1158 | 25340 | 1.09 | 1.08 | 12032.68
2545 | 1 | 107 | 2017-04-17 | 0.61635 | 1 | 0.61635 | 0.62651 | 0.80131 | 0.50276 | 0.50124 | 0.47407 | 0.39117 | 0.43748 | 0.45949 | 0.43833 | 0.45397 | 0.36536 | 0.42536 | 1 | 1 | 97 | 11110 | 4243 | 5933 | 8348 | 1438 | 2382 | 8550 | 1228 | 1038 | 23733 | 0.98 | 1.04 | 12449.825
2546 | 2 | 107 | 2017-04-17 | 0.60377 | 1 | 0.60377 | 0.60241 | 0.77242 | 0.4852 | 0.48612 | 0.46065 | 0.37449 | 0.42409 | 0.44348 | 0.41572 | 0.4414 | 0.34812 | 0.40527 | 1 | 1 | 98 | 10722 | 4115 | 5765 | 7992 | 1394 | 2299 | 8109 | 1194 | 989 | 22612 | 0.96 | 1 | 12000.945
2547 | 3 | 107 | 2017-04-17 | 0.59748 | 1 | 0.59748 | 0.59036 | 0.74901 | 0.47706 | 0.47679 | 0.4525 | 0.36535 | 0.41649 | 0.43287 | 0.40167 | 0.43216 | 0.33897 | 0.39421 | 1 | 1 | 99 | 10542 | 4036 | 5663 | 7797 | 1369 | 2244 | 7835 | 1169 | 963 | 21995 | 0.95 | 0.98 | 11637.225
2548 | 4 | 107 | 2017-04-17 | 0.61635 | 1 | 0.61635 | 0.59036 | 0.73082 | 0.47615 | 0.47419 | 0.44962 | 0.36081 | 0.41649 | 0.42843 | 0.39634 | 0.43031 | 0.33545 | 0.39075 | 1 | 1 | 100 | 10522 | 4014 | 5627 | 7700 | 1369 | 2221 | 7731 | 1164 | 953 | 21802 | 0.98 | 0.98 | 11354.585
2549 | 5 | 107 | 2017-04-17 | 0.64151 | 1 | 0.64151 | 0.60843 | 0.71832 | 0.48511 | 0.48435 | 0.45857 | 0.36137 | 0.42835 | 0.43634 | 0.40254 | 0.43623 | 0.33826 | 0.39871 | 1 | 1 | 101 | 10720 | 4100 | 5739 | 7712 | 1408 | 2262 | 7852 | 1180 | 961 | 22246 | 1.02 | 1.01 | 11160.345
2550 | 6 | 107 | 2017-04-17 | 0.71698 | 1 | 0.71698 | 0.6506 | 0.72546 | 0.51557 | 0.5166 | 0.48949 | 0.37262 | 0.46334 | 0.46373 | 0.4291 | 0.46137 | 0.36536 | 0.42814 | 1 | 1 | 102 | 11393 | 4373 | 6126 | 7952 | 1523 | 2404 | 8370 | 1248 | 1038 | 23888 | 1.14 | 1.08 | 11271.335
2551 | 7 | 107 | 2017-04-17 | 0.77358 | 1 | 0.77358 | 0.68675 | 0.7356 | 0.57186 | 0.57011 | 0.53696 | 0.40275 | 0.52571 | 0.50965 | 0.47575 | 0.50536 | 0.41359 | 0.47854 | 1 | 1 | 103 | 12637 | 4826 | 6720 | 8595 | 1728 | 2642 | 9280 | 1367 | 1175 | 26700 | 1.23 | 1.14 | 11428.795
2552 | 8 | 107 | 2017-04-17 | 0.77987 | 1 | 0.77987 | 0.71687 | 0.74366 | 0.60825 | 0.6026 | 0.57275 | 0.44661 | 0.56495 | 0.53877 | 0.50379 | 0.5342 | 0.43083 | 0.51444 | 1 | 1 | 104 | 13441 | 5101 | 7168 | 9531 | 1857 | 2793 | 9827 | 1445 | 1224 | 28703 | 1.24 | 1.19 | 11554.04
2553 | 9 | 107 | 2017-04-17 | 0.73585 | 1 | 0.73585 | 0.77108 | 0.84656 | 0.61911 | 0.61488 | 0.59089 | 0.48076 | 0.57834 | 0.54803 | 0.51661 | 0.55157 | 0.42696 | 0.53177 | 1 | 1 | 105 | 13681 | 5205 | 7395 | 10260 | 1901 | 2841 | 10077 | 1492 | 1213 | 29670 | 1.17 | 1.28 | 13152.805
2554 | 10 | 107 | 2017-04-17 | 0.67925 | 1 | 0.67925 | 0.74096 | 0.91285 | 0.63178 | 0.62292 | 0.6032 | 0.49684 | 0.59264 | 0.55864 | 0.53071 | 0.56525 | 0.43259 | 0.54275 | 1 | 1 | 106 | 13961 | 5273 | 7549 | 10603 | 1948 | 2896 | 10352 | 1529 | 1229 | 30283 | 1.08 | 1.23 | 14182.66
2555 | 11 | 107 | 2017-04-17 | 0.66667 | 1 | 0.66667 | 0.75301 | 0.9624 | 0.64458 | 0.62705 | 0.61438 | 0.50658 | 0.60329 | 0.56906 | 0.54563 | 0.57597 | 0.44351 | 0.55304 | 1 | 1 | 107 | 14244 | 5308 | 7689 | 10811 | 1983 | 2950 | 10643 | 1558 | 1260 | 30857 | 1.06 | 1.25 | 14952.575
2556 | 12 | 107 | 2017-04-17 | 0.6478 | 1 | 0.6478 | 0.73494 | 0.97754 | 0.65038 | 0.62977 | 0.61774 | 0.51563 | 0.60572 | 0.57388 | 0.55865 | 0.58336 | 0.44808 | 0.55706 | 1 | 1 | 108 | 14372 | 5331 | 7731 | 11004 | 1991 | 2975 | 10897 | 1578 | 1273 | 31081 | 1.03 | 1.22 | 15187.805
2557 | 13 | 107 | 2017-04-17 | 0.66667 | 1 | 0.66667 | 0.71084 | 0.95214 | 0.65848 | 0.62871 | 0.61742 | 0.51956 | 0.60663 | 0.57832 | 0.56906 | 0.58743 | 0.45019 | 0.55702 | 1 | 1 | 109 | 14551 | 5322 | 7727 | 11088 | 1994 | 2998 | 11100 | 1589 | 1279 | 31079 | 1.06 | 1.18 | 14793.225
2558 | 14 | 107 | 2017-04-17 | 0.6478 | 1 | 0.6478 | 0.70482 | 0.97576 | 0.6654 | 0.62599 | 0.6199 | 0.52102 | 0.6045 | 0.58063 | 0.57669 | 0.58484 | 0.44667 | 0.55709 | 1 | 1 | 110 | 14704 | 5299 | 7758 | 11119 | 1987 | 3010 | 11249 | 1582 | 1269 | 31083 | 1.03 | 1.17 | 15160.185
2559 | 15 | 107 | 2017-04-17 | 0.62893 | 1 | 0.62893 | 0.69277 | 1 | 0.66382 | 0.6202 | 0.61414 | 0.52425 | 0.60146 | 0.5816 | 0.58172 | 0.58189 | 0.44843 | 0.55433 | 1 | 1 | 111 | 14669 | 5250 | 7686 | 11188 | 1977 | 3015 | 11347 | 1574 | 1274 | 30929 | 1 | 1.15 | 15536.75
2560 | 16 | 107 | 2017-04-17 | 0.67296 | 1 | 0.67296 | 0.69277 | 0.99944 | 0.66146 | 0.61855 | 0.60663 | 0.52223 | 0.59446 | 0.58102 | 0.58659 | 0.58078 | 0.4509 | 0.55195 | 1 | 1 | 112 | 14617 | 5236 | 7592 | 11145 | 1954 | 3012 | 11442 | 1571 | 1281 | 30796 | 1.07 | 1.15 | 15528.105
2561 | 17 | 107 | 2017-04-17 | 0.72327 | 1 | 0.72327 | 0.75301 | 0.98608 | 0.66101 | 0.62079 | 0.6008 | 0.51689 | 0.5902 | 0.5787 | 0.5892 | 0.57782 | 0.4597 | 0.55351 | 1 | 1 | 113 | 14607 | 5255 | 7519 | 11031 | 1940 | 3000 | 11493 | 1563 | 1306 | 30883 | 1.15 | 1.25 | 15320.515
2562 | 18 | 107 | 2017-04-17 | 0.7673 | 1 | 0.7673 | 0.80723 | 0.92154 | 0.65888 | 0.62587 | 0.59648 | 0.513 | 0.59203 | 0.57755 | 0.591 | 0.57338 | 0.46779 | 0.55487 | 1 | 1 | 114 | 14560 | 5298 | 7465 | 10948 | 1946 | 2994 | 11528 | 1551 | 1329 | 30959 | 1.22 | 1.34 | 14317.695
2563 | 19 | 107 | 2017-04-17 | 0.77358 | 1 | 0.77358 | 0.83133 | 0.8823 | 0.65716 | 0.63308 | 0.59329 | 0.50738 | 0.59294 | 0.57446 | 0.58951 | 0.57079 | 0.4773 | 0.55195 | 1 | 1 | 115 | 14522 | 5359 | 7425 | 10828 | 1949 | 2978 | 11499 | 1544 | 1356 | 30796 | 1.23 | 1.38 | 13708.055
2564 | 20 | 107 | 2017-04-17 | 0.80503 | 1 | 0.80503 | 0.8494 | 0.93549 | 0.65925 | 0.64135 | 0.59569 | 0.50021 | 0.59385 | 0.57041 | 0.59033 | 0.57264 | 0.47906 | 0.557 | 1 | 1 | 116 | 14568 | 5429 | 7455 | 10675 | 1952 | 2957 | 11515 | 1549 | 1361 | 31078 | 1.28 | 1.41 | 14534.475
2565 | 21 | 107 | 2017-04-17 | 0.89937 | 1 | 0.89937 | 0.93373 | 0.93593 | 0.66106 | 0.64985 | 0.6008 | 0.50616 | 0.60602 | 0.5789 | 0.58167 | 0.57412 | 0.49454 | 0.56071 | 1 | 1 | 117 | 14608 | 5501 | 7519 | 10802 | 1992 | 3001 | 11346 | 1553 | 1405 | 31285 | 1.43 | 1.55 | 14541.295
2566 | 22 | 107 | 2017-04-17 | 0.88679 | 1 | 0.88679 | 0.90964 | 0.9084 | 0.64241 | 0.6228 | 0.59073 | 0.50911 | 0.58807 | 0.56385 | 0.54845 | 0.55638 | 0.48187 | 0.53731 | 1 | 1 | 118 | 14196 | 5272 | 7393 | 10865 | 1933 | 2923 | 10698 | 1505 | 1369 | 29979 | 1.41 | 1.51 | 14113.52
2567 | 23 | 107 | 2017-04-17 | 0.79874 | 1 | 0.79874 | 0.85542 | 0.88374 | 0.59978 | 0.57826 | 0.55366 | 0.49042 | 0.54731 | 0.52701 | 0.50149 | 0.52015 | 0.44738 | 0.49478 | 1 | 1 | 119 | 13254 | 4895 | 6929 | 10466 | 1799 | 2732 | 9782 | 1407 | 1271 | 27606 | 1.27 | 1.42 | 13730.465
2568 | 24 | 107 | 2017-04-17 | 0.7044 | 1 | 0.7044 | 0.77108 | 0.84359 | 0.55521 | 0.53644 | 0.51842 | 0.45607 | 0.51202 | 0.48881 | 0.45555 | 0.48355 | 0.40268 | 0.45345 | 1 | 1 | 120 | 12269 | 4541 | 6488 | 9733 | 1683 | 2534 | 8886 | 1308 | 1144 | 25300 | 1.12 | 1.28 | 13106.685
2569 | 1 | 108 | 2017-04-18 | 0.76101 | 1 | 0.76101 | 0.71687 | 0.80131 | 0.51665 | 0.50597 | 0.48142 | 0.4169 | 0.46456 | 0.46856 | 0.41039 | 0.44547 | 0.36431 | 0.41203 | 2 | 1 | 121 | 11417 | 4283 | 6025 | 8897 | 1527 | 2429 | 8005 | 1205 | 1035 | 22989 | 1.21 | 1.19 | 12449.825
2570 | 2 | 108 | 2017-04-18 | 0.71698 | 1 | 0.71698 | 0.66867 | 0.77242 | 0.49715 | 0.48895 | 0.46712 | 0.39642 | 0.44722 | 0.45139 | 0.39152 | 0.43364 | 0.34741 | 0.39471 | 2 | 1 | 122 | 10986 | 4139 | 5846 | 8460 | 1470 | 2340 | 7637 | 1173 | 987 | 22023 | 1.14 | 1.11 | 12000.945
2571 | 3 | 108 | 2017-04-18 | 0.7044 | 1 | 0.7044 | 0.64458 | 0.74901 | 0.48896 | 0.48411 | 0.45897 | 0.38236 | 0.43596 | 0.44059 | 0.38157 | 0.42847 | 0.34037 | 0.38595 | 2 | 1 | 123 | 10805 | 4098 | 5744 | 8160 | 1433 | 2284 | 7443 | 1159 | 967 | 21534 | 1.12 | 1.07 | 11637.225
2572 | 4 | 108 | 2017-04-18 | 0.69811 | 1 | 0.69811 | 0.63253 | 0.73082 | 0.48756 | 0.48317 | 0.45649 | 0.37505 | 0.43322 | 0.43673 | 0.37737 | 0.42699 | 0.33545 | 0.38367 | 2 | 1 | 124 | 10774 | 4090 | 5713 | 8004 | 1424 | 2264 | 7361 | 1155 | 953 | 21407 | 1.11 | 1.05 | 11354.585
2573 | 5 | 108 | 2017-04-18 | 0.69182 | 1 | 0.69182 | 0.63253 | 0.71832 | 0.49738 | 0.4951 | 0.4664 | 0.37365 | 0.44387 | 0.44348 | 0.38619 | 0.43253 | 0.34319 | 0.39238 | 2 | 1 | 125 | 10991 | 4191 | 5837 | 7974 | 1459 | 2299 | 7533 | 1170 | 975 | 21893 | 1.1 | 1.05 | 11160.345
2574 | 6 | 108 | 2017-04-18 | 0.7044 | 1 | 0.7044 | 0.68072 | 0.72546 | 0.52905 | 0.53066 | 0.49517 | 0.38353 | 0.47916 | 0.46914 | 0.41464 | 0.45767 | 0.36994 | 0.42287 | 2 | 1 | 126 | 11691 | 4492 | 6197 | 8185 | 1575 | 2432 | 8088 | 1238 | 1051 | 23594 | 1.12 | 1.13 | 11271.335
2575 | 7 | 108 | 2017-04-18 | 0.75472 | 1 | 0.75472 | 0.74096 | 0.7356 | 0.58548 | 0.58429 | 0.54199 | 0.41165 | 0.53575 | 0.50907 | 0.46422 | 0.50055 | 0.41499 | 0.47381 | 2 | 1 | 127 | 12938 | 4946 | 6783 | 8785 | 1761 | 2639 | 9055 | 1354 | 1179 | 26436 | 1.2 | 1.23 | 11428.795
2576 | 8 | 108 | 2017-04-18 | 0.81761 | 1 | 0.81761 | 0.77711 | 0.74366 | 0.61607 | 0.61087 | 0.57475 | 0.45363 | 0.57621 | 0.53202 | 0.49057 | 0.52865 | 0.43048 | 0.50214 | 2 | 1 | 128 | 13614 | 5171 | 7193 | 9681 | 1894 | 2758 | 9569 | 1430 | 1223 | 28017 | 1.3 | 1.29 | 11554.04
2577 | 9 | 108 | 2017-04-18 | 0.84277 | 1 | 0.84277 | 0.83133 | 0.84656 | 0.62264 | 0.61536 | 0.59273 | 0.4824 | 0.58594 | 0.54282 | 0.50015 | 0.54418 | 0.42309 | 0.51566 | 2 | 1 | 129 | 13759 | 5209 | 7418 | 10295 | 1926 | 2814 | 9756 | 1472 | 1202 | 28771 | 1.34 | 1.38 | 13152.805
2578 | 10 | 108 | 2017-04-18 | 0.8805 | 1 | 0.8805 | 0.85542 | 0.91285 | 0.62626 | 0.61512 | 0.60336 | 0.49857 | 0.60024 | 0.55363 | 0.50169 | 0.55601 | 0.42555 | 0.51524 | 2 | 1 | 130 | 13839 | 5207 | 7551 | 10640 | 1973 | 2870 | 9786 | 1504 | 1209 | 28748 | 1.4 | 1.42 | 14182.66
2579 | 11 | 108 | 2017-04-18 | 0.84906 | 1 | 0.84906 | 0.83133 | 0.9624 | 0.63531 | 0.61654 | 0.61199 | 0.50935 | 0.60998 | 0.56404 | 0.49938 | 0.5634 | 0.43048 | 0.51324 | 2 | 1 | 131 | 14039 | 5219 | 7659 | 10870 | 2005 | 2924 | 9741 | 1524 | 1223 | 28636 | 1.35 | 1.38 | 14952.575
2580 | 12 | 108 | 2017-04-18 | 0.8239 | 1 | 0.8239 | 0.78916 | 0.97754 | 0.63866 | 0.61819 | 0.6155 | 0.52059 | 0.6112 | 0.56887 | 0.50092 | 0.56932 | 0.43506 | 0.51083 | 2 | 1 | 132 | 14113 | 5233 | 7703 | 11110 | 2009 | 2949 | 9771 | 1540 | 1236 | 28502 | 1.31 | 1.31 | 15187.805
2581 | 13 | 108 | 2017-04-18 | 0.80503 | 1 | 0.80503 | 0.78916 | 0.95214 | 0.64608 | 0.61831 | 0.61302 | 0.52575 | 0.61485 | 0.57485 | 0.50313 | 0.57043 | 0.44245 | 0.50809 | 2 | 1 | 133 | 14277 | 5234 | 7672 | 11220 | 2021 | 2980 | 9814 | 1543 | 1257 | 28349 | 1.28 | 1.31 | 14793.225
2582 | 14 | 108 | 2017-04-18 | 0.81132 | 1 | 0.81132 | 0.74699 | 0.97576 | 0.65368 | 0.61961 | 0.6167 | 0.52837 | 0.61698 | 0.58102 | 0.50595 | 0.57338 | 0.44703 | 0.50779 | 2 | 1 | 134 | 14445 | 5245 | 7718 | 11276 | 2028 | 3012 | 9869 | 1551 | 1270 | 28332 | 1.29 | 1.24 | 15160.185
2583 | 15 | 108 | 2017-04-18 | 0.76101 | 1 | 0.76101 | 0.74096 | 1 | 0.65644 | 0.62067 | 0.61095 | 0.53198 | 0.61667 | 0.58623 | 0.50836 | 0.57523 | 0.45301 | 0.50623 | 2 | 1 | 135 | 14506 | 5254 | 7646 | 11353 | 2027 | 3039 | 9916 | 1556 | 1287 | 28245 | 1.21 | 1.23 | 15536.75
2584 | 16 | 108 | 2017-04-18 | 0.77358 | 1 | 0.77358 | 0.72892 | 0.99944 | 0.65748 | 0.62351 | 0.60487 | 0.52992 | 0.61028 | 0.58719 | 0.51348 | 0.57264 | 0.46111 | 0.50723 | 2 | 1 | 136 | 14529 | 5278 | 7570 | 11309 | 2006 | 3044 | 10016 | 1549 | 1310 | 28301 | 1.23 | 1.21 | 15528.105
2585 | 17 | 108 | 2017-04-18 | 0.77987 | 1 | 0.77987 | 0.72289 | 0.98608 | 0.65925 | 0.62894 | 0.59896 | 0.52439 | 0.60846 | 0.58777 | 0.51856 | 0.57301 | 0.47554 | 0.51343 | 2 | 1 | 137 | 14568 | 5324 | 7496 | 11191 | 2000 | 3047 | 10115 | 1550 | 1351 | 28647 | 1.24 | 1.2 | 15320.515
2586 | 18 | 108 | 2017-04-18 | 0.83648 | 1 | 0.83648 | 0.77108 | 0.92154 | 0.65902 | 0.63402 | 0.59225 | 0.52191 | 0.61059 | 0.58488 | 0.52297 | 0.57079 | 0.48258 | 0.52055 | 2 | 1 | 138 | 14563 | 5367 | 7412 | 11138 | 2007 | 3032 | 10201 | 1544 | 1371 | 29044 | 1.33 | 1.28 | 14317.695
2587 | 19 | 108 | 2017-04-18 | 0.83648 | 1 | 0.83648 | 0.80723 | 0.8823 | 0.65504 | 0.63946 | 0.58753 | 0.51928 | 0.60876 | 0.57774 | 0.52389 | 0.56451 | 0.48962 | 0.52182 | 2 | 1 | 139 | 14475 | 5413 | 7353 | 11082 | 2001 | 2995 | 10219 | 1527 | 1391 | 29115 | 1.33 | 1.34 | 13708.055
2588 | 20 | 108 | 2017-04-18 | 0.90566 | 1 | 0.90566 | 0.8494 | 0.93549 | 0.65789 | 0.64406 | 0.58985 | 0.51352 | 0.60815 | 0.57234 | 0.52717 | 0.5634 | 0.48821 | 0.52888 | 2 | 1 | 140 | 14538 | 5452 | 7382 | 10959 | 1999 | 2967 | 10283 | 1524 | 1387 | 29509 | 1.44 | 1.41 | 14534.475
2589 | 21 | 108 | 2017-04-18 | 0.98742 | 1 | 0.98742 | 0.88554 | 0.93593 | 0.66703 | 0.65387 | 0.59944 | 0.51638 | 0.6115 | 0.58179 | 0.5323 | 0.56636 | 0.50194 | 0.53467 | 2 | 1 | 141 | 14740 | 5535 | 7502 | 11020 | 2010 | 3016 | 10383 | 1532 | 1426 | 29832 | 1.57 | 1.47 | 14541.295
2590 | 22 | 108 | 2017-04-18 | 1 | 1 | 1 | 0.84337 | 0.9084 | 0.64843 | 0.63095 | 0.58993 | 0.52059 | 0.59781 | 0.57793 | 0.50969 | 0.55157 | 0.48926 | 0.51234 | 2 | 1 | 142 | 14329 | 5341 | 7383 | 11110 | 1965 | 2996 | 9942 | 1492 | 1390 | 28586 | 1.59 | 1.4 | 14113.52
2591 | 23 | 108 | 2017-04-18 | 0.91824 | 1 | 0.91824 | 0.74699 | 0.88374 | 0.60349 | 0.58523 | 0.55453 | 0.50124 | 0.55765 | 0.53993 | 0.46919 | 0.51645 | 0.4516 | 0.47201 | 2 | 1 | 143 | 13336 | 4954 | 6940 | 10697 | 1833 | 2799 | 9152 | 1397 | 1283 | 26336 | 1.46 | 1.24 | 13730.465
2592 | 24 | 108 | 2017-04-18 | 0.79245 | 1 | 0.79245 | 0.63855 | 0.84359 | 0.5581 | 0.54188 | 0.5169 | 0.46605 | 0.51415 | 0.49769 | 0.42807 | 0.47874 | 0.40056 | 0.43429 | 2 | 1 | 144 | 12333 | 4587 | 6469 | 9946 | 1690 | 2580 | 8350 | 1295 | 1138 | 24231 | 1.26 | 1.06 | 13106.685
2593 | 1 | 109 | 2017-04-19 | 0.64151 | 1 | 0.64151 | 0.59639 | 0.80131 | 0.51801 | 0.50644 | 0.48558 | 0.42992 | 0.46486 | 0.48341 | 0.39972 | 0.45656 | 0.36536 | 0.40755 | 3 | 1 | 1 | 11447 | 4287 | 6077 | 9175 | 1528 | 2506 | 7797 | 1235 | 1038 | 22739 | 1.02 | 0.99 | 12449.825
2594 | 2 | 109 | 2017-04-19 | 0.60377 | 1 | 0.60377 | 0.57831 | 0.77242 | 0.49819 | 0.49084 | 0.46984 | 0.40598 | 0.44509 | 0.46779 | 0.38496 | 0.44325 | 0.34565 | 0.39374 | 3 | 1 | 2 | 11009 | 4155 | 5880 | 8664 | 1463 | 2425 | 7509 | 1199 | 982 | 21969 | 0.96 | 0.96 | 12000.945
2595 | 3 | 109 | 2017-04-19 | 0.60377 | 1 | 0.60377 | 0.56024 | 0.74901 | 0.48787 | 0.48376 | 0.46169 | 0.39187 | 0.43292 | 0.45621 | 0.3784 | 0.43512 | 0.33756 | 0.38745 | 3 | 1 | 3 | 10781 | 4095 | 5778 | 8363 | 1423 | 2365 | 7381 | 1177 | 959 | 21618 | 0.96 | 0.93 | 11637.225
2596 | 4 | 109 | 2017-04-19 | 0.59119 | 1 | 0.59119 | 0.54819 | 0.73082 | 0.48507 | 0.48222 | 0.45681 | 0.38325 | 0.42957 | 0.451 | 0.3786 | 0.43142 | 0.33228 | 0.38801 | 3 | 1 | 4 | 10719 | 4082 | 5717 | 8179 | 1412 | 2338 | 7385 | 1167 | 944 | 21649 | 0.94 | 0.91 | 11354.585
2597 | 5 | 109 | 2017-04-19 | 0.62893 | 1 | 0.62893 | 0.54819 | 0.71832 | 0.49362 | 0.49545 | 0.46632 | 0.38086 | 0.43748 | 0.45853 | 0.39142 | 0.43919 | 0.33756 | 0.40005 | 3 | 1 | 5 | 10908 | 4194 | 5836 | 8128 | 1438 | 2377 | 7635 | 1188 | 959 | 22321 | 1 | 0.91 | 11160.345
2598 | 6 | 109 | 2017-04-19 | 0.69182 | 1 | 0.69182 | 0.56627 | 0.72546 | 0.52249 | 0.52711 | 0.49453 | 0.38963 | 0.47064 | 0.48958 | 0.42572 | 0.46248 | 0.36044 | 0.4345 | 3 | 1 | 6 | 11546 | 4462 | 6189 | 8315 | 1547 | 2538 | 8304 | 1251 | 1024 | 24243 | 1.1 | 0.94 | 11271.335
2599 | 7 | 109 | 2017-04-19 | 0.76101 | 1 | 0.76101 | 0.62651 | 0.7356 | 0.57688 | 0.58228 | 0.54223 | 0.41797 | 0.52784 | 0.53858 | 0.47995 | 0.50462 | 0.40866 | 0.48985 | 3 | 1 | 7 | 12748 | 4929 | 6786 | 8920 | 1735 | 2792 | 9362 | 1365 | 1161 | 27331 | 1.21 | 1.04 | 11428.795
2600 | 8 | 109 | 2017-04-19 | 0.77358 | 1 | 0.77358 | 0.6988 | 0.74366 | 0.60752 | 0.6111 | 0.57643 | 0.46263 | 0.5683 | 0.56424 | 0.50738 | 0.5342 | 0.42309 | 0.51928 | 3 | 1 | 8 | 13425 | 5173 | 7214 | 9873 | 1868 | 2925 | 9897 | 1445 | 1202 | 28973 | 1.23 | 1.16 | 11554.04
2601 | 9 | 109 | 2017-04-19 | 0.72327 | 1 | 0.72327 | 0.73494 | 0.84656 | 0.61635 | 0.61607 | 0.59225 | 0.49239 | 0.58108 | 0.57311 | 0.50748 | 0.55231 | 0.41323 | 0.52236 | 3 | 1 | 9 | 13620 | 5215 | 7412 | 10508 | 1910 | 2971 | 9899 | 1494 | 1174 | 29145 | 1.15 | 1.22 | 13152.805
2602 | 10 | 109 | 2017-04-19 | 0.7044 | 1 | 0.7044 | 0.74096 | 0.91285 | 0.62463 | 0.61961 | 0.59992 | 0.51033 | 0.5969 | 0.5787 | 0.50354 | 0.56192 | 0.41675 | 0.51883 | 3 | 1 | 10 | 13803 | 5245 | 7508 | 10891 | 1962 | 3000 | 9822 | 1520 | 1184 | 28948 | 1.12 | 1.23 | 14182.66
2603 | 11 | 109 | 2017-04-19 | 0.72956 | 1 | 0.72956 | 0.73494 | 0.9624 | 0.63589 | 0.62221 | 0.61071 | 0.52163 | 0.6118 | 0.58796 | 0.50082 | 0.57301 | 0.42379 | 0.51643 | 3 | 1 | 11 | 14052 | 5267 | 7643 | 11132 | 2011 | 3048 | 9769 | 1550 | 1204 | 28814 | 1.16 | 1.22 | 14952.575
2604 | 12 | 109 | 2017-04-19 | 0.67925 | 1 | 0.67925 | 0.74096 | 0.97754 | 0.64237 | 0.62268 | 0.61366 | 0.52865 | 0.6185 | 0.59182 | 0.49698 | 0.57856 | 0.43048 | 0.51218 | 3 | 1 | 12 | 14195 | 5271 | 7680 | 11282 | 2033 | 3068 | 9694 | 1565 | 1223 | 28577 | 1.08 | 1.23 | 15187.805
2605 | 13 | 109 | 2017-04-19 | 0.6478 | 1 | 0.6478 | 0.75904 | 0.95214 | 0.65029 | 0.62126 | 0.61159 | 0.53029 | 0.6258 | 0.59819 | 0.49482 | 0.5793 | 0.44104 | 0.50625 | 3 | 1 | 13 | 14370 | 5259 | 7654 | 11317 | 2057 | 3101 | 9652 | 1567 | 1253 | 28246 | 1.03 | 1.26 | 14793.225
2606 | 14 | 109 | 2017-04-19 | 0.6478 | 1 | 0.6478 | 0.77711 | 0.97576 | 0.65947 | 0.61807 | 0.61438 | 0.52828 | 0.63219 | 0.60436 | 0.49267 | 0.58262 | 0.44667 | 0.50325 | 3 | 1 | 14 | 14573 | 5232 | 7689 | 11274 | 2078 | 3133 | 9610 | 1576 | 1269 | 28079 | 1.03 | 1.29 | 15160.185
2607 | 15 | 109 | 2017-04-19 | 0.66038 | 1 | 0.66038 | 0.79518 | 1 | 0.66164 | 0.61122 | 0.60879 | 0.52809 | 0.63493 | 0.61169 | 0.49103 | 0.58152 | 0.45477 | 0.49866 | 3 | 1 | 15 | 14621 | 5174 | 7619 | 11270 | 2087 | 3171 | 9578 | 1573 | 1292 | 27823 | 1.05 | 1.32 | 15536.75
2608 | 16 | 109 | 2017-04-19 | 0.66038 | 1 | 0.66038 | 0.84337 | 0.99944 | 0.6601 | 0.60768 | 0.60176 | 0.52125 | 0.62884 | 0.61709 | 0.49185 | 0.57819 | 0.46392 | 0.49684 | 3 | 1 | 16 | 14587 | 5144 | 7531 | 11124 | 2067 | 3199 | 9594 | 1564 | 1318 | 27721 | 1.05 | 1.4 | 15528.105
2609 | 17 | 109 | 2017-04-19 | 0.67925 | 1 | 0.67925 | 0.87349 | 0.98608 | 0.65965 | 0.60815 | 0.59361 | 0.51436 | 0.63067 | 0.62133 | 0.49631 | 0.57634 | 0.48046 | 0.50234 | 3 | 1 | 17 | 14577 | 5148 | 7429 | 10977 | 2073 | 3221 | 9681 | 1559 | 1365 | 28028 | 1.08 | 1.45 | 15320.515
2610 | 18 | 109 | 2017-04-19 | 0.73585 | 1 | 0.73585 | 0.95783 | 0.92154 | 0.65626 | 0.60957 | 0.58809 | 0.50958 | 0.63188 | 0.62133 | 0.50426 | 0.57079 | 0.49102 | 0.51033 | 3 | 1 | 18 | 14502 | 5160 | 7360 | 10875 | 2077 | 3221 | 9836 | 1544 | 1395 | 28474 | 1.17 | 1.59 | 14317.695
2611 | 19 | 109 | 2017-04-19 | 0.7673 | 1 | 0.7673 | 0.98193 | 0.8823 | 0.65458 | 0.61276 | 0.5849 | 0.50471 | 0.62793 | 0.61767 | 0.51087 | 0.5634 | 0.49595 | 0.51386 | 3 | 1 | 19 | 14465 | 5187 | 7320 | 10771 | 2064 | 3202 | 9965 | 1524 | 1409 | 28671 | 1.22 | 1.63 | 13708.055
2612 | 20 | 109 | 2017-04-19 | 0.86164 | 1 | 0.86164 | 1 | 0.93549 | 0.65866 | 0.62185 | 0.58889 | 0.50279 | 0.62336 | 0.61246 | 0.51892 | 0.5634 | 0.49877 | 0.52612 | 3 | 1 | 20 | 14555 | 5264 | 7370 | 10730 | 2049 | 3175 | 10122 | 1524 | 1417 | 29355 | 1.37 | 1.66 | 14534.475
2613 | 21 | 109 | 2017-04-19 | 0.88679 | 1 | 0.88679 | 0.99398 | 0.93593 | 0.66902 | 0.63792 | 0.59728 | 0.50841 | 0.6261 | 0.62288 | 0.52722 | 0.56858 | 0.51707 | 0.53682 | 3 | 1 | 21 | 14784 | 5400 | 7475 | 10850 | 2058 | 3229 | 10284 | 1538 | 1469 | 29952 | 1.41 | 1.65 | 14541.295
2614 | 22 | 109 | 2017-04-19 | 0.84906 | 1 | 0.84906 | 0.90964 | 0.9084 | 0.65047 | 0.61689 | 0.58873 | 0.50776 | 0.61545 | 0.61555 | 0.5062 | 0.5549 | 0.50651 | 0.51634 | 3 | 1 | 22 | 14374 | 5222 | 7368 | 10836 | 2023 | 3191 | 9874 | 1501 | 1439 | 28809 | 1.35 | 1.51 | 14113.52
2615 | 23 | 109 | 2017-04-19 | 0.7673 | 1 | 0.7673 | 0.79518 | 0.88374 | 0.6068 | 0.57366 | 0.55406 | 0.48859 | 0.57438 | 0.57369 | 0.4695 | 0.52089 | 0.46568 | 0.48008 | 3 | 1 | 23 | 13409 | 4856 | 6934 | 10427 | 1888 | 2974 | 9158 | 1409 | 1323 | 26786 | 1.22 | 1.32 | 13730.465
2616 | 24 | 109 | 2017-04-19 | 0.6478 | 1 | 0.6478 | 0.68675 | 0.84359 | 0.56227 | 0.53373 | 0.51826 | 0.45738 | 0.52875 | 0.53067 | 0.43233 | 0.4854 | 0.41218 | 0.44474 | 3 | 1 | 24 | 12425 | 4518 | 6486 | 9761 | 1738 | 2751 | 8433 | 1313 | 1171 | 24814 | 1.03 | 1.14 | 13106.685
2617 | 1 | 110 | 2017-04-20 | 0.58491 | 1 | 0.58491 | 0.64458 | 0.80131 | 0.5358 | 0.50727 | 0.49972 | 0.42289 | 0.49072 | 0.51833 | 0.40398 | 0.46248 | 0.37698 | 0.41324 | 4 | 1 | 25 | 11840 | 4294 | 6254 | 9025 | 1613 | 2687 | 7880 | 1251 | 1071 | 23057 | 0.93 | 1.07 | 12449.825
2618 | 2 | 110 | 2017-04-20 | 0.54717 | 1 | 0.54717 | 0.62048 | 0.77242 | 0.51312 | 0.48884 | 0.48038 | 0.40148 | 0.46699 | 0.49884 | 0.38562 | 0.44843 | 0.35375 | 0.3967 | 4 | 1 | 26 | 11339 | 4138 | 6012 | 8568 | 1535 | 2586 | 7522 | 1213 | 1005 | 22134 | 0.87 | 1.03 | 12000.945
2619 | 3 | 110 | 2017-04-20 | 0.54088 | 1 | 0.54088 | 0.60843 | 0.74901 | 0.50059 | 0.48328 | 0.4696 | 0.38794 | 0.45239 | 0.48322 | 0.37573 | 0.43919 | 0.34213 | 0.38882 | 4 | 1 | 27 | 11062 | 4091 | 5877 | 8279 | 1487 | 2505 | 7329 | 1188 | 972 | 21694 | 0.86 | 1.01 | 11637.225
2620 | 4 | 110 | 2017-04-20 | 0.54717 | 1 | 0.54717 | 0.62048 | 0.73082 | 0.49461 | 0.48423 | 0.46504 | 0.38007 | 0.4463 | 0.47666 | 0.37286 | 0.43512 | 0.3358 | 0.38747 | 4 | 1 | 28 | 10930 | 4099 | 5820 | 8111 | 1467 | 2471 | 7273 | 1177 | 954 | 21619 | 0.87 | 1.03 | 11354.585
2621 | 5 | 110 | 2017-04-20 | 0.57862 | 1 | 0.57862 | 0.63855 | 0.71832 | 0.50235 | 0.49581 | 0.47103 | 0.37829 | 0.45361 | 0.47994 | 0.38122 | 0.44067 | 0.34108 | 0.39636 | 4 | 1 | 29 | 11101 | 4197 | 5895 | 8073 | 1491 | 2488 | 7436 | 1192 | 969 | 22115 | 0.92 | 1.06 | 11160.345
2622 | 6 | 110 | 2017-04-20 | 0.6478 | 1 | 0.6478 | 0.69277 | 0.72546 | 0.53027 | 0.53101 | 0.4994 | 0.38611 | 0.48737 | 0.5054 | 0.41054 | 0.46506 | 0.36466 | 0.42853 | 4 | 1 | 30 | 11718 | 4495 | 6250 | 8240 | 1602 | 2620 | 8008 | 1258 | 1036 | 23910 | 1.03 | 1.15 | 11271.335
2623 | 7 | 110 | 2017-04-20 | 0.71069 | 1 | 0.71069 | 0.75904 | 0.7356 | 0.58354 | 0.5876 | 0.54846 | 0.41263 | 0.54913 | 0.55015 | 0.46124 | 0.50388 | 0.41394 | 0.48141 | 4 | 1 | 31 | 12895 | 4974 | 6864 | 8806 | 1805 | 2852 | 8997 | 1363 | 1176 | 26860 | 1.13 | 1.26 | 11428.795
2624 | 8 | 110 | 2017-04-20 | 0.73585 | 1 | 0.73585 | 0.74699 | 0.74366 | 0.61499 | 0.61536 | 0.58186 | 0.45307 | 0.58716 | 0.57967 | 0.48595 | 0.53198 | 0.42943 | 0.51134 | 4 | 1 | 32 | 13590 | 5209 | 7282 | 9669 | 1930 | 3005 | 9479 | 1439 | 1220 | 28530 | 1.17 | 1.24 | 11554.04
2625 | 9 | 110 | 2017-04-20 | 0.71698 | 1 | 0.71698 | 0.71084 | 0.84656 | 0.62911 | 0.62044 | 0.60128 | 0.48667 | 0.59994 | 0.59471 | 0.49303 | 0.55638 | 0.4245 | 0.51815 | 4 | 1 | 33 | 13902 | 5252 | 7525 | 10386 | 1972 | 3083 | 9617 | 1505 | 1206 | 28910 | 1.14 | 1.18 | 13152.805
2626 | 10 | 110 | 2017-04-20 | 0.69811 | 1 | 0.69811 | 0.6988 | 0.91285 | 0.6439 | 0.62327 | 0.61734 | 0.50841 | 0.62032 | 0.61208 | 0.49969 | 0.57486 | 0.43189 | 0.52003 | 4 | 1 | 34 | 14229 | 5276 | 7726 | 10850 | 2039 | 3173 | 9747 | 1555 | 1227 | 29015 | 1.11 | 1.16 | 14182.66
2627 | 11 | 110 | 2017-04-20 | 0.7044 | 1 | 0.7044 | 0.72289 | 0.9624 | 0.66173 | 0.63095 | 0.6342 | 0.5212 | 0.64192 | 0.63214 | 0.51046 | 0.59298 | 0.44667 | 0.52261 | 4 | 1 | 35 | 14623 | 5341 | 7937 | 11123 | 2110 | 3277 | 9957 | 1604 | 1269 | 29159 | 1.12 | 1.2 | 14952.575
2628 | 12 | 110 | 2017-04-20 | 0.67925 | 1 | 0.67925 | 0.72289 | 0.97754 | 0.67694 | 0.63556 | 0.64259 | 0.53062 | 0.65561 | 0.64603 | 0.52271 | 0.60591 | 0.46357 | 0.52119 | 4 | 1 | 36 | 14959 | 5380 | 8042 | 11324 | 2155 | 3349 | 10196 | 1639 | 1317 | 29080 | 1.08 | 1.2 | 15187.805
2629 | 13 | 110 | 2017-04-20 | 0.62264 | 1 | 0.62264 | 0.6988 | 0.95214 | 0.69047 | 0.63851 | 0.64682 | 0.53376 | 0.66626 | 0.6603 | 0.53542 | 0.61738 | 0.48293 | 0.51859 | 4 | 1 | 37 | 15258 | 5405 | 8095 | 11391 | 2190 | 3423 | 10444 | 1670 | 1372 | 28935 | 0.99 | 1.16 | 14793.225
2630 | 14 | 110 | 2017-04-20 | 0.63522 | 1 | 0.63522 | 0.6988 | 0.97576 | 0.70567 | 0.64489 | 0.65489 | 0.53264 | 0.67782 | 0.67477 | 0.54998 | 0.62773 | 0.49912 | 0.51922 | 4 | 1 | 38 | 15594 | 5459 | 8196 | 11367 | 2228 | 3498 | 10728 | 1698 | 1418 | 28970 | 1.01 | 1.16 | 15160.185
2631 | 15 | 110 | 2017-04-20 | 0.65409 | 1 | 0.65409 | 0.70482 | 1 | 0.71477 | 0.64643 | 0.65202 | 0.53296 | 0.6833 | 0.68866 | 0.56378 | 0.62884 | 0.51038 | 0.51825 | 4 | 1 | 39 | 15795 | 5472 | 8160 | 11374 | 2246 | 3570 | 10997 | 1701 | 1450 | 28916 | 1.04 | 1.17 | 15536.75
2632 | 16 | 110 | 2017-04-20 | 0.67925 | 1 | 0.67925 | 0.72289 | 0.99944 | 0.71776 | 0.6495 | 0.64507 | 0.52617 | 0.67448 | 0.6983 | 0.57608 | 0.62773 | 0.52552 | 0.5187 | 4 | 1 | 40 | 15861 | 5498 | 8073 | 11229 | 2217 | 3620 | 11237 | 1698 | 1493 | 28941 | 1.08 | 1.2 | 15528.105
2633 | 17 | 110 | 2017-04-20 | 0.73585 | 1 | 0.73585 | 0.78313 | 0.98608 | 0.71902 | 0.65434 | 0.63899 | 0.51792 | 0.67143 | 0.70081 | 0.58602 | 0.62994 | 0.54277 | 0.52408 | 4 | 1 | 41 | 15889 | 5539 | 7997 | 11053 | 2207 | 3633 | 11431 | 1704 | 1542 | 29241 | 1.17 | 1.3 | 15320.515
2634 | 18 | 110 | 2017-04-20 | 0.79874 | 1 | 0.79874 | 0.81325 | 0.92154 | 0.71346 | 0.65859 | 0.62996 | 0.51352 | 0.66444 | 0.69387 | 0.59351 | 0.62588 | 0.55086 | 0.52958 | 4 | 1 | 42 | 15766 | 5575 | 7884 | 10959 | 2184 | 3597 | 11577 | 1693 | 1565 | 29548 | 1.27 | 1.35 | 14317.695
2635 | 19 | 110 | 2017-04-20 | 0.83648 | 1 | 0.83648 | 0.8494 | 0.8823 | 0.7064 | 0.66261 | 0.62333 | 0.50686 | 0.65409 | 0.68171 | 0.59669 | 0.61922 | 0.55086 | 0.52929 | 4 | 1 | 43 | 15610 | 5609 | 7801 | 10817 | 2150 | 3534 | 11639 | 1675 | 1565 | 29532 | 1.33 | 1.41 | 13708.055
2636 | 20 | 110 | 2017-04-20 | 0.91824 | 1 | 0.91824 | 0.90361 | 0.93549 | 0.70183 | 0.66958 | 0.62149 | 0.49679 | 0.64831 | 0.66532 | 0.59761 | 0.61405 | 0.54382 | 0.53646 | 4 | 1 | 44 | 15509 | 5668 | 7778 | 10602 | 2131 | 3449 | 11657 | 1661 | 1545 | 29932 | 1.46 | 1.5 | 14534.475
2637 | 21 | 110 | 2017-04-20 | 0.91195 | 1 | 0.91195 | 0.93976 | 0.93593 | 0.70405 | 0.68647 | 0.631 | 0.49773 | 0.64953 | 0.66686 | 0.60176 | 0.61109 | 0.55544 | 0.54804 | 4 | 1 | 45 | 15558 | 5811 | 7897 | 10622 | 2135 | 3457 | 11738 | 1653 | 1578 | 30578 | 1.45 | 1.56 | 14541.295
2638 | 22 | 110 | 2017-04-20 | 0.89308 | 1 | 0.89308 | 0.89759 | 0.9084 | 0.68581 | 0.66013 | 0.62245 | 0.50143 | 0.62945 | 0.64487 | 0.57485 | 0.58854 | 0.54171 | 0.52688 | 4 | 1 | 46 | 15155 | 5588 | 7790 | 10701 | 2069 | 3343 | 11213 | 1592 | 1539 | 29397 | 1.42 | 1.49 | 14113.52
2639 | 23 | 110 | 2017-04-20 | 0.7673 | 1 | 0.7673 | 0.8012 | 0.88374 | 0.63748 | 0.60992 | 0.58234 | 0.48479 | 0.58138 | 0.60012 | 0.52266 | 0.54861 | 0.49032 | 0.48619 | 4 | 1 | 47 | 14087 | 5163 | 7288 | 10346 | 1911 | 3111 | 10195 | 1484 | 1393 | 27127 | 1.22 | 1.33 | 13730.465
2640 | 24 | 110 | 2017-04-20 | 0.69182 | 1 | 0.69182 | 0.69277 | 0.84359 | 0.58634 | 0.56302 | 0.53959 | 0.4541 | 0.5321 | 0.55189 | 0.47226 | 0.50832 | 0.42767 | 0.44642 | 4 | 1 | 48 | 12957 | 4766 | 6753 | 9691 | 1749 | 2861 | 9212 | 1375 | 1215 | 24908 | 1.1 | 1.15 | 13106.685
2641 | 1 | 111 | 2017-04-21 | 0.61635 | 1 | 0.61635 | 0.64458 | 0.80131 | 0.53557 | 0.52617 | 0.49716 | 0.4302 | 0.4679 | 0.50984 | 0.45601 | 0.48096 | 0.37804 | 0.42335 | 5 | 1 | 49 | 11835 | 4454 | 6222 | 9181 | 1538 | 2643 | 8895 | 1301 | 1074 | 23621 | 0.98 | 1.07 | 12449.825
2642 | 2 | 111 | 2017-04-21 | 0.61006 | 1 | 0.61006 | 0.62048 | 0.77242 | 0.51263 | 0.50597 | 0.47879 | 0.40823 | 0.44509 | 0.49016 | 0.42833 | 0.46248 | 0.35797 | 0.40387 | 5 | 1 | 50 | 11328 | 4283 | 5992 | 8712 | 1463 | 2541 | 8355 | 1251 | 1017 | 22534 | 0.97 | 1.03 | 12000.945
2643 | 3 | 111 | 2017-04-21 | 0.59748 | 1 | 0.59748 | 0.62048 | 0.74901 | 0.50095 | 0.49439 | 0.46848 | 0.39469 | 0.432 | 0.47454 | 0.41264 | 0.4525 | 0.34741 | 0.39333 | 5 | 1 | 51 | 11070 | 4185 | 5863 | 8423 | 1420 | 2460 | 8049 | 1224 | 987 | 21946 | 0.95 | 1.03 | 11637.225
2644 | 4 | 111 | 2017-04-21 | 0.58491 | 1 | 0.58491 | 0.62048 | 0.73082 | 0.49588 | 0.48695 | 0.46392 | 0.38611 | 0.42622 | 0.46759 | 0.4048 | 0.4488 | 0.34249 | 0.38894 | 5 | 1 | 52 | 10958 | 4122 | 5806 | 8240 | 1401 | 2424 | 7896 | 1214 | 973 | 21701 | 0.93 | 1.03 | 11354.585
2645 | 5 | 111 | 2017-04-21 | 0.60377 | 1 | 0.60377 | 0.64458 | 0.71832 | 0.50091 | 0.49959 | 0.47 | 0.38367 | 0.43292 | 0.4701 | 0.40952 | 0.45323 | 0.34812 | 0.39514 | 5 | 1 | 53 | 11069 | 4229 | 5882 | 8188 | 1423 | 2437 | 7988 | 1226 | 989 | 22047 | 0.96 | 1.07 | 11160.345
2646 | 6 | 111 | 2017-04-21 | 0.67296 | 1 | 0.67296 | 0.6988 | 0.72546 | 0.52923 | 0.52569 | 0.49549 | 0.39178 | 0.46517 | 0.49267 | 0.43515 | 0.47726 | 0.36818 | 0.42199 | 5 | 1 | 54 | 11695 | 4450 | 6201 | 8361 | 1529 | 2554 | 8488 | 1291 | 1046 | 23545 | 1.07 | 1.16 | 11271.335
2647 | 7 | 111 | 2017-04-21 | 0.73585 | 1 | 0.73585 | 0.77108 | 0.7356 | 0.58281 | 0.57472 | 0.54239 | 0.41957 | 0.52297 | 0.53241 | 0.47913 | 0.51571 | 0.42098 | 0.47001 | 5 | 1 | 55 | 12879 | 4865 | 6788 | 8954 | 1719 | 2760 | 9346 | 1395 | 1196 | 26224 | 1.17 | 1.28 | 11428.795
2648 | 8 | 111 | 2017-04-21 | 0.74214 | 1 | 0.74214 | 0.78313 | 0.74366 | 0.61463 | 0.60673 | 0.57291 | 0.45804 | 0.56313 | 0.55748 | 0.51502 | 0.54455 | 0.43576 | 0.50399 | 5 | 1 | 56 | 13582 | 5136 | 7170 | 9775 | 1851 | 2890 | 10046 | 1473 | 1238 | 28120 | 1.18 | 1.3 | 11554.04
2649 | 9 | 111 | 2017-04-21 | 0.74843 | 1 | 0.74843 | 0.74699 | 0.84656 | 0.62571 | 0.62174 | 0.58873 | 0.48643 | 0.57286 | 0.56713 | 0.5386 | 0.56562 | 0.42943 | 0.51799 | 5 | 1 | 57 | 13827 | 5263 | 7368 | 10381 | 1883 | 2940 | 10506 | 1530 | 1220 | 28901 | 1.19 | 1.24 | 13152.805
2650 | 10 | 111 | 2017-04-21 | 0.71698 | 1 | 0.71698 | 0.72892 | 0.91285 | 0.63454 | 0.6319 | 0.5992 | 0.50185 | 0.58686 | 0.57388 | 0.56485 | 0.57597 | 0.4333 | 0.52564 | 5 | 1 | 58 | 14022 | 5349 | 7499 | 10710 | 1929 | 2975 | 11018 | 1558 | 1231 | 29328 | 1.14 | 1.21 | 14182.66
2651 | 11 | 111 | 2017-04-21 | 0.71698 | 1 | 0.71698 | 0.71084 | 0.9624 | 0.64472 | 0.64017 | 0.60711 | 0.50921 | 0.59751 | 0.57832 | 0.5932 | 0.58706 | 0.43576 | 0.5318 | 5 | 1 | 59 | 14247 | 5419 | 7598 | 10867 | 1964 | 2998 | 11571 | 1588 | 1238 | 29672 | 1.14 | 1.18 | 14952.575
2652 | 12 | 111 | 2017-04-21 | 0.69811 | 1 | 0.69811 | 0.68072 | 0.97754 | 0.64875 | 0.6391 | 0.60751 | 0.51483 | 0.5969 | 0.57735 | 0.6195 | 0.58373 | 0.43541 | 0.53383 | 5 | 1 | 60 | 14336 | 5410 | 7603 | 10987 | 1962 | 2993 | 12084 | 1579 | 1237 | 29785 | 1.11 | 1.13 | 15187.805
2653 | 13 | 111 | 2017-04-21 | 0.63522 | 1 | 0.63522 | 0.6506 | 0.95214 | 0.65173 | 0.63839 | 0.602 | 0.51132 | 0.59598 | 0.57523 | 0.64139 | 0.58336 | 0.434 | 0.53456 | 5 | 1 | 61 | 14402 | 5404 | 7534 | 10912 | 1959 | 2982 | 12511 | 1578 | 1233 | 29826 | 1.01 | 1.08 | 14793.225
2654 | 14 | 111 | 2017-04-21 | 0.61635 | 1 | 0.61635 | 0.63253 | 0.97576 | 0.65155 | 0.63461 | 0.60072 | 0.50729 | 0.59264 | 0.57253 | 0.6619 | 0.59372 | 0.43048 | 0.53697 | 5 | 1 | 62 | 14398 | 5372 | 7518 | 10826 | 1948 | 2968 | 12911 | 1606 | 1223 | 29960 | 0.98 | 1.05 | 15160.185
2655 | 15 | 111 | 2017-04-21 | 0.61635 | 1 | 0.61635 | 0.65663 | 1 | 0.64581 | 0.63154 | 0.59369 | 0.50644 | 0.58534 | 0.5679 | 0.67912 | 0.59187 | 0.42872 | 0.53775 | 5 | 1 | 63 | 14271 | 5346 | 7430 | 10808 | 1924 | 2944 | 13247 | 1601 | 1218 | 30004 | 0.98 | 1.09 | 15536.75
2656 | 16 | 111 | 2017-04-21 | 0.64151 | 1 | 0.64151 | 0.68072 | 0.99944 | 0.63798 | 0.62398 | 0.58298 | 0.49965 | 0.57347 | 0.56404 | 0.69194 | 0.58558 | 0.42802 | 0.53964 | 5 | 1 | 64 | 14098 | 5282 | 7296 | 10663 | 1885 | 2924 | 13497 | 1584 | 1216 | 30109 | 1.02 | 1.13 | 15528.105
2657 | 17 | 111 | 2017-04-21 | 0.66667 | 1 | 0.66667 | 0.72892 | 0.98608 | 0.63313 | 0.62693 | 0.57603 | 0.49164 | 0.5686 | 0.56173 | 0.69763 | 0.5793 | 0.43435 | 0.54383 | 5 | 1 | 65 | 13991 | 5307 | 7209 | 10492 | 1869 | 2912 | 13608 | 1567 | 1234 | 30343 | 1.06 | 1.21 | 15320.515
2658 | 18 | 111 | 2017-04-21 | 0.68553 | 1 | 0.68553 | 0.77711 | 0.92154 | 0.62309 | 0.61867 | 0.56692 | 0.48592 | 0.56069 | 0.55633 | 0.6942 | 0.57116 | 0.43787 | 0.54507 | 5 | 1 | 66 | 13769 | 5237 | 7095 | 10370 | 1843 | 2884 | 13541 | 1545 | 1244 | 30412 | 1.09 | 1.29 | 14317.695
2659 | 19 | 111 | 2017-04-21 | 0.7044 | 1 | 0.7044 | 0.79518 | 0.8823 | 0.61137 | 0.61288 | 0.55829 | 0.48044 | 0.554 | 0.54688 | 0.67897 | 0.55823 | 0.4421 | 0.53842 | 5 | 1 | 67 | 13510 | 5188 | 6987 | 10253 | 1821 | 2835 | 13244 | 1510 | 1256 | 30041 | 1.12 | 1.32 | 13708.055
2660 | 20 | 111 | 2017-04-21 | 0.7673 | 1 | 0.7673 | 0.8494 | 0.93549 | 0.60693 | 0.60791 | 0.55565 | 0.47552 | 0.54579 | 0.53762 | 0.65641 | 0.55046 | 0.43787 | 0.53634 | 5 | 1 | 68 | 13412 | 5146 | 6954 | 10148 | 1794 | 2787 | 12804 | 1489 | 1244 | 29925 | 1.22 | 1.41 | 14534.475
2661 | 21 | 111 | 2017-04-21 | 0.83648 | 1 | 0.83648 | 0.89759 | 0.93593 | 0.61535 | 0.61737 | 0.56252 | 0.48625 | 0.55126 | 0.54398 | 0.64088 | 0.55083 | 0.4509 | 0.54618 | 5 | 1 | 69 | 13598 | 5226 | 7040 | 10377 | 1812 | 2820 | 12501 | 1490 | 1281 | 30474 | 1.33 | 1.49 | 14541.295
2662 | 22 | 111 | 2017-04-21 | 0.8239 | 1 | 0.8239 | 0.87349 | 0.9084 | 0.60639 | 0.60425 | 0.55733 | 0.49693 | 0.54122 | 0.53839 | 0.61232 | 0.5353 | 0.45266 | 0.52112 | 5 | 1 | 70 | 13400 | 5115 | 6975 | 10605 | 1779 | 2791 | 11944 | 1448 | 1286 | 29076 | 1.31 | 1.45 | 14113.52
2663 | 23 | 111 | 2017-04-21 | 0.77358 | 1 | 0.77358 | 0.75904 | 0.88374 | 0.57105 | 0.56373 | 0.52833 | 0.48494 | 0.51019 | 0.51157 | 0.56572 | 0.5061 | 0.4333 | 0.48639 | 5 | 1 | 71 | 12619 | 4772 | 6612 | 10349 | 1677 | 2652 | 11035 | 1369 | 1231 | 27138 | 1.23 | 1.26 | 13730.465
2664 | 24 | 111 | 2017-04-21 | 0.7044 | 1 | 0.7044 | 0.68072 | 0.84359 | 0.53177 | 0.52428 | 0.49493 | 0.45888 | 0.47095 | 0.47994 | 0.5162 | 0.47431 | 0.39916 | 0.44936 | 5 | 1 | 72 | 11751 | 4438 | 6194 | 9793 | 1548 | 2488 | 10069 | 1283 | 1134 | 25072 | 1.12 | 1.13 | 13106.685
2665 | 1 | 112 | 2017-04-22 | 0.6478 | 1 | 0.6478 | 0.63253 | 0.77448 | 0.49624 | 0.49049 | 0.46384 | 0.42172 | 0.4247 | 0.46682 | 0.44002 | 0.4366 | 0.37029 | 0.40129 | 6 | 2 | 73 | 10966 | 4152 | 5805 | 9000 | 1396 | 2420 | 8583 | 1181 | 1052 | 22390 | 1.03 | 1.05 | 12032.86
2666 | 2 | 112 | 2017-04-22 | 0.59748 | 1 | 0.59748 | 0.61446 | 0.74964 | 0.47991 | 0.47478 | 0.44778 | 0.39937 | 0.40462 | 0.45602 | 0.41556 | 0.42292 | 0.35199 | 0.38233 | 6 | 2 | 74 | 10605 | 4019 | 5604 | 8523 | 1330 | 2364 | 8106 | 1144 | 1000 | 21332 | 0.95 | 1.02 | 11646.96
2667 | 3 | 112 | 2017-04-22 | 0.57862 | 1 | 0.57862 | 0.59639 | 0.72838 | 0.4714 | 0.46497 | 0.44099 | 0.38606 | 0.39519 | 0.44502 | 0.39767 | 0.41405 | 0.34741 | 0.37145 | 6 | 2 | 75 | 10417 | 3936 | 5519 | 8239 | 1299 | 2307 | 7757 | 1120 | 987 | 20725 | 0.92 | 0.99 | 11316.6
2668 | 4 | 112 | 2017-04-22 | 0.58491 | 1 | 0.58491 | 0.61446 | 0.71262 | 0.46706 | 0.46001 | 0.43811 | 0.3774 | 0.39185 | 0.43885 | 0.39465 | 0.41109 | 0.34706 | 0.36552 | 6 | 2 | 76 | 10321 | 3894 | 5483 | 8054 | 1288 | 2275 | 7698 | 1112 | 986 | 20394 | 0.93 | 1.02 | 11071.73
2669 | 5 | 112 | 2017-04-22 | 0.58491 | 1 | 0.58491 | 0.62048 | 0.70005 | 0.4704 | 0.46214 | 0.44139 | 0.3743 | 0.39611 | 0.43962 | 0.39557 | 0.41294 | 0.35093 | 0.36579 | 6 | 2 | 77 | 10395 | 3912 | 5524 | 7988 | 1302 | 2279 | 7716 | 1117 | 997 | 20409 | 0.93 | 1.03 | 10876.555
2670 | 6 | 112 | 2017-04-22 | 0.61635 | 1 | 0.61635 | 0.6747 | 0.69248 | 0.48063 | 0.47419 | 0.45394 | 0.37688 | 0.41162 | 0.44579 | 0.40157 | 0.42181 | 0.3622 | 0.37487 | 6 | 2 | 78 | 10621 | 4014 | 5681 | 8043 | 1353 | 2311 | 7833 | 1141 | 1029 | 20916 | 0.98 | 1.12 | 10758.83
2671 | 7 | 112 | 2017-04-22 | 0.67296 | 1 | 0.67296 | 0.75904 | 0.68725 | 0.50063 | 0.4912 | 0.4704 | 0.38485 | 0.43596 | 0.45718 | 0.41398 | 0.43586 | 0.38085 | 0.39034 | 6 | 2 | 79 | 11063 | 4158 | 5887 | 8213 | 1433 | 2370 | 8075 | 1179 | 1082 | 21779 | 1.07 | 1.26 | 10677.68
2672 | 8 | 112 | 2017-04-22 | 0.72327 | 1 | 0.72327 | 0.74699 | 0.67879 | 0.52113 | 0.51376 | 0.4839 | 0.39483 | 0.46364 | 0.47357 | 0.43135 | 0.4451 | 0.40127 | 0.4112 | 6 | 2 | 80 | 11516 | 4349 | 6056 | 8426 | 1524 | 2455 | 8414 | 1204 | 1140 | 22943 | 1.15 | 1.24 | 10546.135
2673 | 9 | 112 | 2017-04-22 | 0.75472 | 1 | 0.75472 | 0.71084 | 0.73509 | 0.54589 | 0.54412 | 0.50308 | 0.41034 | 0.48555 | 0.49749 | 0.45678 | 0.4647 | 0.4333 | 0.43805 | 6 | 2 | 81 | 12063 | 4606 | 6296 | 8757 | 1596 | 2579 | 8910 | 1257 | 1231 | 24441 | 1.2 | 1.18 | 11420.965
2674 | 10 | 112 | 2017-04-22 | 0.79245 | 1 | 0.79245 | 0.6747 | 0.80309 | 0.56598 | 0.5648 | 0.5177 | 0.42707 | 0.50532 | 0.51678 | 0.47549 | 0.48207 | 0.45336 | 0.45714 | 6 | 2 | 82 | 12507 | 4781 | 6479 | 9114 | 1661 | 2679 | 9275 | 1304 | 1288 | 25506 | 1.26 | 1.12 | 12477.48
2675 | 11 | 112 | 2017-04-22 | 0.73585 | 1 | 0.73585 | 0.6506 | 0.84627 | 0.57263 | 0.57023 | 0.52225 | 0.43672 | 0.51628 | 0.52585 | 0.488 | 0.48909 | 0.4597 | 0.46674 | 6 | 2 | 83 | 12654 | 4827 | 6536 | 9320 | 1697 | 2726 | 9519 | 1323 | 1306 | 26042 | 1.17 | 1.08 | 13148.295
2676 | 12 | 112 | 2017-04-22 | 0.72327 | 1 | 0.72327 | 0.61446 | 0.85829 | 0.5715 | 0.57153 | 0.51802 | 0.44211 | 0.51658 | 0.52662 | 0.49205 | 0.49427 | 0.45618 | 0.46743 | 6 | 2 | 84 | 12629 | 4838 | 6483 | 9435 | 1698 | 2730 | 9598 | 1337 | 1296 | 26080 | 1.15 | 1.02 | 13334.96
2677 | 13 | 112 | 2017-04-22 | 0.71069 | 1 | 0.71069 | 0.63855 | 0.83365 | 0.56458 | 0.56409 | 0.50987 | 0.44019 | 0.50928 | 0.52353 | 0.49134 | 0.49168 | 0.4516 | 0.4628 | 6 | 2 | 85 | 12476 | 4775 | 6381 | 9394 | 1674 | 2714 | 9584 | 1330 | 1283 | 25822 | 1.13 | 1.06 | 12952.21
2678 | 14 | 112 | 2017-04-22 | 0.69182 | 1 | 0.69182 | 0.62048 | 0.83998 | 0.55448 | 0.55192 | 0.50236 | 0.43447 | 0.49894 | 0.51717 | 0.48723 | 0.48614 | 0.44351 | 0.45515 | 6 | 2 | 86 | 12253 | 4672 | 6287 | 9272 | 1640 | 2681 | 9504 | 1315 | 1260 | 25395 | 1.1 | 1.03 | 13050.635
2679 | 15 | 112 | 2017-04-22 | 0.67296 | 1 | 0.67296 | 0.62048 | 0.8466 | 0.54575 | 0.5433 | 0.49349 | 0.42617 | 0.4895 | 0.51022 | 0.48303 | 0.48022 | 0.43858 | 0.44974 | 6 | 2 | 87 | 12060 | 4599 | 6176 | 9095 | 1609 | 2645 | 9422 | 1299 | 1246 | 25093 | 1.07 | 1.03 | 13153.435
2680 | 16 | 112 | 2017-04-22 | 0.68553 | 1 | 0.68553 | 0.63253 | 0.84537 | 0.541 | 0.54082 | 0.48909 | 0.41985 | 0.47977 | 0.50772 | 0.48144 | 0.478 | 0.43471 | 0.44766 | 6 | 2 | 88 | 11955 | 4578 | 6121 | 8960 | 1577 | 2632 | 9391 | 1293 | 1235 | 24977 | 1.09 | 1.05 | 13134.275
2681 | 17 | 112 | 2017-04-22 | 0.66667 | 1 | 0.66667 | 0.71084 | 0.83299 | 0.54109 | 0.54377 | 0.48917 | 0.41535 | 0.47977 | 0.50521 | 0.4816 | 0.48133 | 0.43823 | 0.45112 | 6 | 2 | 89 | 11957 | 4603 | 6122 | 8864 | 1577 | 2619 | 9394 | 1302 | 1245 | 25170 | 1.06 | 1.18 | 12941.93
2682 | 18 | 112 | 2017-04-22 | 0.69811 | 1 | 0.69811 | 0.71687 | 0.79767 | 0.54118 | 0.5466 | 0.48885 | 0.41305 | 0.48129 | 0.5054 | 0.48324 | 0.48318 | 0.44175 | 0.45664 | 6 | 2 | 90 | 11959 | 4627 | 6118 | 8815 | 1582 | 2620 | 9426 | 1307 | 1255 | 25478 | 1.11 | 1.19 | 12393.195
2683 | 19 | 112 | 2017-04-22 | 0.72327 | 1 | 0.72327 | 0.76506 | 0.79425 | 0.54181 | 0.55157 | 0.48813 | 0.41221 | 0.48433 | 0.50405 | 0.48493 | 0.48096 | 0.44315 | 0.46135 | 6 | 2 | 91 | 11973 | 4669 | 6109 | 8797 | 1592 | 2613 | 9459 | 1301 | 1259 | 25741 | 1.15 | 1.27 | 12340.135
2684 | 20 | 112 | 2017-04-22 | 0.78616 | 1 | 0.78616 | 0.80723 | 0.85572 | 0.54593 | 0.557 | 0.49101 | 0.41282 | 0.48524 | 0.50367 | 0.49057 | 0.48651 | 0.44562 | 0.47135 | 6 | 2 | 92 | 12064 | 4715 | 6145 | 8810 | 1595 | 2611 | 9569 | 1316 | 1266 | 26299 | 1.25 | 1.34 | 13295.155
2685 | 21 | 112 | 2017-04-22 | 0.83648 | 1 | 0.83648 | 0.86145 | 0.85805 | 0.5634 | 0.57543 | 0.51059 | 0.42458 | 0.49346 | 0.52334 | 0.49739 | 0.50277 | 0.46744 | 0.4811 | 6 | 2 | 93 | 12450 | 4871 | 6390 | 9061 | 1622 | 2713 | 9702 | 1360 | 1328 | 26843 | 1.33 | 1.43 | 13331.25
2686 | 22 | 112 | 2017-04-22 | 0.81761 | 1 | 0.81761 | 0.8494 | 0.84073 | 0.56118 | 0.56291 | 0.51139 | 0.44234 | 0.49072 | 0.52431 | 0.48252 | 0.49538 | 0.47694 | 0.4695 | 6 | 2 | 94 | 12401 | 4765 | 6400 | 9440 | 1613 | 2718 | 9412 | 1340 | 1355 | 26196 | 1.3 | 1.41 | 13062.215
2687 | 23 | 112 | 2017-04-22 | 0.75472 | 1 | 0.75472 | 0.72892 | 0.82665 | 0.53742 | 0.53833 | 0.49301 | 0.43822 | 0.47095 | 0.50289 | 0.46022 | 0.47431 | 0.46357 | 0.44839 | 6 | 2 | 95 | 11876 | 4557 | 6170 | 9352 | 1548 | 2607 | 8977 | 1283 | 1317 | 25018 | 1.2 | 1.21 | 12843.495
2688 | 24 | 112 | 2017-04-22 | 0.68553 | 1 | 0.68553 | 0.6506 | 0.80437 | 0.50955 | 0.50998 | 0.46888 | 0.41985 | 0.44326 | 0.47936 | 0.43546 | 0.4488 | 0.43717 | 0.42187 | 6 | 2 | 96 | 11260 | 4317 | 5868 | 8960 | 1457 | 2485 | 8494 | 1214 | 1242 | 23538 | 1.09 | 1.08 | 12497.315
2689 | 1 | 113 | 2017-04-23 | 0.61635 | 1 | 0.61635 | 0.62651 | 0.77096 | 0.48303 | 0.48565 | 0.44642 | 0.39534 | 0.44904 | 0.44907 | 0.40259 | 0.43364 | 0.39634 | 0.39916 | 7 | 3 | 97 | 10674 | 4111 | 5587 | 8437 | 1476 | 2328 | 7853 | 1173 | 1126 | 22271 | 0.98 | 1.04 | 11978.235
2690 | 2 | 113 | 2017-04-23 | 0.60377 | 1 | 0.60377 | 0.60241 | 0.74542 | 0.47099 | 0.47147 | 0.43308 | 0.37721 | 0.43505 | 0.43866 | 0.38609 | 0.42107 | 0.38191 | 0.38227 | 7 | 3 | 98 | 10408 | 3991 | 5420 | 8050 | 1430 | 2274 | 7531 | 1139 | 1085 | 21329 | 0.96 | 1 | 11581.36
2691 | 3 | 113 | 2017-04-23 | 0.59748 | 1 | 0.59748 | 0.59036 | 0.72049 | 0.46579 | 0.46474 | 0.42669 | 0.36652 | 0.42957 | 0.4321 | 0.37778 | 0.41294 | 0.37628 | 0.37606 | 7 | 3 | 99 | 10293 | 3934 | 5340 | 7822 | 1412 | 2240 | 7369 | 1117 | 1069 | 20982 | 0.95 | 0.98 | 11194.145
2692 | 4 | 113 | 2017-04-23 | 0.61635 | 1 | 0.61635 | 0.59036 | 0.6999 | 0.46457 | 0.46261 | 0.42477 | 0.3595 | 0.42805 | 0.43036 | 0.37496 | 0.40924 | 0.37592 | 0.37218 | 7 | 3 | 100 | 10266 | 3916 | 5316 | 7672 | 1407 | 2231 | 7314 | 1107 | 1068 | 20766 | 0.98 | 0.98 | 10874.225
2693 | 5 | 113 | 2017-04-23 | 0.64151 | 1 | 0.64151 | 0.60843 | 0.68772 | 0.46687 | 0.46627 | 0.42685 | 0.35659 | 0.4317 | 0.42863 | 0.37619 | 0.40998 | 0.38226 | 0.3729 | 7 | 3 | 101 | 10317 | 3947 | 5342 | 7610 | 1419 | 2222 | 7338 | 1109 | 1086 | 20806 | 1.02 | 1.01 | 10684.93
2694 | 6 | 113 | 2017-04-23 | 0.71698 | 1 | 0.71698 | 0.6506 | 0.67866 | 0.47588 | 0.47643 | 0.43652 | 0.35734 | 0.44357 | 0.43152 | 0.38378 | 0.41811 | 0.39071 | 0.38084 | 7 | 3 | 102 | 10516 | 4033 | 5463 | 7626 | 1458 | 2237 | 7486 | 1131 | 1110 | 21249 | 1.14 | 1.08 | 10544.215
2695 | 7 | 113 | 2017-04-23 | 0.77358 | 1 | 0.77358 | 0.68675 | 0.66367 | 0.48828 | 0.49002 | 0.44283 | 0.36081 | 0.4606 | 0.43885 | 0.39654 | 0.42477 | 0.40901 | 0.38952 | 7 | 3 | 103 | 10790 | 4148 | 5542 | 7700 | 1514 | 2275 | 7735 | 1149 | 1162 | 21733 | 1.23 | 1.14 | 10311.225
2696 | 8 | 113 | 2017-04-23 | 0.77987 | 1 | 0.77987 | 0.71687 | 0.63637 | 0.51145 | 0.51045 | 0.44978 | 0.36212 | 0.47916 | 0.44734 | 0.4172 | 0.43068 | 0.4333 | 0.40276 | 7 | 3 | 104 | 11302 | 4321 | 5629 | 7728 | 1575 | 2319 | 8138 | 1165 | 1231 | 22472 | 1.24 | 1.19 | 9887.07
2697 | 9 | 113 | 2017-04-23 | 0.73585 | 1 | 0.73585 | 0.77108 | 0.65776 | 0.53471 | 0.53349 | 0.46544 | 0.36882 | 0.49681 | 0.46586 | 0.44561 | 0.44658 | 0.46427 | 0.42235 | 7 | 3 | 105 | 11816 | 4516 | 5825 | 7871 | 1633 | 2415 | 8692 | 1208 | 1319 | 23565 | 1.17 | 1.28 | 10219.53
2698 | 10 | 113 | 2017-04-23 | 0.67925 | 1 | 0.67925 | 0.74096 | 0.69482 | 0.54367 | 0.54093 | 0.47455 | 0.38227 | 0.50897 | 0.47434 | 0.46468 | 0.45952 | 0.47342 | 0.43561 | 7 | 3 | 106 | 12014 | 4579 | 5939 | 8158 | 1673 | 2459 | 9064 | 1243 | 1345 | 24305 | 1.08 | 1.23 | 10795.295
2699 | 11 | 113 | 2017-04-23 | 0.66667 | 1 | 0.66667 | 0.75301 | 0.7323 | 0.53747 | 0.53656 | 0.47591 | 0.39141 | 0.51354 | 0.47261 | 0.47083 | 0.46433 | 0.46111 | 0.44097 | 7 | 3 | 107 | 11877 | 4542 | 5956 | 8353 | 1688 | 2450 | 9184 | 1256 | 1310 | 24604 | 1.06 | 1.25 | 11377.635
2700 | 12 | 113 | 2017-04-23 | 0.6478 | 1 | 0.6478 | 0.73494 | 0.74794 | 0.5338 | 0.53006 | 0.47423 | 0.39722 | 0.51384 | 0.47106 | 0.46975 | 0.46765 | 0.44421 | 0.44106 | 7 | 3 | 108 | 11796 | 4487 | 5935 | 8477 | 1689 | 2442 | 9163 | 1265 | 1262 | 24609 | 1.03 | 1.22 | 11620.63
2701 | 13 | 113 | 2017-04-23 | 0.66667 | 1 | 0.66667 | 0.71084 | 0.74218 | 0.53204 | 0.52215 | 0.47143 | 0.39834 | 0.51171 | 0.46836 | 0.46996 | 0.46913 | 0.43787 | 0.43812 | 7 | 3 | 109 | 11757 | 4420 | 5900 | 8501 | 1682 | 2428 | 9167 | 1269 | 1244 | 24445 | 1.06 | 1.18 | 11531.12
2702 | 14 | 113 | 2017-04-23 | 0.6478 | 1 | 0.6478 | 0.70482 | 0.75233 | 0.52751 | 0.51211 | 0.46616 | 0.39764 | 0.50563 | 0.46373 | 0.46852 | 0.46876 | 0.42943 | 0.43343 | 7 | 3 | 110 | 11657 | 4335 | 5834 | 8486 | 1662 | 2404 | 9139 | 1268 | 1220 | 24183 | 1.03 | 1.17 | 11688.74
2703 | 15 | 113 | 2017-04-23 | 0.62893 | 1 | 0.62893 | 0.69277 | 0.7566 | 0.52254 | 0.50608 | 0.46137 | 0.39656 | 0.50046 | 0.46123 | 0.46601 | 0.46765 | 0.42098 | 0.42982 | 7 | 3 | 111 | 11547 | 4284 | 5774 | 8463 | 1645 | 2391 | 9090 | 1265 | 1196 | 23982 | 1 | 1.15 | 11755.12
2704 | 16 | 113 | 2017-04-23 | 0.67296 | 1 | 0.67296 | 0.69277 | 0.75794 | 0.52154 | 0.50408 | 0.46105 | 0.39515 | 0.49468 | 0.46065 | 0.46673 | 0.46839 | 0.4157 | 0.42963 | 7 | 3 | 112 | 11525 | 4267 | 5770 | 8433 | 1626 | 2388 | 9104 | 1267 | 1181 | 23971 | 1.07 | 1.15 | 11775.96
2705 | 17 | 113 | 2017-04-23 | 0.72327 | 1 | 0.72327 | 0.75301 | 0.74929 | 0.52561 | 0.51069 | 0.46249 | 0.39342 | 0.49954 | 0.46566 | 0.47196 | 0.47246 | 0.42203 | 0.43669 | 7 | 3 | 113 | 11615 | 4323 | 5788 | 8396 | 1642 | 2414 | 9206 | 1278 | 1199 | 24365 | 1.15 | 1.25 | 11641.495
2706 | 18 | 113 | 2017-04-23 | 0.7673 | 1 | 0.7673 | 0.80723 | 0.72694 | 0.53236 | 0.52404 | 0.46768 | 0.39417 | 0.50958 | 0.47338 | 0.48416 | 0.47726 | 0.43083 | 0.44764 | 7 | 3 | 114 | 11764 | 4436 | 5853 | 8412 | 1675 | 2454 | 9444 | 1291 | 1224 | 24976 | 1.22 | 1.34 | 11294.21
2707 | 19 | 113 | 2017-04-23 | 0.77358 | 1 | 0.77358 | 0.83133 | 0.72784 | 0.53625 | 0.53514 | 0.46936 | 0.39633 | 0.51871 | 0.47704 | 0.492 | 0.47689 | 0.4421 | 0.45669 | 7 | 3 | 115 | 11850 | 4530 | 5874 | 8458 | 1705 | 2473 | 9597 | 1290 | 1256 | 25481 | 1.23 | 1.38 | 11308.32
2708 | 20 | 113 | 2017-04-23 | 0.80503 | 1 | 0.80503 | 0.8494 | 0.80601 | 0.54489 | 0.5505 | 0.47942 | 0.40068 | 0.52966 | 0.4811 | 0.50302 | 0.48244 | 0.45195 | 0.47499 | 7 | 3 | 116 | 12041 | 4660 | 6000 | 8551 | 1741 | 2494 | 9812 | 1305 | 1284 | 26502 | 1.28 | 1.41 | 12522.705
2709 | 21 | 113 | 2017-04-23 | 0.89937 | 1 | 0.89937 | 0.93373 | 0.81962 | 0.56779 | 0.57472 | 0.50475 | 0.41498 | 0.54609 | 0.50502 | 0.51282 | 0.50129 | 0.47941 | 0.49117 | 7 | 3 | 117 | 12547 | 4865 | 6317 | 8856 | 1795 | 2618 | 10003 | 1356 | 1362 | 27405 | 1.43 | 1.55 | 12734.27
2710 | 22 | 113 | 2017-04-23 | 0.88679 | 1 | 0.88679 | 0.90964 | 0.81392 | 0.57195 | 0.56007 | 0.50611 | 0.42805 | 0.54548 | 0.50714 | 0.49421 | 0.4976 | 0.48504 | 0.47565 | 7 | 3 | 118 | 12639 | 4741 | 6334 | 9135 | 1793 | 2629 | 9640 | 1346 | 1378 | 26539 | 1.41 | 1.51 | 12645.685
2711 | 23 | 113 | 2017-04-23 | 0.79874 | 1 | 0.79874 | 0.85542 | 0.80175 | 0.54503 | 0.52806 | 0.48534 | 0.42233 | 0.52358 | 0.47917 | 0.46283 | 0.47394 | 0.45829 | 0.44628 | 7 | 3 | 119 | 12044 | 4470 | 6074 | 9013 | 1721 | 2484 | 9028 | 1282 | 1302 | 24900 | 1.27 | 1.42 | 12456.54
2712 | 24 | 113 | 2017-04-23 | 0.7044 | 1 | 0.7044 | 0.77108 | 0.77447 | 0.51462 | 0.50018 | 0.46376 | 0.40382 | 0.49894 | 0.44792 | 0.42864 | 0.4451 | 0.41922 | 0.41636 | 7 | 3 | 120 | 11372 | 4234 | 5804 | 8618 | 1640 | 2322 | 8361 | 1204 | 1191 | 23231 | 1.12 | 1.28 | 12032.68
2713 | 1 | 114 | 2017-04-24 | 0.76101 | 1 | 0.76101 | 0.71687 | 0.80131 | 0.49412 | 0.48423 | 0.46272 | 0.38845 | 0.41984 | 0.45081 | 0.39613 | 0.4329 | 0.37276 | 0.39674 | 1 | 1 | 121 | 10919 | 4099 | 5791 | 8290 | 1380 | 2337 | 7727 | 1171 | 1059 | 22136 | 1.21 | 1.19 | 12449.825
2714 | 2 | 114 | 2017-04-24 | 0.71698 | 1 | 0.71698 | 0.66867 | 0.77242 | 0.48443 | 0.47537 | 0.45218 | 0.37416 | 0.40828 | 0.44309 | 0.38316 | 0.42403 | 0.36008 | 0.38457 | 1 | 1 | 122 | 10705 | 4024 | 5659 | 7985 | 1342 | 2297 | 7474 | 1147 | 1023 | 21457 | 1.14 | 1.11 | 12000.945
2715 | 3 | 114 | 2017-04-24 | 0.7044 | 1 | 0.7044 | 0.64458 | 0.74901 | 0.48303 | 0.47419 | 0.44978 | 0.3677 | 0.40402 | 0.43692 | 0.37727 | 0.41922 | 0.35832 | 0.38032 | 1 | 1 | 123 | 10674 | 4014 | 5629 | 7847 | 1328 | 2265 | 7359 | 1134 | 1018 | 21220 | 1.12 | 1.07 | 11637.225
2716 | 4 | 114 | 2017-04-24 | 0.69811 | 1 | 0.69811 | 0.63253 | 0.73082 | 0.48633 | 0.4769 | 0.45066 | 0.36367 | 0.40584 | 0.43711 | 0.37937 | 0.41811 | 0.35903 | 0.38222 | 1 | 1 | 124 | 10747 | 4037 | 5640 | 7761 | 1334 | 2266 | 7400 | 1131 | 1020 | 21326 | 1.11 | 1.05 | 11354.585
2717 | 5 | 114 | 2017-04-24 | 0.69182 | 1 | 0.69182 | 0.63253 | 0.71832 | 0.49995 | 0.49403 | 0.46241 | 0.36479 | 0.41892 | 0.44734 | 0.39167 | 0.4281 | 0.371 | 0.39462 | 1 | 1 | 125 | 11048 | 4182 | 5787 | 7785 | 1377 | 2319 | 7640 | 1158 | 1054 | 22018 | 1.1 | 1.05 | 11160.345
2718 | 6 | 114 | 2017-04-24 | 0.7044 | 1 | 0.7044 | 0.68072 | 0.72546 | 0.53534 | 0.53148 | 0.49365 | 0.37904 | 0.45847 | 0.47434 | 0.42423 | 0.45323 | 0.40303 | 0.42934 | 1 | 1 | 126 | 11830 | 4499 | 6178 | 8089 | 1507 | 2459 | 8275 | 1226 | 1145 | 23955 | 1.12 | 1.13 | 11271.335
2719 | 7 | 114 | 2017-04-24 | 0.75472 | 1 | 0.75472 | 0.74096 | 0.7356 | 0.59693 | 0.58441 | 0.53983 | 0.41123 | 0.52206 | 0.51138 | 0.47237 | 0.49205 | 0.45935 | 0.48189 | 1 | 1 | 127 | 13191 | 4947 | 6756 | 8776 | 1716 | 2651 | 9214 | 1331 | 1305 | 26887 | 1.2 | 1.23 | 11428.795
2720 | 8 | 114 | 2017-04-24 | 0.81761 | 1 | 0.81761 | 0.77711 | 0.74366 | 0.6287 | 0.61288 | 0.57083 | 0.45106 | 0.5613 | 0.53241 | 0.49815 | 0.5183 | 0.47589 | 0.51238 | 1 | 1 | 128 | 13893 | 5188 | 7144 | 9626 | 1845 | 2760 | 9717 | 1402 | 1352 | 28588 | 1.3 | 1.29 | 11554.04
2721 | 9 | 114 | 2017-04-24 | 0.84277 | 1 | 0.84277 | 0.83133 | 0.84656 | 0.63363 | 0.61926 | 0.58634 | 0.47734 | 0.57073 | 0.5407 | 0.50646 | 0.53457 | 0.46287 | 0.5192 | 1 | 1 | 129 | 14002 | 5242 | 7338 | 10187 | 1876 | 2803 | 9879 | 1446 | 1315 | 28969 | 1.34 | 1.38 | 13152.805
2722 | 10 | 114 | 2017-04-24 | 0.8805 | 1 | 0.8805 | 0.85542 | 0.91285 | 0.63436 | 0.61996 | 0.59624 | 0.48836 | 0.58138 | 0.54591 | 0.51102 | 0.5475 | 0.45477 | 0.51829 | 1 | 1 | 130 | 14018 | 5248 | 7462 | 10422 | 1911 | 2830 | 9968 | 1481 | 1292 | 28918 | 1.4 | 1.42 | 14182.66
2723 | 11 | 114 | 2017-04-24 | 0.84906 | 1 | 0.84906 | 0.83133 | 0.9624 | 0.63599 | 0.62209 | 0.60184 | 0.49459 | 0.58868 | 0.55015 | 0.51379 | 0.55342 | 0.44949 | 0.5167 | 1 | 1 | 131 | 14054 | 5266 | 7532 | 10555 | 1935 | 2852 | 10022 | 1497 | 1277 | 28829 | 1.35 | 1.38 | 14952.575
2724 | 12 | 114 | 2017-04-24 | 0.8239 | 1 | 0.8239 | 0.78916 | 0.97754 | 0.63255 | 0.62174 | 0.60264 | 0.50082 | 0.59264 | 0.55093 | 0.51333 | 0.55896 | 0.4428 | 0.51338 | 1 | 1 | 132 | 13978 | 5263 | 7542 | 10688 | 1948 | 2856 | 10013 | 1512 | 1258 | 28644 | 1.31 | 1.31 | 15187.805
2725 | 13 | 114 | 2017-04-24 | 0.80503 | 1 | 0.80503 | 0.78916 | 0.95214 | 0.63169 | 0.61666 | 0.60016 | 0.50223 | 0.59416 | 0.55015 | 0.51102 | 0.56081 | 0.44175 | 0.50972 | 1 | 1 | 133 | 13959 | 5220 | 7511 | 10718 | 1953 | 2852 | 9968 | 1517 | 1255 | 28440 | 1.28 | 1.31 | 14793.225
2726 | 14 | 114 | 2017-04-24 | 0.81132 | 1 | 0.81132 | 0.74699 | 0.97576 | 0.62861 | 0.60992 | 0.59856 | 0.50115 | 0.59172 | 0.5517 | 0.50918 | 0.56081 | 0.43682 | 0.50829 | 1 | 1 | 134 | 13891 | 5163 | 7491 | 10695 | 1945 | 2860 | 9932 | 1517 | 1241 | 28360 | 1.29 | 1.24 | 15160.185
2727 | 15 | 114 | 2017-04-24 | 0.76101 | 1 | 0.76101 | 0.74096 | 1 | 0.62304 | 0.60189 | 0.59217 | 0.50152 | 0.58625 | 0.55054 | 0.50651 | 0.55786 | 0.43506 | 0.50356 | 1 | 1 | 135 | 13768 | 5095 | 7411 | 10703 | 1927 | 2854 | 9880 | 1509 | 1236 | 28096 | 1.21 | 1.23 | 15536.75
2728 | 16 | 114 | 2017-04-24 | 0.77358 | 1 | 0.77358 | 0.72892 | 0.99944 | 0.61499 | 0.59882 | 0.58258 | 0.49688 | 0.57499 | 0.55015 | 0.50748 | 0.5549 | 0.43576 | 0.50128 | 1 | 1 | 136 | 13590 | 5069 | 7291 | 10604 | 1890 | 2852 | 9899 | 1501 | 1238 | 27969 | 1.23 | 1.21 | 15528.105
2729 | 17 | 114 | 2017-04-24 | 0.77987 | 1 | 0.77987 | 0.72289 | 0.98608 | 0.61096 | 0.60024 | 0.57651 | 0.49023 | 0.56952 | 0.54919 | 0.51271 | 0.55268 | 0.44632 | 0.50582 | 1 | 1 | 137 | 13501 | 5081 | 7215 | 10462 | 1872 | 2847 | 10001 | 1495 | 1268 | 28222 | 1.24 | 1.2 | 15320.515
2730 | 18 | 114 | 2017-04-24 | 0.83648 | 1 | 0.83648 | 0.77108 | 0.92154 | 0.60865 | 0.6078 | 0.57083 | 0.4833 | 0.56921 | 0.54591 | 0.52317 | 0.54898 | 0.45547 | 0.5144 | 1 | 1 | 138 | 13450 | 5145 | 7144 | 10314 | 1871 | 2830 | 10205 | 1485 | 1294 | 28701 | 1.33 | 1.28 | 14317.695
2731 | 19 | 114 | 2017-04-24 | 0.83648 | 1 | 0.83648 | 0.80723 | 0.8823 | 0.60874 | 0.61453 | 0.56868 | 0.47917 | 0.56708 | 0.54109 | 0.53061 | 0.54529 | 0.46603 | 0.51867 | 1 | 1 | 139 | 13452 | 5202 | 7117 | 10226 | 1864 | 2805 | 10350 | 1475 | 1324 | 28939 | 1.33 | 1.34 | 13708.055
2732 | 20 | 114 | 2017-04-24 | 0.90566 | 1 | 0.90566 | 0.8494 | 0.93549 | 0.61313 | 0.62315 | 0.56924 | 0.4736 | 0.56769 | 0.53607 | 0.53794 | 0.54455 | 0.47061 | 0.53016 | 1 | 1 | 140 | 13549 | 5275 | 7124 | 10107 | 1866 | 2779 | 10493 | 1473 | 1337 | 29580 | 1.44 | 1.41 | 14534.475
2733 | 21 | 114 | 2017-04-24 | 0.98742 | 1 | 0.98742 | 0.88554 | 0.93593 | 0.62974 | 0.63922 | 0.5845 | 0.48667 | 0.57651 | 0.55035 | 0.54337 | 0.55453 | 0.4868 | 0.54243 | 1 | 1 | 141 | 13916 | 5411 | 7315 | 10386 | 1895 | 2853 | 10599 | 1500 | 1383 | 30265 | 1.57 | 1.47 | 14541.295
2734 | 22 | 114 | 2017-04-24 | 1 | 1 | 1 | 0.84337 | 0.9084 | 0.62209 | 0.61855 | 0.58298 | 0.49515 | 0.56952 | 0.55093 | 0.51825 | 0.53937 | 0.49102 | 0.5208 | 1 | 1 | 142 | 13747 | 5236 | 7296 | 10567 | 1872 | 2856 | 10109 | 1459 | 1395 | 29058 | 1.59 | 1.4 | 14113.52
2735 | 23 | 114 | 2017-04-24 | 0.91824 | 1 | 0.91824 | 0.74699 | 0.88374 | 0.58345 | 0.5785 | 0.54838 | 0.47833 | 0.53088 | 0.51524 | 0.47934 | 0.51054 | 0.45266 | 0.48176 | 1 | 1 | 143 | 12893 | 4897 | 6863 | 10208 | 1745 | 2671 | 9350 | 1381 | 1286 | 26880 | 1.46 | 1.24 | 13730.465
2736 | 24 | 114 | 2017-04-24 | 0.79245 | 1 | 0.79245 | 0.63855 | 0.84359 | 0.54304 | 0.53999 | 0.51378 | 0.44689 | 0.4889 | 0.47859 | 0.44074 | 0.47431 | 0.4076 | 0.44513 | 1 | 1 | 144 | 12000 | 4571 | 6430 | 9537 | 1607 | 2481 | 8597 | 1283 | 1158 | 24836 | 1.26 | 1.06 | 13106.685
2737 | 1 | 115 | 2017-04-25 | 0.64151 | 1 | 0.64151 | 0.59639 | 0.80131 | 0.51371 | 0.5166 | 0.4807 | 0.4199 | 0.4314 | 0.48862 | 0.40429 | 0.44288 | 0.37135 | 0.41633 | 2 | 1 | 1 | 11352 | 4373 | 6016 | 8961 | 1418 | 2533 | 7886 | 1198 | 1055 | 23229 | 1.02 | 0.99 | 12449.825
2738 | 2 | 115 | 2017-04-25 | 0.60377 | 1 | 0.60377 | 0.57831 | 0.77242 | 0.49557 | 0.50325 | 0.46656 | 0.39787 | 0.41314 | 0.4782 | 0.38932 | 0.43142 | 0.3534 | 0.4 | 2 | 1 | 2 | 10951 | 4260 | 5839 | 8491 | 1358 | 2479 | 7594 | 1167 | 1004 | 22318 | 0.96 | 0.96 | 12000.945
2739 | 3 | 115 | 2017-04-25 | 0.60377 | 1 | 0.60377 | 0.56024 | 0.74901 | 0.48769 | 0.49498 | 0.45945 | 0.38367 | 0.40371 | 0.46933 | 0.38152 | 0.42514 | 0.34776 | 0.39224 | 2 | 1 | 3 | 10777 | 4190 | 5750 | 8188 | 1327 | 2433 | 7442 | 1150 | 988 | 21885 | 0.96 | 0.93 | 11637.225
2740 | 4 | 115 | 2017-04-25 | 0.59119 | 1 | 0.59119 | 0.54819 | 0.73082 | 0.48719 | 0.49675 | 0.45633 | 0.37585 | 0.40037 | 0.46663 | 0.38004 | 0.42403 | 0.34812 | 0.39091 | 2 | 1 | 4 | 10766 | 4205 | 5711 | 8021 | 1316 | 2419 | 7413 | 1147 | 989 | 21811 | 0.94 | 0.91 | 11354.585
2741 | 5 | 115 | 2017-04-25 | 0.62893 | 1 | 0.62893 | 0.54819 | 0.71832 | 0.49715 | 0.50538 | 0.46664 | 0.37402 | 0.40888 | 0.47357 | 0.39003 | 0.4329 | 0.35586 | 0.40059 | 2 | 1 | 5 | 10986 | 4278 | 5840 | 7982 | 1344 | 2455 | 7608 | 1171 | 1011 | 22351 | 1 | 0.91 | 11160.345
2742 | 6 | 115 | 2017-04-25 | 0.69182 | 1 | 0.69182 | 0.56627 | 0.72546 | 0.52964 | 0.54247 | 0.49604 | 0.38386 | 0.45239 | 0.49556 | 0.42115 | 0.45841 | 0.38437 | 0.43285 | 2 | 1 | 6 | 11704 | 4592 | 6208 | 8192 | 1487 | 2569 | 8215 | 1240 | 1092 | 24151 | 1.1 | 0.94 | 11271.335
2743 | 7 | 115 | 2017-04-25 | 0.76101 | 1 | 0.76101 | 0.62651 | 0.7356 | 0.58788 | 0.59504 | 0.54519 | 0.41057 | 0.52388 | 0.52122 | 0.47339 | 0.50018 | 0.43787 | 0.48347 | 2 | 1 | 7 | 12991 | 5037 | 6823 | 8762 | 1722 | 2702 | 9234 | 1353 | 1244 | 26975 | 1.21 | 1.04 | 11428.795
2744 | 8 | 115 | 2017-04-25 | 0.77358 | 1 | 0.77358 | 0.6988 | 0.74366 | 0.61657 | 0.62067 | 0.57699 | 0.45209 | 0.56465 | 0.53009 | 0.50051 | 0.52754 | 0.4509 | 0.51515 | 2 | 1 | 8 | 13625 | 5254 | 7221 | 9648 | 1856 | 2748 | 9763 | 1427 | 1281 | 28743 | 1.23 | 1.16 | 11554.04
2745 | 9 | 115 | 2017-04-25 | 0.72327 | 1 | 0.72327 | 0.73494 | 0.84656 | 0.62426 | 0.62977 | 0.59361 | 0.48395 | 0.5756 | 0.53839 | 0.50256 | 0.54603 | 0.43611 | 0.5246 | 2 | 1 | 9 | 13795 | 5331 | 7429 | 10328 | 1892 | 2791 | 9803 | 1477 | 1239 | 29270 | 1.15 | 1.22 | 13152.805
2746 | 10 | 115 | 2017-04-25 | 0.7044 | 1 | 0.7044 | 0.74096 | 0.91285 | 0.62843 | 0.63438 | 0.60144 | 0.50227 | 0.59112 | 0.54302 | 0.50328 | 0.55712 | 0.43083 | 0.52869 | 2 | 1 | 10 | 13887 | 5370 | 7527 | 10719 | 1943 | 2815 | 9817 | 1507 | 1224 | 29498 | 1.12 | 1.23 | 14182.66
2747 | 11 | 115 | 2017-04-25 | 0.72956 | 1 | 0.72956 | 0.73494 | 0.9624 | 0.63277 | 0.63119 | 0.61111 | 0.51403 | 0.60572 | 0.54919 | 0.50543 | 0.56525 | 0.42907 | 0.53145 | 2 | 1 | 11 | 13983 | 5343 | 7648 | 10970 | 1991 | 2847 | 9859 | 1529 | 1219 | 29652 | 1.16 | 1.22 | 14952.575
2748 | 12 | 115 | 2017-04-25 | 0.67925 | 1 | 0.67925 | 0.74096 | 0.97754 | 0.6335 | 0.62882 | 0.61175 | 0.52519 | 0.61028 | 0.5515 | 0.50579 | 0.56821 | 0.42626 | 0.53019 | 2 | 1 | 12 | 13999 | 5323 | 7656 | 11208 | 2006 | 2859 | 9866 | 1537 | 1211 | 29582 | 1.08 | 1.23 | 15187.805
2749 | 13 | 115 | 2017-04-25 | 0.6478 | 1 | 0.6478 | 0.75904 | 0.95214 | 0.63703 | 0.62599 | 0.61055 | 0.53118 | 0.61454 | 0.55498 | 0.50554 | 0.57301 | 0.43189 | 0.5255 | 2 | 1 | 13 | 14077 | 5299 | 7641 | 11336 | 2020 | 2877 | 9861 | 1550 | 1227 | 29320 | 1.03 | 1.26 | 14793.225
2750 | 14 | 115 | 2017-04-25 | 0.6478 | 1 | 0.6478 | 0.77711 | 0.97576 | 0.64092 | 0.62563 | 0.61342 | 0.53353 | 0.61606 | 0.56038 | 0.50605 | 0.57449 | 0.4333 | 0.5225 | 2 | 1 | 14 | 14163 | 5296 | 7677 | 11386 | 2025 | 2905 | 9871 | 1554 | 1231 | 29153 | 1.03 | 1.29 | 15160.185
2751 | 15 | 115 | 2017-04-25 | 0.66038 | 1 | 0.66038 | 0.79518 | 1 | 0.63951 | 0.61784 | 0.60735 | 0.53756 | 0.61272 | 0.56539 | 0.50774 | 0.56969 | 0.43823 | 0.51754 | 2 | 1 | 15 | 14132 | 5230 | 7601 | 11472 | 2014 | 2931 | 9904 | 1541 | 1245 | 28876 | 1.05 | 1.32 | 15536.75
2752 | 16 | 115 | 2017-04-25 | 0.66038 | 1 | 0.66038 | 0.84337 | 0.99944 | 0.6354 | 0.61512 | 0.60144 | 0.53868 | 0.60268 | 0.56617 | 0.51082 | 0.56599 | 0.44632 | 0.51623 | 2 | 1 | 16 | 14041 | 5207 | 7527 | 11496 | 1981 | 2935 | 9964 | 1531 | 1268 | 28803 | 1.05 | 1.4 | 15528.105
2753 | 17 | 115 | 2017-04-25 | 0.67925 | 1 | 0.67925 | 0.87349 | 0.98608 | 0.6335 | 0.61618 | 0.59473 | 0.5339 | 0.59751 | 0.56578 | 0.5143 | 0.56599 | 0.46533 | 0.51969 | 2 | 1 | 17 | 13999 | 5216 | 7443 | 11394 | 1964 | 2933 | 10032 | 1531 | 1322 | 28996 | 1.08 | 1.45 | 15320.515
2754 | 18 | 115 | 2017-04-25 | 0.73585 | 1 | 0.73585 | 0.95783 | 0.92154 | 0.62911 | 0.61748 | 0.58714 | 0.5295 | 0.5972 | 0.55941 | 0.52102 | 0.56044 | 0.47342 | 0.52426 | 2 | 1 | 18 | 13902 | 5227 | 7348 | 11300 | 1963 | 2900 | 10163 | 1516 | 1345 | 29251 | 1.17 | 1.59 | 14317.695
2755 | 19 | 115 | 2017-04-25 | 0.7673 | 1 | 0.7673 | 0.98193 | 0.8823 | 0.62576 | 0.61949 | 0.58266 | 0.52369 | 0.59477 | 0.55189 | 0.52502 | 0.55305 | 0.48398 | 0.52476 | 2 | 1 | 19 | 13828 | 5244 | 7292 | 11176 | 1955 | 2861 | 10241 | 1496 | 1375 | 29279 | 1.22 | 1.63 | 13708.055
2756 | 20 | 115 | 2017-04-25 | 0.86164 | 1 | 0.86164 | 1 | 0.93549 | 0.62784 | 0.63107 | 0.58378 | 0.51572 | 0.59446 | 0.54552 | 0.52738 | 0.55601 | 0.4861 | 0.53261 | 2 | 1 | 20 | 13874 | 5342 | 7306 | 11006 | 1954 | 2828 | 10287 | 1504 | 1381 | 29717 | 1.37 | 1.66 | 14534.475
2757 | 21 | 115 | 2017-04-25 | 0.88679 | 1 | 0.88679 | 0.99398 | 0.93593 | 0.64526 | 0.64973 | 0.60032 | 0.52055 | 0.60389 | 0.56308 | 0.53399 | 0.56451 | 0.49877 | 0.54376 | 2 | 1 | 21 | 14259 | 5500 | 7513 | 11109 | 1985 | 2919 | 10416 | 1527 | 1417 | 30339 | 1.41 | 1.65 | 14541.295
2758 | 22 | 115 | 2017-04-25 | 0.84906 | 1 | 0.84906 | 0.90964 | 0.9084 | 0.63571 | 0.63154 | 0.59201 | 0.52523 | 0.58929 | 0.55941 | 0.51251 | 0.54824 | 0.49666 | 0.52153 | 2 | 1 | 22 | 14048 | 5346 | 7409 | 11209 | 1937 | 2900 | 9997 | 1483 | 1411 | 29099 | 1.35 | 1.51 | 14113.52
2759 | 23 | 115 | 2017-04-25 | 0.7673 | 1 | 0.7673 | 0.79518 | 0.88374 | 0.59404 | 0.58937 | 0.55437 | 0.50682 | 0.54761 | 0.52238 | 0.47293 | 0.51534 | 0.45618 | 0.48148 | 2 | 1 | 23 | 13127 | 4989 | 6938 | 10816 | 1800 | 2708 | 9225 | 1394 | 1296 | 26864 | 1.22 | 1.32 | 13730.465
2760 | 24 | 115 | 2017-04-25 | 0.6478 | 1 | 0.6478 | 0.68675 | 0.84359 | 0.54937 | 0.544 | 0.5173 | 0.47177 | 0.49498 | 0.48843 | 0.43258 | 0.4817 | 0.40338 | 0.44386 | 2 | 1 | 24 | 12140 | 4605 | 6474 | 10068 | 1627 | 2532 | 8438 | 1303 | 1146 | 24765 | 1.03 | 1.14 | 13106.685
2761 | 1 | 116 | 2017-04-26 | 0.58491 | 1 | 0.58491 | 0.64458 | 0.80131 | 0.52018 | 0.51967 | 0.49165 | 0.43761 | 0.4606 | 0.49981 | 0.39429 | 0.4647 | 0.35868 | 0.41602 | 3 | 1 | 25 | 11495 | 4399 | 6153 | 9339 | 1514 | 2591 | 7691 | 1257 | 1019 | 23212 | 0.93 | 1.07 | 12449.825
2762 | 2 | 116 | 2017-04-26 | 0.54717 | 1 | 0.54717 | 0.62048 | 0.77242 | 0.50317 | 0.50242 | 0.47295 | 0.41352 | 0.43779 | 0.48746 | 0.37855 | 0.44954 | 0.33861 | 0.40068 | 3 | 1 | 26 | 11119 | 4253 | 5919 | 8825 | 1439 | 2527 | 7384 | 1216 | 962 | 22356 | 0.87 | 1.03 | 12000.945
2763 | 3 | 116 | 2017-04-26 | 0.54088 | 1 | 0.54088 | 0.60843 | 0.74901 | 0.49353 | 0.49545 | 0.46288 | 0.39937 | 0.42775 | 0.47608 | 0.37071 | 0.43586 | 0.33193 | 0.39294 | 3 | 1 | 27 | 10906 | 4194 | 5793 | 8523 | 1406 | 2468 | 7231 | 1179 | 943 | 21924 | 0.86 | 1.01 | 11637.225
2764 | 4 | 116 | 2017-04-26 | 0.54717 | 1 | 0.54717 | 0.62048 | 0.73082 | 0.4919 | 0.49722 | 0.45777 | 0.38977 | 0.42075 | 0.47184 | 0.36963 | 0.43438 | 0.32348 | 0.39193 | 3 | 1 | 28 | 10870 | 4209 | 5729 | 8318 | 1383 | 2446 | 7210 | 1175 | 919 | 21868 | 0.87 | 1.03 | 11354.585
2765 | 5 | 116 | 2017-04-26 | 0.57862 | 1 | 0.57862 | 0.63855 | 0.71832 | 0.49964 | 0.5088 | 0.4656 | 0.38841 | 0.42592 | 0.47724 | 0.37911 | 0.44214 | 0.33404 | 0.40192 | 3 | 1 | 29 | 11041 | 4307 | 5827 | 8289 | 1400 | 2474 | 7395 | 1196 | 949 | 22425 | 0.92 | 1.06 | 11160.345
2766 | 6 | 116 | 2017-04-26 | 0.6478 | 1 | 0.6478 | 0.69277 | 0.72546 | 0.53367 | 0.54306 | 0.49501 | 0.39694 | 0.4679 | 0.49884 | 0.40895 | 0.4647 | 0.35516 | 0.43482 | 3 | 1 | 30 | 11793 | 4597 | 6195 | 8471 | 1538 | 2586 | 7977 | 1257 | 1009 | 24261 | 1.03 | 1.15 | 11271.335
2767 | 7 | 116 | 2017-04-26 | 0.71069 | 1 | 0.71069 | 0.75904 | 0.7356 | 0.5901 | 0.59516 | 0.53839 | 0.42767 | 0.53118 | 0.53337 | 0.45878 | 0.49649 | 0.40549 | 0.48874 | 3 | 1 | 31 | 13040 | 5038 | 6738 | 9127 | 1746 | 2765 | 8949 | 1343 | 1152 | 27269 | 1.13 | 1.26 | 11428.795
2768 | 8 | 116 | 2017-04-26 | 0.73585 | 1 | 0.73585 | 0.74699 | 0.74366 | 0.62395 | 0.61701 | 0.57699 | 0.47547 | 0.57165 | 0.55208 | 0.49241 | 0.53087 | 0.42063 | 0.52419 | 3 | 1 | 32 | 13788 | 5223 | 7221 | 10147 | 1879 | 2862 | 9605 | 1436 | 1195 | 29247 | 1.17 | 1.24 | 11554.04
2769 | 9 | 116 | 2017-04-26 | 0.71698 | 1 | 0.71698 | 0.71084 | 0.84656 | 0.63798 | 0.62079 | 0.60048 | 0.50701 | 0.58382 | 0.56385 | 0.49518 | 0.55749 | 0.40338 | 0.52903 | 3 | 1 | 33 | 14098 | 5255 | 7515 | 10820 | 1919 | 2923 | 9659 | 1508 | 1146 | 29517 | 1.14 | 1.18 | 13152.805
2770 | 10 | 116 | 2017-04-26 | 0.69811 | 1 | 0.69811 | 0.6988 | 0.91285 | 0.64083 | 0.62363 | 0.61702 | 0.52645 | 0.60511 | 0.57735 | 0.49231 | 0.5793 | 0.41781 | 0.52662 | 3 | 1 | 34 | 14161 | 5279 | 7722 | 11235 | 1989 | 2993 | 9603 | 1567 | 1187 | 29383 | 1.11 | 1.16 | 14182.66
2771 | 11 | 116 | 2017-04-26 | 0.7044 | 1 | 0.7044 | 0.72289 | 0.9624 | 0.64884 | 0.6267 | 0.63604 | 0.53934 | 0.62671 | 0.59298 | 0.49451 | 0.59889 | 0.4245 | 0.52539 | 3 | 1 | 35 | 14338 | 5305 | 7960 | 11510 | 2060 | 3074 | 9646 | 1620 | 1206 | 29314 | 1.12 | 1.2 | 14952.575
2772 | 12 | 116 | 2017-04-26 | 0.67925 | 1 | 0.67925 | 0.72289 | 0.97754 | 0.65725 | 0.62741 | 0.64451 | 0.55101 | 0.63888 | 0.60475 | 0.49564 | 0.61183 | 0.43295 | 0.52662 | 3 | 1 | 36 | 14524 | 5311 | 8066 | 11759 | 2100 | 3135 | 9668 | 1655 | 1230 | 29383 | 1.08 | 1.2 | 15187.805
2773 | 13 | 116 | 2017-04-26 | 0.62264 | 1 | 0.62264 | 0.6988 | 0.95214 | 0.6678 | 0.62516 | 0.65298 | 0.55892 | 0.65318 | 0.61883 | 0.50133 | 0.62033 | 0.4428 | 0.52433 | 3 | 1 | 37 | 14757 | 5292 | 8172 | 11928 | 2147 | 3208 | 9779 | 1678 | 1258 | 29255 | 0.99 | 1.16 | 14793.225
2774 | 14 | 116 | 2017-04-26 | 0.63522 | 1 | 0.63522 | 0.6988 | 0.97576 | 0.68169 | 0.6241 | 0.66576 | 0.56047 | 0.6693 | 0.63407 | 0.50897 | 0.62773 | 0.46568 | 0.52551 | 3 | 1 | 38 | 15064 | 5283 | 8332 | 11961 | 2200 | 3287 | 9928 | 1698 | 1323 | 29321 | 1.01 | 1.16 | 15160.185
2775 | 15 | 116 | 2017-04-26 | 0.65409 | 1 | 0.65409 | 0.70482 | 1 | 0.68798 | 0.62575 | 0.66768 | 0.5675 | 0.68086 | 0.64969 | 0.51743 | 0.63179 | 0.478 | 0.52752 | 3 | 1 | 39 | 15203 | 5297 | 8356 | 12111 | 2238 | 3368 | 10093 | 1709 | 1358 | 29433 | 1.04 | 1.17 | 15536.75
2776 | 16 | 116 | 2017-04-26 | 0.67925 | 1 | 0.67925 | 0.72289 | 0.99944 | 0.69033 | 0.62882 | 0.66736 | 0.56773 | 0.68026 | 0.66377 | 0.52743 | 0.63549 | 0.49173 | 0.527 | 3 | 1 | 40 | 15255 | 5323 | 8352 | 12116 | 2236 | 3441 | 10288 | 1719 | 1397 | 29404 | 1.08 | 1.2 | 15528.105
2777 | 17 | 116 | 2017-04-26 | 0.73585 | 1 | 0.73585 | 0.78313 | 0.98608 | 0.69626 | 0.63414 | 0.66201 | 0.56375 | 0.68512 | 0.67284 | 0.53732 | 0.64214 | 0.51461 | 0.5315 | 3 | 1 | 41 | 15386 | 5368 | 8285 | 12031 | 2252 | 3488 | 10481 | 1737 | 1462 | 29655 | 1.17 | 1.3 | 15320.515
2778 | 18 | 116 | 2017-04-26 | 0.79874 | 1 | 0.79874 | 0.81325 | 0.92154 | 0.694 | 0.64005 | 0.6493 | 0.55602 | 0.68391 | 0.67226 | 0.54153 | 0.65028 | 0.52939 | 0.53089 | 3 | 1 | 42 | 15336 | 5418 | 8126 | 11866 | 2248 | 3485 | 10563 | 1759 | 1504 | 29621 | 1.27 | 1.35 | 14317.695
2779 | 19 | 116 | 2017-04-26 | 0.83648 | 1 | 0.83648 | 0.8494 | 0.8823 | 0.6911 | 0.64406 | 0.64227 | 0.54613 | 0.67782 | 0.66262 | 0.54573 | 0.63882 | 0.53573 | 0.53315 | 3 | 1 | 43 | 15272 | 5452 | 8038 | 11655 | 2228 | 3435 | 10645 | 1728 | 1522 | 29747 | 1.33 | 1.41 | 13708.055
2780 | 20 | 116 | 2017-04-26 | 0.91824 | 1 | 0.91824 | 0.90361 | 0.93549 | 0.68744 | 0.64784 | 0.64315 | 0.54131 | 0.67478 | 0.64834 | 0.55111 | 0.62773 | 0.53221 | 0.53809 | 3 | 1 | 44 | 15191 | 5484 | 8049 | 11552 | 2218 | 3361 | 10750 | 1698 | 1512 | 30023 | 1.46 | 1.5 | 14534.475
2781 | 21 | 116 | 2017-04-26 | 0.91195 | 1 | 0.91195 | 0.93976 | 0.93593 | 0.70463 | 0.66556 | 0.64706 | 0.54974 | 0.68178 | 0.65471 | 0.55593 | 0.62218 | 0.53713 | 0.54528 | 3 | 1 | 45 | 15571 | 5634 | 8098 | 11732 | 2241 | 3394 | 10844 | 1683 | 1526 | 30424 | 1.45 | 1.56 | 14541.295
2782 | 22 | 116 | 2017-04-26 | 0.89308 | 1 | 0.89308 | 0.89759 | 0.9084 | 0.69033 | 0.64206 | 0.64451 | 0.54276 | 0.65531 | 0.64468 | 0.5302 | 0.60887 | 0.53608 | 0.52216 | 3 | 1 | 46 | 15255 | 5435 | 8066 | 11583 | 2154 | 3342 | 10342 | 1647 | 1523 | 29134 | 1.42 | 1.49 | 14113.52
2783 | 23 | 116 | 2017-04-26 | 0.7673 | 1 | 0.7673 | 0.8012 | 0.88374 | 0.64101 | 0.59409 | 0.6131 | 0.51642 | 0.60785 | 0.6005 | 0.48524 | 0.56525 | 0.48891 | 0.48176 | 3 | 1 | 47 | 14165 | 5029 | 7673 | 11021 | 1998 | 3113 | 9465 | 1529 | 1389 | 26880 | 1.22 | 1.33 | 13730.465
2784 | 24 | 116 | 2017-04-26 | 0.69182 | 1 | 0.69182 | 0.69277 | 0.84359 | 0.58761 | 0.55168 | 0.56812 | 0.47889 | 0.55248 | 0.5517 | 0.44074 | 0.52791 | 0.42344 | 0.44382 | 3 | 1 | 48 | 12985 | 4670 | 7110 | 10220 | 1816 | 2860 | 8597 | 1428 | 1203 | 24763 | 1.1 | 1.15 | 13106.685
2785 | 1 | 117 | 2017-04-27 | 0.61635 | 1 | 0.61635 | 0.64458 | 0.80131 | 0.5324 | 0.52038 | 0.51954 | 0.42866 | 0.45117 | 0.52276 | 0.42161 | 0.47394 | 0.38156 | 0.41115 | 4 | 1 | 49 | 11765 | 4405 | 6502 | 9148 | 1483 | 2710 | 8224 | 1282 | 1084 | 22940 | 0.98 | 1.07 | 12449.825
2786 | 2 | 117 | 2017-04-27 | 0.61006 | 1 | 0.61006 | 0.62048 | 0.77242 | 0.50833 | 0.49911 | 0.49972 | 0.40678 | 0.42562 | 0.51022 | 0.39988 | 0.46211 | 0.35903 | 0.39299 | 4 | 1 | 50 | 11233 | 4225 | 6254 | 8681 | 1399 | 2645 | 7800 | 1250 | 1020 | 21927 | 0.97 | 1.03 | 12000.945
2787 | 3 | 117 | 2017-04-27 | 0.59748 | 1 | 0.59748 | 0.62048 | 0.74901 | 0.49633 | 0.49226 | 0.48726 | 0.39384 | 0.41132 | 0.49923 | 0.38793 | 0.4525 | 0.3453 | 0.38362 | 4 | 1 | 51 | 10968 | 4167 | 6098 | 8405 | 1352 | 2588 | 7567 | 1224 | 981 | 21404 | 0.95 | 1.03 | 11637.225
2788 | 4 | 117 | 2017-04-27 | 0.58491 | 1 | 0.58491 | 0.62048 | 0.73082 | 0.49231 | 0.49014 | 0.4803 | 0.38555 | 0.40554 | 0.49402 | 0.38188 | 0.44621 | 0.33791 | 0.38102 | 4 | 1 | 52 | 10879 | 4149 | 6011 | 8228 | 1333 | 2561 | 7449 | 1207 | 960 | 21259 | 0.93 | 1.03 | 11354.585
2789 | 5 | 117 | 2017-04-27 | 0.60377 | 1 | 0.60377 | 0.64458 | 0.71832 | 0.50127 | 0.501 | 0.48885 | 0.38396 | 0.41253 | 0.50231 | 0.38696 | 0.45287 | 0.34213 | 0.38896 | 4 | 1 | 53 | 11077 | 4241 | 6118 | 8194 | 1356 | 2604 | 7548 | 1225 | 972 | 21702 | 0.96 | 1.07 | 11160.345
2790 | 6 | 117 | 2017-04-27 | 0.67296 | 1 | 0.67296 | 0.6988 | 0.72546 | 0.53222 | 0.53467 | 0.51858 | 0.39337 | 0.4463 | 0.52315 | 0.41398 | 0.47579 | 0.36783 | 0.41928 | 4 | 1 | 54 | 11761 | 4526 | 6490 | 8395 | 1467 | 2712 | 8075 | 1287 | 1045 | 23394 | 1.07 | 1.16 | 11271.335
2791 | 7 | 117 | 2017-04-27 | 0.73585 | 1 | 0.73585 | 0.77108 | 0.7356 | 0.59435 | 0.59079 | 0.56364 | 0.42163 | 0.5111 | 0.56366 | 0.47303 | 0.5183 | 0.42063 | 0.4685 | 4 | 1 | 55 | 13134 | 5001 | 7054 | 8998 | 1680 | 2922 | 9227 | 1402 | 1195 | 26140 | 1.17 | 1.28 | 11428.795
2792 | 8 | 117 | 2017-04-27 | 0.74214 | 1 | 0.74214 | 0.78313 | 0.74366 | 0.62512 | 0.61949 | 0.59584 | 0.45935 | 0.5537 | 0.58603 | 0.49513 | 0.54196 | 0.42837 | 0.49757 | 4 | 1 | 56 | 13814 | 5244 | 7457 | 9803 | 1820 | 3038 | 9658 | 1466 | 1217 | 27762 | 1.18 | 1.3 | 11554.04
2793 | 9 | 117 | 2017-04-27 | 0.74843 | 1 | 0.74843 | 0.74699 | 0.84656 | 0.63458 | 0.6293 | 0.61798 | 0.48526 | 0.56465 | 0.59105 | 0.50759 | 0.56673 | 0.42063 | 0.50786 | 4 | 1 | 57 | 14023 | 5327 | 7734 | 10356 | 1856 | 3064 | 9901 | 1533 | 1195 | 28336 | 1.19 | 1.24 | 13152.805
2794 | 10 | 117 | 2017-04-27 | 0.71698 | 1 | 0.71698 | 0.72892 | 0.91285 | 0.64666 | 0.64028 | 0.63484 | 0.49599 | 0.58108 | 0.59124 | 0.52604 | 0.59113 | 0.42485 | 0.51327 | 4 | 1 | 58 | 14290 | 5420 | 7945 | 10585 | 1910 | 3065 | 10261 | 1599 | 1207 | 28638 | 1.14 | 1.21 | 14182.66
2795 | 11 | 117 | 2017-04-27 | 0.71698 | 1 | 0.71698 | 0.71084 | 0.9624 | 0.65929 | 0.65741 | 0.65122 | 0.4989 | 0.5969 | 0.59375 | 0.54219 | 0.62107 | 0.42837 | 0.5198 | 4 | 1 | 59 | 14569 | 5565 | 8150 | 10647 | 1962 | 3078 | 10576 | 1680 | 1217 | 29002 | 1.14 | 1.18 | 14952.575
2796 | 12 | 117 | 2017-04-27 | 0.69811 | 1 | 0.69811 | 0.68072 | 0.97754 | 0.66594 | 0.6736 | 0.65785 | 0.50293 | 0.6042 | 0.59452 | 0.56521 | 0.64325 | 0.43295 | 0.52437 | 4 | 1 | 60 | 14716 | 5702 | 8233 | 10733 | 1986 | 3082 | 11025 | 1740 | 1230 | 29257 | 1.11 | 1.13 | 15187.805
2797 | 13 | 117 | 2017-04-27 | 0.63522 | 1 | 0.63522 | 0.6506 | 0.95214 | 0.67228 | 0.68612 | 0.66073 | 0.49965 | 0.60846 | 0.59221 | 0.59018 | 0.66211 | 0.43999 | 0.52852 | 4 | 1 | 61 | 14856 | 5808 | 8269 | 10663 | 2000 | 3070 | 11512 | 1791 | 1250 | 29489 | 1.01 | 1.08 | 14793.225
2798 | 14 | 117 | 2017-04-27 | 0.61635 | 1 | 0.61635 | 0.63253 | 0.97576 | 0.68051 | 0.69947 | 0.6656 | 0.49712 | 0.60907 | 0.58951 | 0.61596 | 0.67874 | 0.44175 | 0.53637 | 4 | 1 | 62 | 15038 | 5921 | 8330 | 10609 | 2002 | 3056 | 12015 | 1836 | 1255 | 29927 | 0.98 | 1.05 | 15160.185
2799 | 15 | 117 | 2017-04-27 | 0.61635 | 1 | 0.61635 | 0.65663 | 1 | 0.67866 | 0.70467 | 0.65841 | 0.49796 | 0.60542 | 0.58333 | 0.63888 | 0.68651 | 0.43963 | 0.54172 | 4 | 1 | 63 | 14997 | 5965 | 8240 | 10627 | 1990 | 3024 | 12462 | 1857 | 1249 | 30225 | 0.98 | 1.09 | 15536.75
2800 | 16 | 117 | 2017-04-27 | 0.64151 | 1 | 0.64151 | 0.68072 | 0.99944 | 0.67644 | 0.70679 | 0.64602 | 0.49421 | 0.59142 | 0.57639 | 0.65836 | 0.69168 | 0.44984 | 0.54792 | 4 | 1 | 64 | 14948 | 5983 | 8085 | 10547 | 1944 | 2988 | 12842 | 1871 | 1278 | 30571 | 1.02 | 1.13 | 15528.105
2801 | 17 | 117 | 2017-04-27 | 0.66667 | 1 | 0.66667 | 0.72892 | 0.98608 | 0.67395 | 0.70762 | 0.63164 | 0.49004 | 0.58412 | 0.56848 | 0.67431 | 0.68983 | 0.4516 | 0.5562 | 4 | 1 | 65 | 14893 | 5990 | 7905 | 10458 | 1920 | 2947 | 13153 | 1866 | 1283 | 31033 | 1.06 | 1.21 | 15320.515
2802 | 18 | 117 | 2017-04-27 | 0.68553 | 1 | 0.68553 | 0.77711 | 0.92154 | 0.66689 | 0.70289 | 0.61854 | 0.48751 | 0.57682 | 0.56134 | 0.67661 | 0.68133 | 0.46392 | 0.56238 | 4 | 1 | 66 | 14737 | 5950 | 7741 | 10404 | 1896 | 2910 | 13198 | 1843 | 1318 | 31378 | 1.09 | 1.29 | 14317.695
2803 | 19 | 117 | 2017-04-27 | 0.7044 | 1 | 0.7044 | 0.79518 | 0.8823 | 0.6582 | 0.69734 | 0.60871 | 0.48456 | 0.57012 | 0.55517 | 0.67123 | 0.66728 | 0.4685 | 0.5605 | 4 | 1 | 67 | 14545 | 5903 | 7618 | 10341 | 1874 | 2878 | 13093 | 1805 | 1331 | 31273 | 1.12 | 1.32 | 13708.055
2804 | 20 | 117 | 2017-04-27 | 0.7673 | 1 | 0.7673 | 0.8494 | 0.93549 | 0.65771 | 0.69368 | 0.60711 | 0.47978 | 0.57043 | 0.55247 | 0.66082 | 0.65767 | 0.47624 | 0.56489 | 4 | 1 | 68 | 14534 | 5872 | 7598 | 10239 | 1875 | 2864 | 12890 | 1779 | 1353 | 31518 | 1.22 | 1.41 | 14534.475
2805 | 21 | 117 | 2017-04-27 | 0.83648 | 1 | 0.83648 | 0.89759 | 0.93593 | 0.67015 | 0.70443 | 0.61558 | 0.48896 | 0.57925 | 0.56424 | 0.65426 | 0.64954 | 0.49454 | 0.57304 | 4 | 1 | 69 | 14809 | 5963 | 7704 | 10435 | 1904 | 2925 | 12762 | 1757 | 1405 | 31973 | 1.33 | 1.49 | 14541.295
2806 | 22 | 117 | 2017-04-27 | 0.8239 | 1 | 0.8239 | 0.87349 | 0.9084 | 0.65558 | 0.66934 | 0.60423 | 0.49642 | 0.56739 | 0.55826 | 0.61422 | 0.62255 | 0.48504 | 0.54673 | 4 | 1 | 70 | 14487 | 5666 | 7562 | 10594 | 1865 | 2894 | 11981 | 1684 | 1378 | 30505 | 1.31 | 1.45 | 14113.52
2807 | 23 | 117 | 2017-04-27 | 0.77358 | 1 | 0.77358 | 0.75904 | 0.88374 | 0.61046 | 0.61748 | 0.56732 | 0.47945 | 0.52875 | 0.52604 | 0.55824 | 0.57819 | 0.44773 | 0.50232 | 4 | 1 | 71 | 13490 | 5227 | 7100 | 10232 | 1738 | 2727 | 10889 | 1564 | 1272 | 28027 | 1.23 | 1.26 | 13730.465
2808 | 24 | 117 | 2017-04-27 | 0.7044 | 1 | 0.7044 | 0.68072 | 0.84359 | 0.56426 | 0.56964 | 0.53152 | 0.45026 | 0.48798 | 0.49209 | 0.50179 | 0.53346 | 0.39704 | 0.46015 | 4 | 1 | 72 | 12469 | 4822 | 6652 | 9609 | 1604 | 2551 | 9788 | 1443 | 1128 | 25674 | 1.12 | 1.13 | 13106.685
2809 | 1 | 118 | 2017-04-28 | 0.6478 | 1 | 0.6478 | 0.63253 | 0.80131 | 0.52077 | 0.52132 | 0.49932 | 0.41952 | 0.44935 | 0.48958 | 0.44827 | 0.46063 | 0.35903 | 0.43611 | 5 | 1 | 73 | 11508 | 4413 | 6249 | 8953 | 1477 | 2538 | 8744 | 1246 | 1020 | 24333 | 1.03 | 1.05 | 12449.825
2810 | 2 | 118 | 2017-04-28 | 0.59748 | 1 | 0.59748 | 0.61446 | 0.77242 | 0.49955 | 0.49628 | 0.48054 | 0.39909 | 0.42927 | 0.4782 | 0.42397 | 0.44325 | 0.34178 | 0.41507 | 5 | 1 | 74 | 11039 | 4201 | 6014 | 8517 | 1411 | 2479 | 8270 | 1199 | 971 | 23159 | 0.95 | 1.02 | 12000.945
2811 | 3 | 118 | 2017-04-28 | 0.57862 | 1 | 0.57862 | 0.59639 | 0.74901 | 0.48959 | 0.48293 | 0.46896 | 0.38681 | 0.4174 | 0.47029 | 0.40859 | 0.42994 | 0.33861 | 0.40219 | 5 | 1 | 75 | 10819 | 4088 | 5869 | 8255 | 1372 | 2438 | 7970 | 1163 | 962 | 22440 | 0.92 | 0.99 | 11637.225
2812 | 4 | 118 | 2017-04-28 | 0.58491 | 1 | 0.58491 | 0.61446 | 0.73082 | 0.48575 | 0.47927 | 0.46376 | 0.37932 | 0.41223 | 0.46875 | 0.40183 | 0.42514 | 0.33333 | 0.39697 | 5 | 1 | 76 | 10734 | 4057 | 5804 | 8095 | 1355 | 2430 | 7838 | 1150 | 947 | 22149 | 0.93 | 1.02 | 11354.585
2813 | 5 | 118 | 2017-04-28 | 0.58491 | 1 | 0.58491 | 0.62048 | 0.71832 | 0.49416 | 0.48541 | 0.47095 | 0.378 | 0.41892 | 0.4755 | 0.40618 | 0.43105 | 0.34495 | 0.40278 | 5 | 1 | 77 | 10920 | 4109 | 5894 | 8067 | 1377 | 2465 | 7923 | 1166 | 980 | 22473 | 0.93 | 1.03 | 11160.345
2814 | 6 | 118 | 2017-04-28 | 0.61635 | 1 | 0.61635 | 0.6747 | 0.72546 | 0.52249 | 0.51483 | 0.49461 | 0.38686 | 0.45178 | 0.49711 | 0.43176 | 0.45213 | 0.36888 | 0.42903 | 5 | 1 | 78 | 11546 | 4358 | 6190 | 8256 | 1485 | 2577 | 8422 | 1223 | 1048 | 23938 | 0.98 | 1.12 | 11271.335
2815 | 7 | 118 | 2017-04-28 | 0.67296 | 1 | 0.67296 | 0.75904 | 0.7356 | 0.57598 | 0.56468 | 0.53568 | 0.41245 | 0.50837 | 0.53067 | 0.47744 | 0.48909 | 0.41711 | 0.4763 | 5 | 1 | 79 | 12728 | 4780 | 6704 | 8802 | 1671 | 2751 | 9313 | 1323 | 1185 | 26575 | 1.07 | 1.26 | 11428.795
2816 | 8 | 118 | 2017-04-28 | 0.72327 | 1 | 0.72327 | 0.74699 | 0.74366 | 0.60458 | 0.59126 | 0.56428 | 0.44698 | 0.5467 | 0.5488 | 0.50656 | 0.5146 | 0.43506 | 0.51117 | 5 | 1 | 80 | 13360 | 5005 | 7062 | 9539 | 1797 | 2845 | 9881 | 1392 | 1236 | 28521 | 1.15 | 1.24 | 11554.04
2817 | 9 | 118 | 2017-04-28 | 0.75472 | 1 | 0.75472 | 0.71084 | 0.84656 | 0.61485 | 0.60236 | 0.58482 | 0.4743 | 0.55552 | 0.55691 | 0.52451 | 0.53937 | 0.42872 | 0.53102 | 5 | 1 | 81 | 13587 | 5099 | 7319 | 10122 | 1826 | 2887 | 10231 | 1459 | 1218 | 29628 | 1.2 | 1.18 | 13152.805
2818 | 10 | 118 | 2017-04-28 | 0.79245 | 1 | 0.79245 | 0.6747 | 0.91285 | 0.62313 | 0.61181 | 0.59768 | 0.48803 | 0.56952 | 0.56076 | 0.54665 | 0.5549 | 0.42978 | 0.54543 | 5 | 1 | 82 | 13770 | 5179 | 7480 | 10415 | 1872 | 2907 | 10663 | 1501 | 1221 | 30432 | 1.26 | 1.12 | 14182.66
2819 | 11 | 118 | 2017-04-28 | 0.73585 | 1 | 0.73585 | 0.6506 | 0.9624 | 0.633 | 0.62327 | 0.60799 | 0.49403 | 0.58229 | 0.56636 | 0.57213 | 0.57006 | 0.43365 | 0.56014 | 5 | 1 | 83 | 13988 | 5276 | 7609 | 10543 | 1914 | 2936 | 11160 | 1542 | 1232 | 31253 | 1.17 | 1.08 | 14952.575
2820 | 12 | 118 | 2017-04-28 | 0.72327 | 1 | 0.72327 | 0.61446 | 0.97754 | 0.63811 | 0.6319 | 0.61063 | 0.49904 | 0.5829 | 0.56964 | 0.59582 | 0.58078 | 0.43647 | 0.57129 | 5 | 1 | 84 | 14101 | 5349 | 7642 | 10650 | 1916 | 2953 | 11622 | 1571 | 1240 | 31875 | 1.15 | 1.02 | 15187.805
2821 | 13 | 118 | 2017-04-28 | 0.71069 | 1 | 0.71069 | 0.63855 | 0.95214 | 0.64372 | 0.63745 | 0.61199 | 0.49698 | 0.58473 | 0.57137 | 0.61689 | 0.5878 | 0.44808 | 0.58158 | 5 | 1 | 85 | 14225 | 5396 | 7659 | 10606 | 1922 | 2962 | 12033 | 1590 | 1273 | 32449 | 1.13 | 1.06 | 14793.225
2822 | 14 | 118 | 2017-04-28 | 0.69182 | 1 | 0.69182 | 0.62048 | 0.97576 | 0.64943 | 0.64501 | 0.61223 | 0.49384 | 0.58716 | 0.57639 | 0.64067 | 0.59445 | 0.45477 | 0.59281 | 5 | 1 | 86 | 14351 | 5460 | 7662 | 10539 | 1930 | 2988 | 12497 | 1608 | 1292 | 33076 | 1.1 | 1.03 | 15160.185
2823 | 15 | 118 | 2017-04-28 | 0.67296 | 1 | 0.67296 | 0.62048 | 1 | 0.64807 | 0.64832 | 0.60727 | 0.49196 | 0.5826 | 0.57832 | 0.66 | 0.59815 | 0.46603 | 0.60052 | 5 | 1 | 87 | 14321 | 5488 | 7600 | 10499 | 1915 | 2998 | 12874 | 1618 | 1324 | 33506 | 1.07 | 1.03 | 15536.75
2824 | 16 | 118 | 2017-04-28 | 0.68553 | 1 | 0.68553 | 0.63253 | 0.99944 | 0.64549 | 0.65434 | 0.60008 | 0.48597 | 0.57134 | 0.57967 | 0.67738 | 0.60111 | 0.48539 | 0.60803 | 5 | 1 | 88 | 14264 | 5539 | 7510 | 10371 | 1878 | 3005 | 13213 | 1626 | 1379 | 33925 | 1.09 | 1.05 | 15528.105
2825 | 17 | 118 | 2017-04-28 | 0.66667 | 1 | 0.66667 | 0.71084 | 0.98608 | 0.64223 | 0.65989 | 0.59553 | 0.47837 | 0.56952 | 0.5789 | 0.68866 | 0.60037 | 0.50299 | 0.61457 | 5 | 1 | 89 | 14192 | 5586 | 7453 | 10209 | 1872 | 3001 | 13433 | 1624 | 1429 | 34290 | 1.06 | 1.18 | 15320.515
2826 | 18 | 118 | 2017-04-28 | 0.69811 | 1 | 0.69811 | 0.71687 | 0.92154 | 0.6349 | 0.65883 | 0.58594 | 0.47416 | 0.56556 | 0.57137 | 0.69158 | 0.59445 | 0.51038 | 0.61462 | 5 | 1 | 90 | 14030 | 5577 | 7333 | 10119 | 1859 | 2962 | 13490 | 1608 | 1450 | 34293 | 1.11 | 1.19 | 14317.695
2827 | 19 | 118 | 2017-04-28 | 0.72327 | 1 | 0.72327 | 0.76506 | 0.8823 | 0.62476 | 0.65281 | 0.57699 | 0.4691 | 0.55704 | 0.55883 | 0.6801 | 0.5841 | 0.50968 | 0.60226 | 5 | 1 | 91 | 13806 | 5526 | 7221 | 10011 | 1831 | 2897 | 13266 | 1580 | 1448 | 33603 | 1.15 | 1.27 | 13708.055
2828 | 20 | 118 | 2017-04-28 | 0.78616 | 1 | 0.78616 | 0.80723 | 0.93549 | 0.61775 | 0.64796 | 0.57251 | 0.46399 | 0.54792 | 0.54765 | 0.66133 | 0.57227 | 0.50158 | 0.59222 | 5 | 1 | 92 | 13651 | 5485 | 7165 | 9902 | 1801 | 2839 | 12900 | 1548 | 1425 | 33043 | 1.25 | 1.34 | 14534.475
2829 | 21 | 118 | 2017-04-28 | 0.83648 | 1 | 0.83648 | 0.86145 | 0.93593 | 0.62531 | 0.65399 | 0.57803 | 0.47055 | 0.55796 | 0.5598 | 0.64616 | 0.56895 | 0.5037 | 0.58892 | 5 | 1 | 93 | 13818 | 5536 | 7234 | 10042 | 1834 | 2902 | 12604 | 1539 | 1431 | 32859 | 1.33 | 1.43 | 14541.295
2830 | 22 | 118 | 2017-04-28 | 0.81761 | 1 | 0.81761 | 0.8494 | 0.9084 | 0.61295 | 0.63249 | 0.57123 | 0.47992 | 0.54822 | 0.55748 | 0.61238 | 0.55194 | 0.49947 | 0.56532 | 5 | 1 | 94 | 13545 | 5354 | 7149 | 10242 | 1802 | 2890 | 11945 | 1493 | 1419 | 31542 | 1.3 | 1.41 | 14113.52
2831 | 23 | 118 | 2017-04-28 | 0.75472 | 1 | 0.75472 | 0.72892 | 0.88374 | 0.57612 | 0.58819 | 0.53951 | 0.46919 | 0.51384 | 0.52797 | 0.56649 | 0.52089 | 0.46674 | 0.52412 | 5 | 1 | 95 | 12731 | 4979 | 6752 | 10013 | 1689 | 2737 | 11050 | 1409 | 1326 | 29243 | 1.2 | 1.21 | 13730.465
2832 | 24 | 118 | 2017-04-28 | 0.68553 | 1 | 0.68553 | 0.6506 | 0.84359 | 0.53471 | 0.54235 | 0.50332 | 0.44323 | 0.47155 | 0.49383 | 0.51774 | 0.48614 | 0.42379 | 0.48115 | 5 | 1 | 96 | 11816 | 4591 | 6299 | 9459 | 1550 | 2560 | 10099 | 1315 | 1204 | 26846 | 1.09 | 1.08 | 13106.685
2833 | 1 | 119 | 2017-04-29 | 0.61635 | 1 | 0.61635 | 0.62651 | 0.77448 | 0.49733 | 0.5192 | 0.468 | 0.42036 | 0.39489 | 0.49846 | 0.48811 | 0.45545 | 0.37522 | 0.46221 | 6 | 2 | 97 | 10990 | 4395 | 5857 | 8971 | 1298 | 2584 | 9521 | 1232 | 1066 | 25789 | 0.98 | 1.04 | 12032.86
2834 | 2 | 119 | 2017-04-29 | 0.60377 | 1 | 0.60377 | 0.60241 | 0.74964 | 0.47452 | 0.49356 | 0.4505 | 0.39778 | 0.37085 | 0.49498 | 0.45955 | 0.43993 | 0.35128 | 0.43615 | 6 | 2 | 98 | 10486 | 4178 | 5638 | 8489 | 1219 | 2566 | 8964 | 1190 | 998 | 24335 | 0.96 | 1 | 11646.96
2835 | 3 | 119 | 2017-04-29 | 0.59748 | 1 | 0.59748 | 0.59036 | 0.72838 | 0.46208 | 0.47868 | 0.43987 | 0.38508 | 0.35747 | 0.4865 | 0.43925 | 0.42736 | 0.33685 | 0.41993 | 6 | 2 | 99 | 10211 | 4052 | 5505 | 8218 | 1175 | 2522 | 8568 | 1156 | 957 | 23430 | 0.95 | 0.98 | 11316.6
2836 | 4 | 119 | 2017-04-29 | 0.61635 | 1 | 0.61635 | 0.59036 | 0.71262 | 0.45638 | 0.47218 | 0.43348 | 0.37599 | 0.3526 | 0.48032 | 0.4272 | 0.4207 | 0.33087 | 0.41056 | 6 | 2 | 100 | 10085 | 3997 | 5425 | 8024 | 1159 | 2490 | 8333 | 1138 | 940 | 22907 | 0.98 | 0.98 | 11071.73
2837 | 5 | 119 | 2017-04-29 | 0.64151 | 1 | 0.64151 | 0.60843 | 0.70005 | 0.45755 | 0.47076 | 0.4342 | 0.37229 | 0.35473 | 0.47724 | 0.42202 | 0.42218 | 0.32841 | 0.40824 | 6 | 2 | 101 | 10111 | 3985 | 5434 | 7945 | 1166 | 2474 | 8232 | 1142 | 933 | 22778 | 1.02 | 1.01 | 10876.555
2838 | 6 | 119 | 2017-04-29 | 0.71698 | 1 | 0.71698 | 0.6506 | 0.69248 | 0.46633 | 0.48057 | 0.44499 | 0.3751 | 0.36873 | 0.47782 | 0.42674 | 0.4281 | 0.33474 | 0.41423 | 6 | 2 | 102 | 10305 | 4068 | 5569 | 8005 | 1212 | 2477 | 8324 | 1158 | 951 | 23112 | 1.14 | 1.08 | 10758.83
2839 | 7 | 119 | 2017-04-29 | 0.77358 | 1 | 0.77358 | 0.68675 | 0.68725 | 0.48303 | 0.49722 | 0.46241 | 0.38602 | 0.39702 | 0.47743 | 0.4414 | 0.43956 | 0.34812 | 0.42887 | 6 | 2 | 103 | 10674 | 4209 | 5787 | 8238 | 1305 | 2475 | 8610 | 1189 | 989 | 23929 | 1.23 | 1.14 | 10677.68
2840 | 8 | 119 | 2017-04-29 | 0.77987 | 1 | 0.77987 | 0.71687 | 0.67879 | 0.50127 | 0.51672 | 0.47839 | 0.39792 | 0.42592 | 0.48302 | 0.47027 | 0.4536 | 0.36677 | 0.45425 | 6 | 2 | 104 | 11077 | 4374 | 5987 | 8492 | 1400 | 2504 | 9173 | 1227 | 1042 | 25345 | 1.24 | 1.19 | 10546.135
2841 | 9 | 119 | 2017-04-29 | 0.73585 | 1 | 0.73585 | 0.77108 | 0.73509 | 0.52548 | 0.54991 | 0.49724 | 0.41432 | 0.44691 | 0.50714 | 0.51784 | 0.478 | 0.39845 | 0.48999 | 6 | 2 | 105 | 11612 | 4655 | 6223 | 8842 | 1469 | 2629 | 10101 | 1293 | 1132 | 27339 | 1.17 | 1.28 | 11420.965
2842 | 10 | 119 | 2017-04-29 | 0.67925 | 1 | 0.67925 | 0.74096 | 0.80309 | 0.54919 | 0.58027 | 0.51514 | 0.43442 | 0.47673 | 0.52488 | 0.56998 | 0.50129 | 0.43013 | 0.52406 | 6 | 2 | 106 | 12136 | 4912 | 6447 | 9271 | 1567 | 2721 | 11118 | 1356 | 1222 | 29240 | 1.08 | 1.23 | 12477.48
2843 | 11 | 119 | 2017-04-29 | 0.66667 | 1 | 0.66667 | 0.75301 | 0.84627 | 0.56652 | 0.60165 | 0.52761 | 0.44848 | 0.4962 | 0.54109 | 0.62253 | 0.52274 | 0.45723 | 0.55252 | 6 | 2 | 107 | 12519 | 5093 | 6603 | 9571 | 1631 | 2805 | 12143 | 1414 | 1299 | 30828 | 1.06 | 1.25 | 13148.295
2844 | 12 | 119 | 2017-04-29 | 0.6478 | 1 | 0.6478 | 0.73494 | 0.85829 | 0.57657 | 0.61772 | 0.52928 | 0.45691 | 0.51141 | 0.55594 | 0.66995 | 0.53198 | 0.47941 | 0.57534 | 6 | 2 | 108 | 12741 | 5229 | 6624 | 9751 | 1681 | 2882 | 13068 | 1439 | 1362 | 32101 | 1.03 | 1.22 | 13334.96
2845 | 13 | 119 | 2017-04-29 | 0.66667 | 1 | 0.66667 | 0.71084 | 0.83365 | 0.58164 | 0.62528 | 0.52449 | 0.45705 | 0.51384 | 0.56906 | 0.71342 | 0.53826 | 0.50018 | 0.59428 | 6 | 2 | 109 | 12853 | 5293 | 6564 | 9754 | 1689 | 2950 | 13916 | 1456 | 1421 | 33158 | 1.06 | 1.18 | 12952.21
2846 | 14 | 119 | 2017-04-29 | 0.6478 | 1 | 0.6478 | 0.70482 | 0.83998 | 0.58499 | 0.63012 | 0.52089 | 0.45504 | 0.51476 | 0.57948 | 0.74674 | 0.54159 | 0.51707 | 0.6098 | 6 | 2 | 110 | 12927 | 5334 | 6519 | 9711 | 1692 | 3004 | 14566 | 1465 | 1469 | 34024 | 1.03 | 1.17 | 13050.635
2847 | 15 | 119 | 2017-04-29 | 0.62893 | 1 | 0.62893 | 0.69277 | 0.8466 | 0.58675 | 0.63721 | 0.51418 | 0.44904 | 0.51415 | 0.58989 | 0.77345 | 0.54307 | 0.5315 | 0.62386 | 6 | 2 | 111 | 12966 | 5394 | 6435 | 9583 | 1690 | 3058 | 15087 | 1469 | 1510 | 34808 | 1 | 1.15 | 13153.435
2848 | 16 | 119 | 2017-04-29 | 0.67296 | 1 | 0.67296 | 0.69277 | 0.84537 | 0.59023 | 0.64501 | 0.51099 | 0.44529 | 0.50989 | 0.60089 | 0.79473 | 0.54566 | 0.55121 | 0.63733 | 6 | 2 | 112 | 13043 | 5460 | 6395 | 9503 | 1676 | 3115 | 15502 | 1476 | 1566 | 35560 | 1.07 | 1.15 | 13134.275
2849 | 17 | 119 | 2017-04-29 | 0.72327 | 1 | 0.72327 | 0.75301 | 0.83299 | 0.5944 | 0.65269 | 0.51131 | 0.44304 | 0.51415 | 0.61034 | 0.80708 | 0.54713 | 0.56987 | 0.65045 | 6 | 2 | 113 | 13135 | 5525 | 6399 | 9455 | 1690 | 3164 | 15743 | 1480 | 1619 | 36292 | 1.15 | 1.25 | 12941.93
2850 | 18 | 119 | 2017-04-29 | 0.7673 | 1 | 0.7673 | 0.80723 | 0.79767 | 0.5958 | 0.6554 | 0.50939 | 0.44243 | 0.51445 | 0.61767 | 0.80662 | 0.54861 | 0.57515 | 0.6547 | 6 | 2 | 114 | 13166 | 5548 | 6375 | 9442 | 1691 | 3202 | 15734 | 1484 | 1634 | 36529 | 1.22 | 1.34 | 12393.195
2851 | 19 | 119 | 2017-04-29 | 0.77358 | 1 | 0.77358 | 0.83133 | 0.79425 | 0.59204 | 0.65115 | 0.50659 | 0.44159 | 0.51658 | 0.61497 | 0.79345 | 0.54787 | 0.57163 | 0.64809 | 6 | 2 | 115 | 13083 | 5512 | 6340 | 9424 | 1698 | 3188 | 15477 | 1482 | 1624 | 36160 | 1.23 | 1.38 | 12340.135
2852 | 20 | 119 | 2017-04-29 | 0.80503 | 1 | 0.80503 | 0.8494 | 0.85572 | 0.58802 | 0.64595 | 0.51083 | 0.44267 | 0.51506 | 0.60532 | 0.77176 | 0.54677 | 0.55579 | 0.63948 | 6 | 2 | 116 | 12994 | 5468 | 6393 | 9447 | 1693 | 3138 | 15054 | 1479 | 1579 | 35680 | 1.28 | 1.41 | 13295.155
2853 | 21 | 119 | 2017-04-29 | 0.89937 | 1 | 0.89937 | 0.93373 | 0.85805 | 0.59417 | 0.6521 | 0.52529 | 0.45368 | 0.51658 | 0.61458 | 0.745 | 0.55194 | 0.55192 | 0.62975 | 6 | 2 | 117 | 13130 | 5520 | 6574 | 9682 | 1698 | 3186 | 14532 | 1493 | 1568 | 35137 | 1.43 | 1.55 | 13331.25
2854 | 22 | 119 | 2017-04-29 | 0.88679 | 1 | 0.88679 | 0.90964 | 0.84073 | 0.58489 | 0.62977 | 0.51746 | 0.46568 | 0.5105 | 0.6061 | 0.70399 | 0.54011 | 0.54277 | 0.60928 | 6 | 2 | 118 | 12925 | 5331 | 6476 | 9938 | 1678 | 3142 | 13732 | 1461 | 1542 | 33995 | 1.41 | 1.51 | 13062.215
2855 | 23 | 119 | 2017-04-29 | 0.79874 | 1 | 0.79874 | 0.85542 | 0.82665 | 0.55521 | 0.5883 | 0.49692 | 0.45584 | 0.4822 | 0.57485 | 0.6519 | 0.5146 | 0.50686 | 0.57077 | 6 | 2 | 119 | 12269 | 4980 | 6219 | 9728 | 1585 | 2980 | 12716 | 1392 | 1440 | 31846 | 1.27 | 1.42 | 12843.495
2856 | 24 | 119 | 2017-04-29 | 0.7044 | 1 | 0.7044 | 0.77108 | 0.80437 | 0.51873 | 0.54566 | 0.4692 | 0.43667 | 0.44661 | 0.54784 | 0.59915 | 0.48244 | 0.45864 | 0.52815 | 6 | 2 | 120 | 11463 | 4619 | 5872 | 9319 | 1468 | 2840 | 11687 | 1305 | 1303 | 29468 | 1.12 | 1.28 | 12497.315
2857 | 1 | 120 | 2017-04-30 | 0.76101 | 1 | 0.76101 | 0.71687 | 0.77096 | 0.4943 | 0.51116 | 0.44139 | 0.41015 | 0.39793 | 0.57215 | 0.53619 | 0.45804 | 0.42696 | 0.4578 | 7 | 3 | 121 | 10923 | 4327 | 5524 | 8753 | 1308 | 2966 | 10459 | 1239 | 1213 | 25543 | 1.21 | 1.19 | 11978.235
2858 | 2 | 120 | 2017-04-30 | 0.71698 | 1 | 0.71698 | 0.66867 | 0.74542 | 0.47031 | 0.48305 | 0.42181 | 0.39122 | 0.3742 | 0.55112 | 0.50313 | 0.43919 | 0.39036 | 0.43147 | 7 | 3 | 122 | 10393 | 4089 | 5279 | 8349 | 1230 | 2857 | 9814 | 1188 | 1109 | 24074 | 1.14 | 1.11 | 11581.36
2859 | 3 | 120 | 2017-04-30 | 0.7044 | 1 | 0.7044 | 0.64458 | 0.72049 | 0.45746 | 0.46663 | 0.41079 | 0.37871 | 0.36082 | 0.53164 | 0.4778 | 0.4244 | 0.37276 | 0.41385 | 7 | 3 | 123 | 10109 | 3950 | 5141 | 8082 | 1186 | 2756 | 9320 | 1148 | 1059 | 23091 | 1.12 | 1.07 | 11194.145
2860 | 4 | 120 | 2017-04-30 | 0.69811 | 1 | 0.69811 | 0.63253 | 0.6999 | 0.44886 | 0.45895 | 0.40288 | 0.37069 | 0.35321 | 0.51987 | 0.46094 | 0.41738 | 0.36044 | 0.40242 | 7 | 3 | 124 | 9919 | 3885 | 5042 | 7911 | 1161 | 2695 | 8991 | 1129 | 1024 | 22453 | 1.11 | 1.05 | 10874.225
2861 | 5 | 120 | 2017-04-30 | 0.69182 | 1 | 0.69182 | 0.63253 | 0.68772 | 0.44678 | 0.45458 | 0.40048 | 0.36695 | 0.35017 | 0.51215 | 0.45181 | 0.41553 | 0.35234 | 0.39713 | 7 | 3 | 125 | 9873 | 3848 | 5012 | 7831 | 1151 | 2655 | 8813 | 1124 | 1001 | 22158 | 1.1 | 1.05 | 10684.93
2862 | 6 | 120 | 2017-04-30 | 0.7044 | 1 | 0.7044 | 0.68072 | 0.67866 | 0.45185 | 0.45836 | 0.40559 | 0.36718 | 0.35716 | 0.50502 | 0.45043 | 0.41996 | 0.35058 | 0.39909 | 7 | 3 | 126 | 9985 | 3880 | 5076 | 7836 | 1174 | 2618 | 8786 | 1136 | 996 | 22267 | 1.12 | 1.13 | 10544.215
2863 | 7 | 120 | 2017-04-30 | 0.75472 | 1 | 0.75472 | 0.74096 | 0.66367 | 0.45927 | 0.46816 | 0.40591 | 0.37116 | 0.36538 | 0.49788 | 0.45909 | 0.4244 | 0.3541 | 0.40615 | 7 | 3 | 127 | 10149 | 3963 | 5080 | 7921 | 1201 | 2581 | 8955 | 1148 | 1006 | 22661 | 1.2 | 1.23 | 10311.225
2864 | 8 | 120 | 2017-04-30 | 0.81761 | 1 | 0.81761 | 0.77711 | 0.63637 | 0.47448 | 0.48777 | 0.41838 | 0.37374 | 0.38363 | 0.50444 | 0.47811 | 0.43586 | 0.37698 | 0.42203 | 7 | 3 | 128 | 10485 | 4129 | 5236 | 7976 | 1261 | 2615 | 9326 | 1179 | 1071 | 23547 | 1.3 | 1.29 | 9887.07
2865 | 9 | 120 | 2017-04-30 | 0.84277 | 1 | 0.84277 | 0.83133 | 0.65776 | 0.50724 | 0.52428 | 0.44602 | 0.38391 | 0.41771 | 0.53434 | 0.51917 | 0.46691 | 0.42027 | 0.44787 | 7 | 3 | 129 | 11209 | 4438 | 5582 | 8193 | 1373 | 2770 | 10127 | 1263 | 1194 | 24989 | 1.34 | 1.38 | 10219.53
2866 | 10 | 120 | 2017-04-30 | 0.8805 | 1 | 0.8805 | 0.85542 | 0.69482 | 0.54254 | 0.56527 | 0.47175 | 0.39858 | 0.45634 | 0.57407 | 0.56219 | 0.50203 | 0.47237 | 0.4706 | 7 | 3 | 130 | 11989 | 4785 | 5904 | 8506 | 1500 | 2976 | 10966 | 1358 | 1342 | 26257 | 1.4 | 1.42 | 10795.295
2867 | 11 | 120 | 2017-04-30 | 0.84906 | 1 | 0.84906 | 0.83133 | 0.7323 | 0.56983 | 0.59776 | 0.48981 | 0.40996 | 0.48829 | 0.6113 | 0.5991 | 0.53383 | 0.50651 | 0.48556 | 7 | 3 | 131 | 12592 | 5060 | 6130 | 8749 | 1605 | 3169 | 11686 | 1444 | 1439 | 27092 | 1.35 | 1.38 | 11377.635
2868 | 12 | 120 | 2017-04-30 | 0.8239 | 1 | 0.8239 | 0.78916 | 0.74794 | 0.59802 | 0.62741 | 0.50899 | 0.4176 | 0.52023 | 0.65104 | 0.63309 | 0.56488 | 0.53573 | 0.49442 | 7 | 3 | 132 | 13215 | 5311 | 6370 | 8912 | 1710 | 3375 | 12349 | 1528 | 1522 | 27586 | 1.31 | 1.31 | 11620.63
2869 | 13 | 120 | 2017-04-30 | 0.80503 | 1 | 0.80503 | 0.78916 | 0.74218 | 0.62377 | 0.65139 | 0.52441 | 0.42041 | 0.54153 | 0.6848 | 0.66615 | 0.59556 | 0.566 | 0.50017 | 7 | 3 | 133 | 13784 | 5514 | 6563 | 8972 | 1780 | 3550 | 12994 | 1611 | 1608 | 27907 | 1.28 | 1.31 | 11531.12
2870 | 14 | 120 | 2017-04-30 | 0.81132 | 1 | 0.81132 | 0.74699 | 0.75233 | 0.64436 | 0.67041 | 0.53616 | 0.42027 | 0.55796 | 0.71103 | 0.69153 | 0.61848 | 0.58958 | 0.50332 | 7 | 3 | 134 | 14239 | 5675 | 6710 | 8969 | 1834 | 3686 | 13489 | 1673 | 1675 | 28083 | 1.29 | 1.24 | 11688.74
2871 | 15 | 120 | 2017-04-30 | 0.76101 | 1 | 0.76101 | 0.74096 | 0.7566 | 0.66038 | 0.68801 | 0.54742 | 0.41868 | 0.57347 | 0.73187 | 0.71291 | 0.6366 | 0.60401 | 0.50549 | 7 | 3 | 135 | 14593 | 5824 | 6851 | 8935 | 1885 | 3794 | 13906 | 1722 | 1716 | 28204 | 1.21 | 1.23 | 11755.12
2872 | 16 | 120 | 2017-04-30 | 0.77358 | 1 | 0.77358 | 0.72892 | 0.75794 | 0.6768 | 0.70538 | 0.56053 | 0.41802 | 0.58412 | 0.74807 | 0.73044 | 0.6525 | 0.61774 | 0.50958 | 7 | 3 | 136 | 14956 | 5971 | 7015 | 8921 | 1920 | 3878 | 14248 | 1765 | 1755 | 28432 | 1.23 | 1.21 | 11775.96
2873 | 17 | 120 | 2017-04-30 | 0.77987 | 1 | 0.77987 | 0.72289 | 0.74929 | 0.69137 | 0.72109 | 0.57467 | 0.41718 | 0.60085 | 0.75772 | 0.73885 | 0.66433 | 0.63182 | 0.5165 | 7 | 3 | 137 | 15278 | 6104 | 7192 | 8903 | 1975 | 3928 | 14412 | 1797 | 1795 | 28818 | 1.24 | 1.2 | 11641.495
2874 | 18 | 120 | 2017-04-30 | 0.83648 | 1 | 0.83648 | 0.77108 | 0.72694 | 0.69938 | 0.73373 | 0.58746 | 0.4198 | 0.6112 | 0.76408 | 0.73347 | 0.66876 | 0.63534 | 0.52263 | 7 | 3 | 138 | 15455 | 6211 | 7352 | 8959 | 2009 | 3961 | 14307 | 1809 | 1805 | 29160 | 1.33 | 1.28 | 11294.21
2875 | 19 | 120 | 2017-04-30 | 0.83648 | 1 | 0.83648 | 0.80723 | 0.72784 | 0.6988 | 0.72959 | 0.59001 | 0.42379 | 0.61789 | 0.75579 | 0.71737 | 0.66913 | 0.629 | 0.52241 | 7 | 3 | 139 | 15442 | 6176 | 7384 | 9044 | 2031 | 3918 | 13993 | 1810 | 1787 | 29148 | 1.33 | 1.34 | 11308.32
2876 | 20 | 120 | 2017-04-30 | 0.90566 | 1 | 0.90566 | 0.8494 | 0.80601 | 0.6949 | 0.72014 | 0.59001 | 0.4258 | 0.61728 | 0.73515 | 0.7025 | 0.66211 | 0.6114 | 0.52836 | 7 | 3 | 140 | 15356 | 6096 | 7384 | 9087 | 2029 | 3811 | 13703 | 1791 | 1737 | 29480 | 1.44 | 1.41 | 12522.705
2877 | 21 | 120 | 2017-04-30 | 0.98742 | 1 | 0.98742 | 0.88554 | 0.81962 | 0.69029 | 0.71884 | 0.60032 | 0.43962 | 0.61272 | 0.72724 | 0.68707 | 0.66433 | 0.60507 | 0.53686 | 7 | 3 | 141 | 15254 | 6085 | 7513 | 9382 | 2014 | 3770 | 13402 | 1797 | 1719 | 29954 | 1.57 | 1.47 | 12734.27
2878 | 22 | 120 | 2017-04-30 | 1 | 1 | 1 | 0.84337 | 0.81392 | 0.67816 | 0.69191 | 0.60304 | 0.45274 | 0.60785 | 0.70775 | 0.64437 | 0.65767 | 0.59169 | 0.52057 | 7 | 3 | 142 | 14986 | 5857 | 7547 | 9662 | 1998 | 3669 | 12569 | 1779 | 1681 | 29045 | 1.59 | 1.4 | 12645.685
2879 | 23 | 120 | 2017-04-30 | 0.91824 | 1 | 0.91824 | 0.74699 | 0.80175 | 0.63608 | 0.63804 | 0.57523 | 0.44398 | 0.57438 | 0.66416 | 0.5891 | 0.62107 | 0.54241 | 0.48696 | 7 | 3 | 143 | 14056 | 5401 | 7199 | 9475 | 1888 | 3443 | 11491 | 1680 | 1541 | 27170 | 1.46 | 1.24 | 12456.54
2880 | 24 | 120 | 2017-04-30 | 0.79245 | 1 | 0.79245 | 0.63855 | 0.77447 | 0.58928 | 0.58441 | 0.54007 | 0.42233 | 0.52905 | 0.61806 | 0.53425 | 0.57523 | 0.47835 | 0.44945 | 7 | 3 | 144 | 13022 | 4947 | 6759 | 9013 | 1739 | 3204 | 10421 | 1556 | 1359 | 25077 | 1.26 | 1.06 | 12032.68
2881 | 1 | 121 | 2017-05-01 | 0.64151 | 1 | 0.64151 | 0.59639 | 0.80131 | 0.53122 | 0.53361 | 0.50036 | 0.40073 | 0.4098 | 0.55594 | 0.48698 | 0.53494 | 0.39493 | 0.41531 | 1 | 1 | 1 | 11739 | 4517 | 6262 | 8552 | 1347 | 2882 | 9499 | 1447 | 1122 | 23172 | 1.02 | 0.99 | 12449.825
2882 | 2 | 121 | 2017-05-01 | 0.60377 | 1 | 0.60377 | 0.57831 | 0.77242 | 0.51104 | 0.51305 | 0.48254 | 0.38578 | 0.38911 | 0.54147 | 0.46022 | 0.51386 | 0.37135 | 0.39715 | 1 | 1 | 2 | 11293 | 4343 | 6039 | 8233 | 1279 | 2807 | 8977 | 1390 | 1055 | 22159 | 0.96 | 0.96 | 12000.945
2883 | 3 | 121 | 2017-05-01 | 0.60377 | 1 | 0.60377 | 0.56024 | 0.74901 | 0.50032 | 0.50077 | 0.47591 | 0.37716 | 0.37998 | 0.52894 | 0.44335 | 0.4976 | 0.35797 | 0.38826 | 1 | 1 | 3 | 11056 | 4239 | 5956 | 8049 | 1249 | 2742 | 8648 | 1346 | 1017 | 21663 | 0.96 | 0.93 | 11637.225
2884 | 4 | 121 | 2017-05-01 | 0.59119 | 1 | 0.59119 | 0.54819 | 0.73082 | 0.49738 | 0.49734 | 0.47056 | 0.37248 | 0.37664 | 0.52296 | 0.43515 | 0.4902 | 0.35304 | 0.38582 | 1 | 1 | 4 | 10991 | 4210 | 5889 | 7949 | 1238 | 2711 | 8488 | 1326 | 1003 | 21527 | 0.94 | 0.91 | 11354.585
2885 | 5 | 121 | 2017-05-01 | 0.62893 | 1 | 0.62893 | 0.54819 | 0.71832 | 0.50525 | 0.50573 | 0.47903 | 0.37215 | 0.38424 | 0.52758 | 0.43971 | 0.49649 | 0.35375 | 0.3938 | 1 | 1 | 5 | 11165 | 4281 | 5995 | 7942 | 1263 | 2735 | 8577 | 1343 | 1005 | 21972 | 1 | 0.91 | 11160.345
2886 | 6 | 121 | 2017-05-01 | 0.69182 | 1 | 0.69182 | 0.56627 | 0.72546 | 0.53756 | 0.53514 | 0.51099 | 0.38499 | 0.41375 | 0.5488 | 0.46683 | 0.52274 | 0.3805 | 0.42248 | 1 | 1 | 6 | 11879 | 4530 | 6395 | 8216 | 1360 | 2845 | 9106 | 1414 | 1081 | 23572 | 1.1 | 0.94 | 11271.335
2887 | 7 | 121 | 2017-05-01 | 0.76101 | 1 | 0.76101 | 0.62651 | 0.7356 | 0.603 | 0.58523 | 0.56836 | 0.41723 | 0.47368 | 0.58449 | 0.51456 | 0.56414 | 0.42837 | 0.46827 | 1 | 1 | 7 | 13325 | 4954 | 7113 | 8904 | 1557 | 3030 | 10037 | 1526 | 1217 | 26127 | 1.21 | 1.04 | 11428.795
2888 | 8 | 121 | 2017-05-01 | 0.77358 | 1 | 0.77358 | 0.6988 | 0.74366 | 0.63825 | 0.61583 | 0.60655 | 0.46235 | 0.51171 | 0.60475 | 0.54255 | 0.59815 | 0.44245 | 0.50017 | 1 | 1 | 8 | 14104 | 5213 | 7591 | 9867 | 1682 | 3135 | 10583 | 1618 | 1257 | 27907 | 1.23 | 1.16 | 11554.04
2889 | 9 | 121 | 2017-05-01 | 0.72327 | 1 | 0.72327 | 0.73494 | 0.84656 | 0.64875 | 0.63461 | 0.62429 | 0.49234 | 0.5327 | 0.60957 | 0.56101 | 0.62292 | 0.43999 | 0.51919 | 1 | 1 | 9 | 14336 | 5372 | 7813 | 10507 | 1751 | 3160 | 10943 | 1685 | 1250 | 28968 | 1.15 | 1.22 | 13152.805
2890 | 10 | 121 | 2017-05-01 | 0.7044 | 1 | 0.7044 | 0.74096 | 0.91285 | 0.65929 | 0.65222 | 0.6374 | 0.50747 | 0.55065 | 0.61497 | 0.58187 | 0.64843 | 0.44703 | 0.5336 | 1 | 1 | 10 | 14569 | 5521 | 7977 | 10830 | 1810 | 3188 | 11350 | 1754 | 1270 | 29772 | 1.12 | 1.23 | 14182.66
2891 | 11 | 121 | 2017-05-01 | 0.72956 | 1 | 0.72956 | 0.73494 | 0.9624 | 0.67345 | 0.67029 | 0.64954 | 0.51464 | 0.56404 | 0.61863 | 0.60627 | 0.67246 | 0.45723 | 0.54793 | 1 | 1 | 11 | 14882 | 5674 | 8129 | 10983 | 1854 | 3207 | 11826 | 1819 | 1299 | 30572 | 1.16 | 1.22 | 14952.575
2892 | 12 | 121 | 2017-05-01 | 0.67925 | 1 | 0.67925 | 0.74096 | 0.97754 | 0.67884 | 0.68399 | 0.65553 | 0.52237 | 0.57408 | 0.62076 | 0.62837 | 0.68651 | 0.46427 | 0.55924 | 1 | 1 | 12 | 15001 | 5790 | 8204 | 11148 | 1887 | 3218 | 12257 | 1857 | 1319 | 31203 | 1.08 | 1.23 | 15187.805
2893 | 13 | 121 | 2017-05-01 | 0.6478 | 1 | 0.6478 | 0.75904 | 0.95214 | 0.68386 | 0.69474 | 0.65697 | 0.52247 | 0.5753 | 0.62307 | 0.64965 | 0.69575 | 0.46498 | 0.56903 | 1 | 1 | 13 | 15112 | 5881 | 8222 | 11150 | 1891 | 3230 | 12672 | 1882 | 1321 | 31749 | 1.03 | 1.26 | 14793.225
2894 | 14 | 121 | 2017-05-01 | 0.6478 | 1 | 0.6478 | 0.77711 | 0.97576 | 0.68685 | 0.70195 | 0.65937 | 0.52134 | 0.57408 | 0.62307 | 0.67149 | 0.70351 | 0.46463 | 0.58134 | 1 | 1 | 14 | 15178 | 5942 | 8252 | 11126 | 1887 | 3230 | 13098 | 1903 | 1320 | 32436 | 1.03 | 1.29 | 15160.185
2895 | 15 | 121 | 2017-05-01 | 0.66038 | 1 | 0.66038 | 0.79518 | 1 | 0.6826 | 0.70183 | 0.6509 | 0.52214 | 0.56921 | 0.62249 | 0.68835 | 0.70092 | 0.46674 | 0.59018 | 1 | 1 | 15 | 15084 | 5941 | 8146 | 11143 | 1871 | 3227 | 13427 | 1896 | 1326 | 32929 | 1.05 | 1.32 | 15536.75
2896 | 16 | 121 | 2017-05-01 | 0.66038 | 1 | 0.66038 | 0.84337 | 0.99944 | 0.67513 | 0.70313 | 0.63883 | 0.51872 | 0.56191 | 0.6223 | 0.70184 | 0.69797 | 0.4699 | 0.60116 | 1 | 1 | 16 | 14919 | 5952 | 7995 | 11070 | 1847 | 3226 | 13690 | 1888 | 1335 | 33542 | 1.05 | 1.4 | 15528.105
2897 | 17 | 121 | 2017-05-01 | 0.67925 | 1 | 0.67925 | 0.87349 | 0.98608 | 0.66952 | 0.70408 | 0.62901 | 0.51403 | 0.55491 | 0.62307 | 0.71117 | 0.6854 | 0.48011 | 0.61237 | 1 | 1 | 17 | 14795 | 5960 | 7872 | 10970 | 1824 | 3230 | 13872 | 1854 | 1364 | 34167 | 1.08 | 1.45 | 15320.515
2898 | 18 | 121 | 2017-05-01 | 0.73585 | 1 | 0.73585 | 0.95783 | 0.92154 | 0.66377 | 0.70065 | 0.61894 | 0.51155 | 0.554 | 0.62056 | 0.71429 | 0.67542 | 0.48891 | 0.62047 | 1 | 1 | 18 | 14668 | 5931 | 7746 | 10917 | 1821 | 3217 | 13933 | 1827 | 1389 | 34619 | 1.17 | 1.59 | 14317.695
2899 | 19 | 121 | 2017-05-01 | 0.7673 | 1 | 0.7673 | 0.98193 | 0.8823 | 0.6582 | 0.69392 | 0.61071 | 0.51047 | 0.55309 | 0.61671 | 0.70332 | 0.6647 | 0.49349 | 0.61753 | 1 | 1 | 19 | 14545 | 5874 | 7643 | 10894 | 1818 | 3197 | 13719 | 1798 | 1402 | 34455 | 1.22 | 1.63 | 13708.055
2900 | 20 | 121 | 2017-05-01 | 0.86164 | 1 | 0.86164 | 1 | 0.93549 | 0.6578 | 0.69096 | 0.61143 | 0.50663 | 0.55187 | 0.60841 | 0.69112 | 0.65508 | 0.49243 | 0.61629 | 1 | 1 | 20 | 14536 | 5849 | 7652 | 10812 | 1814 | 3154 | 13481 | 1772 | 1399 | 34386 | 1.37 | 1.66 | 14534.475
2901 | 21 | 121 | 2017-05-01 | 0.88679 | 1 | 0.88679 | 0.99398 | 0.93593 | 0.67214 | 0.69888 | 0.62445 | 0.516 | 0.56647 | 0.61111 | 0.67754 | 0.65213 | 0.50018 | 0.61407 | 1 | 1 | 21 | 14853 | 5916 | 7815 | 11012 | 1862 | 3168 | 13216 | 1764 | 1421 | 34262 | 1.41 | 1.65 | 14541.295
2902 | 22 | 121 | 2017-05-01 | 0.84906 | 1 | 0.84906 | 0.90964 | 0.9084 | 0.65391 | 0.67183 | 0.60959 | 0.51745 | 0.56282 | 0.59877 | 0.63396 | 0.63031 | 0.49419 | 0.58609 | 1 | 1 | 22 | 14450 | 5687 | 7629 | 11043 | 1850 | 3104 | 12366 | 1705 | 1404 | 32701 | 1.35 | 1.51 | 14113.52
2903 | 23 | 121 | 2017-05-01 | 0.7673 | 1 | 0.7673 | 0.79518 | 0.88374 | 0.6115 | 0.62103 | 0.57107 | 0.49717 | 0.52601 | 0.5598 | 0.57254 | 0.58484 | 0.45547 | 0.53697 | 1 | 1 | 23 | 13513 | 5257 | 7147 | 10610 | 1729 | 2902 | 11168 | 1582 | 1294 | 29960 | 1.22 | 1.32 | 13730.465
2904 | 24 | 121 | 2017-05-01 | 0.6478 | 1 | 0.6478 | 0.68675 | 0.84359 | 0.56512 | 0.57307 | 0.53352 | 0.46577 | 0.48433 | 0.51659 | 0.51615 | 0.53826 | 0.40866 | 0.48911 | 1 | 1 | 24 | 12488 | 4851 | 6677 | 9940 | 1592 | 2678 | 10068 | 1456 | 1161 | 27290 | 1.03 | 1.14 | 13106.685
2905 | 1 | 122 | 2017-05-02 | 0.58491 | 1 | 0.58491 | 0.64458 | 0.80131 | 0.51792 | 0.5303 | 0.5018 | 0.42608 | 0.41923 | 0.4946 | 0.48621 | 0.47061 | 0.38015 | 0.44459 | 2 | 1 | 25 | 11445 | 4489 | 6280 | 9093 | 1378 | 2564 | 9484 | 1273 | 1080 | 24806 | 0.93 | 1.07 | 12449.825
2906 | 2 | 122 | 2017-05-02 | 0.54717 | 1 | 0.54717 | 0.62048 | 0.77242 | 0.49624 | 0.50892 | 0.48678 | 0.40668 | 0.39611 | 0.48804 | 0.45468 | 0.45471 | 0.3622 | 0.42221 | 2 | 1 | 26 | 10966 | 4308 | 6092 | 8679 | 1302 | 2530 | 8869 | 1230 | 1029 | 23557 | 0.87 | 1.03 | 12000.945
2907 | 3 | 122 | 2017-05-02 | 0.54088 | 1 | 0.54088 | 0.60843 | 0.74901 | 0.48575 | 0.49533 | 0.47767 | 0.39464 | 0.38515 | 0.48167 | 0.43515 | 0.44436 | 0.3548 | 0.40833 | 2 | 1 | 27 | 10734 | 4193 | 5978 | 8422 | 1266 | 2497 | 8488 | 1202 | 1008 | 22783 | 0.86 | 1.01 | 11637.225
2908 | 4 | 122 | 2017-05-02 | 0.54717 | 1 | 0.54717 | 0.62048 | 0.73082 | 0.48366 | 0.4912 | 0.47511 | 0.38766 | 0.38302 | 0.48013 | 0.42525 | 0.4403 | 0.35269 | 0.40249 | 2 | 1 | 28 | 10688 | 4158 | 5946 | 8273 | 1259 | 2489 | 8295 | 1191 | 1002 | 22457 | 0.87 | 1.03 | 11354.585
2909 | 5 | 122 | 2017-05-02 | 0.57862 | 1 | 0.57862 | 0.63855 | 0.71832 | 0.49032 | 0.50053 | 0.4831 | 0.3871 | 0.39428 | 0.48804 | 0.42674 | 0.44695 | 0.3622 | 0.4093 | 2 | 1 | 29 | 10835 | 4237 | 6046 | 8261 | 1296 | 2530 | 8324 | 1209 | 1029 | 22837 | 0.92 | 1.06 | 11160.345
2910 | 6 | 122 | 2017-05-02 | 0.6478 | 1 | 0.6478 | 0.69277 | 0.72546 | 0.52036 | 0.53066 | 0.51163 | 0.39825 | 0.43322 | 0.51042 | 0.45027 | 0.46987 | 0.38965 | 0.43878 | 2 | 1 | 30 | 11499 | 4492 | 6403 | 8499 | 1424 | 2646 | 8783 | 1271 | 1107 | 24482 | 1.03 | 1.15 | 11271.335
2911 | 7 | 122 | 2017-05-02 | 0.71069 | 1 | 0.71069 | 0.75904 | 0.7356 | 0.57403 | 0.58086 | 0.56604 | 0.42908 | 0.51019 | 0.53993 | 0.49528 | 0.51238 | 0.44527 | 0.49108 | 2 | 1 | 31 | 12685 | 4917 | 7084 | 9157 | 1677 | 2799 | 9661 | 1386 | 1265 | 27400 | 1.13 | 1.26 | 11428.795
2912 | 8 | 122 | 2017-05-02 | 0.73585 | 1 | 0.73585 | 0.74699 | 0.74366 | 0.60137 | 0.60638 | 0.59832 | 0.46839 | 0.554 | 0.55691 | 0.52543 | 0.53826 | 0.45899 | 0.52489 | 2 | 1 | 32 | 13289 | 5133 | 7488 | 9996 | 1821 | 2887 | 10249 | 1456 | 1304 | 29286 | 1.17 | 1.24 | 11554.04
2913 | 9 | 122 | 2017-05-02 | 0.71698 | 1 | 0.71698 | 0.71084 | 0.84656 | 0.61381 | 0.61359 | 0.6131 | 0.49815 | 0.56465 | 0.56597 | 0.53778 | 0.55379 | 0.44597 | 0.53888 | 2 | 1 | 33 | 13564 | 5194 | 7673 | 10631 | 1856 | 2934 | 10490 | 1498 | 1267 | 30067 | 1.14 | 1.18 | 13152.805
2914 | 10 | 122 | 2017-05-02 | 0.69811 | 1 | 0.69811 | 0.6988 | 0.91285 | 0.622 | 0.61807 | 0.62117 | 0.51038 | 0.57225 | 0.56983 | 0.55009 | 0.56377 | 0.44315 | 0.54729 | 2 | 1 | 34 | 13745 | 5232 | 7774 | 10892 | 1881 | 2954 | 10730 | 1525 | 1259 | 30536 | 1.11 | 1.16 | 14182.66
2915 | 11 | 122 | 2017-05-02 | 0.7044 | 1 | 0.7044 | 0.72289 | 0.9624 | 0.63246 | 0.62374 | 0.62813 | 0.51375 | 0.57621 | 0.57504 | 0.56219 | 0.57301 | 0.43823 | 0.55462 | 2 | 1 | 35 | 13976 | 5280 | 7861 | 10964 | 1894 | 2981 | 10966 | 1550 | 1245 | 30945 | 1.12 | 1.2 | 14952.575
2916 | 12 | 122 | 2017-05-02 | 0.67925 | 1 | 0.67925 | 0.72289 | 0.97754 | 0.63585 | 0.6293 | 0.62685 | 0.51834 | 0.58412 | 0.57427 | 0.57357 | 0.57745 | 0.43893 | 0.5581 | 2 | 1 | 36 | 14051 | 5327 | 7845 | 11062 | 1920 | 2977 | 11188 | 1562 | 1247 | 31139 | 1.08 | 1.2 | 15187.805
2917 | 13 | 122 | 2017-05-02 | 0.62264 | 1 | 0.62264 | 0.6988 | 0.95214 | 0.64001 | 0.62646 | 0.62333 | 0.51596 | 0.5826 | 0.57427 | 0.58321 | 0.58115 | 0.44175 | 0.55926 | 2 | 1 | 37 | 14143 | 5303 | 7801 | 11011 | 1915 | 2977 | 11376 | 1572 | 1255 | 31204 | 0.99 | 1.16 | 14793.225
2918 | 14 | 122 | 2017-05-02 | 0.63522 | 1 | 0.63522 | 0.6988 | 0.97576 | 0.64259 | 0.62764 | 0.62277 | 0.51371 | 0.58229 | 0.57639 | 0.59602 | 0.58262 | 0.44351 | 0.56206 | 2 | 1 | 38 | 14200 | 5313 | 7794 | 10963 | 1914 | 2988 | 11626 | 1576 | 1260 | 31360 | 1.01 | 1.16 | 15160.185
2919 | 15 | 122 | 2017-05-02 | 0.65409 | 1 | 0.65409 | 0.70482 | 1 | 0.64069 | 0.62304 | 0.61454 | 0.51464 | 0.57621 | 0.57658 | 0.60756 | 0.5793 | 0.44386 | 0.56218 | 2 | 1 | 39 | 14158 | 5274 | 7691 | 10983 | 1894 | 2989 | 11851 | 1567 | 1261 | 31367 | 1.04 | 1.17 | 15536.75
2920 | 16 | 122 | 2017-05-02 | 0.67925 | 1 | 0.67925 | 0.72289 | 0.99944 | 0.63571 | 0.62115 | 0.60647 | 0.50865 | 0.56465 | 0.5733 | 0.62053 | 0.57893 | 0.4516 | 0.56367 | 2 | 1 | 40 | 14048 | 5258 | 7590 | 10855 | 1856 | 2972 | 12104 | 1566 | 1283 | 31450 | 1.08 | 1.2 | 15528.105
2921 | 17 | 122 | 2017-05-02 | 0.73585 | 1 | 0.73585 | 0.78313 | 0.98608 | 0.63535 | 0.62422 | 0.60208 | 0.50087 | 0.55856 | 0.57041 | 0.62852 | 0.57708 | 0.46568 | 0.56657 | 2 | 1 | 41 | 14040 | 5284 | 7535 | 10689 | 1836 | 2957 | 12260 | 1561 | 1323 | 31612 | 1.17 | 1.3 | 15320.515
2922 | 18 | 122 | 2017-05-02 | 0.79874 | 1 | 0.79874 | 0.81325 | 0.92154 | 0.63322 | 0.62552 | 0.59832 | 0.49478 | 0.55552 | 0.56674 | 0.62535 | 0.57338 | 0.47378 | 0.56819 | 2 | 1 | 42 | 13993 | 5295 | 7488 | 10559 | 1826 | 2938 | 12198 | 1551 | 1346 | 31702 | 1.27 | 1.35 | 14317.695
2923 | 19 | 122 | 2017-05-02 | 0.83648 | 1 | 0.83648 | 0.8494 | 0.8823 | 0.63046 | 0.62481 | 0.5964 | 0.48784 | 0.55218 | 0.56038 | 0.61391 | 0.56525 | 0.48187 | 0.56315 | 2 | 1 | 43 | 13932 | 5289 | 7464 | 10411 | 1815 | 2905 | 11975 | 1529 | 1369 | 31421 | 1.33 | 1.41 | 13708.055
2924 | 20 | 122 | 2017-05-02 | 0.91824 | 1 | 0.91824 | 0.90361 | 0.93549 | 0.62861 | 0.62882 | 0.60048 | 0.481 | 0.55278 | 0.55845 | 0.60017 | 0.5634 | 0.48011 | 0.56376 | 2 | 1 | 44 | 13891 | 5323 | 7515 | 10265 | 1817 | 2895 | 11707 | 1524 | 1364 | 31455 | 1.46 | 1.5 | 14534.475
2925 | 21 | 122 | 2017-05-02 | 0.91195 | 1 | 0.91195 | 0.93976 | 0.93593 | 0.64142 | 0.64643 | 0.6179 | 0.4929 | 0.56495 | 0.57504 | 0.59207 | 0.57006 | 0.49208 | 0.56668 | 2 | 1 | 45 | 14174 | 5472 | 7733 | 10519 | 1857 | 2981 | 11549 | 1542 | 1398 | 31618 | 1.45 | 1.56 | 14541.295
2926 | 22 | 122 | 2017-05-02 | 0.89308 | 1 | 0.89308 | 0.89759 | 0.9084 | 0.63553 | 0.62871 | 0.60695 | 0.5093 | 0.55674 | 0.57542 | 0.56295 | 0.55416 | 0.4956 | 0.5408 | 2 | 1 | 46 | 14044 | 5322 | 7596 | 10869 | 1830 | 2983 | 10981 | 1499 | 1408 | 30174 | 1.42 | 1.49 | 14113.52
2927 | 23 | 122 | 2017-05-02 | 0.7673 | 1 | 0.7673 | 0.8012 | 0.88374 | 0.59395 | 0.58559 | 0.57243 | 0.49271 | 0.51658 | 0.53819 | 0.51097 | 0.51904 | 0.45512 | 0.4949 | 2 | 1 | 47 | 13125 | 4957 | 7164 | 10515 | 1698 | 2790 | 9967 | 1404 | 1293 | 27613 | 1.22 | 1.33 | 13730.465
2928 | 24 | 122 | 2017-05-02 | 0.69182 | 1 | 0.69182 | 0.69277 | 0.84359 | 0.55145 | 0.54022 | 0.53632 | 0.46137 | 0.47642 | 0.50193 | 0.46083 | 0.48281 | 0.40479 | 0.45156 | 2 | 1 | 48 | 12186 | 4573 | 6712 | 9846 | 1566 | 2602 | 8989 | 1306 | 1150 | 25195 | 1.1 | 1.15 | 13106.685
2929 | 1 | 123 | 2017-05-03 | 0.61635 | 1 | 0.61635 | 0.64458 | 0.80131 | 0.52131 | 0.51813 | 0.50435 | 0.43053 | 0.43444 | 0.50251 | 0.40823 | 0.45176 | 0.37452 | 0.41369 | 3 | 1 | 49 | 11520 | 4386 | 6312 | 9188 | 1428 | 2605 | 7963 | 1222 | 1064 | 23082 | 0.98 | 1.07 | 12449.825
2930 | 2 | 123 | 2017-05-03 | 0.61006 | 1 | 0.61006 | 0.62048 | 0.77242 | 0.50579 | 0.50289 | 0.49141 | 0.41099 | 0.41588 | 0.49518 | 0.38896 | 0.43993 | 0.35973 | 0.39615 | 3 | 1 | 50 | 11177 | 4257 | 6150 | 8771 | 1367 | 2567 | 7587 | 1190 | 1022 | 22103 | 0.97 | 1.03 | 12000.945
2931 | 3 | 123 | 2017-05-03 | 0.59748 | 1 | 0.59748 | 0.62048 | 0.74901 | 0.49968 | 0.49959 | 0.4851 | 0.39975 | 0.40767 | 0.48862 | 0.3787 | 0.43438 | 0.3548 | 0.38697 | 3 | 1 | 51 | 11042 | 4229 | 6071 | 8531 | 1340 | 2533 | 7387 | 1175 | 1008 | 21591 | 0.95 | 1.03 | 11637.225
2932 | 4 | 123 | 2017-05-03 | 0.58491 | 1 | 0.58491 | 0.62048 | 0.73082 | 0.50081 | 0.49805 | 0.48446 | 0.39347 | 0.40797 | 0.48727 | 0.37563 | 0.4329 | 0.3541 | 0.38435 | 3 | 1 | 52 | 11067 | 4216 | 6063 | 8397 | 1341 | 2526 | 7327 | 1171 | 1006 | 21445 | 0.93 | 1.03 | 11354.585
2933 | 5 | 123 | 2017-05-03 | 0.60377 | 1 | 0.60377 | 0.64458 | 0.71832 | 0.51154 | 0.51081 | 0.49309 | 0.39281 | 0.42166 | 0.49441 | 0.38342 | 0.44214 | 0.3629 | 0.39283 | 3 | 1 | 53 | 11304 | 4324 | 6171 | 8383 | 1386 | 2563 | 7479 | 1196 | 1031 | 21918 | 0.96 | 1.07 | 11160.345
2934 | 6 | 123 | 2017-05-03 | 0.67296 | 1 | 0.67296 | 0.6988 | 0.72546 | 0.54638 | 0.54601 | 0.52329 | 0.4049 | 0.45908 | 0.51794 | 0.413 | 0.46802 | 0.38684 | 0.42334 | 3 | 1 | 54 | 12074 | 4622 | 6549 | 8641 | 1509 | 2685 | 8056 | 1266 | 1099 | 23620 | 1.07 | 1.16 | 11271.335
2935 | 7 | 123 | 2017-05-03 | 0.73585 | 1 | 0.73585 | 0.77108 | 0.7356 | 0.60585 | 0.60295 | 0.57339 | 0.43503 | 0.53179 | 0.55015 | 0.46227 | 0.51017 | 0.44491 | 0.47273 | 3 | 1 | 55 | 13388 | 5104 | 7176 | 9284 | 1748 | 2852 | 9017 | 1380 | 1264 | 26376 | 1.17 | 1.28 | 11428.795
2936 | 8 | 123 | 2017-05-03 | 0.74214 | 1 | 0.74214 | 0.78313 | 0.74366 | 0.63341 | 0.6306 | 0.59816 | 0.47252 | 0.57165 | 0.56944 | 0.49031 | 0.53604 | 0.45829 | 0.5025 | 3 | 1 | 56 | 13997 | 5338 | 7486 | 10084 | 1879 | 2952 | 9564 | 1450 | 1302 | 28037 | 1.18 | 1.3 | 11554.04
2937 | 9 | 123 | 2017-05-03 | 0.74843 | 1 | 0.74843 | 0.74699 | 0.84656 | 0.63856 | 0.63213 | 0.60935 | 0.49782 | 0.57986 | 0.57986 | 0.49795 | 0.54898 | 0.44562 | 0.51429 | 3 | 1 | 57 | 14111 | 5351 | 7626 | 10624 | 1906 | 3006 | 9713 | 1485 | 1266 | 28695 | 1.19 | 1.24 | 13152.805
2938 | 10 | 123 | 2017-05-03 | 0.71698 | 1 | 0.71698 | 0.72892 | 0.91285 | 0.63847 | 0.62953 | 0.61366 | 0.50682 | 0.58169 | 0.58391 | 0.50349 | 0.55712 | 0.43893 | 0.51476 | 3 | 1 | 58 | 14109 | 5329 | 7680 | 10816 | 1912 | 3027 | 9821 | 1507 | 1247 | 28721 | 1.14 | 1.21 | 14182.66
2939 | 11 | 123 | 2017-05-03 | 0.71698 | 1 | 0.71698 | 0.71084 | 0.9624 | 0.63775 | 0.62741 | 0.61774 | 0.50761 | 0.58229 | 0.59008 | 0.51261 | 0.55896 | 0.43506 | 0.51342 | 3 | 1 | 59 | 14093 | 5311 | 7731 | 10833 | 1914 | 3059 | 9999 | 1512 | 1236 | 28646 | 1.14 | 1.18 | 14952.575
2940 | 12 | 123 | 2017-05-03 | 0.69811 | 1 | 0.69811 | 0.68072 | 0.97754 | 0.63476 | 0.61878 | 0.61462 | 0.51146 | 0.58138 | 0.58893 | 0.52071 | 0.56155 | 0.42943 | 0.51126 | 3 | 1 | 60 | 14027 | 5238 | 7692 | 10915 | 1911 | 3053 | 10157 | 1519 | 1220 | 28526 | 1.11 | 1.13 | 15187.805
2941 | 13 | 123 | 2017-05-03 | 0.63522 | 1 | 0.63522 | 0.6506 | 0.95214 | 0.63232 | 0.61299 | 0.60935 | 0.50902 | 0.57834 | 0.58777 | 0.52799 | 0.56266 | 0.43154 | 0.50824 | 3 | 1 | 61 | 13973 | 5189 | 7626 | 10863 | 1901 | 3047 | 10299 | 1522 | 1226 | 28357 | 1.01 | 1.08 | 14793.225
2942 | 14 | 123 | 2017-05-03 | 0.61635 | 1 | 0.61635 | 0.63253 | 0.97576 | 0.63164 | 0.60697 | 0.60839 | 0.50686 | 0.57165 | 0.58835 | 0.53686 | 0.5634 | 0.42978 | 0.50897 | 3 | 1 | 62 | 13958 | 5138 | 7614 | 10817 | 1879 | 3050 | 10472 | 1524 | 1221 | 28398 | 0.98 | 1.05 | 15160.185
2943 | 15 | 123 | 2017-05-03 | 0.61635 | 1 | 0.61635 | 0.65663 | 1 | 0.62377 | 0.59823 | 0.60136 | 0.50602 | 0.56587 | 0.58488 | 0.54414 | 0.5586 | 0.42591 | 0.50867 | 3 | 1 | 63 | 13784 | 5064 | 7526 | 10799 | 1860 | 3032 | 10614 | 1511 | 1210 | 28381 | 0.98 | 1.09 | 15536.75
2944 | 16 | 123 | 2017-05-03 | 0.64151 | 1 | 0.64151 | 0.68072 | 0.99944 | 0.61734 | 0.59291 | 0.59129 | 0.50162 | 0.55218 | 0.58063 | 0.55183 | 0.5549 | 0.43295 | 0.51028 | 3 | 1 | 64 | 13642 | 5019 | 7400 | 10705 | 1815 | 3010 | 10764 | 1501 | 1230 | 28471 | 1.02 | 1.13 | 15528.105
2945 | 17 | 123 | 2017-05-03 | 0.66667 | 1 | 0.66667 | 0.72892 | 0.98608 | 0.61576 | 0.59303 | 0.58538 | 0.49492 | 0.54609 | 0.57735 | 0.5588 | 0.55379 | 0.44562 | 0.5156 | 3 | 1 | 65 | 13607 | 5020 | 7326 | 10562 | 1795 | 2993 | 10900 | 1498 | 1266 | 28768 | 1.06 | 1.21 | 15320.515
2946 | 18 | 123 | 2017-05-03 | 0.68553 | 1 | 0.68553 | 0.77711 | 0.92154 | 0.61218 | 0.59716 | 0.57907 | 0.48971 | 0.54122 | 0.57215 | 0.56131 | 0.55009 | 0.45688 | 0.5218 | 3 | 1 | 66 | 13528 | 5055 | 7247 | 10451 | 1779 | 2966 | 10949 | 1488 | 1298 | 29114 | 1.09 | 1.29 | 14317.695
2947 | 19 | 123 | 2017-05-03 | 0.7044 | 1 | 0.7044 | 0.79518 | 0.8823 | 0.61245 | 0.60307 | 0.57459 | 0.48559 | 0.53605 | 0.56732 | 0.55711 | 0.54122 | 0.46181 | 0.52232 | 3 | 1 | 67 | 13534 | 5105 | 7191 | 10363 | 1762 | 2941 | 10867 | 1464 | 1312 | 29143 | 1.12 | 1.32 | 13708.055
2948 | 20 | 123 | 2017-05-03 | 0.7673 | 1 | 0.7673 | 0.8494 | 0.93549 | 0.61698 | 0.61252 | 0.57731 | 0.48095 | 0.53818 | 0.56771 | 0.55316 | 0.54085 | 0.46392 | 0.52745 | 3 | 1 | 68 | 13634 | 5185 | 7225 | 10264 | 1769 | 2943 | 10790 | 1463 | 1318 | 29429 | 1.22 | 1.41 | 14534.475
2949 | 21 | 123 | 2017-05-03 | 0.83648 | 1 | 0.83648 | 0.89759 | 0.93593 | 0.6368 | 0.64217 | 0.6008 | 0.4952 | 0.55826 | 0.58719 | 0.55527 | 0.55527 | 0.48152 | 0.53747 | 3 | 1 | 69 | 14072 | 5436 | 7519 | 10568 | 1835 | 3044 | 10831 | 1502 | 1368 | 29988 | 1.33 | 1.49 | 14541.295
2950 | 22 | 123 | 2017-05-03 | 0.8239 | 1 | 0.8239 | 0.87349 | 0.9084 | 0.63273 | 0.62245 | 0.59521 | 0.50616 | 0.56009 | 0.58989 | 0.53035 | 0.54233 | 0.48856 | 0.51528 | 3 | 1 | 70 | 13982 | 5269 | 7449 | 10802 | 1841 | 3058 | 10345 | 1467 | 1388 | 28750 | 1.31 | 1.45 | 14113.52
2951 | 23 | 123 | 2017-05-03 | 0.77358 | 1 | 0.77358 | 0.75904 | 0.88374 | 0.59458 | 0.58145 | 0.56276 | 0.48779 | 0.52479 | 0.55556 | 0.48436 | 0.50795 | 0.45231 | 0.47456 | 3 | 1 | 71 | 13139 | 4922 | 7043 | 10410 | 1725 | 2880 | 9448 | 1374 | 1285 | 26478 | 1.23 | 1.26 | 13730.465
2952 | 24 | 123 | 2017-05-03 | 0.7044 | 1 | 0.7044 | 0.68072 | 0.84359 | 0.55489 | 0.54554 | 0.52865 | 0.4556 | 0.48677 | 0.5189 | 0.43797 | 0.47579 | 0.40901 | 0.43687 | 3 | 1 | 72 | 12262 | 4618 | 6616 | 9723 | 1600 | 2690 | 8543 | 1287 | 1162 | 24375 | 1.12 | 1.13 | 13106.685
2953 | 1 | 124 | 2017-05-04 | 0.6478 | 1 | 0.6478 | 0.63253 | 0.80131 | 0.50312 | 0.5036 | 0.4994 | 0.42866 | 0.41497 | 0.51061 | 0.39767 | 0.44104 | 0.36818 | 0.4062 | 4 | 1 | 73 | 11118 | 4263 | 6250 | 9148 | 1364 | 2647 | 7757 | 1193 | 1046 | 22664 | 1.03 | 1.05 | 12449.825
2954 | 2 | 124 | 2017-05-04 | 0.59748 | 1 | 0.59748 | 0.61446 | 0.77242 | 0.48597 | 0.48966 | 0.48518 | 0.40837 | 0.39398 | 0.50231 | 0.38168 | 0.42921 | 0.34812 | 0.39045 | 4 | 1 | 74 | 10739 | 4145 | 6072 | 8715 | 1295 | 2604 | 7445 | 1161 | 989 | 21785 | 0.95 | 1.02 | 12000.945
2955 | 3 | 124 | 2017-05-04 | 0.57862 | 1 | 0.57862 | 0.59639 | 0.74901 | 0.47611 | 0.4847 | 0.47855 | 0.39553 | 0.38607 | 0.4946 | 0.37301 | 0.42366 | 0.33685 | 0.38369 | 4 | 1 | 75 | 10521 | 4103 | 5989 | 8441 | 1269 | 2564 | 7276 | 1146 | 957 | 21408 | 0.92 | 0.99 | 11637.225
2956 | 4 | 124 | 2017-05-04 | 0.58491 | 1 | 0.58491 | 0.61446 | 0.73082 | 0.4771 | 0.48789 | 0.47695 | 0.38803 | 0.38211 | 0.4919 | 0.37194 | 0.42292 | 0.33685 | 0.38319 | 4 | 1 | 76 | 10543 | 4130 | 5969 | 8281 | 1256 | 2550 | 7255 | 1144 | 957 | 21380 | 0.93 | 1.02 | 11354.585
2957 | 5 | 124 | 2017-05-04 | 0.58491 | 1 | 0.58491 | 0.62048 | 0.71832 | 0.48642 | 0.50124 | 0.48646 | 0.38705 | 0.39154 | 0.49691 | 0.38116 | 0.43401 | 0.34565 | 0.39294 | 4 | 1 | 77 | 10749 | 4243 | 6088 | 8260 | 1287 | 2576 | 7435 | 1174 | 982 | 21924 | 0.93 | 1.03 | 11160.345
2958 | 6 | 124 | 2017-05-04 | 0.61635 | 1 | 0.61635 | 0.6747 | 0.72546 | 0.5186 | 0.53857 | 0.51434 | 0.39717 | 0.4247 | 0.52045 | 0.41254 | 0.45804 | 0.37628 | 0.42626 | 4 | 1 | 78 | 11460 | 4559 | 6437 | 8476 | 1396 | 2698 | 8047 | 1239 | 1069 | 23783 | 0.98 | 1.12 | 11271.335
2959 | 7 | 124 | 2017-05-04 | 0.67296 | 1 | 0.67296 | 0.75904 | 0.7356 | 0.57331 | 0.5974 | 0.56268 | 0.42622 | 0.48555 | 0.55459 | 0.46427 | 0.49908 | 0.42027 | 0.47657 | 4 | 1 | 79 | 12669 | 5057 | 7042 | 9096 | 1596 | 2875 | 9056 | 1350 | 1194 | 26590 | 1.07 | 1.26 | 11428.795
2960 | 8 | 124 | 2017-05-04 | 0.72327 | 1 | 0.72327 | 0.74699 | 0.74366 | 0.60281 | 0.62339 | 0.58889 | 0.46249 | 0.51962 | 0.57677 | 0.49226 | 0.522 | 0.43858 | 0.50237 | 4 | 1 | 80 | 13321 | 5277 | 7370 | 9870 | 1708 | 2990 | 9602 | 1412 | 1246 | 28030 | 1.15 | 1.24 | 11554.04
2961 | 9 | 124 | 2017-05-04 | 0.75472 | 1 | 0.75472 | 0.71084 | 0.84656 | 0.61177 | 0.62457 | 0.60312 | 0.49187 | 0.53331 | 0.58738 | 0.49667 | 0.539 | 0.43048 | 0.50732 | 4 | 1 | 81 | 13519 | 5287 | 7548 | 10497 | 1753 | 3045 | 9688 | 1458 | 1223 | 28306 | 1.2 | 1.18 | 13152.805
2962 | 10 | 124 | 2017-05-04 | 0.79245 | 1 | 0.79245 | 0.6747 | 0.91285 | 0.61766 | 0.61654 | 0.60887 | 0.50447 | 0.54183 | 0.5924 | 0.49826 | 0.54824 | 0.43083 | 0.50623 | 4 | 1 | 82 | 13649 | 5219 | 7620 | 10766 | 1781 | 3071 | 9719 | 1483 | 1224 | 28245 | 1.26 | 1.12 | 14182.66
2963 | 11 | 124 | 2017-05-04 | 0.73585 | 1 | 0.73585 | 0.6506 | 0.9624 | 0.62006 | 0.61453 | 0.61334 | 0.50822 | 0.55218 | 0.59742 | 0.50179 | 0.55564 | 0.43154 | 0.50467 | 4 | 1 | 83 | 13702 | 5202 | 7676 | 10846 | 1815 | 3097 | 9788 | 1503 | 1226 | 28158 | 1.17 | 1.08 | 14952.575
2964 | 12 | 124 | 2017-05-04 | 0.72327 | 1 | 0.72327 | 0.61446 | 0.97754 | 0.61702 | 0.60981 | 0.61063 | 0.51239 | 0.54974 | 0.59626 | 0.50508 | 0.56044 | 0.42943 | 0.50144 | 4 | 1 | 84 | 13635 | 5162 | 7642 | 10935 | 1807 | 3091 | 9852 | 1516 | 1220 | 27978 | 1.15 | 1.02 | 15187.805
2965 | 13 | 124 | 2017-05-04 | 0.71069 | 1 | 0.71069 | 0.63855 | 0.95214 | 0.61535 | 0.60236 | 0.60639 | 0.51132 | 0.54427 | 0.59587 | 0.50805 | 0.56229 | 0.42872 | 0.49739 | 4 | 1 | 85 | 13598 | 5099 | 7589 | 10912 | 1789 | 3089 | 9910 | 1521 | 1218 | 27752 | 1.13 | 1.06 | 14793.225
2966 | 14 | 124 | 2017-05-04 | 0.69182 | 1 | 0.69182 | 0.62048 | 0.97576 | 0.61268 | 0.59905 | 0.60519 | 0.50893 | 0.5397 | 0.59742 | 0.51292 | 0.56451 | 0.42274 | 0.49659 | 4 | 1 | 86 | 13539 | 5071 | 7574 | 10861 | 1774 | 3097 | 10005 | 1527 | 1201 | 27707 | 1.1 | 1.03 | 15160.185
2967 | 15 | 124 | 2017-05-04 | 0.67296 | 1 | 0.67296 | 0.62048 | 1 | 0.60702 | 0.5922 | 0.59545 | 0.50935 | 0.5321 | 0.5951 | 0.51564 | 0.55823 | 0.4245 | 0.49451 | 4 | 1 | 87 | 13414 | 5013 | 7452 | 10870 | 1749 | 3085 | 10058 | 1510 | 1206 | 27591 | 1.07 | 1.03 | 15536.75
2968 | 16 | 124 | 2017-05-04 | 0.68553 | 1 | 0.68553 | 0.63253 | 0.99944 | 0.60001 | 0.58807 | 0.58634 | 0.50377 | 0.51658 | 0.5924 | 0.52071 | 0.55453 | 0.434 | 0.49465 | 4 | 1 | 88 | 13259 | 4978 | 7338 | 10751 | 1698 | 3071 | 10157 | 1500 | 1233 | 27599 | 1.09 | 1.05 | 15528.105
2969 | 17 | 124 | 2017-05-04 | 0.66667 | 1 | 0.66667 | 0.71084 | 0.98608 | 0.59725 | 0.5876 | 0.58146 | 0.49684 | 0.50745 | 0.58816 | 0.52722 | 0.55046 | 0.44491 | 0.49999 | 4 | 1 | 89 | 13198 | 4974 | 7277 | 10603 | 1668 | 3049 | 10284 | 1489 | 1264 | 27897 | 1.06 | 1.18 | 15320.515
2970 | 18 | 124 | 2017-05-04 | 0.69811 | 1 | 0.69811 | 0.71687 | 0.92154 | 0.5963 | 0.5909 | 0.57467 | 0.49098 | 0.49772 | 0.58333 | 0.53343 | 0.54603 | 0.45019 | 0.50712 | 4 | 1 | 90 | 13177 | 5002 | 7192 | 10478 | 1636 | 3024 | 10405 | 1477 | 1279 | 28295 | 1.11 | 1.19 | 14317.695
2971 | 19 | 124 | 2017-05-04 | 0.72327 | 1 | 0.72327 | 0.76506 | 0.8823 | 0.59517 | 0.59362 | 0.57068 | 0.48442 | 0.49255 | 0.57812 | 0.53122 | 0.53863 | 0.46251 | 0.50655 | 4 | 1 | 91 | 13152 | 5025 | 7142 | 10338 | 1619 | 2997 | 10362 | 1457 | 1314 | 28263 | 1.15 | 1.27 | 13708.055
2972 | 20 | 124 | 2017-05-04 | 0.78616 | 1 | 0.78616 | 0.80723 | 0.93549 | 0.5972 | 0.60437 | 0.57219 | 0.47702 | 0.49194 | 0.57427 | 0.53086 | 0.53752 | 0.46322 | 0.51234 | 4 | 1 | 92 | 13197 | 5116 | 7161 | 10180 | 1617 | 2977 | 10355 | 1454 | 1316 | 28586 | 1.25 | 1.34 | 14534.475
2973 | 21 | 124 | 2017-05-04 | 0.83648 | 1 | 0.83648 | 0.86145 | 0.93593 | 0.61033 | 0.63272 | 0.59001 | 0.48662 | 0.51354 | 0.59356 | 0.54112 | 0.55046 | 0.47448 | 0.52822 | 4 | 1 | 93 | 13487 | 5356 | 7384 | 10385 | 1688 | 3077 | 10555 | 1489 | 1348 | 29472 | 1.33 | 1.43 | 14541.295
2974 | 22 | 124 | 2017-05-04 | 0.81761 | 1 | 0.81761 | 0.8494 | 0.9084 | 0.60942 | 0.61807 | 0.58634 | 0.5026 | 0.52054 | 0.59259 | 0.5224 | 0.5353 | 0.48082 | 0.50876 | 4 | 1 | 94 | 13467 | 5232 | 7338 | 10726 | 1711 | 3072 | 10190 | 1448 | 1366 | 28386 | 1.3 | 1.41 | 14113.52
2975 | 23 | 124 | 2017-05-04 | 0.75472 | 1 | 0.75472 | 0.72892 | 0.88374 | 0.57616 | 0.57661 | 0.55421 | 0.48784 | 0.48677 | 0.55768 | 0.47913 | 0.50351 | 0.44879 | 0.46963 | 4 | 1 | 95 | 12732 | 4881 | 6936 | 10411 | 1600 | 2891 | 9346 | 1362 | 1275 | 26203 | 1.2 | 1.21 | 13730.465
2976 | 24 | 124 | 2017-05-04 | 0.68553 | 1 | 0.68553 | 0.6506 | 0.84359 | 0.53566 | 0.53432 | 0.51706 | 0.45762 | 0.44935 | 0.51678 | 0.43376 | 0.47098 | 0.40232 | 0.43138 | 4 | 1 | 96 | 11837 | 4523 | 6471 | 9766 | 1477 | 2679 | 8461 | 1274 | 1143 | 24069 | 1.09 | 1.08 | 13106.685
2977 | 1 | 125 | 2017-05-05 | 0.61635 | 1 | 0.61635 | 0.62651 | 0.80131 | 0.51208 | 0.51128 | 0.49349 | 0.42252 | 0.42866 | 0.50019 | 0.409 | 0.44436 | 0.37804 | 0.40642 | 5 | 1 | 97 | 11316 | 4328 | 6176 | 9017 | 1409 | 2593 | 7978 | 1202 | 1074 | 22676 | 0.98 | 1.04 | 12449.825
2978 | 2 | 125 | 2017-05-05 | 0.60377 | 1 | 0.60377 | 0.60241 | 0.77242 | 0.49321 | 0.49167 | 0.47791 | 0.40148 | 0.40828 | 0.4892 | 0.38957 | 0.42994 | 0.36008 | 0.3902 | 5 | 1 | 98 | 10899 | 4162 | 5981 | 8568 | 1342 | 2536 | 7599 | 1163 | 1023 | 21771 | 0.96 | 1 | 12000.945
2979 | 3 | 125 | 2017-05-05 | 0.59748 | 1 | 0.59748 | 0.59036 | 0.74901 | 0.48534 | 0.48506 | 0.46848 | 0.38906 | 0.39611 | 0.47955 | 0.37881 | 0.42292 | 0.35199 | 0.38132 | 5 | 1 | 99 | 10725 | 4106 | 5863 | 8303 | 1302 | 2486 | 7389 | 1144 | 1000 | 21276 | 0.95 | 0.98 | 11637.225
2980 | 4 | 125 | 2017-05-05 | 0.61635 | 1 | 0.61635 | 0.59036 | 0.73082 | 0.48357 | 0.48494 | 0.46504 | 0.38189 | 0.39185 | 0.47859 | 0.37517 | 0.4207 | 0.35269 | 0.37882 | 5 | 1 | 100 | 10686 | 4105 | 5820 | 8150 | 1288 | 2481 | 7318 | 1138 | 1002 | 21136 | 0.98 | 0.98 | 11354.585
2981 | 5 | 125 | 2017-05-05 | 0.64151 | 1 | 0.64151 | 0.60843 | 0.71832 | 0.49172 | 0.49557 | 0.47207 | 0.38039 | 0.39884 | 0.48438 | 0.38204 | 0.42884 | 0.36149 | 0.3867 | 5 | 1 | 101 | 10866 | 4195 | 5908 | 8118 | 1311 | 2511 | 7452 | 1160 | 1027 | 21576 | 1.02 | 1.01 | 11160.345
2982 | 6 | 125 | 2017-05-05 | 0.71698 | 1 | 0.71698 | 0.6506 | 0.72546 | 0.5195 | 0.5264 | 0.497 | 0.38944 | 0.42683 | 0.50598 | 0.40844 | 0.45139 | 0.38754 | 0.41507 | 5 | 1 | 102 | 11480 | 4456 | 6220 | 8311 | 1403 | 2623 | 7967 | 1221 | 1101 | 23159 | 1.14 | 1.08 | 11271.335
2983 | 7 | 125 | 2017-05-05 | 0.77358 | 1 | 0.77358 | 0.68675 | 0.7356 | 0.56539 | 0.57602 | 0.54215 | 0.41479 | 0.48007 | 0.53916 | 0.45381 | 0.48909 | 0.43647 | 0.46221 | 5 | 1 | 103 | 12494 | 4876 | 6785 | 8852 | 1578 | 2795 | 8852 | 1323 | 1240 | 25789 | 1.23 | 1.14 | 11428.795
2984 | 8 | 125 | 2017-05-05 | 0.77987 | 1 | 0.77987 | 0.71687 | 0.74366 | 0.59399 | 0.60248 | 0.57147 | 0.44768 | 0.51536 | 0.56424 | 0.48436 | 0.51608 | 0.45512 | 0.49393 | 5 | 1 | 104 | 13126 | 5100 | 7152 | 9554 | 1694 | 2925 | 9448 | 1396 | 1293 | 27559 | 1.24 | 1.19 | 11554.04
2985 | 9 | 125 | 2017-05-05 | 0.73585 | 1 | 0.73585 | 0.77108 | 0.84656 | 0.6058 | 0.60626 | 0.58666 | 0.47477 | 0.52845 | 0.57562 | 0.49677 | 0.5342 | 0.45723 | 0.50628 | 5 | 1 | 105 | 13387 | 5132 | 7342 | 10132 | 1737 | 2984 | 9690 | 1445 | 1299 | 28248 | 1.17 | 1.28 | 13152.805
2986 | 10 | 125 | 2017-05-05 | 0.67925 | 1 | 0.67925 | 0.74096 | 0.91285 | 0.61653 | 0.61004 | 0.59521 | 0.48704 | 0.54061 | 0.5843 | 0.50748 | 0.54861 | 0.46287 | 0.5122 | 5 | 1 | 106 | 13624 | 5164 | 7449 | 10394 | 1777 | 3029 | 9899 | 1484 | 1315 | 28578 | 1.08 | 1.23 | 14182.66
2987 | 11 | 125 | 2017-05-05 | 0.66667 | 1 | 0.66667 | 0.75301 | 0.9624 | 0.62128 | 0.61488 | 0.60176 | 0.49084 | 0.55065 | 0.5924 | 0.51692 | 0.56229 | 0.46639 | 0.5158 | 5 | 1 | 107 | 13729 | 5205 | 7531 | 10475 | 1810 | 3071 | 10083 | 1521 | 1325 | 28779 | 1.06 | 1.25 | 14952.575
2988 | 12 | 125 | 2017-05-05 | 0.6478 | 1 | 0.6478 | 0.73494 | 0.97754 | 0.62141 | 0.61713 | 0.60176 | 0.49421 | 0.55126 | 0.59279 | 0.52266 | 0.56747 | 0.46779 | 0.51505 | 5 | 1 | 108 | 13732 | 5224 | 7531 | 10547 | 1812 | 3073 | 10195 | 1535 | 1329 | 28737 | 1.03 | 1.22 | 15187.805
2989 | 13 | 125 | 2017-05-05 | 0.66667 | 1 | 0.66667 | 0.71084 | 0.95214 | 0.61757 | 0.61264 | 0.5976 | 0.49299 | 0.54852 | 0.59066 | 0.52589 | 0.57079 | 0.46955 | 0.51297 | 5 | 1 | 109 | 13647 | 5186 | 7479 | 10521 | 1803 | 3062 | 10258 | 1544 | 1334 | 28621 | 1.06 | 1.18 | 14793.225
2990 | 14 | 125 | 2017-05-05 | 0.6478 | 1 | 0.6478 | 0.70482 | 0.97576 | 0.61467 | 0.61252 | 0.59752 | 0.49093 | 0.54335 | 0.58816 | 0.53163 | 0.57264 | 0.46885 | 0.5123 | 5 | 1 | 110 | 13583 | 5185 | 7478 | 10477 | 1786 | 3049 | 10370 | 1549 | 1332 | 28584 | 1.03 | 1.17 | 15160.185
2991 | 15 | 125 | 2017-05-05 | 0.62893 | 1 | 0.62893 | 0.69277 | 1 | 0.60829 | 0.60827 | 0.58857 | 0.49037 | 0.53331 | 0.58275 | 0.53481 | 0.5671 | 0.46603 | 0.50928 | 5 | 1 | 111 | 13442 | 5149 | 7366 | 10465 | 1753 | 3021 | 10432 | 1534 | 1324 | 28415 | 1 | 1.15 | 15536.75
2992 | 16 | 125 | 2017-05-05 | 0.67296 | 1 | 0.67296 | 0.69277 | 0.99944 | 0.60037 | 0.60319 | 0.57779 | 0.48395 | 0.52206 | 0.57562 | 0.53701 | 0.56007 | 0.47131 | 0.5077 | 5 | 1 | 112 | 13267 | 5106 | 7231 | 10328 | 1716 | 2984 | 10475 | 1515 | 1339 | 28327 | 1.07 | 1.15 | 15528.105
2993 | 17 | 125 | 2017-05-05 | 0.72327 | 1 | 0.72327 | 0.75301 | 0.98608 | 0.59657 | 0.60189 | 0.57076 | 0.47636 | 0.51841 | 0.57176 | 0.54024 | 0.55157 | 0.48293 | 0.50833 | 5 | 1 | 113 | 13183 | 5095 | 7143 | 10166 | 1704 | 2964 | 10538 | 1492 | 1372 | 28362 | 1.15 | 1.25 | 15320.515
2994 | 18 | 125 | 2017-05-05 | 0.7673 | 1 | 0.7673 | 0.80723 | 0.92154 | 0.59299 | 0.59799 | 0.5638 | 0.46957 | 0.51263 | 0.56674 | 0.54168 | 0.54233 | 0.48997 | 0.50781 | 5 | 1 | 114 | 13104 | 5062 | 7056 | 10021 | 1685 | 2938 | 10566 | 1467 | 1392 | 28333 | 1.22 | 1.34 | 14317.695
2995 | 19 | 125 | 2017-05-05 | 0.77358 | 1 | 0.77358 | 0.83133 | 0.8823 | 0.59001 | 0.59291 | 0.55549 | 0.46385 | 0.50867 | 0.56269 | 0.53655 | 0.52828 | 0.49454 | 0.50234 | 5 | 1 | 115 | 13038 | 5019 | 6952 | 9899 | 1672 | 2917 | 10466 | 1429 | 1405 | 28028 | 1.23 | 1.38 | 13708.055
2996 | 20 | 125 | 2017-05-05 | 0.80503 | 1 | 0.80503 | 0.8494 | 0.93549 | 0.58883 | 0.5909 | 0.55358 | 0.45809 | 0.50472 | 0.56173 | 0.52897 | 0.52569 | 0.48891 | 0.50304 | 5 | 1 | 116 | 13012 | 5002 | 6928 | 9776 | 1659 | 2912 | 10318 | 1422 | 1389 | 28067 | 1.28 | 1.41 | 14534.475
2997 | 21 | 125 | 2017-05-05 | 0.89937 | 1 | 0.89937 | 0.93373 | 0.93593 | 0.60232 | 0.60709 | 0.56732 | 0.46652 | 0.51841 | 0.57658 | 0.53245 | 0.53161 | 0.50123 | 0.51492 | 5 | 1 | 117 | 13310 | 5139 | 7100 | 9956 | 1704 | 2989 | 10386 | 1438 | 1424 | 28730 | 1.43 | 1.55 | 14541.295
2998 | 22 | 125 | 2017-05-05 | 0.88679 | 1 | 0.88679 | 0.90964 | 0.9084 | 0.5987 | 0.59516 | 0.56284 | 0.47833 | 0.51719 | 0.57485 | 0.51692 | 0.52052 | 0.51214 | 0.49926 | 5 | 1 | 118 | 13230 | 5038 | 7044 | 10208 | 1700 | 2980 | 10083 | 1408 | 1455 | 27856 | 1.41 | 1.51 | 14113.52
2999 | 23 | 125 | 2017-05-05 | 0.79874 | 1 | 0.79874 | 0.85542 | 0.88374 | 0.57105 | 0.5583 | 0.53416 | 0.46769 | 0.49072 | 0.55131 | 0.48493 | 0.49353 | 0.49208 | 0.46606 | 5 | 1 | 119 | 12619 | 4726 | 6685 | 9981 | 1613 | 2858 | 9459 | 1335 | 1398 | 26004 | 1.27 | 1.42 | 13730.465
3000 | 24 | 125 | 2017-05-05 | 0.7044 | 1 | 0.7044 | 0.77108 | 0.84359 | 0.5358 | 0.51943 | 0.5022 | 0.44145 | 0.45726 | 0.52199 | 0.44638 | 0.46359 | 0.45864 | 0.43076 | 5 | 1 | 120 | 11840 | 4397 | 6285 | 9421 | 1503 | 2706 | 8707 | 1254 | 1303 | 24034 | 1.12 | 1.28 | 13106.685
3001 | 1 | 126 | 2017-05-06 | 0.76101 | 1 | 0.76101 | 0.71687 | 0.77448 | 0.50638 | 0.5036 | 0.48917 | 0.41863 | 0.39671 | 0.52392 | 0.4068 | 0.42994 | 0.41464 | 0.40441 | 6 | 2 | 121 | 11190 | 4263 | 6122 | 8934 | 1304 | 2716 | 7935 | 1163 | 1178 | 22564 | 1.21 | 1.19 | 12032.86
3002 | 2 | 126 | 2017-05-06 | 0.71698 | 1 | 0.71698 | 0.66867 | 0.74964 | 0.48823 | 0.48163 | 0.47207 | 0.39684 | 0.37603 | 0.51601 | 0.38696 | 0.41701 | 0.39845 | 0.38627 | 6 | 2 | 122 | 10789 | 4077 | 5908 | 8469 | 1236 | 2675 | 7548 | 1128 | 1132 | 21552 | 1.14 | 1.11 | 11646.96
3003 | 3 | 126 | 2017-05-06 | 0.7044 | 1 | 0.7044 | 0.64458 | 0.72838 | 0.47837 | 0.47159 | 0.46408 | 0.38325 | 0.36447 | 0.50714 | 0.37291 | 0.40813 | 0.39282 | 0.3734 | 6 | 2 | 123 | 10571 | 3992 | 5808 | 8179 | 1198 | 2629 | 7274 | 1104 | 1116 | 20834 | 1.12 | 1.07 | 11316.6
3004 | 4 | 126 | 2017-05-06 | 0.69811 | 1 | 0.69811 | 0.63253 | 0.71262 | 0.47638 | 0.47064 | 0.46001 | 0.37491 | 0.35899 | 0.50347 | 0.37055 | 0.40407 | 0.39036 | 0.36652 | 6 | 2 | 124 | 10527 | 3984 | 5757 | 8001 | 1180 | 2610 | 7228 | 1093 | 1109 | 20450 | 1.11 | 1.05 | 11071.73
3005 | 5 | 126 | 2017-05-06 | 0.69182 | 1 | 0.69182 | 0.63253 | 0.70005 | 0.48081 | 0.4697 | 0.46145 | 0.37149 | 0.36173 | 0.50367 | 0.37224 | 0.40702 | 0.39986 | 0.36636 | 6 | 2 | 125 | 10625 | 3976 | 5775 | 7928 | 1189 | 2611 | 7261 | 1101 | 1136 | 20441 | 1.1 | 1.05 | 10876.555
3006 | 6 | 126 | 2017-05-06 | 0.7044 | 1 | 0.7044 | 0.68072 | 0.69248 | 0.49299 | 0.47998 | 0.47447 | 0.37407 | 0.37603 | 0.50965 | 0.38024 | 0.41257 | 0.41183 | 0.37518 | 6 | 2 | 126 | 10894 | 4063 | 5938 | 7983 | 1236 | 2642 | 7417 | 1116 | 1170 | 20933 | 1.12 | 1.13 | 10758.83
3007 | 7 | 126 | 2017-05-06 | 0.75472 | 1 | 0.75472 | 0.74096 | 0.68725 | 0.51195 | 0.49959 | 0.49189 | 0.38311 | 0.40645 | 0.5164 | 0.39398 | 0.42514 | 0.43189 | 0.38953 | 6 | 2 | 127 | 11313 | 4229 | 6156 | 8176 | 1336 | 2677 | 7685 | 1150 | 1227 | 21734 | 1.2 | 1.23 | 10677.68
3008 | 8 | 126 | 2017-05-06 | 0.81761 | 1 | 0.81761 | 0.77711 | 0.67879 | 0.52801 | 0.52191 | 0.50699 | 0.39244 | 0.43261 | 0.53106 | 0.4148 | 0.43993 | 0.45336 | 0.41126 | 6 | 2 | 128 | 11668 | 4418 | 6345 | 8375 | 1422 | 2753 | 8091 | 1190 | 1288 | 22946 | 1.3 | 1.29 | 10546.135
3009 | 9 | 126 | 2017-05-06 | 0.84277 | 1 | 0.84277 | 0.83133 | 0.73509 | 0.55286 | 0.55097 | 0.52936 | 0.40809 | 0.46273 | 0.55401 | 0.43884 | 0.46137 | 0.47694 | 0.43803 | 6 | 2 | 129 | 12217 | 4664 | 6625 | 8709 | 1521 | 2872 | 8560 | 1248 | 1355 | 24440 | 1.34 | 1.38 | 11420.965
3010 | 10 | 126 | 2017-05-06 | 0.8805 | 1 | 0.8805 | 0.85542 | 0.80309 | 0.57005 | 0.57342 | 0.54575 | 0.42477 | 0.4819 | 0.56713 | 0.45284 | 0.47911 | 0.48574 | 0.45777 | 6 | 2 | 130 | 12597 | 4854 | 6830 | 9065 | 1584 | 2940 | 8833 | 1296 | 1380 | 25541 | 1.4 | 1.42 | 12477.48
3011 | 11 | 126 | 2017-05-06 | 0.84906 | 1 | 0.84906 | 0.83133 | 0.84627 | 0.5744 | 0.58216 | 0.5523 | 0.43489 | 0.48829 | 0.57504 | 0.46104 | 0.49168 | 0.48398 | 0.467 | 6 | 2 | 131 | 12693 | 4928 | 6912 | 9281 | 1605 | 2981 | 8993 | 1330 | 1375 | 26056 | 1.35 | 1.38 | 13148.295
3012 | 12 | 126 | 2017-05-06 | 0.8239 | 1 | 0.8239 | 0.78916 | 0.85829 | 0.57467 | 0.58464 | 0.5511 | 0.43934 | 0.48646 | 0.5733 | 0.46232 | 0.49427 | 0.47342 | 0.46764 | 6 | 2 | 132 | 12699 | 4949 | 6897 | 9376 | 1599 | 2972 | 9018 | 1337 | 1345 | 26092 | 1.31 | 1.31 | 13334.96
3013 | 13 | 126 | 2017-05-06 | 0.80503 | 1 | 0.80503 | 0.78916 | 0.83365 | 0.56815 | 0.58133 | 0.54343 | 0.43845 | 0.4749 | 0.56694 | 0.46063 | 0.4939 | 0.46322 | 0.46364 | 6 | 2 | 133 | 12555 | 4921 | 6801 | 9357 | 1561 | 2939 | 8985 | 1336 | 1316 | 25869 | 1.28 | 1.31 | 12952.21
3014 | 14 | 126 | 2017-05-06 | 0.81132 | 1 | 0.81132 | 0.74699 | 0.83998 | 0.56068 | 0.57484 | 0.53576 | 0.43358 | 0.46456 | 0.55826 | 0.45842 | 0.49131 | 0.45371 | 0.4566 | 6 | 2 | 134 | 12390 | 4866 | 6705 | 9253 | 1527 | 2894 | 8942 | 1329 | 1289 | 25476 | 1.29 | 1.24 | 13050.635
3015 | 15 | 126 | 2017-05-06 | 0.76101 | 1 | 0.76101 | 0.74096 | 0.8466 | 0.55231 | 0.5694 | 0.52809 | 0.42646 | 0.4533 | 0.55035 | 0.45796 | 0.48651 | 0.4421 | 0.45147 | 6 | 2 | 135 | 12205 | 4820 | 6609 | 9101 | 1490 | 2853 | 8933 | 1316 | 1256 | 25190 | 1.21 | 1.23 | 13153.435
3016 | 16 | 126 | 2017-05-06 | 0.77358 | 1 | 0.77358 | 0.72892 | 0.84537 | 0.54815 | 0.56763 | 0.52441 | 0.42013 | 0.4457 | 0.54417 | 0.4597 | 0.48318 | 0.43963 | 0.45009 | 6 | 2 | 136 | 12113 | 4805 | 6563 | 8966 | 1465 | 2821 | 8967 | 1307 | 1249 | 25113 | 1.23 | 1.21 | 13134.275
3017 | 17 | 126 | 2017-05-06 | 0.77987 | 1 | 0.77987 | 0.72289 | 0.83299 | 0.54919 | 0.56657 | 0.52425 | 0.41577 | 0.44448 | 0.54109 | 0.46406 | 0.48318 | 0.44421 | 0.4526 | 6 | 2 | 137 | 12136 | 4796 | 6561 | 8873 | 1461 | 2805 | 9052 | 1307 | 1262 | 25253 | 1.24 | 1.2 | 12941.93
3018 | 18 | 126 | 2017-05-06 | 0.83648 | 1 | 0.83648 | 0.77108 | 0.79767 | 0.55118 | 0.56633 | 0.52401 | 0.41348 | 0.44448 | 0.53858 | 0.4697 | 0.48688 | 0.4509 | 0.45728 | 6 | 2 | 138 | 12180 | 4794 | 6558 | 8824 | 1461 | 2792 | 9162 | 1317 | 1281 | 25514 | 1.33 | 1.28 | 12393.195
3019 | 19 | 126 | 2017-05-06 | 0.83648 | 1 | 0.83648 | 0.80723 | 0.79425 | 0.55005 | 0.56704 | 0.52089 | 0.41296 | 0.44357 | 0.53684 | 0.47191 | 0.48835 | 0.45195 | 0.45975 | 6 | 2 | 139 | 12155 | 4800 | 6519 | 8813 | 1458 | 2783 | 9205 | 1321 | 1284 | 25652 | 1.33 | 1.34 | 12340.135
3020 | 20 | 126 | 2017-05-06 | 0.90566 | 1 | 0.90566 | 0.8494 | 0.85572 | 0.54942 | 0.57247 | 0.52058 | 0.41516 | 0.44052 | 0.53742 | 0.47298 | 0.49168 | 0.4509 | 0.46565 | 6 | 2 | 140 | 12141 | 4846 | 6515 | 8860 | 1448 | 2786 | 9226 | 1330 | 1281 | 25981 | 1.44 | 1.41 | 13295.155
3021 | 21 | 126 | 2017-05-06 | 0.98742 | 1 | 0.98742 | 0.88554 | 0.85805 | 0.56688 | 0.59421 | 0.54039 | 0.42767 | 0.45573 | 0.55652 | 0.484 | 0.50758 | 0.47554 | 0.48037 | 6 | 2 | 141 | 12527 | 5030 | 6763 | 9127 | 1498 | 2885 | 9441 | 1373 | 1351 | 26802 | 1.57 | 1.47 | 13331.25
3022 | 22 | 126 | 2017-05-06 | 1 | 1 | 1 | 0.84337 | 0.84073 | 0.56888 | 0.58417 | 0.54351 | 0.4437 | 0.46121 | 0.56385 | 0.4738 | 0.50425 | 0.49138 | 0.46999 | 6 | 2 | 142 | 12571 | 4945 | 6802 | 9469 | 1516 | 2923 | 9242 | 1364 | 1396 | 26223 | 1.59 | 1.4 | 13062.215
3023 | 23 | 126 | 2017-05-06 | 0.91824 | 1 | 0.91824 | 0.74699 | 0.82665 | 0.54471 | 0.5583 | 0.52257 | 0.43742 | 0.43991 | 0.54263 | 0.45002 | 0.48503 | 0.47307 | 0.44594 | 6 | 2 | 143 | 12037 | 4726 | 6540 | 9335 | 1446 | 2813 | 8778 | 1312 | 1344 | 24881 | 1.46 | 1.24 | 12843.495
3024 | 24 | 126 | 2017-05-06 | 0.79245 | 1 | 0.79245 | 0.63855 | 0.80437 | 0.51602 | 0.52912 | 0.49565 | 0.41896 | 0.41406 | 0.5164 | 0.4231 | 0.46026 | 0.44527 | 0.41769 | 6 | 2 | 144 | 11403 | 4479 | 6203 | 8941 | 1361 | 2677 | 8253 | 1245 | 1265 | 23305 | 1.26 | 1.06 | 12497.315
3025 | 1 | 127 | 2017-05-07 | 0.64151 | 1 | 0.64151 | 0.59639 | 0.77096 | 0.48851 | 0.50691 | 0.47207 | 0.40143 | 0.36994 | 0.51312 | 0.39306 | 0.43031 | 0.41887 | 0.39523 | 7 | 3 | 1 | 10795 | 4291 | 5908 | 8567 | 1216 | 2660 | 7667 | 1164 | 1190 | 22052 | 1.02 | 0.99 | 11978.235
3026 | 2 | 127 | 2017-05-07 | 0.60377 | 1 | 0.60377 | 0.57831 | 0.74542 | 0.47353 | 0.49025 | 0.45849 | 0.38307 | 0.35291 | 0.50617 | 0.37676 | 0.41738 | 0.4069 | 0.3788 | 7 | 3 | 2 | 10464 | 4150 | 5738 | 8175 | 1160 | 2624 | 7349 | 1129 | 1156 | 21135 | 0.96 | 0.96 | 11581.36
3027 | 3 | 127 | 2017-05-07 | 0.60377 | 1 | 0.60377 | 0.56024 | 0.72049 | 0.46669 | 0.48364 | 0.45122 | 0.37098 | 0.34743 | 0.50116 | 0.36784 | 0.40924 | 0.40303 | 0.37025 | 7 | 3 | 3 | 10313 | 4094 | 5647 | 7917 | 1142 | 2598 | 7175 | 1107 | 1145 | 20658 | 0.96 | 0.93 | 11194.145
3028 | 4 | 127 | 2017-05-07 | 0.59119 | 1 | 0.59119 | 0.54819 | 0.6999 | 0.46488 | 0.4821 | 0.4489 | 0.36432 | 0.34652 | 0.49981 | 0.36491 | 0.40702 | 0.40444 | 0.36631 | 7 | 3 | 4 | 10273 | 4081 | 5618 | 7775 | 1139 | 2591 | 7118 | 1101 | 1149 | 20438 | 0.94 | 0.91 | 10874.225
3029 | 5 | 127 | 2017-05-07 | 0.62893 | 1 | 0.62893 | 0.54819 | 0.68772 | 0.46638 | 0.48482 | 0.44978 | 0.36095 | 0.34956 | 0.50096 | 0.3663 | 0.40739 | 0.41535 | 0.36722 | 7 | 3 | 5 | 10306 | 4104 | 5629 | 7703 | 1149 | 2597 | 7145 | 1102 | 1180 | 20489 | 1 | 0.91 | 10684.93
3030 | 6 | 127 | 2017-05-07 | 0.69182 | 1 | 0.69182 | 0.56627 | 0.67866 | 0.47624 | 0.49439 | 0.45857 | 0.36179 | 0.36234 | 0.50482 | 0.37394 | 0.41405 | 0.42626 | 0.37534 | 7 | 3 | 6 | 10524 | 4185 | 5739 | 7721 | 1191 | 2617 | 7294 | 1120 | 1211 | 20942 | 1.1 | 0.94 | 10544.215
3031 | 7 | 127 | 2017-05-07 | 0.76101 | 1 | 0.76101 | 0.62651 | 0.66367 | 0.48918 | 0.50916 | 0.46888 | 0.36488 | 0.38302 | 0.50675 | 0.38409 | 0.42033 | 0.44738 | 0.38536 | 7 | 3 | 7 | 10810 | 4310 | 5868 | 7787 | 1259 | 2627 | 7492 | 1137 | 1271 | 21501 | 1.21 | 1.04 | 10311.225
3032 | 8 | 127 | 2017-05-07 | 0.77358 | 1 | 0.77358 | 0.6988 | 0.63637 | 0.50534 | 0.52877 | 0.47783 | 0.36493 | 0.40523 | 0.51775 | 0.405 | 0.42773 | 0.46744 | 0.40041 | 7 | 3 | 8 | 11167 | 4476 | 5980 | 7788 | 1332 | 2684 | 7900 | 1157 | 1328 | 22341 | 1.23 | 1.16 | 9887.07
3033 | 9 | 127 | 2017-05-07 | 0.72327 | 1 | 0.72327 | 0.73494 | 0.65776 | 0.53127 | 0.55121 | 0.49692 | 0.37388 | 0.42714 | 0.53916 | 0.43018 | 0.44473 | 0.50158 | 0.41853 | 7 | 3 | 9 | 11740 | 4666 | 6219 | 7979 | 1404 | 2795 | 8391 | 1203 | 1425 | 23352 | 1.15 | 1.22 | 10219.53
3034 | 10 | 127 | 2017-05-07 | 0.7044 | 1 | 0.7044 | 0.74096 | 0.69482 | 0.54426 | 0.5596 | 0.50651 | 0.38705 | 0.43596 | 0.5515 | 0.44386 | 0.45878 | 0.50053 | 0.42941 | 7 | 3 | 10 | 12027 | 4737 | 6339 | 8260 | 1433 | 2859 | 8658 | 1241 | 1422 | 23959 | 1.12 | 1.23 | 10795.295
3035 | 11 | 127 | 2017-05-07 | 0.72956 | 1 | 0.72956 | 0.73494 | 0.7323 | 0.54254 | 0.55724 | 0.51298 | 0.39515 | 0.44052 | 0.55498 | 0.44668 | 0.461 | 0.47413 | 0.43248 | 7 | 3 | 11 | 11989 | 4717 | 6420 | 8433 | 1448 | 2877 | 8713 | 1247 | 1347 | 24130 | 1.16 | 1.22 | 11377.635
3036 | 12 | 127 | 2017-05-07 | 0.67925 | 1 | 0.67925 | 0.74096 | 0.74794 | 0.541 | 0.55227 | 0.51306 | 0.40026 | 0.43566 | 0.55228 | 0.44607 | 0.4658 | 0.45195 | 0.43165 | 7 | 3 | 12 | 11955 | 4675 | 6421 | 8542 | 1432 | 2863 | 8701 | 1260 | 1284 | 24084 | 1.08 | 1.23 | 11620.63
3037 | 13 | 127 | 2017-05-07 | 0.6478 | 1 | 0.6478 | 0.75904 | 0.74218 | 0.5405 | 0.54767 | 0.51266 | 0.40214 | 0.43109 | 0.5488 | 0.44515 | 0.46691 | 0.44351 | 0.42884 | 7 | 3 | 13 | 11944 | 4636 | 6416 | 8582 | 1417 | 2845 | 8683 | 1263 | 1260 | 23927 | 1.03 | 1.26 | 11531.12
3038 | 14 | 127 | 2017-05-07 | 0.6478 | 1 | 0.6478 | 0.77711 | 0.75233 | 0.53561 | 0.53892 | 0.50843 | 0.40064 | 0.4247 | 0.54321 | 0.44545 | 0.46617 | 0.434 | 0.42568 | 7 | 3 | 14 | 11836 | 4562 | 6363 | 8550 | 1396 | 2816 | 8689 | 1261 | 1233 | 23751 | 1.03 | 1.29 | 11688.74
3039 | 15 | 127 | 2017-05-07 | 0.66038 | 1 | 0.66038 | 0.79518 | 0.7566 | 0.53059 | 0.53479 | 0.50252 | 0.39858 | 0.41558 | 0.53704 | 0.4453 | 0.46285 | 0.42415 | 0.42373 | 7 | 3 | 15 | 11725 | 4527 | 6289 | 8506 | 1366 | 2784 | 8686 | 1252 | 1205 | 23642 | 1.05 | 1.32 | 11755.12
3040 | 16 | 127 | 2017-05-07 | 0.66038 | 1 | 0.66038 | 0.84337 | 0.75794 | 0.52833 | 0.53219 | 0.49972 | 0.39623 | 0.40919 | 0.53241 | 0.44796 | 0.46026 | 0.42063 | 0.42615 | 7 | 3 | 16 | 11675 | 4505 | 6254 | 8456 | 1345 | 2760 | 8738 | 1245 | 1195 | 23777 | 1.05 | 1.4 | 11775.96
3041 | 17 | 127 | 2017-05-07 | 0.67925 | 1 | 0.67925 | 0.87349 | 0.74929 | 0.53322 | 0.53987 | 0.5018 | 0.39483 | 0.41132 | 0.5326 | 0.4556 | 0.46433 | 0.42696 | 0.43396 | 7 | 3 | 17 | 11783 | 4570 | 6280 | 8426 | 1352 | 2761 | 8887 | 1256 | 1213 | 24213 | 1.08 | 1.45 | 11641.495
3042 | 18 | 127 | 2017-05-07 | 0.73585 | 1 | 0.73585 | 0.95783 | 0.72694 | 0.53991 | 0.55168 | 0.50451 | 0.39595 | 0.41923 | 0.53684 | 0.46873 | 0.47246 | 0.43787 | 0.4469 | 7 | 3 | 18 | 11931 | 4670 | 6314 | 8450 | 1378 | 2783 | 9143 | 1278 | 1244 | 24935 | 1.17 | 1.59 | 11294.21
3043 | 19 | 127 | 2017-05-07 | 0.7673 | 1 | 0.7673 | 0.98193 | 0.72784 | 0.54331 | 0.56054 | 0.50475 | 0.40031 | 0.42653 | 0.53665 | 0.4757 | 0.47468 | 0.4516 | 0.45653 | 7 | 3 | 19 | 12006 | 4745 | 6317 | 8543 | 1402 | 2782 | 9279 | 1284 | 1283 | 25472 | 1.22 | 1.63 | 11308.32
3044 | 20 | 127 | 2017-05-07 | 0.86164 | 1 | 0.86164 | 1 | 0.80601 | 0.55032 | 0.57637 | 0.51314 | 0.4042 | 0.43596 | 0.54417 | 0.48067 | 0.47911 | 0.45899 | 0.47277 | 7 | 3 | 20 | 12161 | 4879 | 6422 | 8626 | 1433 | 2821 | 9376 | 1296 | 1304 | 26378 | 1.37 | 1.66 | 12522.705
3045 | 21 | 127 | 2017-05-07 | 0.88679 | 1 | 0.88679 | 0.99398 | 0.81962 | 0.57702 | 0.60177 | 0.54391 | 0.41929 | 0.45665 | 0.5735 | 0.49708 | 0.49945 | 0.4861 | 0.49205 | 7 | 3 | 21 | 12751 | 5094 | 6807 | 8948 | 1501 | 2973 | 9696 | 1351 | 1381 | 27454 | 1.41 | 1.65 | 12734.27
3046 | 22 | 127 | 2017-05-07 | 0.84906 | 1 | 0.84906 | 0.90964 | 0.81392 | 0.58046 | 0.59138 | 0.5463 | 0.43831 | 0.46577 | 0.57581 | 0.4838 | 0.50055 | 0.49595 | 0.47705 | 7 | 3 | 22 | 12827 | 5006 | 6837 | 9354 | 1531 | 2985 | 9437 | 1354 | 1409 | 26617 | 1.35 | 1.51 | 12645.685
3047 | 23 | 127 | 2017-05-07 | 0.7673 | 1 | 0.7673 | 0.79518 | 0.80175 | 0.55335 | 0.55641 | 0.52553 | 0.43184 | 0.44661 | 0.54707 | 0.45002 | 0.47837 | 0.46322 | 0.44588 | 7 | 3 | 23 | 12228 | 4710 | 6577 | 9216 | 1468 | 2836 | 8778 | 1294 | 1316 | 24878 | 1.22 | 1.32 | 12456.54
3048 | 24 | 127 | 2017-05-07 | 0.6478 | 1 | 0.6478 | 0.68675 | 0.77447 | 0.52557 | 0.52865 | 0.50156 | 0.41174 | 0.42257 | 0.51794 | 0.41382 | 0.44917 | 0.42379 | 0.41462 | 7 | 3 | 24 | 11614 | 4475 | 6277 | 8787 | 1389 | 2685 | 8072 | 1215 | 1204 | 23134 | 1.03 | 1.14 | 12032.68
3049 | 1 | 128 | 2017-05-08 | 0.58491 | 1 | 0.58491 | 0.64458 | 0.80131 | 0.51941 | 0.53727 | 0.48598 | 0.39712 | 0.41345 | 0.52353 | 0.38855 | 0.43808 | 0.39212 | 0.40066 | 1 | 1 | 25 | 11478 | 4548 | 6082 | 8475 | 1359 | 2714 | 7579 | 1185 | 1114 | 22355 | 0.93 | 1.07 | 12449.825
3050 | 2 | 128 | 2017-05-08 | 0.54717 | 1 | 0.54717 | 0.62048 | 0.77242 | 0.51018 | 0.52936 | 0.47655 | 0.38269 | 0.4031 | 0.51948 | 0.37788 | 0.42847 | 0.38296 | 0.38855 | 1 | 1 | 26 | 11274 | 4481 | 5964 | 8167 | 1325 | 2693 | 7371 | 1159 | 1088 | 21679 | 0.87 | 1.03 | 12000.945
3051 | 3 | 128 | 2017-05-08 | 0.54088 | 1 | 0.54088 | 0.60843 | 0.74901 | 0.51018 | 0.529 | 0.47455 | 0.3759 | 0.40189 | 0.5164 | 0.3743 | 0.42625 | 0.38472 | 0.3848 | 1 | 1 | 27 | 11274 | 4478 | 5939 | 8022 | 1321 | 2677 | 7301 | 1153 | 1093 | 21470 | 0.86 | 1.01 | 11637.225
3052 | 4 | 128 | 2017-05-08 | 0.54717 | 1 | 0.54717 | 0.62048 | 0.73082 | 0.5172 | 0.53526 | 0.47711 | 0.37323 | 0.40645 | 0.52025 | 0.37768 | 0.42847 | 0.3893 | 0.3869 | 1 | 1 | 28 | 11429 | 4531 | 5971 | 7965 | 1336 | 2697 | 7367 | 1159 | 1106 | 21587 | 0.87 | 1.03 | 11354.585
3053 | 5 | 128 | 2017-05-08 | 0.57862 | 1 | 0.57862 | 0.63855 | 0.71832 | 0.53466 | 0.55251 | 0.49021 | 0.37665 | 0.42166 | 0.53164 | 0.39331 | 0.43808 | 0.4076 | 0.3998 | 1 | 1 | 29 | 11815 | 4677 | 6135 | 8038 | 1386 | 2756 | 7672 | 1185 | 1158 | 22307 | 0.92 | 1.06 | 11160.345
3054 | 6 | 128 | 2017-05-08 | 0.6478 | 1 | 0.6478 | 0.69277 | 0.72546 | 0.57507 | 0.59244 | 0.52441 | 0.39056 | 0.46182 | 0.56019 | 0.42925 | 0.46396 | 0.44879 | 0.4359 | 1 | 1 | 30 | 12708 | 5015 | 6563 | 8335 | 1518 | 2904 | 8373 | 1255 | 1275 | 24321 | 1.03 | 1.15 | 11271.335
3055 | 7 | 128 | 2017-05-08 | 0.71069 | 1 | 0.71069 | 0.75904 | 0.7356 | 0.63644 | 0.65021 | 0.57899 | 0.42416 | 0.52845 | 0.59934 | 0.48293 | 0.5024 | 0.51285 | 0.489 | 1 | 1 | 31 | 14064 | 5504 | 7246 | 9052 | 1737 | 3107 | 9420 | 1359 | 1457 | 27284 | 1.13 | 1.26 | 11428.795
3056 | 8 | 128 | 2017-05-08 | 0.73585 | 1 | 0.73585 | 0.74699 | 0.74366 | 0.66653 | 0.67714 | 0.60967 | 0.46216 | 0.56313 | 0.62114 | 0.51123 | 0.52902 | 0.52693 | 0.51863 | 1 | 1 | 32 | 14729 | 5732 | 7630 | 9863 | 1851 | 3220 | 9972 | 1431 | 1497 | 28937 | 1.17 | 1.24 | 11554.04
3057 | 9 | 128 | 2017-05-08 | 0.71698 | 1 | 0.71698 | 0.71084 | 0.84656 | 0.66843 | 0.67561 | 0.62293 | 0.4914 | 0.57317 | 0.62963 | 0.50943 | 0.5475 | 0.50475 | 0.52187 | 1 | 1 | 33 | 14771 | 5719 | 7796 | 10487 | 1884 | 3264 | 9937 | 1481 | 1434 | 29118 | 1.14 | 1.18 | 13152.805
3058 | 10 | 128 | 2017-05-08 | 0.69811 | 1 | 0.69811 | 0.6988 | 0.91285 | 0.664 | 0.6684 | 0.62733 | 0.49946 | 0.57286 | 0.63233 | 0.50528 | 0.55712 | 0.4861 | 0.51766 | 1 | 1 | 34 | 14673 | 5658 | 7851 | 10659 | 1883 | 3278 | 9856 | 1507 | 1381 | 28883 | 1.11 | 1.16 | 14182.66
3059 | 11 | 128 | 2017-05-08 | 0.7044 | 1 | 0.7044 | 0.72289 | 0.9624 | 0.65974 | 0.66356 | 0.6314 | 0.50227 | 0.57104 | 0.63696 | 0.50067 | 0.5597 | 0.46744 | 0.51492 | 1 | 1 | 35 | 14579 | 5617 | 7902 | 10719 | 1877 | 3302 | 9766 | 1514 | 1328 | 28730 | 1.12 | 1.2 | 14952.575
3060 | 12 | 128 | 2017-05-08 | 0.67925 | 1 | 0.67925 | 0.72289 | 0.97754 | 0.65286 | 0.65883 | 0.62917 | 0.50607 | 0.56343 | 0.63445 | 0.49733 | 0.56229 | 0.44914 | 0.51035 | 1 | 1 | 36 | 14427 | 5577 | 7874 | 10800 | 1852 | 3289 | 9701 | 1521 | 1276 | 28475 | 1.08 | 1.2 | 15187.805
3061 | 13 | 128 | 2017-05-08 | 0.62264 | 1 | 0.62264 | 0.6988 | 0.95214 | 0.64558 | 0.64832 | 0.62445 | 0.50504 | 0.55704 | 0.63214 | 0.49246 | 0.5634 | 0.44703 | 0.5049 | 1 | 1 | 37 | 14266 | 5488 | 7815 | 10778 | 1831 | 3277 | 9606 | 1524 | 1270 | 28171 | 0.99 | 1.16 | 14793.225
3062 | 14 | 128 | 2017-05-08 | 0.63522 | 1 | 0.63522 | 0.6988 | 0.97576 | 0.63997 | 0.63863 | 0.62189 | 0.50283 | 0.55035 | 0.63098 | 0.49041 | 0.56192 | 0.4421 | 0.50246 | 1 | 1 | 38 | 14142 | 5406 | 7783 | 10731 | 1809 | 3271 | 9566 | 1520 | 1256 | 28035 | 1.01 | 1.16 | 15160.185
3063 | 15 | 128 | 2017-05-08 | 0.65409 | 1 | 0.65409 | 0.70482 | 1 | 0.63051 | 0.62753 | 0.61262 | 0.50237 | 0.53757 | 0.62751 | 0.48826 | 0.55638 | 0.43365 | 0.49832 | 1 | 1 | 39 | 13933 | 5312 | 7667 | 10721 | 1767 | 3253 | 9524 | 1505 | 1232 | 27804 | 1.04 | 1.17 | 15536.75
3064 | 16 | 128 | 2017-05-08 | 0.67925 | 1 | 0.67925 | 0.72289 | 0.99944 | 0.61983 | 0.62315 | 0.6004 | 0.49651 | 0.52327 | 0.62172 | 0.48908 | 0.55157 | 0.4333 | 0.49755 | 1 | 1 | 40 | 13697 | 5275 | 7514 | 10596 | 1720 | 3223 | 9540 | 1492 | 1231 | 27761 | 1.08 | 1.2 | 15528.105
3065 | 17 | 128 | 2017-05-08 | 0.73585 | 1 | 0.73585 | 0.78313 | 0.98608 | 0.61775 | 0.62292 | 0.59449 | 0.48948 | 0.51263 | 0.61863 | 0.49308 | 0.54861 | 0.44527 | 0.50282 | 1 | 1 | 41 | 13651 | 5273 | 7440 | 10446 | 1685 | 3207 | 9618 | 1484 | 1265 | 28055 | 1.17 | 1.3 | 15320.515
3066 | 18 | 128 | 2017-05-08 | 0.79874 | 1 | 0.79874 | 0.81325 | 0.92154 | 0.61521 | 0.62906 | 0.58785 | 0.48386 | 0.50685 | 0.61265 | 0.5 | 0.5464 | 0.45618 | 0.51103 | 1 | 1 | 42 | 13595 | 5325 | 7357 | 10326 | 1666 | 3176 | 9753 | 1478 | 1296 | 28513 | 1.27 | 1.35 | 14317.695
3067 | 19 | 128 | 2017-05-08 | 0.83648 | 1 | 0.83648 | 0.8494 | 0.8823 | 0.61349 | 0.6326 | 0.58378 | 0.47927 | 0.50198 | 0.60552 | 0.50374 | 0.54122 | 0.46674 | 0.51531 | 1 | 1 | 43 | 13557 | 5355 | 7306 | 10228 | 1650 | 3139 | 9826 | 1464 | 1326 | 28752 | 1.33 | 1.41 | 13708.055
3068 | 20 | 128 | 2017-05-08 | 0.91824 | 1 | 0.91824 | 0.90361 | 0.93549 | 0.61585 | 0.6456 | 0.58682 | 0.47238 | 0.50106 | 0.60667 | 0.51025 | 0.54011 | 0.47026 | 0.5268 | 1 | 1 | 44 | 13609 | 5465 | 7344 | 10081 | 1647 | 3145 | 9953 | 1461 | 1336 | 29393 | 1.46 | 1.5 | 14534.475
3069 | 21 | 128 | 2017-05-08 | 0.91195 | 1 | 0.91195 | 0.93976 | 0.93593 | 0.63834 | 0.67053 | 0.61119 | 0.48419 | 0.52267 | 0.62809 | 0.52625 | 0.55527 | 0.49138 | 0.54127 | 1 | 1 | 45 | 14106 | 5676 | 7649 | 10333 | 1718 | 3256 | 10265 | 1502 | 1396 | 30200 | 1.45 | 1.56 | 14541.295
3070 | 22 | 128 | 2017-05-08 | 0.89308 | 1 | 0.89308 | 0.89759 | 0.9084 | 0.63875 | 0.65765 | 0.60735 | 0.50162 | 0.52814 | 0.62481 | 0.50882 | 0.54787 | 0.50053 | 0.5194 | 1 | 1 | 46 | 14115 | 5567 | 7601 | 10705 | 1736 | 3239 | 9925 | 1482 | 1422 | 28980 | 1.42 | 1.49 | 14113.52
3071 | 23 | 128 | 2017-05-08 | 0.7673 | 1 | 0.7673 | 0.8012 | 0.88374 | 0.59942 | 0.6163 | 0.57211 | 0.48494 | 0.49437 | 0.587 | 0.46975 | 0.51534 | 0.46287 | 0.47888 | 1 | 1 | 47 | 13246 | 5217 | 7160 | 10349 | 1625 | 3043 | 9163 | 1394 | 1315 | 26719 | 1.22 | 1.33 | 13730.465
3072 | 24 | 128 | 2017-05-08 | 0.69182 | 1 | 0.69182 | 0.69277 | 0.84359 | 0.55996 | 0.57933 | 0.53839 | 0.4527 | 0.45817 | 0.55073 | 0.42884 | 0.47985 | 0.41851 | 0.44162 | 1 | 1 | 48 | 12374 | 4904 | 6738 | 9661 | 1506 | 2855 | 8365 | 1298 | 1189 | 24640 | 1.1 | 1.15 | 13106.685
3073 | 1 | 129 | 2017-05-09 | 0.61635 | 1 | 0.61635 | 0.64458 | 0.80131 | 0.53964 | 0.56291 | 0.51986 | 0.42852 | 0.37116 | 0.53569 | 0.40167 | 0.44991 | 0.37698 | 0.42346 | 2 | 1 | 49 | 11925 | 4765 | 6506 | 9145 | 1220 | 2777 | 7835 | 1217 | 1071 | 23627 | 0.98 | 1.07 | 12449.825
3074 | 2 | 129 | 2017-05-09 | 0.61006 | 1 | 0.61006 | 0.62048 | 0.77242 | 0.52498 | 0.55192 | 0.50643 | 0.40879 | 0.35929 | 0.52488 | 0.39075 | 0.43771 | 0.35445 | 0.40995 | 2 | 1 | 50 | 11601 | 4672 | 6338 | 8724 | 1181 | 2721 | 7622 | 1184 | 1007 | 22873 | 0.97 | 1.03 | 12000.945
3075 | 3 | 129 | 2017-05-09 | 0.59748 | 1 | 0.59748 | 0.62048 | 0.74901 | 0.51901 | 0.54873 | 0.50084 | 0.39703 | 0.35199 | 0.51736 | 0.38604 | 0.43512 | 0.34917 | 0.40342 | 2 | 1 | 51 | 11469 | 4645 | 6268 | 8473 | 1157 | 2682 | 7530 | 1177 | 992 | 22509 | 0.95 | 1.03 | 11637.225
3076 | 4 | 129 | 2017-05-09 | 0.58491 | 1 | 0.58491 | 0.62048 | 0.73082 | 0.51846 | 0.55428 | 0.50068 | 0.39145 | 0.35382 | 0.51466 | 0.38921 | 0.43475 | 0.3453 | 0.40448 | 2 | 1 | 52 | 11457 | 4692 | 6266 | 8354 | 1163 | 2668 | 7592 | 1176 | 981 | 22568 | 0.93 | 1.03 | 11354.585
3077 | 5 | 129 | 2017-05-09 | 0.60377 | 1 | 0.60377 | 0.64458 | 0.71832 | 0.53104 | 0.57247 | 0.51147 | 0.39169 | 0.36933 | 0.52199 | 0.40352 | 0.44362 | 0.3541 | 0.41658 | 2 | 1 | 53 | 11735 | 4846 | 6401 | 8359 | 1214 | 2706 | 7871 | 1200 | 1006 | 23243 | 0.96 | 1.07 | 11160.345
3078 | 6 | 129 | 2017-05-09 | 0.67296 | 1 | 0.67296 | 0.6988 | 0.72546 | 0.56421 | 0.61299 | 0.54367 | 0.40279 | 0.40736 | 0.54823 | 0.44007 | 0.46876 | 0.38085 | 0.45189 | 2 | 1 | 54 | 12468 | 5189 | 6804 | 8596 | 1339 | 2842 | 8584 | 1268 | 1082 | 25213 | 1.07 | 1.16 | 11271.335
3079 | 7 | 129 | 2017-05-09 | 0.73585 | 1 | 0.73585 | 0.77108 | 0.7356 | 0.62227 | 0.67171 | 0.59465 | 0.43367 | 0.48251 | 0.58758 | 0.49949 | 0.50943 | 0.43154 | 0.50431 | 2 | 1 | 55 | 13751 | 5686 | 7442 | 9255 | 1586 | 3046 | 9743 | 1378 | 1226 | 28138 | 1.17 | 1.28 | 11428.795
3080 | 8 | 129 | 2017-05-09 | 0.74214 | 1 | 0.74214 | 0.78313 | 0.74366 | 0.64947 | 0.69096 | 0.61694 | 0.47345 | 0.52236 | 0.6088 | 0.52435 | 0.53346 | 0.44386 | 0.53186 | 2 | 1 | 56 | 14352 | 5849 | 7721 | 10104 | 1717 | 3156 | 10228 | 1443 | 1261 | 29675 | 1.18 | 1.3 | 11554.04
3081 | 9 | 129 | 2017-05-09 | 0.74843 | 1 | 0.74843 | 0.74699 | 0.84656 | 0.6559 | 0.67998 | 0.62765 | 0.50368 | 0.5324 | 0.61883 | 0.51799 | 0.5475 | 0.43119 | 0.5308 | 2 | 1 | 57 | 14494 | 5756 | 7855 | 10749 | 1750 | 3208 | 10104 | 1481 | 1225 | 29616 | 1.19 | 1.24 | 13152.805
3082 | 10 | 129 | 2017-05-09 | 0.71698 | 1 | 0.71698 | 0.72892 | 0.91285 | 0.65888 | 0.66391 | 0.62749 | 0.5153 | 0.53453 | 0.62404 | 0.50661 | 0.55157 | 0.43048 | 0.52318 | 2 | 1 | 58 | 14560 | 5620 | 7853 | 10997 | 1757 | 3235 | 9882 | 1492 | 1223 | 29191 | 1.14 | 1.21 | 14182.66
3083 | 11 | 129 | 2017-05-09 | 0.71698 | 1 | 0.71698 | 0.71084 | 0.9624 | 0.65943 | 0.65481 | 0.63012 | 0.51914 | 0.53848 | 0.63156 | 0.50026 | 0.55786 | 0.42943 | 0.51795 | 2 | 1 | 59 | 14572 | 5543 | 7886 | 11079 | 1770 | 3274 | 9758 | 1509 | 1220 | 28899 | 1.14 | 1.18 | 14952.575
3084 | 12 | 129 | 2017-05-09 | 0.69811 | 1 | 0.69811 | 0.68072 | 0.97754 | 0.65739 | 0.64714 | 0.62669 | 0.52336 | 0.53453 | 0.63079 | 0.49446 | 0.55675 | 0.43576 | 0.512 | 2 | 1 | 60 | 14527 | 5478 | 7843 | 11169 | 1757 | 3270 | 9645 | 1506 | 1238 | 28567 | 1.11 | 1.13 | 15187.805
3085 | 13 | 129 | 2017-05-09 | 0.63522 | 1 | 0.63522 | 0.6506 | 0.95214 | 0.65409 | 0.63709 | 0.62022 | 0.522 | 0.53149 | 0.63059 | 0.49087 | 0.55823 | 0.44703 | 0.50623 | 2 | 1 | 61 | 14454 | 5393 | 7762 | 11140 | 1747 | 3269 | 9575 | 1510 | 1270 | 28245 | 1.01 | 1.08 | 14793.225
3086 | 14 | 129 | 2017-05-09 | 0.61635 | 1 | 0.61635 | 0.63253 | 0.97576 | 0.65033 | 0.62906 | 0.61902 | 0.51984 | 0.52905 | 0.63233 | 0.48934 | 0.5586 | 0.45618 | 0.50381 | 2 | 1 | 62 | 14371 | 5325 | 7747 | 11094 | 1739 | 3278 | 9545 | 1511 | 1296 | 28110 | 0.98 | 1.05 | 15160.185
3087 | 15 | 129 | 2017-05-09 | 0.61635 | 1 | 0.61635 | 0.65663 | 1 | 0.64164 | 0.61867 | 0.60847 | 0.51933 | 0.51628 | 0.63175 | 0.48606 | 0.5549 | 0.46392 | 0.50022 | 2 | 1 | 63 | 14179 | 5237 | 7615 | 11083 | 1697 | 3275 | 9481 | 1501 | 1318 | 27910 | 0.98 | 1.09 | 15536.75
3088 | 16 | 129 | 2017-05-09 | 0.64151 | 1 | 0.64151 | 0.68072 | 0.99944 | 0.63273 | 0.61229 | 0.59712 | 0.51268 | 0.49894 | 0.62789 | 0.48647 | 0.54492 | 0.47694 | 0.49918 | 2 | 1 | 64 | 13982 | 5183 | 7473 | 10941 | 1640 | 3255 | 9489 | 1474 | 1355 | 27852 | 1.02 | 1.13 | 15528.105
3089 | 17 | 129 | 2017-05-09 | 0.66667 | 1 | 0.66667 | 0.72892 | 0.98608 | 0.62983 | 0.61134 | 0.58953 | 0.50616 | 0.4895 | 0.62423 | 0.48964 | 0.54011 | 0.4963 | 0.50225 | 2 | 1 | 65 | 13918 | 5175 | 7378 | 10802 | 1609 | 3236 | 9551 | 1461 | 1410 | 28023 | 1.06 | 1.21 | 15320.515
3090 | 18 | 129 | 2017-05-09 | 0.68553 | 1 | 0.68553 | 0.77711 | 0.92154 | 0.62906 | 0.615 | 0.58162 | 0.50063 | 0.48555 | 0.61902 | 0.4939 | 0.53309 | 0.50757 | 0.50653 | 2 | 1 | 66 | 13901 | 5206 | 7279 | 10684 | 1596 | 3209 | 9634 | 1442 | 1442 | 28262 | 1.09 | 1.29 | 14317.695
3091 | 19 | 129 | 2017-05-09 | 0.7044 | 1 | 0.7044 | 0.79518 | 0.8823 | 0.62576 | 0.61488 | 0.57523 | 0.49688 | 0.48007 | 0.61323 | 0.496 | 0.52458 | 0.51426 | 0.50619 | 2 | 1 | 67 | 13828 | 5205 | 7199 | 10604 | 1578 | 3179 | 9675 | 1419 | 1461 | 28243 | 1.12 | 1.32 | 13708.055
3092 | 20 | 129 | 2017-05-09 | 0.7673 | 1 | 0.7673 | 0.8494 | 0.93549 | 0.62598 | 0.6241 | 0.57499 | 0.48934 | 0.48129 | 0.61323 | 0.50518 | 0.51978 | 0.51074 | 0.51591 | 2 | 1 | 68 | 13833 | 5283 | 7196 | 10443 | 1582 | 3179 | 9854 | 1406 | 1451 | 28785 | 1.22 | 1.41 | 14534.475
3093 | 21 | 129 | 2017-05-09 | 0.83648 | 1 | 0.83648 | 0.89759 | 0.93593 | 0.64879 | 0.65186 | 0.60064 | 0.49909 | 0.49985 | 0.63329 | 0.52538 | 0.5342 | 0.52024 | 0.53783 | 2 | 1 | 69 | 14337 | 5518 | 7517 | 10651 | 1643 | 3283 | 10248 | 1445 | 1478 | 30008 | 1.33 | 1.49 | 14541.295
3094 | 22 | 129 | 2017-05-09 | 0.8239 | 1 | 0.8239 | 0.87349 | 0.9084 | 0.65038 | 0.63993 | 0.5996 | 0.51282 | 0.49863 | 0.63059 | 0.50538 | 0.53383 | 0.51989 | 0.51994 | 2 | 1 | 70 | 14372 | 5417 | 7504 | 10944 | 1639 | 3269 | 9858 | 1444 | 1477 | 29010 | 1.31 | 1.45 | 14113.52
3095 | 23 | 129 | 2017-05-09 | 0.77358 | 1 | 0.77358 | 0.75904 | 0.88374 | 0.61223 | 0.59681 | 0.56676 | 0.49487 | 0.4676 | 0.59163 | 0.4656 | 0.49982 | 0.47378 | 0.47999 | 2 | 1 | 71 | 13529 | 5052 | 7093 | 10561 | 1537 | 3067 | 9082 | 1352 | 1346 | 26781 | 1.23 | 1.26 | 13730.465
3096 | 24 | 129 | 2017-05-09 | 0.7044 | 1 | 0.7044 | 0.68072 | 0.84359 | 0.57114 | 0.55771 | 0.53424 | 0.46366 | 0.43596 | 0.55073 | 0.42556 | 0.46728 | 0.41781 | 0.44249 | 2 | 1 | 72 | 12621 | 4721 | 6686 | 9895 | 1433 | 2855 | 8301 | 1264 | 1187 | 24689 | 1.12 | 1.13 | 13106.685
3097 | 1 | 130 | 2017-05-10 | 0.6478 | 1 | 0.6478 | 0.63253 | 0.80131 | 0.53607 | 0.53006 | 0.50859 | 0.42814 | 0.4031 | 0.54495 | 0.40024 | 0.44399 | 0.35023 | 0.40812 | 3 | 1 | 73 | 11846 | 4487 | 6365 | 9137 | 1325 | 2825 | 7807 | 1201 | 995 | 22771 | 1.03 | 1.05 | 12449.825
3098 | 2 | 130 | 2017-05-10 | 0.59748 | 1 | 0.59748 | 0.61446 | 0.77242 | 0.51996 | 0.51672 | 0.49596 | 0.40743 | 0.38515 | 0.53858 | 0.38706 | 0.43586 | 0.327 | 0.39409 | 3 | 1 | 74 | 11490 | 4374 | 6207 | 8695 | 1266 | 2792 | 7550 | 1179 | 929 | 21988 | 0.95 | 1.02 | 12000.945
3099 | 3 | 130 | 2017-05-10 | 0.57862 | 1 | 0.57862 | 0.59639 | 0.74901 | 0.51267 | 0.51683 | 0.49037 | 0.3952 | 0.37511 | 0.53125 | 0.3807 | 0.42957 | 0.31503 | 0.38797 | 3 | 1 | 75 | 11329 | 4375 | 6137 | 8434 | 1233 | 2754 | 7426 | 1162 | 895 | 21647 | 0.92 | 0.99 | 11637.225
3100 | 4 | 130 | 2017-05-10 | 0.58491 | 1 | 0.58491 | 0.61446 | 0.73082 | 0.51299 | 0.5212 | 0.48965 | 0.38892 | 0.3742 | 0.52816 | 0.38101 | 0.42588 | 0.3101 | 0.38817 | 3 | 1 | 76 | 11336 | 4412 | 6128 | 8300 | 1230 | 2738 | 7432 | 1152 | 881 | 21658 | 0.93 | 1.02 | 11354.585
3101 | 5 | 130 | 2017-05-10 | 0.58491 | 1 | 0.58491 | 0.62048 | 0.71832 | 0.52367 | 0.53597 | 0.49884 | 0.38794 | 0.38667 | 0.53569 | 0.39316 | 0.43623 | 0.31503 | 0.399 | 3 | 1 | 77 | 11572 | 4537 | 6243 | 8279 | 1271 | 2777 | 7669 | 1180 | 895 | 22262 | 0.93 | 1.03 | 11160.345
3102 | 6 | 130 | 2017-05-10 | 0.61635 | 1 | 0.61635 | 0.6747 | 0.72546 | 0.55693 | 0.57543 | 0.53112 | 0.39858 | 0.42075 | 0.55768 | 0.42618 | 0.46433 | 0.3358 | 0.43368 | 3 | 1 | 78 | 12307 | 4871 | 6647 | 8506 | 1383 | 2891 | 8313 | 1256 | 954 | 24197 | 0.98 | 1.12 | 11271.335
3103 | 7 | 130 | 2017-05-10 | 0.67296 | 1 | 0.67296 | 0.75904 | 0.7356 | 0.60992 | 0.6365 | 0.58018 | 0.42753 | 0.49772 | 0.58816 | 0.4778 | 0.50055 | 0.38226 | 0.4868 | 3 | 1 | 79 | 13478 | 5388 | 7261 | 9124 | 1636 | 3049 | 9320 | 1354 | 1086 | 27161 | 1.07 | 1.26 | 11428.795
3104 | 8 | 130 | 2017-05-10 | 0.72327 | 1 | 0.72327 | 0.74699 | 0.74366 | 0.63684 | 0.65694 | 0.60663 | 0.466 | 0.54244 | 0.59568 | 0.50308 | 0.52865 | 0.39388 | 0.51621 | 3 | 1 | 80 | 14073 | 5561 | 7592 | 9945 | 1783 | 3088 | 9813 | 1430 | 1119 | 28802 | 1.15 | 1.24 | 11554.04
3105 | 9 | 130 | 2017-05-10 | 0.75472 | 1 | 0.75472 | 0.71084 | 0.84656 | 0.64291 | 0.64335 | 0.61846 | 0.49548 | 0.55035 | 0.60745 | 0.50185 | 0.54196 | 0.39141 | 0.51684 | 3 | 1 | 81 | 14207 | 5446 | 7740 | 10574 | 1809 | 3149 | 9789 | 1466 | 1112 | 28837 | 1.2 | 1.18 | 13152.805
3106 | 10 | 130 | 2017-05-10 | 0.79245 | 1 | 0.79245 | 0.6747 | 0.91285 | 0.64449 | 0.63284 | 0.6183 | 0.50776 | 0.55339 | 0.61825 | 0.49708 | 0.55305 | 0.40197 | 0.51153 | 3 | 1 | 82 | 14242 | 5357 | 7738 | 10836 | 1819 | 3205 | 9696 | 1496 | 1142 | 28541 | 1.26 | 1.12 | 14182.66
3107 | 11 | 130 | 2017-05-10 | 0.73585 | 1 | 0.73585 | 0.6506 | 0.9624 | 0.64531 | 0.62918 | 0.62245 | 0.51211 | 0.55552 | 0.63349 | 0.49636 | 0.55638 | 0.41675 | 0.50816 | 3 | 1 | 83 | 14260 | 5326 | 7790 | 10929 | 1826 | 3284 | 9682 | 1505 | 1184 | 28353 | 1.17 | 1.08 | 14952.575
3108 | 12 | 130 | 2017-05-10 | 0.72327 | 1 | 0.72327 | 0.61446 | 0.97754 | 0.64187 | 0.6215 | 0.61894 | 0.51708 | 0.54883 | 0.63927 | 0.49651 | 0.56784 | 0.43295 | 0.50399 | 3 | 1 | 84 | 14184 | 5261 | 7746 | 11035 | 1804 | 3314 | 9685 | 1536 | 1230 | 28120 | 1.15 | 1.02 | 15187.805
3109 | 13 | 130 | 2017-05-10 | 0.71069 | 1 | 0.71069 | 0.63855 | 0.95214 | 0.63961 | 0.61689 | 0.61502 | 0.51614 | 0.547 | 0.64583 | 0.498 | 0.56969 | 0.45125 | 0.49967 | 3 | 1 | 85 | 14134 | 5222 | 7697 | 11015 | 1798 | 3348 | 9714 | 1541 | 1282 | 27879 | 1.13 | 1.06 | 14793.225
3110 | 14 | 130 | 2017-05-10 | 0.69182 | 1 | 0.69182 | 0.62048 | 0.97576 | 0.6406 | 0.61441 | 0.61686 | 0.51408 | 0.54518 | 0.65432 | 0.50118 | 0.57153 | 0.4685 | 0.4984 | 3 | 1 | 86 | 14156 | 5201 | 7720 | 10971 | 1792 | 3392 | 9776 | 1546 | 1331 | 27808 | 1.1 | 1.03 | 15160.185
3111 | 15 | 130 | 2017-05-10 | 0.67296 | 1 | 0.67296 | 0.62048 | 1 | 0.63526 | 0.61028 | 0.60711 | 0.51385 | 0.53818 | 0.66165 | 0.50456 | 0.56932 | 0.48117 | 0.49524 | 3 | 1 | 87 | 14038 | 5166 | 7598 | 10966 | 1769 | 3430 | 9842 | 1540 | 1367 | 27632 | 1.07 | 1.03 | 15536.75
3112 | 16 | 130 | 2017-05-10 | 0.68553 | 1 | 0.68553 | 0.63253 | 0.99944 | 0.62847 | 0.60851 | 0.59497 | 0.50883 | 0.52601 | 0.6657 | 0.50795 | 0.56377 | 0.49595 | 0.49492 | 3 | 1 | 88 | 13888 | 5151 | 7446 | 10859 | 1729 | 3451 | 9908 | 1525 | 1409 | 27614 | 1.09 | 1.05 | 15528.105
3113 | 17 | 130 | 2017-05-10 | 0.66667 | 1 | 0.66667 | 0.71084 | 0.98608 | 0.62752 | 0.60933 | 0.58658 | 0.50265 | 0.51932 | 0.66937 | 0.51348 | 0.55896 | 0.51461 | 0.49804 | 3 | 1 | 89 | 13867 | 5158 | 7341 | 10727 | 1707 | 3470 | 10016 | 1512 | 1462 | 27788 | 1.06 | 1.18 | 15320.515
3114 | 18 | 130 | 2017-05-10 | 0.69811 | 1 | 0.69811 | 0.71687 | 0.92154 | 0.62521 | 0.6091 | 0.57795 | 0.49754 | 0.51263 | 0.66609 | 0.51743 | 0.55305 | 0.52341 | 0.5018 | 3 | 1 | 90 | 13816 | 5156 | 7233 | 10618 | 1685 | 3453 | 10093 | 1496 | 1487 | 27998 | 1.11 | 1.19 | 14317.695
3115 | 19 | 130 | 2017-05-10 | 0.72327 | 1 | 0.72327 | 0.76506 | 0.8823 | 0.62191 | 0.61051 | 0.57195 | 0.49285 | 0.50776 | 0.65779 | 0.51774 | 0.5427 | 0.52728 | 0.5022 | 3 | 1 | 91 | 13743 | 5168 | 7158 | 10518 | 1669 | 3410 | 10099 | 1468 | 1498 | 28020 | 1.15 | 1.27 | 13708.055
3116 | 20 | 130 | 2017-05-10 | 0.78616 | 1 | 0.78616 | 0.80723 | 0.93549 | 0.62033 | 0.61276 | 0.57251 | 0.48573 | 0.50685 | 0.6549 | 0.52122 | 0.53826 | 0.51989 | 0.5104 | 3 | 1 | 92 | 13708 | 5187 | 7165 | 10366 | 1666 | 3395 | 10167 | 1456 | 1477 | 28478 | 1.25 | 1.34 | 14534.475
3117 | 21 | 130 | 2017-05-10 | 0.83648 | 1 | 0.83648 | 0.86145 | 0.93593 | 0.63775 | 0.64158 | 0.59529 | 0.49243 | 0.52206 | 0.66782 | 0.53671 | 0.54381 | 0.52482 | 0.53044 | 3 | 1 | 93 | 14093 | 5431 | 7450 | 10509 | 1716 | 3462 | 10469 | 1471 | 1491 | 29596 | 1.33 | 1.43 | 14541.295
3118 | 22 | 130 | 2017-05-10 | 0.81761 | 1 | 0.81761 | 0.8494 | 0.9084 | 0.63684 | 0.62882 | 0.59409 | 0.50616 | 0.51628 | 0.66262 | 0.51702 | 0.53937 | 0.5227 | 0.51272 | 3 | 1 | 94 | 14073 | 5323 | 7435 | 10802 | 1697 | 3435 | 10085 | 1459 | 1485 | 28607 | 1.3 | 1.41 | 14113.52
3119 | 23 | 130 | 2017-05-10 | 0.75472 | 1 | 0.75472 | 0.72892 | 0.88374 | 0.59757 | 0.58252 | 0.55829 | 0.48976 | 0.48068 | 0.61883 | 0.4738 | 0.5024 | 0.4773 | 0.47269 | 3 | 1 | 95 | 13205 | 4931 | 6987 | 10452 | 1580 | 3208 | 9242 | 1359 | 1356 | 26374 | 1.2 | 1.21 | 13730.465
3120 | 24 | 130 | 2017-05-10 | 0.68553 | 1 | 0.68553 | 0.6506 | 0.84359 | 0.55503 | 0.54093 | 0.52225 | 0.45757 | 0.43231 | 0.576 | 0.43069 | 0.46876 | 0.41957 | 0.43402 | 3 | 1 | 96 | 12265 | 4579 | 6536 | 9765 | 1421 | 2986 | 8401 | 1268 | 1192 | 24216 | 1.09 | 1.08 | 13106.685
3121 | 1 | 131 | 2017-05-11 | 0.61635 | 1 | 0.61635 | 0.62651 | 0.80131 | 0.52059 | 0.51022 | 0.49221 | 0.42168 | 0.48312 | 0.50945 | 0.40352 | 0.43401 | 0.35445 | 0.40489 | 4 | 1 | 97 | 11504 | 4319 | 6160 | 8999 | 1588 | 2641 | 7871 | 1174 | 1007 | 22591 | 0.98 | 1.04 | 12449.825
3122 | 2 | 131 | 2017-05-11 | 0.60377 | 1 | 0.60377 | 0.60241 | 0.77242 | 0.50009 | 0.49368 | 0.47695 | 0.39942 | 0.45665 | 0.48515 | 0.3868 | 0.42033 | 0.32911 | 0.38993 | 4 | 1 | 98 | 11051 | 4179 | 5969 | 8524 | 1501 | 2515 | 7545 | 1137 | 935 | 21756 | 0.96 | 1 | 12000.945
3123 | 3 | 131 | 2017-05-11 | 0.59748 | 1 | 0.59748 | 0.59036 | 0.74901 | 0.48991 | 0.4873 | 0.46904 | 0.3855 | 0.44174 | 0.46701 | 0.37722 | 0.41331 | 0.32172 | 0.38272 | 4 | 1 | 99 | 10826 | 4125 | 5870 | 8227 | 1452 | 2421 | 7358 | 1118 | 914 | 21354 | 0.95 | 0.98 | 11637.225
3124 | 4 | 131 | 2017-05-11 | 0.61635 | 1 | 0.61635 | 0.59036 | 0.73082 | 0.4871 | 0.4886 | 0.46576 | 0.3774 | 0.43261 | 0.46103 | 0.3745 | 0.41146 | 0.32489 | 0.38201 | 4 | 1 | 100 | 10764 | 4136 | 5829 | 8054 | 1422 | 2390 | 7305 | 1113 | 923 | 21314 | 0.98 | 0.98 | 11354.585
3125 | 5 | 131 | 2017-05-11 | 0.64151 | 1 | 0.64151 | 0.60843 | 0.71832 | 0.49552 | 0.49935 | 0.47471 | 0.37533 | 0.439 | 0.4647 | 0.38245 | 0.42107 | 0.32629 | 0.39156 | 4 | 1 | 101 | 10950 | 4227 | 5941 | 8010 | 1443 | 2409 | 7460 | 1139 | 927 | 21847 | 1.02 | 1.01 | 11160.345
3126 | 6 | 131 | 2017-05-11 | 0.71698 | 1 | 0.71698 | 0.6506 | 0.72546 | 0.52783 | 0.53562 | 0.50196 | 0.38461 | 0.47003 | 0.49035 | 0.41192 | 0.4451 | 0.34741 | 0.42366 | 4 | 1 | 102 | 11664 | 4534 | 6282 | 8208 | 1545 | 2542 | 8035 | 1204 | 987 | 23638 | 1.14 | 1.08 | 11271.335
3127 | 7 | 131 | 2017-05-11 | 0.77358 | 1 | 0.77358 | 0.68675 | 0.7356 | 0.58426 | 0.59079 | 0.54886 | 0.41282 | 0.52966 | 0.53318 | 0.46145 | 0.48281 | 0.3974 | 0.47178 | 4 | 1 | 103 | 12911 | 5001 | 6869 | 8810 | 1741 | 2764 | 9001 | 1306 | 1129 | 26323 | 1.23 | 1.14 | 11428.795
3128 | 8 | 131 | 2017-05-11 | 0.77987 | 1 | 0.77987 | 0.71687 | 0.74366 | 0.61177 | 0.61559 | 0.57739 | 0.45246 | 0.56678 | 0.56019 | 0.48811 | 0.50795 | 0.40584 | 0.50245 | 4 | 1 | 104 | 13519 | 5211 | 7226 | 9656 | 1863 | 2904 | 9521 | 1374 | 1153 | 28034 | 1.24 | 1.19 | 11554.04
3129 | 9 | 131 | 2017-05-11 | 0.73585 | 1 | 0.73585 | 0.77108 | 0.84656 | 0.62264 | 0.61725 | 0.59353 | 0.48451 | 0.58169 | 0.58102 | 0.4919 | 0.5268 | 0.40795 | 0.50651 | 4 | 1 | 105 | 13759 | 5225 | 7428 | 10340 | 1912 | 3012 | 9595 | 1425 | 1159 | 28261 | 1.17 | 1.28 | 13152.805
3130 | 10 | 131 | 2017-05-11 | 0.67925 | 1 | 0.67925 | 0.74096 | 0.91285 | 0.63264 | 0.6176 | 0.60368 | 0.49904 | 0.59294 | 0.6034 | 0.49431 | 0.53678 | 0.41887 | 0.50492 | 4 | 1 | 106 | 13980 | 5228 | 7555 | 10650 | 1949 | 3128 | 9642 | 1452 | 1190 | 28172 | 1.08 | 1.23 | 14182.66
3131 | 11 | 131 | 2017-05-11 | 0.66667 | 1 | 0.66667 | 0.75301 | 0.9624 | 0.64241 | 0.61819 | 0.61215 | 0.50583 | 0.60663 | 0.6169 | 0.49785 | 0.54677 | 0.43611 | 0.50451 | 4 | 1 | 107 | 14196 | 5233 | 7661 | 10795 | 1994 | 3198 | 9711 | 1479 | 1239 | 28149 | 1.06 | 1.25 | 14952.575
3132 | 12 | 131 | 2017-05-11 | 0.6478 | 1 | 0.6478 | 0.73494 | 0.97754 | 0.64508 | 0.61807 | 0.61159 | 0.51235 | 0.61333 | 0.62519 | 0.49938 | 0.55564 | 0.44914 | 0.50245 | 4 | 1 | 108 | 14255 | 5232 | 7654 | 10934 | 2016 | 3241 | 9741 | 1503 | 1276 | 28034 | 1.03 | 1.22 | 15187.805
3133 | 13 | 131 | 2017-05-11 | 0.66667 | 1 | 0.66667 | 0.71084 | 0.95214 | 0.64843 | 0.61359 | 0.61015 | 0.51436 | 0.62397 | 0.63638 | 0.49964 | 0.55786 | 0.46744 | 0.50017 | 4 | 1 | 109 | 14329 | 5194 | 7636 | 10977 | 2051 | 3299 | 9746 | 1509 | 1328 | 27907 | 1.06 | 1.18 | 14793.225
3134 | 14 | 131 | 2017-05-11 | 0.6478 | 1 | 0.6478 | 0.70482 | 0.97576 | 0.65562 | 0.61264 | 0.61207 | 0.51258 | 0.63401 | 0.64603 | 0.50082 | 0.56155 | 0.48539 | 0.50017 | 4 | 1 | 110 | 14488 | 5186 | 7660 | 10939 | 2084 | 3349 | 9769 | 1519 | 1379 | 27907 | 1.03 | 1.17 | 15160.185
3135 | 15 | 131 | 2017-05-11 | 0.62893 | 1 | 0.62893 | 0.69277 | 1 | 0.65549 | 0.60815 | 0.604 | 0.51357 | 0.6328 | 0.65471 | 0.50241 | 0.56044 | 0.49701 | 0.49868 | 4 | 1 | 111 | 14485 | 5148 | 7559 | 10960 | 2080 | 3394 | 9800 | 1516 | 1412 | 27824 | 1 | 1.15 | 15536.75
3136 | 16 | 131 | 2017-05-11 | 0.67296 | 1 | 0.67296 | 0.69277 | 0.99944 | 0.65114 | 0.6065 | 0.59441 | 0.50836 | 0.62124 | 0.663 | 0.50508 | 0.55933 | 0.50898 | 0.49875 | 4 | 1 | 112 | 14389 | 5134 | 7439 | 10849 | 2042 | 3437 | 9852 | 1513 | 1446 | 27828 | 1.07 | 1.15 | 15528.105
3137 | 17 | 131 | 2017-05-11 | 0.72327 | 1 | 0.72327 | 0.75301 | 0.98608 | 0.65187 | 0.60827 | 0.58714 | 0.50255 | 0.61819 | 0.6657 | 0.50959 | 0.55675 | 0.52235 | 0.5027 | 4 | 1 | 113 | 14405 | 5149 | 7348 | 10725 | 2032 | 3451 | 9940 | 1506 | 1484 | 28048 | 1.15 | 1.25 | 15320.515
3138 | 18 | 131 | 2017-05-11 | 0.7673 | 1 | 0.7673 | 0.80723 | 0.92154 | 0.64807 | 0.61146 | 0.57954 | 0.49749 | 0.61211 | 0.65471 | 0.51476 | 0.55231 | 0.52411 | 0.50784 | 4 | 1 | 114 | 14321 | 5176 | 7253 | 10617 | 2012 | 3394 | 10041 | 1494 | 1489 | 28335 | 1.22 | 1.34 | 14317.695
3139 | 19 | 131 | 2017-05-11 | 0.77358 | 1 | 0.77358 | 0.83133 | 0.8823 | 0.64282 | 0.61229 | 0.57435 | 0.49131 | 0.60055 | 0.63657 | 0.51507 | 0.54381 | 0.5213 | 0.50781 | 4 | 1 | 115 | 14205 | 5183 | 7188 | 10485 | 1974 | 3300 | 10047 | 1471 | 1481 | 28333 | 1.23 | 1.38 | 13708.055
3140 | 20 | 131 | 2017-05-11 | 0.80503 | 1 | 0.80503 | 0.8494 | 0.93549 | 0.63784 | 0.6176 | 0.57507 | 0.4847 | 0.59385 | 0.62963 | 0.51656 | 0.54011 | 0.51461 | 0.51365 | 4 | 1 | 116 | 14095 | 5228 | 7197 | 10344 | 1952 | 3264 | 10076 | 1461 | 1462 | 28659 | 1.28 | 1.41 | 14534.475
3141 | 21 | 131 | 2017-05-11 | 0.89937 | 1 | 0.89937 | 0.93373 | 0.93593 | 0.65042 | 0.64005 | 0.58849 | 0.48873 | 0.60207 | 0.63503 | 0.52774 | 0.54824 | 0.52235 | 0.5305 | 4 | 1 | 117 | 14373 | 5418 | 7365 | 10430 | 1979 | 3292 | 10294 | 1483 | 1484 | 29599 | 1.43 | 1.55 | 14541.295
3142 | 22 | 131 | 2017-05-11 | 0.88679 | 1 | 0.88679 | 0.90964 | 0.9084 | 0.64128 | 0.62753 | 0.58338 | 0.50026 | 0.58899 | 0.62442 | 0.50964 | 0.53235 | 0.51742 | 0.51293 | 4 | 1 | 118 | 14171 | 5312 | 7301 | 10676 | 1936 | 3237 | 9941 | 1440 | 1470 | 28619 | 1.41 | 1.51 | 14113.52
3143 | 23 | 131 | 2017-05-11 | 0.79874 | 1 | 0.79874 | 0.85542 | 0.88374 | 0.59811 | 0.58311 | 0.54998 | 0.48414 | 0.54457 | 0.57909 | 0.47129 | 0.49871 | 0.46955 | 0.47341 | 4 | 1 | 119 | 13217 | 4936 | 6883 | 10332 | 1790 | 3002 | 9193 | 1349 | 1334 | 26414 | 1.27 | 1.42 | 13730.465
3144 | 24 | 131 | 2017-05-11 | 0.7044 | 1 | 0.7044 | 0.77108 | 0.84359 | 0.55281 | 0.54259 | 0.5145 | 0.45218 | 0.49741 | 0.52604 | 0.43141 | 0.46433 | 0.4164 | 0.4355 | 4 | 1 | 120 | 12216 | 4593 | 6439 | 9650 | 1635 | 2727 | 8415 | 1256 | 1183 | 24299 | 1.12 | 1.28 | 13106.685
3145 | 1 | 132 | 2017-05-12 | 0.76101 | 1 | 0.76101 | 0.71687 | 0.80131 | 0.52611 | 0.52451 | 0.50012 | 0.42125 | 0.43779 | 0.54012 | 0.40495 | 0.44251 | 0.39036 | 0.41192 | 5 | 1 | 121 | 11626 | 4440 | 6259 | 8990 | 1439 | 2800 | 7899 | 1197 | 1109 | 22983 | 1.21 | 1.19 | 12449.825
3146 | 2 | 132 | 2017-05-12 | 0.71698 | 1 | 0.71698 | 0.66867 | 0.77242 | 0.5072 | 0.50715 | 0.48358 | 0.39933 | 0.41679 | 0.52546 | 0.38988 | 0.42921 | 0.36924 | 0.39651 | 5 | 1 | 122 | 11208 | 4293 | 6052 | 8522 | 1370 | 2724 | 7605 | 1161 | 1049 | 22123 | 1.14 | 1.11 | 12000.945
3147 | 3 | 132 | 2017-05-12 | 0.7044 | 1 | 0.7044 | 0.64458 | 0.74901 | 0.49679 | 0.499 | 0.47247 | 0.38592 | 0.40462 | 0.51408 | 0.38229 | 0.42292 | 0.35093 | 0.38921 | 5 | 1 | 123 | 10978 | 4224 | 5913 | 8236 | 1330 | 2665 | 7457 | 1144 | 997 | 21716 | 1.12 | 1.07 | 11637.225
3148 | 4 | 132 | 2017-05-12 | 0.69811 | 1 | 0.69811 | 0.63253 | 0.73082 | 0.49421 | 0.49947 | 0.46912 | 0.37843 | 0.40067 | 0.51022 | 0.38193 | 0.42107 | 0.34706 | 0.38747 | 5 | 1 | 124 | 10921 | 4228 | 5871 | 8076 | 1317 | 2645 | 7450 | 1139 | 986 | 21619 | 1.11 | 1.05 | 11354.585
3149 | 5 | 132 | 2017-05-12 | 0.69182 | 1 | 0.69182 | 0.63253 | 0.71832 | 0.50167 | 0.51045 | 0.47671 | 0.37679 | 0.40858 | 0.51543 | 0.39167 | 0.42957 | 0.34988 | 0.39651 | 5 | 1 | 125 | 11086 | 4321 | 5966 | 8041 | 1343 | 2672 | 7640 | 1162 | 994 | 22123 | 1.1 | 1.05 | 11160.345
3150 | 6 | 132 | 2017-05-12 | 0.7044 | 1 | 0.7044 | 0.68072 | 0.72546 | 0.53331 | 0.54294 | 0.50132 | 0.38564 | 0.44052 | 0.53993 | 0.42131 | 0.45287 | 0.37276 | 0.42712 | 5 | 1 | 126 | 11785 | 4596 | 6274 | 8230 | 1448 | 2799 | 8218 | 1225 | 1059 | 23831 | 1.12 | 1.13 | 11271.335
3151 | 7 | 132 | 2017-05-12 | 0.75472 | 1 | 0.75472 | 0.74096 | 0.7356 | 0.58589 | 0.5935 | 0.54694 | 0.41141 | 0.49863 | 0.5816 | 0.46986 | 0.49168 | 0.4164 | 0.47495 | 5 | 1 | 127 | 12947 | 5024 | 6845 | 8780 | 1639 | 3015 | 9165 | 1330 | 1183 | 26500 | 1.2 | 1.23 | 11428.795
3152 | 8 | 132 | 2017-05-12 | 0.81761 | 1 | 0.81761 | 0.77711 | 0.74366 | 0.61589 | 0.61961 | 0.57507 | 0.44731 | 0.53118 | 0.60783 | 0.49903 | 0.51978 | 0.42943 | 0.50625 | 5 | 1 | 128 | 13610 | 5245 | 7197 | 9546 | 1746 | 3151 | 9734 | 1406 | 1220 | 28246 | 1.3 | 1.29 | 11554.04
3153 | 9 | 132 | 2017-05-12 | 0.84277 | 1 | 0.84277 | 0.83133 | 0.84656 | 0.62558 | 0.62835 | 0.58945 | 0.47659 | 0.54274 | 0.62288 | 0.5059 | 0.53715 | 0.42872 | 0.51969 | 5 | 1 | 129 | 13824 | 5319 | 7377 | 10171 | 1784 | 3229 | 9868 | 1453 | 1218 | 28996 | 1.34 | 1.38 | 13152.805
3154 | 10 | 132 | 2017-05-12 | 0.8805 | 1 | 0.8805 | 0.85542 | 0.91285 | 0.63408 | 0.63154 | 0.59776 | 0.49192 | 0.55096 | 0.63272 | 0.50687 | 0.5464 | 0.434 | 0.52327 | 5 | 1 | 130 | 14012 | 5346 | 7481 | 10498 | 1811 | 3280 | 9887 | 1478 | 1233 | 29196 | 1.4 | 1.42 | 14182.66
3155 | 11 | 132 | 2017-05-12 | 0.84906 | 1 | 0.84906 | 0.83133 | 0.9624 | 0.63965 | 0.6332 | 0.60416 | 0.49965 | 0.55552 | 0.64333 | 0.50928 | 0.55564 | 0.43893 | 0.52498 | 5 | 1 | 131 | 14135 | 5360 | 7561 | 10663 | 1826 | 3335 | 9934 | 1503 | 1247 | 29291 | 1.35 | 1.38 | 14952.575
3156 | 12 | 132 | 2017-05-12 | 0.8239 | 1 | 0.8239 | 0.78916 | 0.97754 | 0.63956 | 0.63272 | 0.60216 | 0.50607 | 0.55309 | 0.64603 | 0.506 | 0.55786 | 0.44245 | 0.523 | 5 | 1 | 132 | 14133 | 5356 | 7536 | 10800 | 1818 | 3349 | 9870 | 1509 | 1257 | 29181 | 1.31 | 1.31 | 15187.805
3157 | 13 | 132 | 2017-05-12 | 0.80503 | 1 | 0.80503 | 0.78916 | 0.95214 | 0.64137 | 0.62729 | 0.59872 | 0.50715 | 0.55218 | 0.64217 | 0.50231 | 0.56081 | 0.44597 | 0.51899 | 5 | 1 | 133 | 14173 | 5310 | 7493 | 10823 | 1815 | 3329 | 9798 | 1517 | 1267 | 28957 | 1.28 | 1.31 | 14793.225
3158 | 14 | 132 | 2017-05-12 | 0.81132 | 1 | 0.81132 | 0.74699 | 0.97576 | 0.64309 | 0.61926 | 0.59569 | 0.50527 | 0.55096 | 0.63908 | 0.50113 | 0.56377 | 0.44773 | 0.51411 | 5 | 1 | 134 | 14211 | 5242 | 7455 | 10783 | 1811 | 3313 | 9775 | 1525 | 1272 | 28685 | 1.29 | 1.24 | 15160.185
3159 | 15 | 132 | 2017-05-12 | 0.76101 | 1 | 0.76101 | 0.74096 | 1 | 0.63721 | 0.61205 | 0.58658 | 0.50522 | 0.54274 | 0.63503 | 0.5 | 0.55638 | 0.44984 | 0.50825 | 5 | 1 | 135 | 14081 | 5181 | 7341 | 10782 | 1784 | 3292 | 9753 | 1505 | 1278 | 28358 | 1.21 | 1.23 | 15536.75
3160 | 16 | 132 | 2017-05-12 | 0.77358 | 1 | 0.77358 | 0.72892 | 0.99944 | 0.63006 | 0.60614 | 0.57611 | 0.4997 | 0.53057 | 0.63079 | 0.49959 | 0.55083 | 0.45019 | 0.5066 | 5 | 1 | 136 | 13923 | 5131 | 7210 | 10664 | 1744 | 3270 | 9745 | 1490 | 1279 | 28266 | 1.23 | 1.21 | 15528.105
3161 | 17 | 132 | 2017-05-12 | 0.77987 | 1 | 0.77987 | 0.72289 | 0.98608 | 0.62368 | 0.60532 | 0.56812 | 0.49267 | 0.52692 | 0.62751 | 0.50343 | 0.54566 | 0.45547 | 0.50628 | 5 | 1 | 137 | 13782 | 5124 | 7110 | 10514 | 1732 | 3253 | 9820 | 1476 | 1294 | 28248 | 1.24 | 1.2 | 15320.515
3162 | 18 | 132 | 2017-05-12 | 0.83648 | 1 | 0.83648 | 0.77108 | 0.92154 | 0.61639 | 0.60555 | 0.56133 | 0.48732 | 0.51688 | 0.61883 | 0.50815 | 0.53789 | 0.45723 | 0.50807 | 5 | 1 | 138 | 13621 | 5126 | 7025 | 10400 | 1699 | 3208 | 9912 | 1455 | 1299 | 28348 | 1.33 | 1.28 | 14317.695
3163 | 19 | 132 | 2017-05-12 | 0.83648 | 1 | 0.83648 | 0.80723 | 0.8823 | 0.60843 | 0.60284 | 0.55733 | 0.48283 | 0.50685 | 0.60822 | 0.5082 | 0.52976 | 0.45829 | 0.50616 | 5 | 1 | 139 | 13445 | 5103 | 6975 | 10304 | 1666 | 3153 | 9913 | 1433 | 1302 | 28241 | 1.33 | 1.34 | 13708.055
3164 | 20 | 132 | 2017-05-12 | 0.90566 | 1 | 0.90566 | 0.8494 | 0.93549 | 0.60123 | 0.60106 | 0.55541 | 0.47678 | 0.49772 | 0.6032 | 0.50405 | 0.52458 | 0.45125 | 0.50818 | 5 | 1 | 140 | 13286 | 5088 | 6951 | 10175 | 1636 | 3127 | 9832 | 1419 | 1282 | 28354 | 1.44 | 1.41 | 14534.475
3165 | 21 | 132 | 2017-05-12 | 0.98742 | 1 | 0.98742 | 0.88554 | 0.93593 | 0.61336 | 0.61996 | 0.56876 | 0.48133 | 0.50776 | 0.61169 | 0.51697 | 0.53383 | 0.45407 | 0.52281 | 5 | 1 | 141 | 13554 | 5248 | 7118 | 10272 | 1669 | 3171 | 10084 | 1444 | 1290 | 29170 | 1.57 | 1.47 | 14541.295
3166 | 22 | 132 | 2017-05-12 | 1 | 1 | 1 | 0.84337 | 0.9084 | 0.6087 | 0.60992 | 0.5666 | 0.4899 | 0.50472 | 0.61053 | 0.50482 | 0.52126 | 0.45864 | 0.50872 | 5 | 1 | 142 | 13451 | 5163 | 7091 | 10455 | 1659 | 3165 | 9847 | 1410 | 1303 | 28384 | 1.59 | 1.4 | 14113.52
3167 | 23 | 132 | 2017-05-12 | 0.91824 | 1 | 0.91824 | 0.74699 | 0.88374 | 0.57761 | 0.5772 | 0.53903 | 0.47673 | 0.47216 | 0.58218 | 0.47806 | 0.49612 | 0.43506 | 0.47644 | 5 | 1 | 143 | 12764 | 4886 | 6746 | 10174 | 1552 | 3018 | 9325 | 1342 | 1236 | 26583 | 1.46 | 1.24 | 13730.465
3168 | 24 | 132 | 2017-05-12 | 0.79245 | 1 | 0.79245 | 0.63855 | 0.84359 | 0.54037 | 0.54259 | 0.50691 | 0.44839 | 0.4387 | 0.54765 | 0.44473 | 0.4647 | 0.39845 | 0.4428 | 5 | 1 | 144 | 11941 | 4593 | 6344 | 9569 | 1442 | 2839 | 8675 | 1257 | 1132 | 24706 | 1.26 | 1.06 | 13106.685
3169 | 1 | 133 | 2017-05-13 | 0.64151 | 1 | 0.64151 | 0.59639 | 0.77448 | 0.49914 | 0.51152 | 0.46976 | 0.4169 | 0.3815 | 0.52373 | 0.41459 | 0.43327 | 0.35692 | 0.40728 | 6 | 2 | 1 | 11030 | 4330 | 5879 | 8897 | 1254 | 2715 | 8087 | 1172 | 1014 | 22724 | 1.02 | 0.99 | 12032.86
3170 | 2 | 133 | 2017-05-13 | 0.60377 | 1 | 0.60377 | 0.57831 | 0.74964 | 0.47995 | 0.49451 | 0.4525 | 0.39394 | 0.36112 | 0.51061 | 0.39742 | 0.41848 | 0.33861 | 0.38971 | 6 | 2 | 2 | 10606 | 4186 | 5663 | 8407 | 1187 | 2647 | 7752 | 1132 | 962 | 21744 | 0.96 | 0.96 | 11646.96
3171 | 3 | 133 | 2017-05-13 | 0.60377 | 1 | 0.60377 | 0.56024 | 0.72838 | 0.47163 | 0.48659 | 0.44291 | 0.3796 | 0.35017 | 0.50039 | 0.38793 | 0.41035 | 0.3277 | 0.3795 | 6 | 2 | 3 | 10422 | 4119 | 5543 | 8101 | 1151 | 2594 | 7567 | 1110 | 931 | 21174 | 0.96 | 0.93 | 11316.6
3172 | 4 | 133 | 2017-05-13 | 0.59119 | 1 | 0.59119 | 0.54819 | 0.71262 | 0.46873 | 0.48506 | 0.43907 | 0.37084 | 0.34682 | 0.49614 | 0.38286 | 0.40739 | 0.32348 | 0.37514 | 6 | 2 | 4 | 10358 | 4106 | 5495 | 7914 | 1140 | 2572 | 7468 | 1102 | 919 | 20931 | 0.94 | 0.91 | 11071.73
3173 | 5 | 133 | 2017-05-13 | 0.62893 | 1 | 0.62893 | 0.54819 | 0.70005 | 0.47402 | 0.48777 | 0.44091 | 0.36727 | 0.35047 | 0.49711 | 0.38347 | 0.40924 | 0.32559 | 0.37681 | 6 | 2 | 5 | 10475 | 4129 | 5518 | 7838 | 1152 | 2577 | 7480 | 1107 | 925 | 21024 | 1 | 0.91 | 10876.555
3174 | 6 | 133 | 2017-05-13 | 0.69182 | 1 | 0.69182 | 0.56627 | 0.69248 | 0.48656 | 0.50065 | 0.45226 | 0.36929 | 0.36325 | 0.50502 | 0.39255 | 0.41664 | 0.3358 | 0.38747 | 6 | 2 | 6 | 10752 | 4238 | 5660 | 7881 | 1194 | 2618 | 7657 | 1127 | 954 | 21619 | 1.1 | 0.94 | 10758.83
3175 | 7 | 133 | 2017-05-13 | 0.76101 | 1 | 0.76101 | 0.62651 | 0.68725 | 0.50398 | 0.51695 | 0.46776 | 0.37482 | 0.38789 | 0.5191 | 0.40762 | 0.42921 | 0.35516 | 0.40211 | 6 | 2 | 7 | 11137 | 4376 | 5854 | 7999 | 1275 | 2691 | 7951 | 1161 | 1009 | 22436 | 1.21 | 1.04 | 10677.68
3176 | 8 | 133 | 2017-05-13 | 0.77358 | 1 | 0.77358 | 0.6988 | 0.67879 | 0.52018 | 0.53739 | 0.48246 | 0.38349 | 0.40645 | 0.53453 | 0.43028 | 0.44325 | 0.37276 | 0.42437 | 6 | 2 | 8 | 11495 | 4549 | 6038 | 8184 | 1336 | 2771 | 8393 | 1199 | 1059 | 23678 | 1.23 | 1.16 | 10546.135
3177 | 9 | 133 | 2017-05-13 | 0.72327 | 1 | 0.72327 | 0.73494 | 0.73509 | 0.54095 | 0.56125 | 0.5026 | 0.40012 | 0.42592 | 0.56038 | 0.45596 | 0.46433 | 0.3974 | 0.45149 | 6 | 2 | 9 | 11954 | 4751 | 6290 | 8539 | 1400 | 2905 | 8894 | 1256 | 1129 | 25191 | 1.15 | 1.22 | 11420.965
3178 | 10 | 133 | 2017-05-13 | 0.7044 | 1 | 0.7044 | 0.74096 | 0.80309 | 0.55308 | 0.5798 | 0.51722 | 0.41966 | 0.43991 | 0.57793 | 0.47232 | 0.4817 | 0.41359 | 0.47241 | 6 | 2 | 10 | 12222 | 4908 | 6473 | 8956 | 1446 | 2996 | 9213 | 1303 | 1175 | 26358 | 1.12 | 1.23 | 12477.48
3179 | 11 | 133 | 2017-05-13 | 0.72956 | 1 | 0.72956 | 0.73494 | 0.84627 | 0.55779 | 0.58323 | 0.52529 | 0.434 | 0.44417 | 0.59433 | 0.47975 | 0.49205 | 0.42239 | 0.48053 | 6 | 2 | 11 | 12326 | 4937 | 6574 | 9262 | 1460 | 3081 | 9358 | 1331 | 1200 | 26811 | 1.16 | 1.22 | 13148.295
3180 | 12 | 133 | 2017-05-13 | 0.67925 | 1 | 0.67925 | 0.74096 | 0.85829 | 0.55738 | 0.5811 | 0.52393 | 0.44351 | 0.44326 | 0.60012 | 0.47888 | 0.49464 | 0.4252 | 0.48218 | 6 | 2 | 12 | 12317 | 4919 | 6557 | 9465 | 1457 | 3111 | 9341 | 1338 | 1208 | 26903 | 1.08 | 1.23 | 13334.96
3181 | 13 | 133 | 2017-05-13 | 0.6478 | 1 | 0.6478 | 0.75904 | 0.83365 | 0.55444 | 0.57153 | 0.51882 | 0.44731 | 0.44022 | 0.59877 | 0.47452 | 0.49501 | 0.42978 | 0.47813 | 6 | 2 | 13 | 12252 | 4838 | 6493 | 9546 | 1447 | 3104 | 9256 | 1339 | 1221 | 26677 | 1.03 | 1.26 | 12952.21
3182 | 14 | 133 | 2017-05-13 | 0.6478 | 1 | 0.6478 | 0.77711 | 0.83998 | 0.55082 | 0.55948 | 0.51274 | 0.4467 | 0.43413 | 0.59896 | 0.46945 | 0.49168 | 0.42872 | 0.47187 | 6 | 2 | 14 | 12172 | 4736 | 6417 | 9533 | 1427 | 3105 | 9157 | 1330 | 1218 | 26328 | 1.03 | 1.29 | 13050.635
3183 | 15 | 133 | 2017-05-13 | 0.66038 | 1 | 0.66038 | 0.79518 | 0.8466 | 0.54919 | 0.55145 | 0.50667 | 0.44384 | 0.42775 | 0.59954 | 0.46581 | 0.48799 | 0.42555 | 0.46743 | 6 | 2 | 15 | 12136 | 4668 | 6341 | 9472 | 1406 | 3108 | 9086 | 1320 | 1209 | 26080 | 1.05 | 1.32 | 13153.435
3184 | 16 | 133 | 2017-05-13 | 0.66038 | 1 | 0.66038 | 0.84337 | 0.84537 | 0.54874 | 0.54731 | 0.5014 | 0.44033 | 0.42227 | 0.60147 | 0.46468 | 0.48503 | 0.43013 | 0.46499 | 6 | 2 | 16 | 12126 | 4633 | 6275 | 9397 | 1388 | 3118 | 9064 | 1312 | 1222 | 25944 | 1.05 | 1.4 | 13134.275
3185 | 17 | 133 | 2017-05-13 | 0.67925 | 1 | 0.67925 | 0.87349 | 0.83299 | 0.54996 | 0.55062 | 0.5014 | 0.43962 | 0.42014 | 0.60204 | 0.46745 | 0.4854 | 0.43295 | 0.46649 | 6 | 2 | 17 | 12153 | 4661 | 6275 | 9382 | 1381 | 3121 | 9118 | 1313 | 1230 | 26028 | 1.08 | 1.45 | 12941.93
3186 | 18 | 133 | 2017-05-13 | 0.73585 | 1 | 0.73585 | 0.95783 | 0.79767 | 0.55059 | 0.55251 | 0.49884 | 0.4393 | 0.41862 | 0.59934 | 0.47288 | 0.48688 | 0.43541 | 0.46968 | 6 | 2 | 18 | 12167 | 4677 | 6243 | 9375 | 1376 | 3107 | 9224 | 1317 | 1237 | 26206 | 1.17 | 1.59 | 12393.195
3187 | 19 | 133 | 2017-05-13 | 0.7673 | 1 | 0.7673 | 0.98193 | 0.79425 | 0.54666 | 0.55227 | 0.49525 | 0.43859 | 0.4171 | 0.59336 | 0.47719 | 0.4854 | 0.43611 | 0.47173 | 6 | 2 | 19 | 12080 | 4675 | 6198 | 9360 | 1371 | 3076 | 9308 | 1313 | 1239 | 26320 | 1.22 | 1.63 | 12340.135
3188 | 20 | 133 | 2017-05-13 | 0.86164 | 1 | 0.86164 | 1 | 0.85572 | 0.5429 | 0.55416 | 0.49557 | 0.4362 | 0.41588 | 0.59066 | 0.48124 | 0.48503 | 0.43154 | 0.47689 | 6 | 2 | 20 | 11997 | 4691 | 6202 | 9309 | 1367 | 3062 | 9387 | 1312 | 1226 | 26608 | 1.37 | 1.66 | 13295.155
3189 | 21 | 133 | 2017-05-13 | 0.88679 | 1 | 0.88679 | 0.99398 | 0.85805 | 0.5553 | 0.57389 | 0.51282 | 0.44023 | 0.4247 | 0.59896 | 0.494 | 0.49723 | 0.43787 | 0.49372 | 6 | 2 | 21 | 12271 | 4858 | 6418 | 9395 | 1396 | 3105 | 9636 | 1345 | 1244 | 27547 | 1.41 | 1.65 | 13331.25
3190 | 22 | 133 | 2017-05-13 | 0.84906 | 1 | 0.84906 | 0.90964 | 0.84073 | 0.55937 | 0.56893 | 0.51586 | 0.45335 | 0.43413 | 0.59684 | 0.48426 | 0.49279 | 0.43858 | 0.48409 | 6 | 2 | 22 | 12361 | 4816 | 6456 | 9675 | 1427 | 3094 | 9446 | 1333 | 1246 | 27010 | 1.35 | 1.51 | 13062.215
3191 | 23 | 133 | 2017-05-13 | 0.7673 | 1 | 0.7673 | 0.79518 | 0.82665 | 0.52955 | 0.53975 | 0.49133 | 0.44586 | 0.41101 | 0.57041 | 0.45986 | 0.47172 | 0.41218 | 0.4566 | 6 | 2 | 23 | 11702 | 4569 | 6149 | 9515 | 1351 | 2957 | 8970 | 1276 | 1171 | 25476 | 1.22 | 1.32 | 12843.495
3192 | 24 | 133 | 2017-05-13 | 0.6478 | 1 | 0.6478 | 0.68675 | 0.80437 | 0.49706 | 0.51034 | 0.46368 | 0.42364 | 0.37937 | 0.53858 | 0.431 | 0.44399 | 0.38085 | 0.4286 | 6 | 2 | 24 | 10984 | 4320 | 5803 | 9041 | 1247 | 2792 | 8407 | 1201 | 1082 | 23914 | 1.03 | 1.14 | 12497.315
3193 | 1 | 134 | 2017-05-14 | 0.58491 | 1 | 0.58491 | 0.64458 | 0.77096 | 0.4719 | 0.4847 | 0.43508 | 0.40382 | 0.36994 | 0.49576 | 0.39588 | 0.41738 | 0.35551 | 0.39866 | 7 | 3 | 25 | 10428 | 4103 | 5445 | 8618 | 1216 | 2570 | 7722 | 1129 | 1010 | 22243 | 0.93 | 1.07 | 11978.235
3194 | 2 | 134 | 2017-05-14 | 0.54717 | 1 | 0.54717 | 0.62048 | 0.74542 | 0.45479 | 0.46686 | 0.41838 | 0.3825 | 0.35017 | 0.4784 | 0.38075 | 0.40333 | 0.33404 | 0.38312 | 7 | 3 | 26 | 10050 | 3952 | 5236 | 8163 | 1151 | 2480 | 7427 | 1091 | 949 | 21376 | 0.87 | 1.03 | 11581.36
3195 | 3 | 134 | 2017-05-14 | 0.54088 | 1 | 0.54088 | 0.60843 | 0.72049 | 0.44511 | 0.45576 | 0.41111 | 0.36732 | 0.34013 | 0.46663 | 0.37132 | 0.39372 | 0.32453 | 0.37416 | 7 | 3 | 27 | 9836 | 3858 | 5145 | 7839 | 1118 | 2419 | 7243 | 1065 | 922 | 20876 | 0.86 | 1.01 | 11194.145
3196 | 4 | 134 | 2017-05-14 | 0.54717 | 1 | 0.54717 | 0.62048 | 0.6999 | 0.4399 | 0.45162 | 0.40663 | 0.35729 | 0.33161 | 0.45949 | 0.36773 | 0.38891 | 0.31961 | 0.37036 | 7 | 3 | 28 | 9721 | 3823 | 5089 | 7625 | 1090 | 2382 | 7173 | 1052 | 908 | 20664 | 0.87 | 1.03 | 10874.225
3197 | 5 | 134 | 2017-05-14 | 0.57862 | 1 | 0.57862 | 0.63855 | 0.68772 | 0.44131 | 0.45328 | 0.40543 | 0.35097 | 0.3307 | 0.45602 | 0.36794 | 0.39039 | 0.31961 | 0.3717 | 7 | 3 | 29 | 9752 | 3837 | 5074 | 7490 | 1087 | 2364 | 7177 | 1056 | 908 | 20739 | 0.92 | 1.06 | 10684.93
3198 | 6 | 134 | 2017-05-14 | 0.6478 | 1 | 0.6478 | 0.69277 | 0.67866 | 0.44628 | 0.46119 | 0.41207 | 0.34989 | 0.338 | 0.45891 | 0.37696 | 0.39519 | 0.32313 | 0.37998 | 7 | 3 | 30 | 9862 | 3904 | 5157 | 7467 | 1111 | 2379 | 7353 | 1069 | 918 | 21201 | 1.03 | 1.15 | 10544.215
3199 | 7 | 134 | 2017-05-14 | 0.71069 | 1 | 0.71069 | 0.75904 | 0.66367 | 0.45588 | 0.47242 | 0.41846 | 0.35078 | 0.34925 | 0.46508 | 0.38614 | 0.40185 | 0.33509 | 0.38684 | 7 | 3 | 31 | 10074 | 3999 | 5237 | 7486 | 1148 | 2411 | 7532 | 1087 | 952 | 21584 | 1.13 | 1.26 | 10311.225
3200 | 8 | 134 | 2017-05-14 | 0.73585 | 1 | 0.73585 | 0.74699 | 0.63637 | 0.47004 | 0.49144 | 0.42917 | 0.35153 | 0.36142 | 0.4728 | 0.4049 | 0.40961 | 0.35269 | 0.40547 | 7 | 3 | 32 | 10387 | 4160 | 5371 | 7502 | 1188 | 2451 | 7898 | 1108 | 1002 | 22623 | 1.17 | 1.24 | 9887.07
3201 | 9 | 134 | 2017-05-14 | 0.71698 | 1 | 0.71698 | 0.71084 | 0.65776 | 0.49647 | 0.51483 | 0.44946 | 0.36357 | 0.38637 | 0.49788 | 0.42946 | 0.4281 | 0.3886 | 0.42203 | 7 | 3 | 33 | 10971 | 4358 | 5625 | 7759 | 1270 | 2581 | 8377 | 1158 | 1104 | 23547 | 1.14 | 1.18 | 10219.53
3202 | 10 | 134 | 2017-05-14 | 0.69811 | 1 | 0.69811 | 0.6988 | 0.69482 | 0.51774 | 0.53018 | 0.46592 | 0.38396 | 0.40584 | 0.52431 | 0.44561 | 0.44695 | 0.41359 | 0.43188 | 7 | 3 | 34 | 11441 | 4488 | 5831 | 8194 | 1334 | 2718 | 8692 | 1209 | 1175 | 24097 | 1.11 | 1.16 | 10795.295
3203 | 11 | 134 | 2017-05-14 | 0.7044 | 1 | 0.7044 | 0.72289 | 0.7323 | 0.52539 | 0.53751 | 0.47583 | 0.40364 | 0.41679 | 0.5461 | 0.4536 | 0.46026 | 0.41499 | 0.43357 | 7 | 3 | 35 | 11610 | 4550 | 5955 | 8614 | 1370 | 2831 | 8848 | 1245 | 1179 | 24191 | 1.12 | 1.2 | 11377.635
3204 | 12 | 134 | 2017-05-14 | 0.67925 | 1 | 0.67925 | 0.72289 | 0.74794 | 0.53285 | 0.54105 | 0.4807 | 0.41952 | 0.42501 | 0.56231 | 0.45986 | 0.46913 | 0.41851 | 0.43237 | 7 | 3 | 36 | 11775 | 4580 | 6016 | 8953 | 1397 | 2915 | 8970 | 1269 | 1189 | 24124 | 1.08 | 1.2 | 11620.63
3205 | 13 | 134 | 2017-05-14 | 0.62264 | 1 | 0.62264 | 0.6988 | 0.74218 | 0.54272 | 0.54247 | 0.48438 | 0.4318 | 0.43322 | 0.57465 | 0.46596 | 0.47431 | 0.43365 | 0.42973 | 7 | 3 | 37 | 11993 | 4592 | 6062 | 9215 | 1424 | 2979 | 9089 | 1283 | 1232 | 23977 | 0.99 | 1.16 | 11531.12
3206 | 14 | 134 | 2017-05-14 | 0.63522 | 1 | 0.63522 | 0.6988 | 0.75233 | 0.54838 | 0.53774 | 0.48238 | 0.43597 | 0.43718 | 0.58546 | 0.47324 | 0.47763 | 0.44667 | 0.42584 | 7 | 3 | 38 | 12118 | 4552 | 6037 | 9304 | 1437 | 3035 | 9231 | 1292 | 1269 | 23760 | 1.01 | 1.16 | 11688.74
3207 | 15 | 134 | 2017-05-14 | 0.65409 | 1 | 0.65409 | 0.70482 | 0.7566 | 0.55462 | 0.53349 | 0.47934 | 0.43662 | 0.43779 | 0.59336 | 0.48088 | 0.47542 | 0.45195 | 0.42443 | 7 | 3 | 39 | 12256 | 4516 | 5999 | 9318 | 1439 | 3076 | 9380 | 1286 | 1284 | 23681 | 1.04 | 1.17 | 11755.12
3208 | 16 | 134 | 2017-05-14 | 0.67925 | 1 | 0.67925 | 0.72289 | 0.75794 | 0.55978 | 0.53455 | 0.47815 | 0.43676 | 0.439 | 0.60436 | 0.48857 | 0.47357 | 0.46357 | 0.42565 | 7 | 3 | 40 | 12370 | 4525 | 5984 | 9321 | 1443 | 3133 | 9530 | 1281 | 1317 | 23749 | 1.08 | 1.2 | 11775.96
3209 | 17 | 134 | 2017-05-14 | 0.73585 | 1 | 0.73585 | 0.78313 | 0.74929 | 0.5686 | 0.54188 | 0.4811 | 0.43559 | 0.446 | 0.61651 | 0.49938 | 0.47542 | 0.47624 | 0.43244 | 7 | 3 | 41 | 12565 | 4587 | 6021 | 9296 | 1466 | 3196 | 9741 | 1286 | 1353 | 24128 | 1.17 | 1.3 | 11641.495
3210 | 18 | 134 | 2017-05-14 | 0.79874 | 1 | 0.79874 | 0.81325 | 0.72694 | 0.57544 | 0.55452 | 0.4835 | 0.43653 | 0.45452 | 0.62693 | 0.51153 | 0.47763 | 0.48469 | 0.44423 | 7 | 3 | 42 | 12716 | 4694 | 6051 | 9316 | 1494 | 3250 | 9978 | 1292 | 1377 | 24786 | 1.27 | 1.35 | 11294.21
3211 | 19 | 134 | 2017-05-14 | 0.83648 | 1 | 0.83648 | 0.8494 | 0.72784 | 0.5758 | 0.55842 | 0.48454 | 0.43648 | 0.45634 | 0.62809 | 0.514 | 0.47616 | 0.49032 | 0.4521 | 7 | 3 | 43 | 12724 | 4727 | 6064 | 9315 | 1500 | 3256 | 10026 | 1288 | 1393 | 25225 | 1.33 | 1.41 | 11308.32
3212 | 20 | 134 | 2017-05-14 | 0.91824 | 1 | 0.91824 | 0.90361 | 0.80601 | 0.57793 | 0.56515 | 0.49061 | 0.43676 | 0.45786 | 0.62963 | 0.52128 | 0.47874 | 0.4875 | 0.46223 | 7 | 3 | 44 | 12771 | 4784 | 6140 | 9321 | 1505 | 3264 | 10168 | 1295 | 1385 | 25790 | 1.46 | 1.5 | 12522.705
3213 | 21 | 134 | 2017-05-14 | 0.91195 | 1 | 0.91195 | 0.93976 | 0.81962 | 0.59322 | 0.58287 | 0.51282 | 0.44248 | 0.46699 | 0.63677 | 0.5363 | 0.49205 | 0.49314 | 0.48592 | 7 | 3 | 45 | 13109 | 4934 | 6418 | 9443 | 1535 | 3301 | 10461 | 1331 | 1401 | 27112 | 1.45 | 1.56 | 12734.27
3214 | 22 | 134 | 2017-05-14 | 0.89308 | 1 | 0.89308 | 0.89759 | 0.81392 | 0.59616 | 0.57094 | 0.51762 | 0.44989 | 0.4746 | 0.63445 | 0.51661 | 0.49131 | 0.48926 | 0.47174 | 7 | 3 | 46 | 13174 | 4833 | 6478 | 9601 | 1560 | 3289 | 10077 | 1329 | 1390 | 26321 | 1.42 | 1.49 | 12645.685
3215 | 23 | 134 | 2017-05-14 | 0.7673 | 1 | 0.7673 | 0.8012 | 0.80175 | 0.55412 | 0.5368 | 0.49181 | 0.44004 | 0.45421 | 0.59742 | 0.47262 | 0.46802 | 0.44421 | 0.44146 | 7 | 3 | 47 | 12245 | 4544 | 6155 | 9391 | 1493 | 3097 | 9219 | 1266 | 1262 | 24631 | 1.22 | 1.33 | 12456.54
3216 | 24 | 134 | 2017-05-14 | 0.69182 | 1 | 0.69182 | 0.69277 | 0.77447 | 0.51765 | 0.50348 | 0.46584 | 0.41933 | 0.42318 | 0.5544 | 0.42874 | 0.43771 | 0.39599 | 0.40955 | 7 | 3 | 48 | 11439 | 4262 | 5830 | 8949 | 1391 | 2874 | 8363 | 1184 | 1125 | 22851 | 1.1 | 1.15 | 12032.68
3217 | 1 | 135 | 2017-05-15 | 0.61635 | 1 | 0.61635 | 0.64458 | 0.80131 | 0.49072 | 0.48128 | 0.45497 | 0.39305 | 0.41101 | 0.50135 | 0.39357 | 0.41996 | 0.371 | 0.38803 | 1 | 1 | 49 | 10844 | 4074 | 5694 | 8388 | 1351 | 2599 | 7677 | 1136 | 1054 | 21650 | 0.98 | 1.07 | 12449.825
3218 | 2 | 135 | 2017-05-15 | 0.61006 | 1 | 0.61006 | 0.62048 | 0.77242 | 0.47561 | 0.47088 | 0.44475 | 0.37454 | 0.39306 | 0.48283 | 0.37676 | 0.40998 | 0.34952 | 0.37428 | 1 | 1 | 50 | 10510 | 3986 | 5566 | 7993 | 1292 | 2503 | 7349 | 1109 | 993 | 20883 | 0.97 | 1.03 | 12000.945
3219 | 3 | 135 | 2017-05-15 | 0.59748 | 1 | 0.59748 | 0.62048 | 0.74901 | 0.46769 | 0.46474 | 0.44035 | 0.36324 | 0.38485 | 0.47068 | 0.36753 | 0.40591 | 0.3365 | 0.36837 | 1 | 1 | 51 | 10335 | 3934 | 5511 | 7752 | 1265 | 2440 | 7169 | 1098 | 956 | 20553 | 0.95 | 1.03 | 11637.225
3220 | 4 | 135 | 2017-05-15 | 0.58491 | 1 | 0.58491 | 0.62048 | 0.73082 | 0.46633 | 0.46816 | 0.44131 | 0.3572 | 0.38211 | 0.46624 | 0.36507 | 0.40444 | 0.32911 | 0.36849 | 1 | 1 | 52 | 10305 | 3963 | 5523 | 7623 | 1256 | 2417 | 7121 | 1094 | 935 | 20560 | 0.93 | 1.03 | 11354.585
3221 | 5 | 135 | 2017-05-15 | 0.60377 | 1 | 0.60377 | 0.64458 | 0.71832 | 0.47538 | 0.48033 | 0.45338 | 0.35687 | 0.39124 | 0.47299 | 0.37219 | 0.41442 | 0.33263 | 0.3793 | 1 | 1 | 53 | 10505 | 4066 | 5674 | 7616 | 1286 | 2452 | 7260 | 1121 | 945 | 21163 | 0.96 | 1.07 | 11160.345
3222 | 6 | 135 | 2017-05-15 | 0.67296 | 1 | 0.67296 | 0.6988 | 0.72546 | 0.50348 | 0.51731 | 0.48286 | 0.36774 | 0.42288 | 0.50019 | 0.3986 | 0.43919 | 0.35621 | 0.40715 | 1 | 1 | 54 | 11126 | 4379 | 6043 | 7848 | 1390 | 2593 | 7775 | 1188 | 1012 | 22717 | 1.07 | 1.16 | 11271.335
3223 | 7 | 135 | 2017-05-15 | 0.73585 | 1 | 0.73585 | 0.77108 | 0.7356 | 0.55639 | 0.56574 | 0.52944 | 0.39445 | 0.48129 | 0.55093 | 0.44099 | 0.47394 | 0.39951 | 0.45468 | 1 | 1 | 55 | 12295 | 4789 | 6626 | 8418 | 1582 | 2856 | 8602 | 1282 | 1135 | 25369 | 1.17 | 1.28 | 11428.795
3224 | 8 | 135 | 2017-05-15 | 0.74214 | 1 | 0.74214 | 0.78313 | 0.74366 | 0.58707 | 0.59055 | 0.56676 | 0.43466 | 0.51171 | 0.5814 | 0.47073 | 0.49723 | 0.41851 | 0.49167 | 1 | 1 | 56 | 12973 | 4999 | 7093 | 9276 | 1682 | 3014 | 9182 | 1345 | 1189 | 27433 | 1.18 | 1.3 | 11554.04
3225 | 9 | 135 | 2017-05-15 | 0.74843 | 1 | 0.74843 | 0.74699 | 0.84656 | 0.5977 | 0.59953 | 0.5833 | 0.47285 | 0.52692 | 0.59915 | 0.47847 | 0.51497 | 0.42098 | 0.49929 | 1 | 1 | 57 | 13208 | 5075 | 7300 | 10091 | 1732 | 3106 | 9333 | 1393 | 1196 | 27858 | 1.19 | 1.24 | 13152.805
3226 | 10 | 135 | 2017-05-15 | 0.71698 | 1 | 0.71698 | 0.72892 | 0.91285 | 0.60969 | 0.60213 | 0.59089 | 0.49721 | 0.5394 | 0.61806 | 0.48462 | 0.52865 | 0.43752 | 0.50273 | 1 | 1 | 58 | 13473 | 5097 | 7395 | 10611 | 1773 | 3204 | 9453 | 1430 | 1243 | 28050 | 1.14 | 1.21 | 14182.66
3227 | 11 | 135 | 2017-05-15 | 0.71698 | 1 | 0.71698 | 0.71084 | 0.9624 | 0.62422 | 0.60284 | 0.59872 | 0.51614 | 0.55065 | 0.64198 | 0.49231 | 0.53974 | 0.45653 | 0.50617 | 1 | 1 | 59 | 13794 | 5103 | 7493 | 11015 | 1810 | 3328 | 9603 | 1460 | 1297 | 28242 | 1.14 | 1.18 | 14952.575
3228 | 12 | 135 | 2017-05-15 | 0.69811 | 1 | 0.69811 | 0.68072 | 0.97754 | 0.62969 | 0.60602 | 0.6 | 0.53311 | 0.55491 | 0.65837 | 0.49938 | 0.54603 | 0.47765 | 0.50646 | 1 | 1 | 60 | 13915 | 5130 | 7509 | 11377 | 1824 | 3413 | 9741 | 1477 | 1357 | 28258 | 1.11 | 1.13 | 15187.805
3229 | 13 | 135 | 2017-05-15 | 0.63522 | 1 | 0.63522 | 0.6506 | 0.95214 | 0.64205 | 0.6052 | 0.6 | 0.54515 | 0.56678 | 0.67265 | 0.50502 | 0.55046 | 0.50018 | 0.50759 | 1 | 1 | 61 | 14188 | 5123 | 7509 | 11634 | 1863 | 3487 | 9851 | 1489 | 1421 | 28321 | 1.01 | 1.08 | 14793.225
3230 | 14 | 135 | 2017-05-15 | 0.61635 | 1 | 0.61635 | 0.63253 | 0.97576 | 0.65164 | 0.60473 | 0.60152 | 0.55391 | 0.57682 | 0.68229 | 0.51348 | 0.55416 | 0.51954 | 0.50815 | 1 | 1 | 62 | 14400 | 5119 | 7528 | 11821 | 1896 | 3537 | 10016 | 1499 | 1476 | 28352 | 0.98 | 1.05 | 15160.185
3231 | 15 | 135 | 2017-05-15 | 0.61635 | 1 | 0.61635 | 0.65663 | 1 | 0.65513 | 0.60284 | 0.59489 | 0.56375 | 0.57591 | 0.69174 | 0.51897 | 0.55231 | 0.53573 | 0.50367 | 1 | 1 | 63 | 14477 | 5103 | 7445 | 12031 | 1893 | 3586 | 10123 | 1494 | 1522 | 28102 | 0.98 | 1.09 | 15536.75
3232 | 16 | 135 | 2017-05-15 | 0.64151 | 1 | 0.64151 | 0.68072 | 0.99944 | 0.65884 | 0.60083 | 0.5849 | 0.56717 | 0.57165 | 0.69772 | 0.52748 | 0.54787 | 0.54945 | 0.50116 | 1 | 1 | 64 | 14559 | 5086 | 7320 | 12104 | 1879 | 3617 | 10289 | 1482 | 1561 | 27962 | 1.02 | 1.13 | 15528.105
3233 | 17 | 135 | 2017-05-15 | 0.66667 | 1 | 0.66667 | 0.72892 | 0.98608 | 0.66096 | 0.60236 | 0.57883 | 0.56876 | 0.57012 | 0.70293 | 0.53517 | 0.54492 | 0.56635 | 0.50352 | 1 | 1 | 65 | 14606 | 5099 | 7244 | 12138 | 1874 | 3644 | 10439 | 1474 | 1609 | 28094 | 1.06 | 1.21 | 15320.515
3234 | 18 | 135 | 2017-05-15 | 0.68553 | 1 | 0.68553 | 0.77711 | 0.92154 | 0.66133 | 0.60413 | 0.57115 | 0.5683 | 0.57134 | 0.70197 | 0.53948 | 0.53974 | 0.57621 | 0.50657 | 1 | 1 | 66 | 14614 | 5114 | 7148 | 12128 | 1878 | 3639 | 10523 | 1460 | 1637 | 28264 | 1.09 | 1.29 | 14317.695
3235 | 19 | 135 | 2017-05-15 | 0.7044 | 1 | 0.7044 | 0.79518 | 0.8823 | 0.65712 | 0.60343 | 0.56644 | 0.5637 | 0.56404 | 0.69309 | 0.54014 | 0.53087 | 0.58817 | 0.50786 | 1 | 1 | 67 | 14521 | 5108 | 7089 | 12030 | 1854 | 3593 | 10536 | 1436 | 1671 | 28336 | 1.12 | 1.32 | 13708.055
3236 | 20 | 135 | 2017-05-15 | 0.7673 | 1 | 0.7673 | 0.8494 | 0.93549 | 0.65133 | 0.60981 | 0.5666 | 0.5504 | 0.55978 | 0.68538 | 0.5405 | 0.52754 | 0.57339 | 0.51347 | 1 | 1 | 68 | 14393 | 5162 | 7091 | 11746 | 1840 | 3553 | 10543 | 1427 | 1629 | 28649 | 1.22 | 1.41 | 14534.475
3237 | 21 | 135 | 2017-05-15 | 0.83648 | 1 | 0.83648 | 0.89759 | 0.93593 | 0.65997 | 0.62977 | 0.58202 | 0.54393 | 0.56617 | 0.68673 | 0.54788 | 0.53715 | 0.55825 | 0.53641 | 1 | 1 | 69 | 14584 | 5331 | 7284 | 11608 | 1861 | 3560 | 10687 | 1453 | 1586 | 29929 | 1.33 | 1.49 | 14541.295
3238 | 22 | 135 | 2017-05-15 | 0.8239 | 1 | 0.8239 | 0.87349 | 0.9084 | 0.64861 | 0.61087 | 0.57683 | 0.54665 | 0.54639 | 0.67477 | 0.52435 | 0.52532 | 0.54558 | 0.51182 | 1 | 1 | 70 | 14333 | 5171 | 7219 | 11666 | 1796 | 3498 | 10228 | 1421 | 1550 | 28557 | 1.31 | 1.45 | 14113.52
3239 | 23 | 135 | 2017-05-15 | 0.77358 | 1 | 0.77358 | 0.75904 | 0.88374 | 0.6015 | 0.5661 | 0.53935 | 0.52598 | 0.50654 | 0.62731 | 0.47924 | 0.49316 | 0.4875 | 0.47004 | 1 | 1 | 71 | 13292 | 4792 | 6750 | 11225 | 1665 | 3252 | 9348 | 1334 | 1385 | 26226 | 1.23 | 1.26 | 13730.465
3240 | 24 | 135 | 2017-05-15 | 0.7044 | 1 | 0.7044 | 0.68072 | 0.84359 | 0.55344 | 0.52369 | 0.50515 | 0.48564 | 0.46608 | 0.57542 | 0.43392 | 0.45619 | 0.43154 | 0.43054 | 1 | 1 | 72 | 12230 | 4433 | 6322 | 10364 | 1532 | 2983 | 8464 | 1234 | 1226 | 24022 | 1.12 | 1.13 | 13106.685
3241 | 1 | 136 | 2017-05-16 | 0.6478 | 1 | 0.6478 | 0.63253 | 0.80131 | 0.52602 | 0.50809 | 0.48598 | 0.45124 | 0.46882 | 0.55671 | 0.40454 | 0.43549 | 0.38965 | 0.40464 | 2 | 1 | 73 | 11624 | 4301 | 6082 | 9630 | 1541 | 2886 | 7891 | 1178 | 1107 | 22577 | 1.03 | 1.05 | 12449.825
3242 | 2 | 136 | 2017-05-16 | 0.59748 | 1 | 0.59748 | 0.61446 | 0.77242 | 0.50281 | 0.48919 | 0.47064 | 0.42791 | 0.44174 | 0.53492 | 0.38434 | 0.42218 | 0.36008 | 0.38778 | 2 | 1 | 74 | 11111 | 4141 | 5890 | 9132 | 1452 | 2773 | 7497 | 1142 | 1023 | 21636 | 0.95 | 1.02 | 12000.945
3243 | 3 | 136 | 2017-05-16 | 0.57862 | 1 | 0.57862 | 0.59639 | 0.74901 | 0.48995 | 0.48576 | 0.46169 | 0.40963 | 0.42562 | 0.51833 | 0.37368 | 0.41553 | 0.34741 | 0.37856 | 2 | 1 | 75 | 10827 | 4112 | 5778 | 8742 | 1399 | 2687 | 7289 | 1124 | 987 | 21122 | 0.92 | 0.99 | 11637.225
3244 | 4 | 136 | 2017-05-16 | 0.58491 | 1 | 0.58491 | 0.61446 | 0.73082 | 0.4862 | 0.48647 | 0.45785 | 0.4005 | 0.42379 | 0.51119 | 0.36989 | 0.41405 | 0.33897 | 0.37675 | 2 | 1 | 76 | 10744 | 4118 | 5730 | 8547 | 1393 | 2650 | 7215 | 1120 | 963 | 21021 | 0.93 | 1.02 | 11354.585
3245 | 5 | 136 | 2017-05-16 | 0.58491 | 1 | 0.58491 | 0.62048 | 0.71832 | 0.49226 | 0.50053 | 0.46672 | 0.39712 | 0.43079 | 0.51466 | 0.37686 | 0.42218 | 0.34284 | 0.38494 | 2 | 1 | 77 | 10878 | 4237 | 5841 | 8475 | 1416 | 2668 | 7351 | 1142 | 974 | 21478 | 0.93 | 1.03 | 11160.345
3246 | 6 | 136 | 2017-05-16 | 0.61635 | 1 | 0.61635 | 0.6747 | 0.72546 | 0.52498 | 0.53763 | 0.49828 | 0.40429 | 0.47064 | 0.54032 | 0.40306 | 0.44288 | 0.36536 | 0.41342 | 2 | 1 | 78 | 11601 | 4551 | 6236 | 8628 | 1547 | 2801 | 7862 | 1198 | 1038 | 23067 | 0.98 | 1.12 | 11271.335
3247 | 7 | 136 | 2017-05-16 | 0.67296 | 1 | 0.67296 | 0.75904 | 0.7356 | 0.57811 | 0.58665 | 0.54303 | 0.43859 | 0.52571 | 0.59163 | 0.44694 | 0.48059 | 0.41464 | 0.45918 | 2 | 1 | 79 | 12775 | 4966 | 6796 | 9360 | 1728 | 3067 | 8718 | 1300 | 1178 | 25620 | 1.07 | 1.26 | 11428.795
3248 | 8 | 136 | 2017-05-16 | 0.72327 | 1 | 0.72327 | 0.74699 | 0.74366 | 0.60784 | 0.60933 | 0.57483 | 0.48156 | 0.56678 | 0.61825 | 0.47647 | 0.50832 | 0.42731 | 0.49064 | 2 | 1 | 80 | 13432 | 5158 | 7194 | 10277 | 1863 | 3205 | 9294 | 1375 | 1214 | 27375 | 1.15 | 1.24 | 11554.04
3249 | 9 | 136 | 2017-05-16 | 0.75472 | 1 | 0.75472 | 0.71084 | 0.84656 | 0.62028 | 0.61394 | 0.59616 | 0.5182 | 0.58899 | 0.63426 | 0.48929 | 0.52828 | 0.42344 | 0.50356 | 2 | 1 | 81 | 13707 | 5197 | 7461 | 11059 | 1936 | 3288 | 9544 | 1429 | 1203 | 28096 | 1.2 | 1.18 | 13152.805
3250 | 10 | 136 | 2017-05-16 | 0.79245 | 1 | 0.79245 | 0.6747 | 0.91285 | 0.63427 | 0.61725 | 0.61135 | 0.55874 | 0.61059 | 0.6549 | 0.50067 | 0.5464 | 0.43963 | 0.50956 | 2 | 1 | 82 | 14016 | 5225 | 7651 | 11924 | 2007 | 3395 | 9766 | 1478 | 1249 | 28431 | 1.26 | 1.12 | 14182.66
3251 | 11 | 136 | 2017-05-16 | 0.73585 | 1 | 0.73585 | 0.6506 | 0.9624 | 0.65191 | 0.62315 | 0.62485 | 0.58934 | 0.63371 | 0.68615 | 0.51471 | 0.56192 | 0.4597 | 0.51478 | 2 | 1 | 83 | 14406 | 5275 | 7820 | 12577 | 2083 | 3557 | 10040 | 1520 | 1306 | 28722 | 1.17 | 1.08 | 14952.575
3252 | 12 | 136 | 2017-05-16 | 0.72327 | 1 | 0.72327 | 0.61446 | 0.97754 | 0.66952 | 0.63107 | 0.63276 | 0.61684 | 0.65044 | 0.70795 | 0.52948 | 0.5756 | 0.48786 | 0.52015 | 2 | 1 | 84 | 14795 | 5342 | 7919 | 13164 | 2138 | 3670 | 10328 | 1557 | 1386 | 29022 | 1.15 | 1.02 | 15187.805
3253 | 13 | 136 | 2017-05-16 | 0.71069 | 1 | 0.71069 | 0.63855 | 0.95214 | 0.6868 | 0.63556 | 0.64331 | 0.64341 | 0.67326 | 0.72782 | 0.54265 | 0.58595 | 0.52411 | 0.52415 | 2 | 1 | 85 | 15177 | 5380 | 8051 | 13731 | 2213 | 3773 | 10585 | 1585 | 1489 | 29245 | 1.13 | 1.06 | 14793.225
3254 | 14 | 136 | 2017-05-16 | 0.69182 | 1 | 0.69182 | 0.62048 | 0.97576 | 0.70658 | 0.64371 | 0.6529 | 0.66243 | 0.69547 | 0.74846 | 0.55942 | 0.59519 | 0.55614 | 0.5306 | 2 | 1 | 86 | 15614 | 5449 | 8171 | 14137 | 2286 | 3880 | 10912 | 1610 | 1580 | 29605 | 1.1 | 1.03 | 15160.185
3255 | 15 | 136 | 2017-05-16 | 0.67296 | 1 | 0.67296 | 0.62048 | 1 | 0.7183 | 0.64962 | 0.6533 | 0.68005 | 0.70611 | 0.76601 | 0.57516 | 0.60148 | 0.57269 | 0.5348 | 2 | 1 | 87 | 15873 | 5499 | 8176 | 14513 | 2321 | 3971 | 11219 | 1627 | 1627 | 29839 | 1.07 | 1.03 | 15536.75
3256 | 16 | 136 | 2017-05-16 | 0.68553 | 1 | 0.68553 | 0.63253 | 0.99944 | 0.7269 | 0.65647 | 0.65322 | 0.69088 | 0.70794 | 0.78029 | 0.59033 | 0.6037 | 0.59345 | 0.53991 | 2 | 1 | 88 | 16063 | 5557 | 8175 | 14744 | 2327 | 4045 | 11515 | 1633 | 1686 | 30124 | 1.09 | 1.05 | 15528.105
3257 | 17 | 136 | 2017-05-16 | 0.66667 | 1 | 0.66667 | 0.71084 | 0.98608 | 0.73599 | 0.6632 | 0.65082 | 0.69748 | 0.71311 | 0.79128 | 0.60463 | 0.60518 | 0.60964 | 0.54587 | 2 | 1 | 89 | 16264 | 5614 | 8145 | 14885 | 2344 | 4102 | 11794 | 1637 | 1732 | 30457 | 1.06 | 1.18 | 15320.515
3258 | 18 | 136 | 2017-05-16 | 0.69811 | 1 | 0.69811 | 0.71687 | 0.92154 | 0.73826 | 0.66486 | 0.64243 | 0.70044 | 0.71555 | 0.7934 | 0.60812 | 0.60185 | 0.61774 | 0.54776 | 2 | 1 | 90 | 16314 | 5628 | 8040 | 14948 | 2352 | 4113 | 11862 | 1628 | 1755 | 30562 | 1.11 | 1.19 | 14317.695
3259 | 19 | 136 | 2017-05-16 | 0.72327 | 1 | 0.72327 | 0.76506 | 0.8823 | 0.7278 | 0.66001 | 0.63644 | 0.69308 | 0.70794 | 0.78627 | 0.60305 | 0.58965 | 0.61668 | 0.54465 | 2 | 1 | 91 | 16083 | 5587 | 7965 | 14791 | 2327 | 4076 | 11763 | 1595 | 1752 | 30389 | 1.15 | 1.27 | 13708.055
3260 | 20 | 136 | 2017-05-16 | 0.78616 | 1 | 0.78616 | 0.80723 | 0.93549 | 0.72038 | 0.65824 | 0.63156 | 0.68122 | 0.69455 | 0.77276 | 0.59279 | 0.58226 | 0.59838 | 0.54691 | 2 | 1 | 92 | 15919 | 5572 | 7904 | 14538 | 2283 | 4006 | 11563 | 1575 | 1700 | 30515 | 1.25 | 1.34 | 14534.475
3261 | 21 | 136 | 2017-05-16 | 0.83648 | 1 | 0.83648 | 0.86145 | 0.93593 | 0.71948 | 0.67242 | 0.64355 | 0.67068 | 0.68451 | 0.7691 | 0.59187 | 0.5841 | 0.58993 | 0.56104 | 2 | 1 | 93 | 15899 | 5692 | 8054 | 14313 | 2250 | 3987 | 11545 | 1580 | 1676 | 31303 | 1.33 | 1.43 | 14541.295
3262 | 22 | 136 | 2017-05-16 | 0.81761 | 1 | 0.81761 | 0.8494 | 0.9084 | 0.7054 | 0.65848 | 0.63492 | 0.66482 | 0.67082 | 0.74479 | 0.56767 | 0.57301 | 0.57691 | 0.53677 | 2 | 1 | 94 | 15588 | 5574 | 7946 | 14188 | 2205 | 3861 | 11073 | 1550 | 1639 | 29949 | 1.3 | 1.41 | 14113.52
3263 | 23 | 136 | 2017-05-16 | 0.75472 | 1 | 0.75472 | 0.72892 | 0.88374 | 0.64988 | 0.60732 | 0.59089 | 0.63811 | 0.62397 | 0.68885 | 0.514 | 0.53124 | 0.51355 | 0.48949 | 2 | 1 | 95 | 14361 | 5141 | 7395 | 13618 | 2051 | 3571 | 10026 | 1437 | 1459 | 27311 | 1.2 | 1.21 | 13730.465
3264 | 24 | 136 | 2017-05-16 | 0.68553 | 1 | 0.68553 | 0.6506 | 0.84359 | 0.59435 | 0.55794 | 0.54782 | 0.5906 | 0.56587 | 0.63137 | 0.45986 | 0.48983 | 0.45477 | 0.4473 | 2 | 1 | 96 | 13134 | 4723 | 6856 | 12604 | 1860 | 3273 | 8970 | 1325 | 1292 | 24957 | 1.09 | 1.08 | 13106.685
3265 | 1 | 137 | 2017-05-17 | 0.61635 | 1 | 0.61635 | 0.62651 | 0.80131 | 0.58317 | 0.54412 | 0.55406 | 0.51535 | 0.54092 | 0.56887 | 0.43869 | 0.50573 | 0.41851 | 0.43561 | 3 | 1 | 97 | 12887 | 4606 | 6934 | 10998 | 1778 | 2949 | 8557 | 1368 | 1189 | 24305 | 0.98 | 1.04 | 12449.825
3266 | 2 | 137 | 2017-05-17 | 0.60377 | 1 | 0.60377 | 0.60241 | 0.77242 | 0.55109 | 0.51802 | 0.52841 | 0.48278 | 0.50532 | 0.54495 | 0.41546 | 0.48318 | 0.38543 | 0.41455 | 3 | 1 | 98 | 12178 | 4385 | 6613 | 10303 | 1661 | 2825 | 8104 | 1307 | 1095 | 23130 | 0.96 | 1 | 12000.945
3267 | 3 | 137 | 2017-05-17 | 0.59748 | 1 | 0.59748 | 0.59036 | 0.74901 | 0.53299 | 0.50183 | 0.51362 | 0.46052 | 0.48099 | 0.52488 | 0.401 | 0.4695 | 0.36783 | 0.40204 | 3 | 1 | 99 | 11778 | 4248 | 6428 | 9828 | 1581 | 2721 | 7822 | 1270 | 1045 | 22432 | 0.95 | 0.98 | 11637.225
3268 | 4 | 137 | 2017-05-17 | 0.61635 | 1 | 0.61635 | 0.59036 | 0.73082 | 0.5248 | 0.50089 | 0.50419 | 0.44614 | 0.46912 | 0.51717 | 0.39501 | 0.46359 | 0.35797 | 0.39729 | 3 | 1 | 100 | 11597 | 4240 | 6310 | 9521 | 1542 | 2681 | 7705 | 1254 | 1017 | 22167 | 0.98 | 0.98 | 11354.585
3269 | 5 | 137 | 2017-05-17 | 0.64151 | 1 | 0.64151 | 0.60843 | 0.71832 | 0.52855 | 0.50774 | 0.51083 | 0.43948 | 0.47034 | 0.52025 | 0.40044 | 0.46765 | 0.35727 | 0.40394 | 3 | 1 | 101 | 11680 | 4298 | 6393 | 9379 | 1546 | 2697 | 7811 | 1265 | 1015 | 22538 | 1.02 | 1.01 | 11160.345
3270 | 6 | 137 | 2017-05-17 | 0.71698 | 1 | 0.71698 | 0.6506 | 0.72546 | 0.55557 | 0.53751 | 0.54095 | 0.44768 | 0.49802 | 0.54572 | 0.42966 | 0.49057 | 0.37064 | 0.43108 | 3 | 1 | 102 | 12277 | 4550 | 6770 | 9554 | 1637 | 2829 | 8381 | 1327 | 1053 | 24052 | 1.14 | 1.08 | 11271.335
3271 | 7 | 137 | 2017-05-17 | 0.77358 | 1 | 0.77358 | 0.68675 | 0.7356 | 0.60616 | 0.58441 | 0.59065 | 0.47823 | 0.55339 | 0.59877 | 0.47929 | 0.53272 | 0.40479 | 0.47778 | 3 | 1 | 103 | 13395 | 4947 | 7392 | 10206 | 1819 | 3104 | 9349 | 1441 | 1150 | 26658 | 1.23 | 1.14 | 11428.795
3272 | 8 | 137 | 2017-05-17 | 0.77987 | 1 | 0.77987 | 0.71687 | 0.74366 | 0.63725 | 0.61772 | 0.62781 | 0.52622 | 0.59507 | 0.62828 | 0.51271 | 0.56784 | 0.42027 | 0.51693 | 3 | 1 | 104 | 14082 | 5229 | 7857 | 11230 | 1956 | 3257 | 10001 | 1536 | 1194 | 28842 | 1.24 | 1.19 | 11554.04
3273 | 9 | 137 | 2017-05-17 | 0.73585 | 1 | 0.73585 | 0.77108 | 0.84656 | 0.66205 | 0.64005 | 0.65769 | 0.56947 | 0.6261 | 0.65162 | 0.5366 | 0.59889 | 0.42344 | 0.54055 | 3 | 1 | 105 | 14630 | 5418 | 8231 | 12153 | 2058 | 3378 | 10467 | 1620 | 1203 | 30160 | 1.17 | 1.28 | 13152.805
3274 | 10 | 137 | 2017-05-17 | 0.67925 | 1 | 0.67925 | 0.74096 | 0.91285 | 0.68825 | 0.6697 | 0.6847 | 0.60142 | 0.662 | 0.67515 | 0.56629 | 0.63475 | 0.44632 | 0.56116 | 3 | 1 | 106 | 15209 | 5669 | 8569 | 12835 | 2176 | 3500 | 11046 | 1717 | 1268 | 31310 | 1.08 | 1.23 | 14182.66
3275 | 11 | 137 | 2017-05-17 | 0.66667 | 1 | 0.66667 | 0.75301 | 0.9624 | 0.72224 | 0.70561 | 0.71914 | 0.62959 | 0.69273 | 0.7066 | 0.60233 | 0.67394 | 0.47378 | 0.58389 | 3 | 1 | 107 | 15960 | 5973 | 9000 | 13436 | 2277 | 3663 | 11749 | 1823 | 1346 | 32578 | 1.06 | 1.25 | 14952.575
3276 | 12 | 137 | 2017-05-17 | 0.6478 | 1 | 0.6478 | 0.73494 | 0.97754 | 0.75296 | 0.73963 | 0.74415 | 0.65995 | 0.71524 | 0.72704 | 0.64155 | 0.70758 | 0.50757 | 0.60753 | 3 | 1 | 108 | 16639 | 6261 | 9313 | 14084 | 2351 | 3769 | 12514 | 1914 | 1442 | 33897 | 1.03 | 1.22 | 15187.805
3277 | 13 | 137 | 2017-05-17 | 0.66667 | 1 | 0.66667 | 0.71084 | 0.95214 | 0.78487 | 0.76645 | 0.76652 | 0.69149 | 0.74414 | 0.74248 | 0.68005 | 0.73604 | 0.54629 | 0.62907 | 3 | 1 | 109 | 17344 | 6488 | 9593 | 14757 | 2446 | 3849 | 13265 | 1991 | 1552 | 35099 | 1.06 | 1.18 | 14793.225
3278 | 14 | 137 | 2017-05-17 | 0.6478 | 1 | 0.6478 | 0.70482 | 0.97576 | 0.81903 | 0.79398 | 0.79169 | 0.7091 | 0.76696 | 0.75984 | 0.71583 | 0.76858 | 0.57515 | 0.65255 | 3 | 1 | 110 | 18099 | 6721 | 9908 | 15133 | 2521 | 3939 | 13963 | 2079 | 1634 | 36409 | 1.03 | 1.17 | 15160.185
3279 | 15 | 137 | 2017-05-17 | 0.62893 | 1 | 0.62893 | 0.69277 | 1 | 0.84107 | 0.81205 | 0.80072 | 0.72574 | 0.78248 | 0.77566 | 0.7509 | 0.79039 | 0.59205 | 0.67219 | 3 | 1 | 111 | 18586 | 6874 | 10021 | 15488 | 2572 | 4021 | 14647 | 2138 | 1682 | 37505 | 1 | 1.15 | 15536.75
3280 | 16 | 137 | 2017-05-17 | 0.67296 | 1 | 0.67296 | 0.69277 | 0.99944 | 0.85492 | 0.83154 | 0.80551 | 0.73 | 0.78734 | 0.79012 | 0.77212 | 0.80185 | 0.61528 | 0.6942 | 3 | 1 | 112 | 18892 | 7039 | 10081 | 15579 | 2588 | 4096 | 15061 | 2169 | 1748 | 38733 | 1.07 | 1.15 | 15528.105
3281 | 17 | 137 | 2017-05-17 | 0.72327 | 1 | 0.72327 | 0.75301 | 0.98608 | 0.86447 | 0.84158 | 0.804 | 0.73141 | 0.79343 | 0.80073 | 0.79037 | 0.81183 | 0.63956 | 0.71014 | 3 | 1 | 113 | 19103 | 7124 | 10062 | 15609 | 2608 | 4151 | 15417 | 2196 | 1817 | 39622 | 1.15 | 1.25 | 15320.515
3282 | 18 | 137 | 2017-05-17 | 0.7673 | 1 | 0.7673 | 0.80723 | 0.92154 | 0.86026 | 0.84217 | 0.79584 | 0.72649 | 0.79343 | 0.80305 | 0.79381 | 0.80924 | 0.65751 | 0.71888 | 3 | 1 | 114 | 19010 | 7129 | 9960 | 15504 | 2608 | 4163 | 15484 | 2189 | 1868 | 40110 | 1.22 | 1.34 | 14317.695
3283 | 19 | 137 | 2017-05-17 | 0.77358 | 1 | 0.77358 | 0.83133 | 0.8823 | 0.84528 | 0.82965 | 0.78298 | 0.7129 | 0.78096 | 0.8015 | 0.7833 | 0.7915 | 0.6554 | 0.70863 | 3 | 1 | 115 | 18679 | 7023 | 9799 | 15214 | 2567 | 4155 | 15279 | 2141 | 1862 | 39538 | 1.23 | 1.38 | 13708.055
3284 | 20 | 137 | 2017-05-17 | 0.80503 | 1 | 0.80503 | 0.8494 | 0.93549 | 0.82505 | 0.81264 | 0.77099 | 0.69186 | 0.76088 | 0.78588 | 0.76484 | 0.7719 | 0.63358 | 0.69571 | 3 | 1 | 116 | 18232 | 6879 | 9649 | 14765 | 2501 | 4074 | 14919 | 2088 | 1800 | 38817 | 1.28 | 1.41 | 14534.475
3285 | 21 | 137 | 2017-05-17 | 0.89937 | 1 | 0.89937 | 0.93373 | 0.93593 | 0.81464 | 0.80602 | 0.77171 | 0.68516 | 0.74749 | 0.77681 | 0.75064 | 0.75675 | 0.61809 | 0.69612 | 3 | 1 | 117 | 18002 | 6823 | 9658 | 14622 | 2457 | 4027 | 14642 | 2047 | 1756 | 38840 | 1.43 | 1.55 | 14541.295
3286 | 22 | 137 | 2017-05-17 | 0.88679 | 1 | 0.88679 | 0.90964 | 0.9084 | 0.78324 | 0.77401 | 0.74966 | 0.66984 | 0.73654 | 0.75965 | 0.70189 | 0.72569 | 0.59873 | 0.67124 | 3 | 1 | 118 | 17308 | 6552 | 9382 | 14295 | 2421 | 3938 | 13691 | 1963 | 1701 | 37452 | 1.41 | 1.51 | 14113.52
3287 | 23 | 137 | 2017-05-17 | 0.79874 | 1 | 0.79874 | 0.85542 | 0.88374 | 0.71911 | 0.70727 | 0.69541 | 0.62879 | 0.68239 | 0.70505 | 0.63427 | 0.67098 | 0.54312 | 0.61265 | 3 | 1 | 119 | 15891 | 5987 | 8703 | 13419 | 2243 | 3655 | 12372 | 1815 | 1543 | 34183 | 1.27 | 1.42 | 13730.465
3288 | 24 | 137 | 2017-05-17 | 0.7044 | 1 | 0.7044 | 0.77108 | 0.84359 | 0.65467 | 0.64312 | 0.63931 | 0.5765 | 0.61606 | 0.64622 | 0.5667 | 0.61294 | 0.47694 | 0.55458 | 3 | 1 | 120 | 14467 | 5444 | 8001 | 12303 | 2025 | 3350 | 11054 | 1658 | 1355 | 30943 | 1.12 | 1.28 | 13106.685
3289 | 1 | 138 | 2017-05-18 | 0.76101 | 1 | 0.76101 | 0.71687 | 0.80131 | 0.61413 | 0.62032 | 0.61862 | 0.55354 | 0.59172 | 0.61381 | 0.52435 | 0.59409 | 0.45512 | 0.51747 | 4 | 1 | 121 | 13571 | 5251 | 7742 | 11813 | 1945 | 3182 | 10228 | 1607 | 1293 | 28872 | 1.21 | 1.19 | 12449.825
3290 | 2 | 138 | 2017-05-18 | 0.71698 | 1 | 0.71698 | 0.66867 | 0.77242 | 0.58123 | 0.58712 | 0.58793 | 0.51413 | 0.55005 | 0.5841 | 0.49262 | 0.56451 | 0.4245 | 0.48915 | 4 | 1 | 122 | 12844 | 4970 | 7358 | 10972 | 1808 | 3028 | 9609 | 1527 | 1206 | 27292 | 1.14 | 1.11 | 12000.945
3291 | 3 | 138 | 2017-05-18 | 0.7044 | 1 | 0.7044 | 0.64458 | 0.74901 | 0.55946 | 0.56858 | 0.56804 | 0.48709 | 0.52236 | 0.56289 | 0.47232 | 0.54492 | 0.39951 | 0.47092 | 4 | 1 | 123 | 12363 | 4813 | 7109 | 10395 | 1717 | 2918 | 9213 | 1474 | 1135 | 26275 | 1.12 | 1.07 | 11637.225
3292 | 4 | 138 | 2017-05-18 | 0.69811 | 1 | 0.69811 | 0.63253 | 0.73082 | 0.54824 | 0.55913 | 0.55605 | 0.46891 | 0.50776 | 0.55228 | 0.46063 | 0.53235 | 0.3886 | 0.4626 | 4 | 1 | 124 | 12115 | 4733 | 6959 | 10007 | 1669 | 2863 | 8985 | 1440 | 1104 | 25811 | 1.11 | 1.05 | 11354.585
3293 | 5 | 138 | 2017-05-18 | 0.69182 | 1 | 0.69182 | 0.63253 | 0.71832 | 0.5501 | 0.56326 | 0.55893 | 0.46001 | 0.50897 | 0.55285 | 0.46217 | 0.5353 | 0.38437 | 0.46786 | 4 | 1 | 125 | 12156 | 4768 | 6995 | 9817 | 1673 | 2866 | 9015 | 1448 | 1092 | 26104 | 1.1 | 1.05 | 11160.345
3294 | 6 | 138 | 2017-05-18 | 0.7044 | 1 | 0.7044 | 0.68072 | 0.72546 | 0.57634 | 0.59303 | 0.58634 | 0.46516 | 0.54153 | 0.57851 | 0.48954 | 0.56044 | 0.40021 | 0.4975 | 4 | 1 | 126 | 12736 | 5020 | 7338 | 9927 | 1780 | 2999 | 9549 | 1516 | 1137 | 27758 | 1.12 | 1.13 | 11271.335
3295 | 7 | 138 | 2017-05-18 | 0.75472 | 1 | 0.75472 | 0.74096 | 0.7356 | 0.62359 | 0.64666 | 0.63668 | 0.49187 | 0.60359 | 0.62924 | 0.54065 | 0.60185 | 0.43647 | 0.55215 | 4 | 1 | 127 | 13780 | 5474 | 7968 | 10497 | 1984 | 3262 | 10546 | 1628 | 1240 | 30807 | 1.2 | 1.23 | 11428.795
3296 | 8 | 138 | 2017-05-18 | 0.81761 | 1 | 0.81761 | 0.77711 | 0.74366 | 0.66119 | 0.67596 | 0.67127 | 0.53971 | 0.64344 | 0.66358 | 0.57177 | 0.63734 | 0.44949 | 0.59668 | 4 | 1 | 128 | 14611 | 5722 | 8401 | 11518 | 2115 | 3440 | 11153 | 1724 | 1277 | 33292 | 1.3 | 1.29 | 11554.04
3297 | 9 | 138 | 2017-05-18 | 0.84277 | 1 | 0.84277 | 0.83133 | 0.84656 | 0.68816 | 0.70124 | 0.70092 | 0.5801 | 0.66657 | 0.68576 | 0.59525 | 0.66839 | 0.47026 | 0.62988 | 4 | 1 | 129 | 15207 | 5936 | 8772 | 12380 | 2191 | 3555 | 11611 | 1808 | 1336 | 35144 | 1.34 | 1.38 | 13152.805
3298 | 10 | 138 | 2017-05-18 | 0.8805 | 1 | 0.8805 | 0.85542 | 0.91285 | 0.71812 | 0.72995 | 0.7292 | 0.6107 | 0.69212 | 0.71373 | 0.62863 | 0.70758 | 0.49771 | 0.66475 | 4 | 1 | 130 | 15869 | 6179 | 9126 | 13033 | 2275 | 3700 | 12262 | 1914 | 1414 | 37090 | 1.4 | 1.42 | 14182.66
3299 | 11 | 138 | 2017-05-18 | 0.84906 | 1 | 0.84906 | 0.83133 | 0.9624 | 0.7526 | 0.76491 | 0.76229 | 0.63544 | 0.72041 | 0.74826 | 0.66902 | 0.74566 | 0.52798 | 0.70237 | 4 | 1 | 131 | 16631 | 6475 | 9540 | 13561 | 2368 | 3879 | 13050 | 2017 | 1500 | 39189 | 1.35 | 1.38 | 14952.575
3300 | 12 | 138 | 2017-05-18 | 0.8239 | 1 | 0.8239 | 0.78916 | 0.97754 | 0.78555 | 0.80012 | 0.79225 | 0.6615 | 0.74597 | 0.77218 | 0.71086 | 0.77745 | 0.56389 | 0.73654 | 4 | 1 | 132 | 17359 | 6773 | 9915 | 14117 | 2452 | 4003 | 13866 | 2103 | 1602 | 41095 | 1.31 | 1.31 | 15187.805
3301 | 13 | 138 | 2017-05-18 | 0.80503 | 1 | 0.80503 | 0.78916 | 0.95214 | 0.81238 | 0.82894 | 0.81398 | 0.68015 | 0.77274 | 0.79417 | 0.74869 | 0.80333 | 0.59908 | 0.76733 | 4 | 1 | 133 | 17952 | 7017 | 10187 | 14515 | 2540 | 4117 | 14604 | 2173 | 1702 | 42813 | 1.28 | 1.31 | 14793.225
3302 | 14 | 138 | 2017-05-18 | 0.81132 | 1 | 0.81132 | 0.74699 | 0.97576 | 0.83795 | 0.85647 | 0.83827 | 0.69289 | 0.79617 | 0.81404 | 0.78448 | 0.82773 | 0.62548 | 0.79681 | 4 | 1 | 134 | 18517 | 7250 | 10491 | 14787 | 2617 | 4220 | 15302 | 2239 | 1777 | 44458 | 1.29 | 1.24 | 15160.185
3303 | 15 | 138 | 2017-05-18 | 0.76101 | 1 | 0.76101 | 0.74096 | 1 | 0.85243 | 0.87041 | 0.84515 | 0.70287 | 0.80894 | 0.83083 | 0.80975 | 0.84362 | 0.63992 | 0.81885 | 4 | 1 | 135 | 18837 | 7368 | 10577 | 15000 | 2659 | 4307 | 15795 | 2282 | 1818 | 45688 | 1.21 | 1.23 | 15536.75
3304 | 16 | 138 | 2017-05-18 | 0.77358 | 1 | 0.77358 | 0.72892 | 0.99944 | 0.85791 | 0.8795 | 0.84211 | 0.70147 | 0.80834 | 0.84471 | 0.82867 | 0.85323 | 0.6547 | 0.83588 | 4 | 1 | 136 | 18958 | 7445 | 10539 | 14970 | 2657 | 4379 | 16164 | 2308 | 1860 | 46638 | 1.23 | 1.21 | 15528.105
3305 | 17 | 138 | 2017-05-18 | 0.77987 | 1 | 0.77987 | 0.72289 | 0.98608 | 0.86392 | 0.88435 | 0.83931 | 0.6913 | 0.8129 | 0.85089 | 0.83733 | 0.85952 | 0.66702 | 0.84513 | 4 | 1 | 137 | 19091 | 7486 | 10504 | 14753 | 2672 | 4411 | 16333 | 2325 | 1895 | 47154 | 1.24 | 1.2 | 15320.515
3306 | 18 | 138 | 2017-05-18 | 0.83648 | 1 | 0.83648 | 0.77108 | 0.92154 | 0.85546 | 0.87868 | 0.82565 | 0.67584 | 0.80803 | 0.84742 | 0.82805 | 0.84991 | 0.66667 | 0.84248 | 4 | 1 | 138 | 18904 | 7438 | 10333 | 14423 | 2656 | 4393 | 16152 | 2299 | 1894 | 47006 | 1.33 | 1.28 | 14317.695
3307 | 19 | 138 | 2017-05-18 | 0.83648 | 1 | 0.83648 | 0.80723 | 0.8823 | 0.84112 | 0.86096 | 0.80248 | 0.65133 | 0.78887 | 0.83295 | 0.8077 | 0.82884 | 0.6554 | 0.82414 | 4 | 1 | 139 | 18587 | 7288 | 10043 | 13900 | 2593 | 4318 | 15755 | 2242 | 1862 | 45983 | 1.33 | 1.34 | 13708.055
3308 | 20 | 138 | 2017-05-18 | 0.90566 | 1 | 0.90566 | 0.8494 | 0.93549 | 0.81636 | 0.84714 | 0.78482 | 0.62082 | 0.76483 | 0.81424 | 0.78642 | 0.80481 | 0.63675 | 0.81265 | 4 | 1 | 140 | 18040 | 7171 | 9822 | 13249 | 2514 | 4221 | 15340 | 2177 | 1809 | 45342 | 1.44 | 1.41 | 14534.475
3309 | 21 | 138 | 2017-05-18 | 0.98742 | 1 | 0.98742 | 0.88554 | 0.93593 | 0.79849 | 0.84666 | 0.78234 | 0.60189 | 0.74719 | 0.80035 | 0.76807 | 0.78632 | 0.6202 | 0.80009 | 4 | 1 | 141 | 17645 | 7167 | 9791 | 12845 | 2456 | 4149 | 14982 | 2127 | 1762 | 44641 | 1.57 | 1.47 | 14541.295
3310 | 22 | 138 | 2017-05-18 | 1 | 1 | 1 | 0.84337 | 0.9084 | 0.77654 | 0.80343 | 0.75302 | 0.5817 | 0.7195 | 0.78086 | 0.72219 | 0.75342 | 0.60648 | 0.76034 | 4 | 1 | 142 | 17160 | 6801 | 9424 | 12414 | 2365 | 4048 | 14087 | 2038 | 1723 | 42423 | 1.59 | 1.4 | 14113.52
3311 | 23 | 138 | 2017-05-18 | 0.91824 | 1 | 0.91824 | 0.74699 | 0.88374 | 0.72378 | 0.73514 | 0.69788 | 0.55072 | 0.66778 | 0.72627 | 0.6537 | 0.69538 | 0.55579 | 0.69452 | 4 | 1 | 143 | 15994 | 6223 | 8734 | 11753 | 2195 | 3765 | 12751 | 1881 | 1579 | 38751 | 1.46 | 1.24 | 13730.465
3312 | 24 | 138 | 2017-05-18 | 0.79245 | 1 | 0.79245 | 0.63855 | 0.84359 | 0.66065 | 0.67312 | 0.64347 | 0.50597 | 0.60329 | 0.6657 | 0.58715 | 0.63475 | 0.49208 | 0.63296 | 4 | 1 | 144 | 14599 | 5698 | 8053 | 10798 | 1983 | 3451 | 11453 | 1717 | 1398 | 35316 | 1.26 | 1.06 | 13106.685
3313 | 1 | 139 | 2017-05-19 | 0.64151 | 1 | 0.64151 | 0.59639 | 0.80131 | 0.60155 | 0.6267 | 0.57427 | 0.43372 | 0.57012 | 0.56674 | 0.55342 | 0.57449 | 0.44491 | 0.57625 | 5 | 1 | 1 | 13293 | 5305 | 7187 | 9256 | 1874 | 2938 | 10795 | 1554 | 1264 | 32152 | 1.02 | 0.99 | 12449.825
3314 | 2 | 139 | 2017-05-19 | 0.60377 | 1 | 0.60377 | 0.57831 | 0.77242 | 0.57123 | 0.5909 | 0.54551 | 0.41029 | 0.53088 | 0.53897 | 0.52025 | 0.54455 | 0.41253 | 0.54254 | 5 | 1 | 2 | 12623 | 5002 | 6827 | 8756 | 1745 | 2794 | 10148 | 1473 | 1172 | 30271 | 0.96 | 0.96 | 12000.945
3315 | 3 | 139 | 2017-05-19 | 0.60377 | 1 | 0.60377 | 0.56024 | 0.74901 | 0.55095 | 0.56952 | 0.5292 | 0.39581 | 0.50472 | 0.51794 | 0.49821 | 0.52643 | 0.39352 | 0.52028 | 5 | 1 | 3 | 12175 | 4821 | 6623 | 8447 | 1659 | 2685 | 9718 | 1424 | 1118 | 29029 | 0.96 | 0.93 | 11637.225
3316 | 4 | 139 | 2017-05-19 | 0.59119 | 1 | 0.59119 | 0.54819 | 0.73082 | 0.54082 | 0.55783 | 0.51962 | 0.387 | 0.49072 | 0.51003 | 0.48483 | 0.51756 | 0.38332 | 0.50729 | 5 | 1 | 4 | 11951 | 4722 | 6503 | 8259 | 1613 | 2644 | 9457 | 1400 | 1089 | 28304 | 0.94 | 0.91 | 11354.585
3317 | 5 | 139 | 2017-05-19 | 0.62893 | 1 | 0.62893 | 0.54819 | 0.71832 | 0.54299 | 0.56066 | 0.52409 | 0.38405 | 0.49285 | 0.51119 | 0.48616 | 0.51793 | 0.38472 | 0.50893 | 5 | 1 | 5 | 11999 | 4746 | 6559 | 8196 | 1620 | 2650 | 9483 | 1401 | 1093 | 28396 | 1 | 0.91 | 11160.345
3318 | 6 | 139 | 2017-05-19 | 0.69182 | 1 | 0.69182 | 0.56627 | 0.72546 | 0.56752 | 0.58417 | 0.55046 | 0.39267 | 0.52632 | 0.53472 | 0.5101 | 0.54381 | 0.40373 | 0.53451 | 5 | 1 | 6 | 12541 | 4945 | 6889 | 8380 | 1730 | 2772 | 9950 | 1471 | 1147 | 29823 | 1.1 | 0.94 | 11271.335
3319 | 7 | 139 | 2017-05-19 | 0.76101 | 1 | 0.76101 | 0.62651 | 0.7356 | 0.61232 | 0.63213 | 0.59553 | 0.41976 | 0.59264 | 0.57735 | 0.55419 | 0.58595 | 0.44879 | 0.58451 | 5 | 1 | 7 | 13531 | 5351 | 7453 | 8958 | 1948 | 2993 | 10810 | 1585 | 1275 | 32613 | 1.21 | 1.04 | 11428.795
3320 | 8 | 139 | 2017-05-19 | 0.77358 | 1 | 0.77358 | 0.6988 | 0.74366 | 0.64454 | 0.6632 | 0.62917 | 0.45912 | 0.62915 | 0.61227 | 0.58746 | 0.61257 | 0.46251 | 0.62138 | 5 | 1 | 8 | 14243 | 5614 | 7874 | 9798 | 2068 | 3174 | 11459 | 1657 | 1314 | 34670 | 1.23 | 1.16 | 11554.04
3321 | 9 | 139 | 2017-05-19 | 0.72327 | 1 | 0.72327 | 0.73494 | 0.84656 | 0.66395 | 0.68553 | 0.64914 | 0.48807 | 0.64253 | 0.63484 | 0.61945 | 0.64177 | 0.46533 | 0.65318 | 5 | 1 | 9 | 14672 | 5803 | 8124 | 10416 | 2112 | 3291 | 12083 | 1736 | 1322 | 36444 | 1.15 | 1.22 | 13152.805
3322 | 10 | 139 | 2017-05-19 | 0.7044 | 1 | 0.7044 | 0.74096 | 0.91285 | 0.6854 | 0.71045 | 0.66241 | 0.50274 | 0.65622 | 0.65683 | 0.65877 | 0.65841 | 0.48856 | 0.68531 | 5 | 1 | 10 | 15146 | 6014 | 8290 | 10729 | 2157 | 3405 | 12850 | 1781 | 1388 | 38237 | 1.12 | 1.23 | 14182.66
3323 | 11 | 139 | 2017-05-19 | 0.72956 | 1 | 0.72956 | 0.73494 | 0.9624 | 0.70929 | 0.73644 | 0.67615 | 0.50986 | 0.66596 | 0.67785 | 0.70178 | 0.68096 | 0.51496 | 0.71861 | 5 | 1 | 11 | 15674 | 6234 | 8462 | 10881 | 2189 | 3514 | 13689 | 1842 | 1463 | 40095 | 1.16 | 1.22 | 14952.575
3324 | 12 | 139 | 2017-05-19 | 0.67925 | 1 | 0.67925 | 0.74096 | 0.97754 | 0.72427 | 0.75794 | 0.67998 | 0.5145 | 0.67356 | 0.69213 | 0.74336 | 0.69797 | 0.54171 | 0.74716 | 5 | 1 | 12 | 16005 | 6416 | 8510 | 10980 | 2214 | 3588 | 14500 | 1888 | 1539 | 41688 | 1.08 | 1.23 | 15187.805
3325 | 13 | 139 | 2017-05-19 | 0.6478 | 1 | 0.6478 | 0.75904 | 0.95214 | 0.74115 | 0.77354 | 0.68198 | 0.51385 | 0.68573 | 0.70409 | 0.78032 | 0.70388 | 0.57198 | 0.77073 | 5 | 1 | 13 | 16378 | 6548 | 8535 | 10966 | 2254 | 3650 | 15221 | 1904 | 1625 | 43003 | 1.03 | 1.26 | 14793.225
3326 | 14 | 139 | 2017-05-19 | 0.6478 | 1 | 0.6478 | 0.77711 | 0.97576 | 0.75387 | 0.78547 | 0.68342 | 0.5108 | 0.69455 | 0.71991 | 0.81211 | 0.71238 | 0.59486 | 0.79027 | 5 | 1 | 14 | 16659 | 6649 | 8553 | 10901 | 2283 | 3732 | 15841 | 1927 | 1690 | 44093 | 1.03 | 1.29 | 15160.185
3327 | 15 | 139 | 2017-05-19 | 0.66038 | 1 | 0.66038 | 0.79518 | 1 | 0.75753 | 0.78842 | 0.67783 | 0.51047 | 0.69577 | 0.73283 | 0.834 | 0.70906 | 0.61035 | 0.80242 | 5 | 1 | 15 | 16740 | 6674 | 8483 | 10894 | 2287 | 3799 | 16268 | 1918 | 1734 | 44771 | 1.05 | 1.32 | 15536.75
3328 | 16 | 139 | 2017-05-19 | 0.66038 | 1 | 0.66038 | 0.84337 | 0.99944 | 0.75446 | 0.78275 | 0.66528 | 0.50387 | 0.68604 | 0.73765 | 0.84635 | 0.69464 | 0.62408 | 0.80468 | 5 | 1 | 16 | 16672 | 6626 | 8326 | 10753 | 2255 | 3824 | 16509 | 1879 | 1773 | 44897 | 1.05 | 1.4 | 15528.105
3329 | 17 | 139 | 2017-05-19 | 0.67925 | 1 | 0.67925 | 0.87349 | 0.98608 | 0.75179 | 0.78015 | 0.65545 | 0.49576 | 0.68239 | 0.74228 | 0.84933 | 0.68281 | 0.63675 | 0.80047 | 5 | 1 | 17 | 16613 | 6604 | 8203 | 10580 | 2243 | 3848 | 16567 | 1847 | 1809 | 44662 | 1.08 | 1.45 | 15320.515
3330 | 18 | 139 | 2017-05-19 | 0.73585 | 1 | 0.73585 | 0.95783 | 0.92154 | 0.73808 | 0.76444 | 0.63963 | 0.48971 | 0.66961 | 0.73804 | 0.83872 | 0.66174 | 0.63886 | 0.78199 | 5 | 1 | 18 | 16310 | 6471 | 8005 | 10451 | 2201 | 3826 | 16360 | 1790 | 1815 | 43631 | 1.17 | 1.59 | 14317.695
3331 | 19 | 139 | 2017-05-19 | 0.7673 | 1 | 0.7673 | 0.98193 | 0.8823 | 0.71789 | 0.74093 | 0.62589 | 0.48358 | 0.64588 | 0.72106 | 0.81139 | 0.6414 | 0.63041 | 0.752 | 5 | 1 | 19 | 15864 | 6272 | 7833 | 10320 | 2123 | 3738 | 15827 | 1735 | 1791 | 41958 | 1.22 | 1.63 | 13708.055
3332 | 20 | 139 | 2017-05-19 | 0.86164 | 1 | 0.86164 | 1 | 0.93549 | 0.70083 | 0.72475 | 0.61262 | 0.47828 | 0.62702 | 0.69985 | 0.78166 | 0.62144 | 0.60648 | 0.73214 | 5 | 1 | 20 | 15487 | 6135 | 7667 | 10207 | 2061 | 3628 | 15247 | 1681 | 1723 | 40850 | 1.37 | 1.66 | 14534.475
3333 | 21 | 139 | 2017-05-19 | 0.88679 | 1 | 0.88679 | 0.99398 | 0.93593 | 0.69328 | 0.71754 | 0.61191 | 0.4847 | 0.62276 | 0.67785 | 0.75387 | 0.6122 | 0.58712 | 0.71049 | 5 | 1 | 21 | 15320 | 6074 | 7658 | 10344 | 2047 | 3514 | 14705 | 1656 | 1668 | 39642 | 1.41 | 1.65 | 14541.295
3334 | 22 | 139 | 2017-05-19 | 0.84906 | 1 | 0.84906 | 0.90964 | 0.9084 | 0.67635 | 0.69262 | 0.60663 | 0.49215 | 0.60268 | 0.66281 | 0.70655 | 0.59298 | 0.57374 | 0.67065 | 5 | 1 | 22 | 14946 | 5863 | 7592 | 10503 | 1981 | 3436 | 13782 | 1604 | 1630 | 37419 | 1.35 | 1.51 | 14113.52
3335 | 23 | 139 | 2017-05-19 | 0.7673 | 1 | 0.7673 | 0.79518 | 0.88374 | 0.63694 | 0.643 | 0.57347 | 0.47908 | 0.56282 | 0.62577 | 0.64954 | 0.5586 | 0.5308 | 0.61948 | 5 | 1 | 23 | 14075 | 5443 | 7177 | 10224 | 1850 | 3244 | 12670 | 1511 | 1508 | 34564 | 1.22 | 1.32 | 13730.465
3336 | 24 | 139 | 2017-05-19 | 0.6478 | 1 | 0.6478 | 0.68675 | 0.84359 | 0.58842 | 0.59256 | 0.53232 | 0.45087 | 0.51141 | 0.57774 | 0.59289 | 0.52126 | 0.48328 | 0.56781 | 5 | 1 | 24 | 13003 | 5016 | 6662 | 9622 | 1681 | 2995 | 11565 | 1410 | 1373 | 31681 | 1.03 | 1.14 | 13106.685
3337 | 1 | 140 | 2017-05-20 | 0.58491 | 1 | 0.58491 | 0.64458 | 0.77448 | 0.53901 | 0.53987 | 0.49445 | 0.4213 | 0.46912 | 0.53183 | 0.52353 | 0.49205 | 0.45899 | 0.51673 | 6 | 2 | 25 | 11911 | 4570 | 6188 | 8991 | 1542 | 2757 | 10212 | 1331 | 1304 | 28831 | 0.93 | 1.07 | 12032.86
3338 | 2 | 140 | 2017-05-20 | 0.54717 | 1 | 0.54717 | 0.62048 | 0.74964 | 0.51082 | 0.51034 | 0.47247 | 0.39801 | 0.43687 | 0.50212 | 0.49216 | 0.46913 | 0.42626 | 0.48347 | 6 | 2 | 26 | 11288 | 4320 | 5913 | 8494 | 1436 | 2603 | 9600 | 1269 | 1211 | 26975 | 0.87 | 1.03 | 11646.96
3339 | 3 | 140 | 2017-05-20 | 0.54088 | 1 | 0.54088 | 0.60843 | 0.72838 | 0.49208 | 0.49155 | 0.46089 | 0.38386 | 0.42044 | 0.48167 | 0.46821 | 0.45323 | 0.40127 | 0.4614 | 6 | 2 | 27 | 10874 | 4161 | 5768 | 8192 | 1382 | 2497 | 9133 | 1226 | 1140 | 25744 | 0.86 | 1.01 | 11316.6
3340 | 4 | 140 | 2017-05-20 | 0.54717 | 1 | 0.54717 | 0.62048 | 0.71262 | 0.48285 | 0.48104 | 0.45114 | 0.3751 | 0.4104 | 0.46894 | 0.45263 | 0.44288 | 0.3886 | 0.44689 | 6 | 2 | 28 | 10670 | 4072 | 5646 | 8005 | 1349 | 2431 | 8829 | 1198 | 1104 | 24934 | 0.87 | 1.03 | 11071.73
3341 | 5 | 140 | 2017-05-20 | 0.57862 | 1 | 0.57862 | 0.63855 | 0.70005 | 0.48036 | 0.47856 | 0.45122 | 0.37163 | 0.40706 | 0.46412 | 0.44432 | 0.44288 | 0.38015 | 0.43973 | 6 | 2 | 29 | 10615 | 4051 | 5647 | 7931 | 1338 | 2406 | 8667 | 1198 | 1080 | 24535 | 0.92 | 1.06 | 10876.555
3342 | 6 | 140 | 2017-05-20 | 0.6478 | 1 | 0.6478 | 0.69277 | 0.69248 | 0.48746 | 0.48506 | 0.45993 | 0.37341 | 0.41923 | 0.47029 | 0.44766 | 0.44917 | 0.38402 | 0.44409 | 6 | 2 | 30 | 10772 | 4106 | 5756 | 7969 | 1378 | 2438 | 8732 | 1215 | 1091 | 24778 | 1.03 | 1.15 | 10758.83
3343 | 7 | 140 | 2017-05-20 | 0.71069 | 1 | 0.71069 | 0.75904 | 0.68725 | 0.49891 | 0.49711 | 0.47048 | 0.38213 | 0.43809 | 0.4811 | 0.45914 | 0.45841 | 0.39458 | 0.45583 | 6 | 2 | 31 | 11025 | 4208 | 5888 | 8155 | 1440 | 2494 | 8956 | 1240 | 1121 | 25433 | 1.13 | 1.26 | 10677.68
3344 | 8 | 140 | 2017-05-20 | 0.73585 | 1 | 0.73585 | 0.74699 | 0.67879 | 0.51819 | 0.51837 | 0.48869 | 0.39408 | 0.45634 | 0.50251 | 0.47847 | 0.47468 | 0.41147 | 0.47449 | 6 | 2 | 32 | 11451 | 4388 | 6116 | 8410 | 1500 | 2605 | 9333 | 1284 | 1169 | 26474 | 1.17 | 1.24 | 10546.135
3345 | 9 | 140 | 2017-05-20 | 0.71698 | 1 | 0.71698 | 0.71084 | 0.73509 | 0.54878 | 0.55121 | 0.51442 | 0.41198 | 0.48342 | 0.5409 | 0.5059 | 0.50351 | 0.44175 | 0.50209 | 6 | 2 | 33 | 12127 | 4666 | 6438 | 8792 | 1589 | 2804 | 9868 | 1362 | 1255 | 28014 | 1.14 | 1.18 | 11420.965
3346 | 10 | 140 | 2017-05-20 | 0.69811 | 1 | 0.69811 | 0.6988 | 0.80309 | 0.57811 | 0.58169 | 0.53863 | 0.43184 | 0.51323 | 0.57774 | 0.52999 | 0.53272 | 0.48469 | 0.52392 | 6 | 2 | 34 | 12775 | 4924 | 6741 | 9216 | 1687 | 2995 | 10338 | 1441 | 1377 | 29232 | 1.11 | 1.16 | 12477.48
3347 | 11 | 140 | 2017-05-20 | 0.7044 | 1 | 0.7044 | 0.72289 | 0.84627 | 0.60684 | 0.60154 | 0.55533 | 0.44604 | 0.53149 | 0.61343 | 0.54855 | 0.55601 | 0.52341 | 0.53736 | 6 | 2 | 35 | 13410 | 5092 | 6950 | 9519 | 1747 | 3180 | 10700 | 1504 | 1487 | 29982 | 1.12 | 1.2 | 13148.295
3348 | 12 | 140 | 2017-05-20 | 0.67925 | 1 | 0.67925 | 0.72289 | 0.85829 | 0.62576 | 0.61737 | 0.56292 | 0.45598 | 0.54822 | 0.63812 | 0.56024 | 0.57486 | 0.55544 | 0.54258 | 6 | 2 | 36 | 13828 | 5226 | 7045 | 9731 | 1802 | 3308 | 10928 | 1555 | 1578 | 30273 | 1.08 | 1.2 | 13334.96
3349 | 13 | 140 | 2017-05-20 | 0.62264 | 1 | 0.62264 | 0.6988 | 0.83365 | 0.6435 | 0.62658 | 0.56604 | 0.45935 | 0.56404 | 0.65586 | 0.56839 | 0.58706 | 0.58817 | 0.5436 | 6 | 2 | 37 | 14220 | 5304 | 7084 | 9803 | 1854 | 3400 | 11087 | 1588 | 1671 | 30330 | 0.99 | 1.16 | 12952.21
3350 | 14 | 140 | 2017-05-20 | 0.63522 | 1 | 0.63522 | 0.6988 | 0.83998 | 0.65848 | 0.63473 | 0.56836 | 0.45813 | 0.57956 | 0.67188 | 0.57116 | 0.59815 | 0.61246 | 0.54229 | 6 | 2 | 38 | 14551 | 5373 | 7113 | 9777 | 1905 | 3483 | 11141 | 1618 | 1740 | 30257 | 1.01 | 1.16 | 13050.635
3351 | 15 | 140 | 2017-05-20 | 0.65409 | 1 | 0.65409 | 0.70482 | 0.8466 | 0.6697 | 0.63969 | 0.56844 | 0.4563 | 0.58807 | 0.68557 | 0.57721 | 0.60776 | 0.62654 | 0.54166 | 6 | 2 | 39 | 14799 | 5415 | 7114 | 9738 | 1933 | 3554 | 11259 | 1644 | 1780 | 30222 | 1.04 | 1.17 | 13153.435
3352 | 16 | 140 | 2017-05-20 | 0.67925 | 1 | 0.67925 | 0.72289 | 0.84537 | 0.68241 | 0.64619 | 0.57163 | 0.45424 | 0.59264 | 0.6983 | 0.58033 | 0.61774 | 0.64449 | 0.54091 | 6 | 2 | 40 | 15080 | 5470 | 7154 | 9694 | 1948 | 3620 | 11320 | 1671 | 1831 | 30180 | 1.08 | 1.2 | 13134.275
3353 | 17 | 140 | 2017-05-20 | 0.73585 | 1 | 0.73585 | 0.78313 | 0.83299 | 0.69427 | 0.65316 | 0.57363 | 0.45546 | 0.60359 | 0.71046 | 0.58269 | 0.62588 | 0.65294 | 0.54191 | 6 | 2 | 41 | 15342 | 5529 | 7179 | 9720 | 1984 | 3683 | 11366 | 1693 | 1855 | 30236 | 1.17 | 1.3 | 12941.93
3354 | 18 | 140 | 2017-05-20 | 0.79874 | 1 | 0.79874 | 0.81325 | 0.79767 | 0.69373 | 0.6534 | 0.57299 | 0.4578 | 0.60967 | 0.71759 | 0.57992 | 0.62033 | 0.65611 | 0.53976 | 6 | 2 | 42 | 15330 | 5531 | 7171 | 9770 | 2004 | 3720 | 11312 | 1678 | 1864 | 30116 | 1.27 | 1.35 | 12393.195
3355 | 19 | 140 | 2017-05-20 | 0.83648 | 1 | 0.83648 | 0.8494 | 0.79425 | 0.68644 | 0.64572 | 0.56948 | 0.45818 | 0.6045 | 0.71181 | 0.57346 | 0.61183 | 0.64766 | 0.53406 | 6 | 2 | 43 | 15169 | 5466 | 7127 | 9778 | 1987 | 3690 | 11186 | 1655 | 1840 | 29798 | 1.33 | 1.41 | 12340.135
3356 | 20 | 140 | 2017-05-20 | 0.91824 | 1 | 0.91824 | 0.90361 | 0.85572 | 0.67115 | 0.63603 | 0.56588 | 0.4564 | 0.58929 | 0.69792 | 0.56485 | 0.60407 | 0.62196 | 0.53211 | 6 | 2 | 44 | 14831 | 5384 | 7082 | 9740 | 1937 | 3618 | 11018 | 1634 | 1767 | 29689 | 1.46 | 1.5 | 13295.155
3357 | 21 | 140 | 2017-05-20 | 0.91195 | 1 | 0.91195 | 0.93976 | 0.85805 | 0.65866 | 0.63532 | 0.56684 | 0.45804 | 0.58503 | 0.6765 | 0.55839 | 0.60296 | 0.59838 | 0.53238 | 6 | 2 | 45 | 14555 | 5378 | 7094 | 9775 | 1923 | 3507 | 10892 | 1631 | 1700 | 29704 | 1.45 | 1.56 | 13331.25
3358 | 22 | 140 | 2017-05-20 | 0.89308 | 1 | 0.89308 | 0.89759 | 0.84073 | 0.64431 | 0.6189 | 0.56604 | 0.46966 | 0.57225 | 0.65972 | 0.54071 | 0.58854 | 0.5836 | 0.51598 | 6 | 2 | 46 | 14238 | 5239 | 7084 | 10023 | 1881 | 3420 | 10547 | 1592 | 1658 | 28789 | 1.42 | 1.49 | 13062.215
3359 | 23 | 140 | 2017-05-20 | 0.7673 | 1 | 0.7673 | 0.8012 | 0.82665 | 0.60571 | 0.57685 | 0.53791 | 0.46179 | 0.54183 | 0.62558 | 0.50661 | 0.55601 | 0.54241 | 0.48696 | 6 | 2 | 47 | 13385 | 4883 | 6732 | 9855 | 1781 | 3243 | 9882 | 1504 | 1541 | 27170 | 1.22 | 1.33 | 12843.495
3360 | 24 | 140 | 2017-05-20 | 0.69182 | 1 | 0.69182 | 0.69277 | 0.80437 | 0.55973 | 0.53503 | 0.50372 | 0.43855 | 0.49954 | 0.58198 | 0.46586 | 0.5183 | 0.49525 | 0.45291 | 6 | 2 | 48 | 12369 | 4529 | 6304 | 9359 | 1642 | 3017 | 9087 | 1402 | 1407 | 25270 | 1.1 | 1.15 | 12497.315
3361 | 1 | 141 | 2017-05-21 | 0.61635 | 1 | 0.61635 | 0.64458 | 0.77096 | 0.51362 | 0.49474 | 0.4461 | 0.39244 | 0.43931 | 0.49556 | 0.42084 | 0.45952 | 0.43823 | 0.40057 | 7 | 3 | 49 | 11350 | 4188 | 5583 | 8375 | 1444 | 2569 | 8209 | 1243 | 1245 | 22350 | 0.98 | 1.07 | 11978.235
3362 | 2 | 141 | 2017-05-21 | 0.61006 | 1 | 0.61006 | 0.62048 | 0.74542 | 0.48765 | 0.47442 | 0.42861 | 0.37229 | 0.4098 | 0.47242 | 0.39993 | 0.44067 | 0.40549 | 0.38179 | 7 | 3 | 50 | 10776 | 4016 | 5364 | 7945 | 1347 | 2449 | 7801 | 1192 | 1152 | 21302 | 0.97 | 1.03 | 11581.36
3363 | 3 | 141 | 2017-05-21 | 0.59748 | 1 | 0.59748 | 0.62048 | 0.72049 | 0.4714 | 0.45978 | 0.41862 | 0.35818 | 0.39458 | 0.45525 | 0.38578 | 0.42514 | 0.38367 | 0.36966 | 7 | 3 | 51 | 10417 | 3892 | 5239 | 7644 | 1297 | 2360 | 7525 | 1150 | 1090 | 20625 | 0.95 | 1.03 | 11194.145
3364 | 4 | 141 | 2017-05-21 | 0.58491 | 1 | 0.58491 | 0.62048 | 0.6999 | 0.46335 | 0.44702 | 0.41119 | 0.34886 | 0.38424 | 0.44579 | 0.37799 | 0.41553 | 0.37135 | 0.36303 | 7 | 3 | 52 | 10239 | 3784 | 5146 | 7445 | 1263 | 2311 | 7373 | 1124 | 1055 | 20255 | 0.93 | 1.03 | 10874.225
3365 | 5 | 141 | 2017-05-21 | 0.60377 | 1 | 0.60377 | 0.64458 | 0.68772 | 0.45877 | 0.44962 | 0.40951 | 0.34389 | 0.37998 | 0.44078 | 0.37512 | 0.41479 | 0.36396 | 0.36165 | 7 | 3 | 53 | 10138 | 3806 | 5125 | 7339 | 1249 | 2285 | 7317 | 1122 | 1034 | 20178 | 0.96 | 1.07 | 10684.93
3366 | 6 | 141 | 2017-05-21 | 0.67296 | 1 | 0.67296 | 0.6988 | 0.67866 | 0.46212 | 0.45576 | 0.41462 | 0.34305 | 0.38667 | 0.44136 | 0.37681 | 0.41664 | 0.36044 | 0.36702 | 7 | 3 | 54 | 10212 | 3858 | 5189 | 7321 | 1271 | 2288 | 7350 | 1127 | 1024 | 20478 | 1.07 | 1.16 | 10544.215
3367 | 7 | 141 | 2017-05-21 | 0.73585 | 1 | 0.73585 | 0.77108 | 0.66367 | 0.4681 | 0.46108 | 0.41862 | 0.3453 | 0.40006 | 0.44502 | 0.38701 | 0.42218 | 0.36853 | 0.37408 | 7 | 3 | 55 | 10344 | 3903 | 5239 | 7369 | 1315 | 2307 | 7549 | 1142 | 1047 | 20872 | 1.17 | 1.28 | 10311.225
3368 | 8 | 141 | 2017-05-21 | 0.74214 | 1 | 0.74214 | 0.78313 | 0.63637 | 0.4824 | 0.48128 | 0.43068 | 0.34623 | 0.40949 | 0.4566 | 0.40685 | 0.43364 | 0.38437 | 0.39079 | 7 | 3 | 56 | 10660 | 4074 | 5390 | 7389 | 1346 | 2367 | 7936 | 1173 | 1092 | 21804 | 1.18 | 1.3 | 9887.07
3369 | 9 | 141 | 2017-05-21 | 0.74843 | 1 | 0.74843 | 0.74699 | 0.65776 | 0.51484 | 0.5114 | 0.45378 | 0.35772 | 0.43535 | 0.48534 | 0.43797 | 0.45693 | 0.42626 | 0.41767 | 7 | 3 | 57 | 11377 | 4329 | 5679 | 7634 | 1431 | 2516 | 8543 | 1236 | 1211 | 23304 | 1.19 | 1.24 | 10219.53
3370 | 10 | 141 | 2017-05-21 | 0.71698 | 1 | 0.71698 | 0.72892 | 0.69482 | 0.54272 | 0.54046 | 0.47407 | 0.37505 | 0.45786 | 0.51157 | 0.46114 | 0.48207 | 0.46603 | 0.43637 | 7 | 3 | 58 | 11993 | 4575 | 5933 | 8004 | 1505 | 2652 | 8995 | 1304 | 1324 | 24347 | 1.14 | 1.21 | 10795.295
3371 | 11 | 141 | 2017-05-21 | 0.71698 | 1 | 0.71698 | 0.71084 | 0.7323 | 0.5634 | 0.55594 | 0.48781 | 0.38995 | 0.47338 | 0.53356 | 0.46991 | 0.50536 | 0.48434 | 0.44785 | 7 | 3 | 59 | 12450 | 4706 | 6105 | 8322 | 1556 | 2766 | 9166 | 1367 | 1376 | 24988 | 1.14 | 1.18 | 11377.635
3372 | 12 | 141 | 2017-05-21 | 0.69811 | 1 | 0.69811 | 0.68072 | 0.74794 | 0.57974 | 0.56834 | 0.4978 | 0.40125 | 0.48616 | 0.54745 | 0.47924 | 0.52458 | 0.49595 | 0.45205 | 7 | 3 | 60 | 12811 | 4811 | 6230 | 8563 | 1598 | 2838 | 9348 | 1419 | 1409 | 25222 | 1.11 | 1.13 | 11620.63
3373 | 13 | 141 | 2017-05-21 | 0.63522 | 1 | 0.63522 | 0.6506 | 0.74218 | 0.59657 | 0.57614 | 0.51035 | 0.40799 | 0.49894 | 0.55845 | 0.48641 | 0.539 | 0.51848 | 0.45655 | 7 | 3 | 61 | 13183 | 4877 | 6387 | 8707 | 1640 | 2895 | 9488 | 1458 | 1473 | 25473 | 1.01 | 1.08 | 11531.12
3374 | 14 | 141 | 2017-05-21 | 0.61635 | 1 | 0.61635 | 0.63253 | 0.75233 | 0.60625 | 0.57956 | 0.51338 | 0.41081 | 0.50532 | 0.56038 | 0.49359 | 0.55046 | 0.53185 | 0.45658 | 7 | 3 | 62 | 13397 | 4906 | 6425 | 8767 | 1661 | 2905 | 9628 | 1489 | 1511 | 25475 | 0.98 | 1.05 | 11688.74
3375 | 15 | 141 | 2017-05-21 | 0.61635 | 1 | 0.61635 | 0.65663 | 0.7566 | 0.61345 | 0.58216 | 0.51346 | 0.41216 | 0.50715 | 0.55922 | 0.50179 | 0.55527 | 0.53467 | 0.45581 | 7 | 3 | 63 | 13556 | 4928 | 6426 | 8796 | 1667 | 2899 | 9788 | 1502 | 1519 | 25432 | 0.98 | 1.09 | 11755.12
3376 | 16 | 141 | 2017-05-21 | 0.64151 | 1 | 0.64151 | 0.68072 | 0.75794 | 0.61879 | 0.58771 | 0.51195 | 0.41095 | 0.50897 | 0.55961 | 0.50892 | 0.55933 | 0.54206 | 0.45755 | 7 | 3 | 64 | 13674 | 4975 | 6407 | 8770 | 1673 | 2901 | 9927 | 1513 | 1540 | 25529 | 1.02 | 1.13 | 11775.96
3377 | 17 | 141 | 2017-05-21 | 0.66667 | 1 | 0.66667 | 0.72892 | 0.74929 | 0.62295 | 0.59433 | 0.51274 | 0.40846 | 0.51536 | 0.5625 | 0.5184 | 0.56377 | 0.54769 | 0.46391 | 7 | 3 | 65 | 13766 | 5031 | 6417 | 8717 | 1694 | 2916 | 10112 | 1525 | 1556 | 25884 | 1.06 | 1.21 | 11641.495
3378 | 18 | 141 | 2017-05-21 | 0.68553 | 1 | 0.68553 | 0.77711 | 0.72694 | 0.62549 | 0.59965 | 0.51298 | 0.40593 | 0.5251 | 0.56617 | 0.52779 | 0.56081 | 0.55086 | 0.47402 | 7 | 3 | 66 | 13822 | 5076 | 6420 | 8663 | 1726 | 2935 | 10295 | 1517 | 1565 | 26448 | 1.09 | 1.29 | 11294.21
3379 | 19 | 141 | 2017-05-21 | 0.7044 | 1 | 0.7044 | 0.79518 | 0.72784 | 0.62327 | 0.6013 | 0.51314 | 0.4071 | 0.5251 | 0.56694 | 0.53158 | 0.55527 | 0.54734 | 0.48228 | 7 | 3 | 67 | 13773 | 5090 | 6422 | 8688 | 1726 | 2939 | 10369 | 1502 | 1555 | 26909 | 1.12 | 1.32 | 11308.32
3380 | 20 | 141 | 2017-05-21 | 0.7673 | 1 | 0.7673 | 0.8494 | 0.80601 | 0.62512 | 0.60201 | 0.51754 | 0.40996 | 0.52753 | 0.56655 | 0.52845 | 0.55342 | 0.53713 | 0.49343 | 7 | 3 | 68 | 13814 | 5096 | 6477 | 8749 | 1734 | 2937 | 10308 | 1497 | 1526 | 27531 | 1.22 | 1.41 | 12522.705
3381 | 21 | 141 | 2017-05-21 | 0.83648 | 1 | 0.83648 | 0.89759 | 0.81962 | 0.6287 | 0.61075 | 0.53016 | 0.42116 | 0.54122 | 0.56308 | 0.52922 | 0.56044 | 0.53713 | 0.50646 | 7 | 3 | 69 | 13893 | 5170 | 6635 | 8988 | 1779 | 2919 | 10323 | 1516 | 1526 | 28258 | 1.33 | 1.49 | 12734.27
3382 | 22 | 141 | 2017-05-21 | 0.8239 | 1 | 0.8239 | 0.87349 | 0.81392 | 0.62169 | 0.6 | 0.5332 | 0.43906 | 0.53453 | 0.56732 | 0.51353 | 0.5549 | 0.52974 | 0.48999 | 7 | 3 | 70 | 13738 | 5079 | 6673 | 9370 | 1757 | 2941 | 10017 | 1501 | 1505 | 27339 | 1.31 | 1.45 | 12645.685
3383 | 23 | 141 | 2017-05-21 | 0.77358 | 1 | 0.77358 | 0.75904 | 0.80175 | 0.58666 | 0.56267 | 0.50859 | 0.42889 | 0.50593 | 0.54244 | 0.47457 | 0.52828 | 0.4861 | 0.45212 | 7 | 3 | 71 | 12964 | 4763 | 6365 | 9153 | 1663 | 2812 | 9257 | 1429 | 1381 | 25226 | 1.23 | 1.26 | 12456.54
3384 | 24 | 141 | 2017-05-21 | 0.7044 | 1 | 0.7044 | 0.68072 | 0.77447 | 0.54869 | 0.52652 | 0.48142 | 0.4056 | 0.47155 | 0.50424 | 0.43146 | 0.48909 | 0.43541 | 0.41832 | 7 | 3 | 72 | 12125 | 4457 | 6025 | 8656 | 1550 | 2614 | 8416 | 1323 | 1237 | 23340 | 1.12 | 1.13 | 12032.68
3385 | 1 | 142 | 2017-05-22 | 0.6478 | 1 | 0.6478 | 0.63253 | 0.80131 | 0.50629 | 0.50821 | 0.47247 | 0.38578 | 0.45939 | 0.45602 | 0.4048 | 0.46506 | 0.37592 | 0.39107 | 1 | 1 | 73 | 11188 | 4302 | 5913 | 8233 | 1510 | 2364 | 7896 | 1258 | 1068 | 21820 | 1.03 | 1.05 | 12449.825
3386 | 2 | 142 | 2017-05-22 | 0.59748 | 1 | 0.59748 | 0.61446 | 0.77242 | 0.489 | 0.49049 | 0.45913 | 0.37037 | 0.43748 | 0.44309 | 0.38716 | 0.44769 | 0.35621 | 0.3757 | 1 | 1 | 74 | 10806 | 4152 | 5746 | 7904 | 1438 | 2297 | 7552 | 1211 | 1012 | 20962 | 0.95 | 1.02 | 12000.945
3387 | 3 | 142 | 2017-05-22 | 0.57862 | 1 | 0.57862 | 0.59639 | 0.74901 | 0.4776 | 0.48151 | 0.45138 | 0.36156 | 0.42501 | 0.43326 | 0.37742 | 0.43623 | 0.3453 | 0.36813 | 1 | 1 | 75 | 10554 | 4076 | 5649 | 7716 | 1397 | 2246 | 7362 | 1180 | 981 | 20540 | 0.92 | 0.99 | 11637.225
3388 | 4 | 142 | 2017-05-22 | 0.58491 | 1 | 0.58491 | 0.61446 | 0.73082 | 0.47498 | 0.47903 | 0.44922 | 0.35828 | 0.42136 | 0.42843 | 0.37583 | 0.43438 | 0.34178 | 0.36785 | 1 | 1 | 76 | 10496 | 4055 | 5622 | 7646 | 1385 | 2221 | 7331 | 1175 | 971 | 20524 | 0.93 | 1.02 | 11354.585
3389 | 5 | 142 | 2017-05-22 | 0.58491 | 1 | 0.58491 | 0.62048 | 0.71832 | 0.4838 | 0.48907 | 0.45817 | 0.35954 | 0.42957 | 0.43538 | 0.38537 | 0.44251 | 0.3446 | 0.37729 | 1 | 1 | 77 | 10691 | 4140 | 5734 | 7673 | 1412 | 2257 | 7517 | 1197 | 979 | 21051 | 0.93 | 1.03 | 11160.345
3390 | 6 | 142 | 2017-05-22 | 0.61635 | 1 | 0.61635 | 0.6747 | 0.72546 | 0.51168 | 0.51955 | 0.48781 | 0.37074 | 0.46212 | 0.46412 | 0.41346 | 0.4658 | 0.36994 | 0.40676 | 1 | 1 | 78 | 11307 | 4398 | 6105 | 7912 | 1519 | 2406 | 8065 | 1260 | 1051 | 22695 | 0.98 | 1.12 | 11271.335
3391 | 7 | 142 | 2017-05-22 | 0.67296 | 1 | 0.67296 | 0.75904 | 0.7356 | 0.56277 | 0.57058 | 0.5368 | 0.39975 | 0.52662 | 0.50521 | 0.45986 | 0.50055 | 0.41957 | 0.45307 | 1 | 1 | 79 | 12436 | 4830 | 6718 | 8531 | 1731 | 2619 | 8970 | 1354 | 1192 | 25279 | 1.07 | 1.26 | 11428.795
3392 | 8 | 142 | 2017-05-22 | 0.72327 | 1 | 0.72327 | 0.74699 | 0.74366 | 0.59684 | 0.59634 | 0.57099 | 0.43939 | 0.55978 | 0.52836 | 0.49703 | 0.5305 | 0.44245 | 0.48779 | 1 | 1 | 80 | 13189 | 5048 | 7146 | 9377 | 1840 | 2739 | 9695 | 1435 | 1257 | 27216 | 1.15 | 1.24 | 11554.04
3393 | 9 | 142 | 2017-05-22 | 0.75472 | 1 | 0.75472 | 0.71084 | 0.84656 | 0.6158 | 0.61146 | 0.59169 | 0.47374 | 0.57651 | 0.54263 | 0.50872 | 0.55342 | 0.44069 | 0.50216 | 1 | 1 | 81 | 13608 | 5176 | 7405 | 10110 | 1895 | 2813 | 9923 | 1497 | 1252 | 28018 | 1.2 | 1.18 | 13152.805
3394 | 10 | 142 | 2017-05-22 | 0.79245 | 1 | 0.79245 | 0.6747 | 0.91285 | 0.63123 | 0.62682 | 0.60567 | 0.49159 | 0.58777 | 0.55421 | 0.52194 | 0.57338 | 0.44843 | 0.51073 | 1 | 1 | 82 | 13949 | 5306 | 7580 | 10491 | 1932 | 2873 | 10181 | 1551 | 1274 | 28496 | 1.26 | 1.12 | 14182.66
3395 | 11 | 142 | 2017-05-22 | 0.73585 | 1 | 0.73585 | 0.6506 | 0.9624 | 0.64811 | 0.64028 | 0.61838 | 0.50223 | 0.60146 | 0.56732 | 0.53742 | 0.58891 | 0.4597 | 0.51917 | 1 | 1 | 83 | 14322 | 5420 | 7739 | 10718 | 1977 | 2941 | 10483 | 1593 | 1306 | 28967 | 1.17 | 1.08 | 14952.575
3396 | 12 | 142 | 2017-05-22 | 0.72327 | 1 | 0.72327 | 0.61446 | 0.97754 | 0.65703 | 0.65044 | 0.62365 | 0.50996 | 0.60754 | 0.57523 | 0.55198 | 0.60074 | 0.46779 | 0.52535 | 1 | 1 | 84 | 14519 | 5506 | 7805 | 10883 | 1997 | 2982 | 10767 | 1625 | 1329 | 29312 | 1.15 | 1.02 | 15187.805
3397 | 13 | 142 | 2017-05-22 | 0.71069 | 1 | 0.71069 | 0.63855 | 0.95214 | 0.67101 | 0.65777 | 0.62589 | 0.51497 | 0.61728 | 0.57832 | 0.56444 | 0.60739 | 0.48046 | 0.5286 | 1 | 1 | 85 | 14828 | 5568 | 7833 | 10990 | 2029 | 2998 | 11010 | 1643 | 1365 | 29493 | 1.13 | 1.06 | 14793.225
3398 | 14 | 142 | 2017-05-22 | 0.69182 | 1 | 0.69182 | 0.62048 | 0.97576 | 0.67839 | 0.66426 | 0.62749 | 0.51774 | 0.62306 | 0.58198 | 0.57546 | 0.61442 | 0.48645 | 0.53297 | 1 | 1 | 86 | 14991 | 5623 | 7853 | 11049 | 2048 | 3017 | 11225 | 1662 | 1382 | 29737 | 1.1 | 1.03 | 15160.185
3399 | 15 | 142 | 2017-05-22 | 0.67296 | 1 | 0.67296 | 0.62048 | 1 | 0.68255 | 0.6671 | 0.62229 | 0.52148 | 0.62367 | 0.58275 | 0.58531 | 0.6122 | 0.49138 | 0.53505 | 1 | 1 | 87 | 15083 | 5647 | 7788 | 11129 | 2050 | 3021 | 11417 | 1656 | 1396 | 29853 | 1.07 | 1.03 | 15536.75
3400 | 16 | 142 | 2017-05-22 | 0.68553 | 1 | 0.68553 | 0.63253 | 0.99944 | 0.68441 | 0.66923 | 0.61438 | 0.52125 | 0.62124 | 0.58275 | 0.59536 | 0.60998 | 0.49982 | 0.53528 | 1 | 1 | 88 | 15124 | 5665 | 7689 | 11124 | 2042 | 3021 | 11613 | 1650 | 1420 | 29866 | 1.09 | 1.05 | 15528.105
3401 | 17 | 142 | 2017-05-22 | 0.66667 | 1 | 0.66667 | 0.71084 | 0.98608 | 0.68549 | 0.67537 | 0.60791 | 0.51628 | 0.62002 | 0.58353 | 0.60592 | 0.60776 | 0.51003 | 0.53922 | 1 | 1 | 89 | 15148 | 5717 | 7608 | 11018 | 2038 | 3025 | 11819 | 1644 | 1449 | 30086 | 1.06 | 1.18 | 15320.515
3402 | 18 | 142 | 2017-05-22 | 0.69811 | 1 | 0.69811 | 0.71687 | 0.92154 | 0.68155 | 0.6762 | 0.60096 | 0.51104 | 0.62549 | 0.58314 | 0.61396 | 0.6 | 0.52094 | 0.54586 | 1 | 1 | 90 | 15061 | 5724 | 7521 | 10906 | 2056 | 3023 | 11976 | 1623 | 1480 | 30456 | 1.11 | 1.19 | 14317.695
3403 | 19 | 142 | 2017-05-22 | 0.72327 | 1 | 0.72327 | 0.76506 | 0.8823 | 0.68097 | 0.67442 | 0.59561 | 0.50537 | 0.61576 | 0.57986 | 0.61781 | 0.59335 | 0.52798 | 0.54854 | 1 | 1 | 91 | 15048 | 5709 | 7454 | 10785 | 2024 | 3006 | 12051 | 1605 | 1500 | 30606 | 1.15 | 1.27 | 13708.055
3404 | 20 | 142 | 2017-05-22 | 0.78616 | 1 | 0.78616 | 0.80723 | 0.93549 | 0.67789 | 0.67277 | 0.59912 | 0.49974 | 0.61028 | 0.57542 | 0.61074 | 0.58595 | 0.52059 | 0.54849 | 1 | 1 | 92 | 14980 | 5695 | 7498 | 10665 | 2006 | 2983 | 11913 | 1585 | 1479 | 30603 | 1.25 | 1.34 | 14534.475
3405 | 21 | 142 | 2017-05-22 | 0.83648 | 1 | 0.83648 | 0.86145 | 0.93593 | 0.68463 | 0.68057 | 0.61079 | 0.50251 | 0.61302 | 0.57311 | 0.60822 | 0.59261 | 0.51109 | 0.55462 | 1 | 1 | 93 | 15129 | 5761 | 7644 | 10724 | 2015 | 2971 | 11864 | 1603 | 1452 | 30945 | 1.33 | 1.43 | 14541.295
3406 | 22 | 142 | 2017-05-22 | 0.81761 | 1 | 0.81761 | 0.8494 | 0.9084 | 0.66237 | 0.65954 | 0.60168 | 0.51216 | 0.60207 | 0.57272 | 0.58141 | 0.57819 | 0.51531 | 0.52987 | 1 | 1 | 94 | 14637 | 5583 | 7530 | 10930 | 1979 | 2969 | 11341 | 1564 | 1464 | 29564 | 1.3 | 1.41 | 14113.52
3407 | 23 | 142 | 2017-05-22 | 0.75472 | 1 | 0.75472 | 0.72892 | 0.88374 | 0.61132 | 0.60839 | 0.55973 | 0.48957 | 0.55917 | 0.53877 | 0.52825 | 0.53567 | 0.47554 | 0.48563 | 1 | 1 | 95 | 13509 | 5150 | 7005 | 10448 | 1838 | 2793 | 10304 | 1449 | 1351 | 27096 | 1.2 | 1.21 | 13730.465
3408 | 24 | 142 | 2017-05-22 | 0.68553 | 1 | 0.68553 | 0.6506 | 0.84359 | 0.55783 | 0.55983 | 0.52345 | 0.45331 | 0.5111 | 0.49537 | 0.4797 | 0.4902 | 0.42309 | 0.44459 | 1 | 1 | 96 | 12327 | 4739 | 6551 | 9674 | 1680 | 2568 | 9357 | 1326 | 1202 | 24806 | 1.09 | 1.08 | 13106.685
3409 | 1 | 143 | 2017-05-23 | 0.61635 | 1 | 0.61635 | 0.62651 | 0.80131 | 0.5238 | 0.52191 | 0.49197 | 0.42036 | 0.47977 | 0.44695 | 0.42587 | 0.4658 | 0.37487 | 0.4093 | 2 | 1 | 97 | 11575 | 4418 | 6157 | 8971 | 1577 | 2317 | 8307 | 1260 | 1065 | 22837 | 0.98 | 1.04 | 12449.825
3410 | 2 | 143 | 2017-05-23 | 0.60377 | 1 | 0.60377 | 0.60241 | 0.77242 | 0.50154 | 0.49923 | 0.47623 | 0.39726 | 0.45117 | 0.43191 | 0.40464 | 0.44769 | 0.35128 | 0.39113 | 2 | 1 | 98 | 11083 | 4226 | 5960 | 8478 | 1483 | 2239 | 7893 | 1211 | 998 | 21823 | 0.96 | 1 | 12000.945
3411 | 3 | 143 | 2017-05-23 | 0.59748 | 1 | 0.59748 | 0.59036 | 0.74901 | 0.48968 | 0.48955 | 0.46608 | 0.38358 | 0.43474 | 0.4238 | 0.3929 | 0.43734 | 0.34143 | 0.38202 | 2 | 1 | 99 | 10821 | 4144 | 5833 | 8186 | 1429 | 2197 | 7664 | 1183 | 970 | 21315 | 0.95 | 0.98 | 11637.225
3412 | 4 | 143 | 2017-05-23 | 0.61635 | 1 | 0.61635 | 0.59036 | 0.73082 | 0.48733 | 0.48576 | 0.46161 | 0.37524 | 0.42805 | 0.4213 | 0.38803 | 0.43216 | 0.33721 | 0.37842 | 2 | 1 | 100 | 10769 | 4112 | 5777 | 8008 | 1407 | 2184 | 7569 | 1169 | 958 | 21114 | 0.98 | 0.98 | 11354.585
3413 | 5 | 143 | 2017-05-23 | 0.64151 | 1 | 0.64151 | 0.60843 | 0.71832 | 0.49403 | 0.49403 | 0.47008 | 0.3728 | 0.4317 | 0.42882 | 0.39439 | 0.43882 | 0.34037 | 0.38632 | 2 | 1 | 101 | 10917 | 4182 | 5883 | 7956 | 1419 | 2223 | 7693 | 1187 | 967 | 21555 | 1.02 | 1.01 | 11160.345
3414 | 6 | 143 | 2017-05-23 | 0.71698 | 1 | 0.71698 | 0.6506 | 0.72546 | 0.52412 | 0.52534 | 0.49908 | 0.38185 | 0.46699 | 0.45795 | 0.42361 | 0.46285 | 0.36818 | 0.41742 | 2 | 1 | 102 | 11582 | 4447 | 6246 | 8149 | 1535 | 2374 | 8263 | 1252 | 1046 | 23290 | 1.14 | 1.08 | 11271.335
3415 | 7 | 143 | 2017-05-23 | 0.77358 | 1 | 0.77358 | 0.68675 | 0.7356 | 0.57657 | 0.57803 | 0.54311 | 0.4094 | 0.52571 | 0.50637 | 0.47688 | 0.5024 | 0.41499 | 0.46714 | 2 | 1 | 103 | 12741 | 4893 | 6797 | 8737 | 1728 | 2625 | 9302 | 1359 | 1179 | 26064 | 1.23 | 1.14 | 11428.795
3416 | 8 | 143 | 2017-05-23 | 0.77987 | 1 | 0.77987 | 0.71687 | 0.74366 | 0.60693 | 0.60354 | 0.57915 | 0.45485 | 0.55735 | 0.53106 | 0.512 | 0.53567 | 0.43154 | 0.50479 | 2 | 1 | 104 | 13412 | 5109 | 7248 | 9707 | 1832 | 2753 | 9987 | 1449 | 1226 | 28165 | 1.24 | 1.19 | 11554.04
3417 | 9 | 143 | 2017-05-23 | 0.73585 | 1 | 0.73585 | 0.77108 | 0.84656 | 0.61956 | 0.61512 | 0.6008 | 0.48971 | 0.57317 | 0.54475 | 0.51656 | 0.56044 | 0.4252 | 0.52003 | 2 | 1 | 105 | 13691 | 5207 | 7519 | 10451 | 1884 | 2824 | 10076 | 1516 | 1208 | 29015 | 1.17 | 1.28 | 13152.805
3418 | 10 | 143 | 2017-05-23 | 0.67925 | 1 | 0.67925 | 0.74096 | 0.91285 | 0.6277 | 0.62315 | 0.6183 | 0.5063 | 0.58899 | 0.55324 | 0.52107 | 0.58078 | 0.43013 | 0.52666 | 2 | 1 | 106 | 13871 | 5275 | 7738 | 10805 | 1936 | 2868 | 10164 | 1571 | 1222 | 29385 | 1.08 | 1.23 | 14182.66
3419 | 11 | 143 | 2017-05-23 | 0.66667 | 1 | 0.66667 | 0.75301 | 0.9624 | 0.64101 | 0.63225 | 0.63156 | 0.51778 | 0.60207 | 0.56578 | 0.52697 | 0.59963 | 0.43928 | 0.53016 | 2 | 1 | 107 | 14165 | 5352 | 7904 | 11050 | 1979 | 2933 | 10279 | 1622 | 1248 | 29580 | 1.06 | 1.25 | 14952.575
3420 | 12 | 143 | 2017-05-23 | 0.6478 | 1 | 0.6478 | 0.73494 | 0.97754 | 0.64938 | 0.63969 | 0.63843 | 0.52537 | 0.60876 | 0.57079 | 0.53173 | 0.61294 | 0.44386 | 0.53171 | 2 | 1 | 108 | 14350 | 5415 | 7990 | 11212 | 2001 | 2959 | 10372 | 1658 | 1261 | 29667 | 1.03 | 1.22 | 15187.805
3421 | 13 | 143 | 2017-05-23 | 0.66667 | 1 | 0.66667 | 0.71084 | 0.95214 | 0.66038 | 0.64584 | 0.64315 | 0.53053 | 0.62032 | 0.57195 | 0.53686 | 0.62033 | 0.46075 | 0.5332 | 2 | 1 | 109 | 14593 | 5467 | 8049 | 11322 | 2039 | 2965 | 10472 | 1678 | 1309 | 29750 | 1.06 | 1.18 | 14793.225
3422 | 14 | 143 | 2017-05-23 | 0.6478 | 1 | 0.6478 | 0.70482 | 0.97576 | 0.67155 | 0.65009 | 0.64682 | 0.53207 | 0.62793 | 0.57755 | 0.54173 | 0.62921 | 0.47202 | 0.53309 | 2 | 1 | 110 | 14840 | 5503 | 8095 | 11355 | 2064 | 2994 | 10567 | 1702 | 1341 | 29744 | 1.03 | 1.17 | 15160.185
3423 | 15 | 143 | 2017-05-23 | 0.62893 | 1 | 0.62893 | 0.69277 | 1 | 0.67508 | 0.65021 | 0.64115 | 0.5339 | 0.62823 | 0.58005 | 0.54301 | 0.63327 | 0.48117 | 0.53313 | 2 | 1 | 111 | 14918 | 5504 | 8024 | 11394 | 2065 | 3007 | 10592 | 1713 | 1367 | 29746 | 1 | 1.15 | 15536.75
3424 | 16 | 143 | 2017-05-23 | 0.67296 | 1 | 0.67296 | 0.69277 | 0.99944 | 0.67526 | 0.65363 | 0.63811 | 0.53039 | 0.62397 | 0.58121 | 0.54593 | 0.63697 | 0.49419 | 0.53453 | 2 | 1 | 112 | 14922 | 5533 | 7986 | 11319 | 2051 | 3013 | 10649 | 1723 | 1404 | 29824 | 1.07 | 1.15 | 15528.105
3425 | 17 | 143 | 2017-05-23 | 0.72327 | 1 | 0.72327 | 0.75301 | 0.98608 | 0.67816 | 0.66072 | 0.6326 | 0.52298 | 0.62458 | 0.58237 | 0.5505 | 0.6403 | 0.50827 | 0.537 | 2 | 1 | 113 | 14986 | 5593 | 7917 | 11161 | 2053 | 3019 | 10738 | 1732 | 1444 | 29962 | 1.15 | 1.25 | 15320.515
3426 | 18 | 143 | 2017-05-23 | 0.7673 | 1 | 0.7673 | 0.80723 | 0.92154 | 0.67563 | 0.66214 | 0.62661 | 0.51661 | 0.62458 | 0.58179 | 0.55655 | 0.63623 | 0.51848 | 0.54091 | 2 | 1 | 114 | 14930 | 5605 | 7842 | 11025 | 2053 | 3016 | 10856 | 1721 | 1473 | 30180 | 1.22 | 1.34 | 14317.695
3427 | 19 | 143 | 2017-05-23 | 0.77358 | 1 | 0.77358 | 0.83133 | 0.8823 | 0.67024 | 0.6606 | 0.61814 | 0.50996 | 0.61789 | 0.58121 | 0.56147 | 0.62292 | 0.5213 | 0.54191 | 2 | 1 | 115 | 14811 | 5592 | 7736 | 10883 | 2031 | 3013 | 10952 | 1685 | 1481 | 30236 | 1.23 | 1.38 | 13708.055
3428 | 20 | 143 | 2017-05-23 | 0.80503 | 1 | 0.80503 | 0.8494 | 0.93549 | 0.66363 | 0.6606 | 0.6139 | 0.50152 | 0.6112 | 0.57812 | 0.55609 | 0.6122 | 0.51531 | 0.54482 | 2 | 1 | 116 | 14665 | 5592 | 7683 | 10703 | 2009 | 2997 | 10847 | 1656 | 1464 | 30398 | 1.28 | 1.41 | 14534.475
3429 | 21 | 143 | 2017-05-23 | 0.89937 | 1 | 0.89937 | 0.93373 | 0.93593 | 0.6668 | 0.67029 | 0.61838 | 0.50635 | 0.60876 | 0.57735 | 0.55255 | 0.60518 | 0.5051 | 0.55351 | 2 | 1 | 117 | 14735 | 5674 | 7739 | 10806 | 2001 | 2993 | 10778 | 1637 | 1435 | 30883 | 1.43 | 1.55 | 14541.295
3430 | 22 | 143 | 2017-05-23 | 0.88679 | 1 | 0.88679 | 0.90964 | 0.9084 | 0.6573 | 0.65434 | 0.61254 | 0.51122 | 0.5969 | 0.57986 | 0.52871 | 0.59187 | 0.50933 | 0.52929 | 2 | 1 | 118 | 14525 | 5539 | 7666 | 10910 | 1962 | 3006 | 10313 | 1601 | 1447 | 29532 | 1.41 | 1.51 | 14113.52
3431 | 23 | 143 | 2017-05-23 | 0.79874 | 1 | 0.79874 | 0.85542 | 0.88374 | 0.61082 | 0.59764 | 0.57299 | 0.4915 | 0.55765 | 0.5434 | 0.48313 | 0.55157 | 0.46463 | 0.48302 | 2 | 1 | 119 | 13498 | 5059 | 7171 | 10489 | 1833 | 2817 | 9424 | 1492 | 1320 | 26950 | 1.27 | 1.42 | 13730.465
3432 | 24 | 143 | 2017-05-23 | 0.7044 | 1 | 0.7044 | 0.77108 | 0.84359 | 0.56168 | 0.55121 | 0.53136 | 0.45546 | 0.50776 | 0.49942 | 0.43761 | 0.50906 | 0.40831 | 0.44461 | 2 | 1 | 120 | 12412 | 4666 | 6650 | 9720 | 1669 | 2589 | 8536 | 1377 | 1160 | 24807 | 1.12 | 1.28 | 13106.685
3433 | 1 | 144 | 2017-05-24 | 0.76101 | 1 | 0.76101 | 0.71687 | 0.80131 | 0.52435 | 0.51376 | 0.49165 | 0.4184 | 0.48159 | 0.44792 | 0.40623 | 0.46174 | 0.38332 | 0.41181 | 3 | 1 | 121 | 11587 | 4349 | 6153 | 8929 | 1583 | 2322 | 7924 | 1249 | 1089 | 22977 | 1.21 | 1.19 | 12449.825
3434 | 2 | 144 | 2017-05-24 | 0.71698 | 1 | 0.71698 | 0.66867 | 0.77242 | 0.50267 | 0.49498 | 0.47295 | 0.39576 | 0.45452 | 0.43094 | 0.38839 | 0.44399 | 0.35692 | 0.39353 | 3 | 1 | 122 | 11108 | 4190 | 5919 | 8446 | 1494 | 2234 | 7576 | 1201 | 1014 | 21957 | 1.14 | 1.11 | 12000.945
3435 | 3 | 144 | 2017-05-24 | 0.7044 | 1 | 0.7044 | 0.64458 | 0.74901 | 0.49068 | 0.48494 | 0.46432 | 0.38232 | 0.43809 | 0.41917 | 0.37993 | 0.43401 | 0.34565 | 0.38339 | 3 | 1 | 123 | 10843 | 4105 | 5811 | 8159 | 1440 | 2173 | 7411 | 1174 | 982 | 21391 | 1.12 | 1.07 | 11637.225
3436 | 4 | 144 | 2017-05-24 | 0.69811 | 1 | 0.69811 | 0.63253 | 0.73082 | 0.48638 | 0.48387 | 0.46033 | 0.37402 | 0.4314 | 0.41493 | 0.37763 | 0.43105 | 0.34037 | 0.38 | 3 | 1 | 124 | 10748 | 4096 | 5761 | 7982 | 1418 | 2151 | 7366 | 1166 | 967 | 21202 | 1.11 | 1.05 | 11354.585
3437 | 5 | 144 | 2017-05-24 | 0.69182 | 1 | 0.69182 | 0.63253 | 0.71832 | 0.49303 | 0.49439 | 0.46816 | 0.3721 | 0.43809 | 0.42303 | 0.38696 | 0.43438 | 0.34319 | 0.38783 | 3 | 1 | 125 | 10895 | 4185 | 5859 | 7941 | 1440 | 2193 | 7548 | 1175 | 975 | 21639 | 1.1 | 1.05 | 11160.345
3438 | 6 | 144 | 2017-05-24 | 0.7044 | 1 | 0.7044 | 0.68072 | 0.72546 | 0.52136 | 0.52747 | 0.49277 | 0.38133 | 0.46973 | 0.45004 | 0.41808 | 0.4573 | 0.36642 | 0.41584 | 3 | 1 | 126 | 11521 | 4465 | 6167 | 8138 | 1544 | 2333 | 8155 | 1237 | 1041 | 23202 | 1.12 | 1.13 | 11271.335
3439 | 7 | 144 | 2017-05-24 | 0.75472 | 1 | 0.75472 | 0.74096 | 0.7356 | 0.5648 | 0.57177 | 0.53408 | 0.40753 | 0.52875 | 0.49904 | 0.46739 | 0.49057 | 0.41323 | 0.46237 | 3 | 1 | 127 | 12481 | 4840 | 6684 | 8697 | 1738 | 2587 | 9117 | 1327 | 1174 | 25798 | 1.2 | 1.23 | 11428.795
3440 | 8 | 144 | 2017-05-24 | 0.81761 | 1 | 0.81761 | 0.77711 | 0.74366 | 0.59458 | 0.60118 | 0.57123 | 0.446 | 0.56161 | 0.52623 | 0.49892 | 0.52458 | 0.42731 | 0.49956 | 3 | 1 | 128 | 13139 | 5089 | 7149 | 9518 | 1846 | 2728 | 9732 | 1419 | 1214 | 27873 | 1.3 | 1.29 | 11554.04
3441 | 9 | 144 | 2017-05-24 | 0.84277 | 1 | 0.84277 | 0.83133 | 0.84656 | 0.60996 | 0.60851 | 0.59177 | 0.48044 | 0.57864 | 0.54167 | 0.50738 | 0.54566 | 0.42203 | 0.50967 | 3 | 1 | 129 | 13479 | 5151 | 7406 | 10253 | 1902 | 2808 | 9897 | 1476 | 1199 | 28437 | 1.34 | 1.38 | 13152.805
3442 | 10 | 144 | 2017-05-24 | 0.8805 | 1 | 0.8805 | 0.85542 | 0.91285 | 0.62164 | 0.615 | 0.60607 | 0.49651 | 0.59081 | 0.55035 | 0.51205 | 0.56821 | 0.42379 | 0.51619 | 3 | 1 | 130 | 13737 | 5206 | 7585 | 10596 | 1942 | 2853 | 9988 | 1537 | 1204 | 28801 | 1.4 | 1.42 | 14182.66
3443 | 11 | 144 | 2017-05-24 | 0.84906 | 1 | 0.84906 | 0.83133 | 0.9624 | 0.63481 | 0.62339 | 0.62046 | 0.50424 | 0.59872 | 0.55768 | 0.51764 | 0.58706 | 0.42626 | 0.52313 | 3 | 1 | 131 | 14028 | 5277 | 7765 | 10761 | 1968 | 2891 | 10097 | 1588 | 1211 | 29188 | 1.35 | 1.38 | 14952.575
3444 | 12 | 144 | 2017-05-24 | 0.8239 | 1 | 0.8239 | 0.78916 | 0.97754 | 0.64024 | 0.63213 | 0.62533 | 0.51202 | 0.60389 | 0.56096 | 0.52199 | 0.6 | 0.434 | 0.52858 | 3 | 1 | 132 | 14148 | 5351 | 7826 | 10927 | 1985 | 2908 | 10182 | 1623 | 1233 | 29492 | 1.31 | 1.31 | 15187.805
3445 | 13 | 144 | 2017-05-24 | 0.80503 | 1 | 0.80503 | 0.78916 | 0.95214 | 0.64775 | 0.63674 | 0.62733 | 0.51296 | 0.60967 | 0.56057 | 0.52691 | 0.60628 | 0.44245 | 0.5324 | 3 | 1 | 133 | 14314 | 5390 | 7851 | 10947 | 2004 | 2906 | 10278 | 1640 | 1257 | 29705 | 1.28 | 1.31 | 14793.225
3446 | 14 | 144 | 2017-05-24 | 0.81132 | 1 | 0.81132 | 0.74699 | 0.97576 | 0.65449 | 0.64217 | 0.63316 | 0.51268 | 0.61211 | 0.56289 | 0.53035 | 0.61516 | 0.44949 | 0.53892 | 3 | 1 | 134 | 14463 | 5436 | 7924 | 10941 | 2012 | 2918 | 10345 | 1664 | 1277 | 30069 | 1.29 | 1.24 | 15160.185
3447 | 15 | 144 | 2017-05-24 | 0.76101 | 1 | 0.76101 | 0.74096 | 1 | 0.65422 | 0.64324 | 0.6294 | 0.51441 | 0.60937 | 0.56231 | 0.5346 | 0.61774 | 0.45195 | 0.54265 | 3 | 1 | 135 | 14457 | 5445 | 7877 | 10978 | 2003 | 2915 | 10428 | 1671 | 1284 | 30277 | 1.21 | 1.23 | 15536.75
3448 | 16 | 144 | 2017-05-24 | 0.77358 | 1 | 0.77358 | 0.72892 | 0.99944 | 0.65128 | 0.64595 | 0.62085 | 0.51075 | 0.60024 | 0.55922 | 0.53927 | 0.61664 | 0.46005 | 0.54684 | 3 | 1 | 136 | 14392 | 5468 | 7770 | 10900 | 1973 | 2899 | 10519 | 1668 | 1307 | 30511 | 1.23 | 1.21 | 15528.105
3449 | 17 | 144 | 2017-05-24 | 0.77987 | 1 | 0.77987 | 0.72289 | 0.98608 | 0.65196 | 0.64926 | 0.61438 | 0.50611 | 0.60268 | 0.55671 | 0.54711 | 0.61664 | 0.47342 | 0.55324 | 3 | 1 | 137 | 14407 | 5496 | 7689 | 10801 | 1981 | 2886 | 10672 | 1668 | 1345 | 30868 | 1.24 | 1.2 | 15320.515
3450 | 18 | 144 | 2017-05-24 | 0.83648 | 1 | 0.83648 | 0.77108 | 0.92154 | 0.6492 | 0.65186 | 0.60631 | 0.50321 | 0.60481 | 0.55691 | 0.55665 | 0.61109 | 0.48469 | 0.5574 | 3 | 1 | 138 | 14346 | 5518 | 7588 | 10739 | 1988 | 2887 | 10858 | 1653 | 1377 | 31100 | 1.33 | 1.28 | 14317.695
3451 | 19 | 144 | 2017-05-24 | 0.83648 | 1 | 0.83648 | 0.80723 | 0.8823 | 0.64644 | 0.64843 | 0.59736 | 0.49843 | 0.59994 | 0.55478 | 0.56029 | 0.59815 | 0.49138 | 0.55272 | 3 | 1 | 139 | 14285 | 5489 | 7476 | 10637 | 1972 | 2876 | 10929 | 1618 | 1396 | 30839 | 1.33 | 1.34 | 13708.055
3452 | 20 | 144 | 2017-05-24 | 0.90566 | 1 | 0.90566 | 0.8494 | 0.93549 | 0.64142 | 0.64773 | 0.59217 | 0.48971 | 0.59294 | 0.55421 | 0.55598 | 0.59076 | 0.4875 | 0.54892 | 3 | 1 | 140 | 14174 | 5483 | 7411 | 10451 | 1949 | 2873 | 10845 | 1598 | 1385 | 30627 | 1.44 | 1.41 | 14534.475
3453 | 21 | 144 | 2017-05-24 | 0.98742 | 1 | 0.98742 | 0.88554 | 0.93593 | 0.64105 | 0.65765 | 0.60192 | 0.48803 | 0.59842 | 0.55883 | 0.55378 | 0.59372 | 0.48926 | 0.55804 | 3 | 1 | 141 | 14166 | 5567 | 7533 | 10415 | 1967 | 2897 | 10802 | 1606 | 1390 | 31136 | 1.57 | 1.47 | 14541.295
3454 | 22 | 144 | 2017-05-24 | 1 | 1 | 1 | 0.84337 | 0.9084 | 0.63784 | 0.64383 | 0.5972 | 0.49885 | 0.59112 | 0.55961 | 0.53394 | 0.58115 | 0.4956 | 0.54132 | 3 | 1 | 142 | 14095 | 5450 | 7474 | 10646 | 1943 | 2901 | 10415 | 1572 | 1408 | 30203 | 1.59 | 1.4 | 14113.52
3455 | 23 | 144 | 2017-05-24 | 0.91824 | 1 | 0.91824 | 0.74699 | 0.88374 | 0.59924 | 0.59504 | 0.56205 | 0.48386 | 0.55035 | 0.52045 | 0.49072 | 0.54529 | 0.45407 | 0.49338 | 3 | 1 | 143 | 13242 | 5037 | 7034 | 10326 | 1809 | 2698 | 9572 | 1475 | 1290 | 27528 | 1.46 | 1.24 | 13730.465
3456 | 24 | 144 | 2017-05-24 | 0.79245 | 1 | 0.79245 | 0.63855 | 0.84359 | 0.55435 | 0.5492 | 0.52281 | 0.45063 | 0.50654 | 0.48225 | 0.44391 | 0.50351 | 0.40408 | 0.45033 | 3 | 1 | 144 | 12250 | 4649 | 6543 | 9617 | 1665 | 2500 | 8659 | 1362 | 1148 | 25126 | 1.26 | 1.06 | 13106.685
3457 | 1 | 145 | 2017-05-25 | 0.64151 | 1 | 0.64151 | 0.59639 | 0.80131 | 0.51896 | 0.51447 | 0.49317 | 0.41676 | 0.47825 | 0.44772 | 0.41587 | 0.45804 | 0.37874 | 0.41273 | 4 | 1 | 1 | 11468 | 4355 | 6172 | 8894 | 1572 | 2321 | 8112 | 1239 | 1076 | 23028 | 1.02 | 0.99 | 12449.825
3458 | 2 | 145 | 2017-05-25 | 0.60377 | 1 | 0.60377 | 0.57831 | 0.77242 | 0.49787 | 0.49687 | 0.47535 | 0.39478 | 0.45391 | 0.43441 | 0.39701 | 0.4403 | 0.35868 | 0.39536 | 4 | 1 | 2 | 11002 | 4206 | 5949 | 8425 | 1492 | 2252 | 7744 | 1191 | 1019 | 22059 | 0.96 | 0.96 | 12000.945
3459 | 3 | 145 | 2017-05-25 | 0.60377 | 1 | 0.60377 | 0.56024 | 0.74901 | 0.48466 | 0.48565 | 0.46576 | 0.38213 | 0.4387 | 0.42438 | 0.38624 | 0.43401 | 0.34741 | 0.38663 | 4 | 1 | 3 | 10710 | 4111 | 5829 | 8155 | 1442 | 2200 | 7534 | 1174 | 987 | 21572 | 0.96 | 0.93 | 11637.225
3460 | 4 | 145 | 2017-05-25 | 0.59119 | 1 | 0.59119 | 0.54819 | 0.73082 | 0.48194 | 0.48447 | 0.46089 | 0.37397 | 0.4317 | 0.41995 | 0.38234 | 0.43031 | 0.34636 | 0.38362 | 4 | 1 | 4 | 10650 | 4101 | 5768 | 7981 | 1419 | 2177 | 7458 | 1164 | 984 | 21404 | 0.94 | 0.91 | 11354.585
3461 | 5 | 145 | 2017-05-25 | 0.62893 | 1 | 0.62893 | 0.54819 | 0.71832 | 0.48737 | 0.49451 | 0.4684 | 0.37102 | 0.43931 | 0.42863 | 0.39029 | 0.43808 | 0.35164 | 0.3903 | 4 | 1 | 5 | 10770 | 4186 | 5862 | 7918 | 1444 | 2222 | 7613 | 1185 | 999 | 21777 | 1 | 0.91 | 11160.345
3462 | 6 | 145 | 2017-05-25 | 0.69182 | 1 | 0.69182 | 0.56627 | 0.72546 | 0.51457 | 0.52522 | 0.49149 | 0.37946 | 0.47003 | 0.45409 | 0.41961 | 0.46248 | 0.3798 | 0.41638 | 4 | 1 | 6 | 11371 | 4446 | 6151 | 8098 | 1545 | 2354 | 8185 | 1251 | 1079 | 23232 | 1.1 | 0.94 | 11271.335
3463 | 7 | 145 | 2017-05-25 | 0.76101 | 1 | 0.76101 | 0.62651 | 0.7356 | 0.55833 | 0.57496 | 0.53032 | 0.40312 | 0.52814 | 0.49904 | 0.46955 | 0.50018 | 0.43013 | 0.46242 | 4 | 1 | 7 | 12338 | 4867 | 6637 | 8603 | 1736 | 2587 | 9159 | 1353 | 1222 | 25801 | 1.21 | 1.04 | 11428.795
3464 | 8 | 145 | 2017-05-25 | 0.77358 | 1 | 0.77358 | 0.6988 | 0.74366 | 0.58738 | 0.60331 | 0.5642 | 0.43976 | 0.55978 | 0.52488 | 0.50605 | 0.53161 | 0.44562 | 0.50309 | 4 | 1 | 8 | 12980 | 5107 | 7061 | 9385 | 1840 | 2721 | 9871 | 1438 | 1266 | 28070 | 1.23 | 1.16 | 11554.04
3465 | 9 | 145 | 2017-05-25 | 0.72327 | 1 | 0.72327 | 0.73494 | 0.84656 | 0.60318 | 0.60933 | 0.58346 | 0.47547 | 0.5753 | 0.54051 | 0.51323 | 0.55342 | 0.43893 | 0.51515 | 4 | 1 | 9 | 13329 | 5158 | 7302 | 10147 | 1891 | 2802 | 10011 | 1497 | 1247 | 28743 | 1.15 | 1.22 | 13152.805
3466 | 10 | 145 | 2017-05-25 | 0.7044 | 1 | 0.7044 | 0.74096 | 0.91285 | 0.61562 | 0.61843 | 0.59744 | 0.49548 | 0.58868 | 0.54842 | 0.51815 | 0.56525 | 0.43893 | 0.51985 | 4 | 1 | 10 | 13604 | 5235 | 7477 | 10574 | 1935 | 2843 | 10107 | 1529 | 1247 | 29005 | 1.12 | 1.23 | 14182.66
3467 | 11 | 145 | 2017-05-25 | 0.72956 | 1 | 0.72956 | 0.73494 | 0.9624 | 0.62684 | 0.62516 | 0.60711 | 0.50649 | 0.59629 | 0.55575 | 0.5285 | 0.57856 | 0.44245 | 0.52481 | 4 | 1 | 11 | 13852 | 5292 | 7598 | 10809 | 1960 | 2881 | 10309 | 1565 | 1257 | 29282 | 1.16 | 1.22 | 14952.575
3468 | 12 | 145 | 2017-05-25 | 0.67925 | 1 | 0.67925 | 0.74096 | 0.97754 | 0.63087 | 0.63142 | 0.60887 | 0.51305 | 0.60024 | 0.55883 | 0.53707 | 0.58632 | 0.43752 | 0.52603 | 4 | 1 | 12 | 13941 | 5345 | 7620 | 10949 | 1973 | 2897 | 10476 | 1586 | 1243 | 29350 | 1.08 | 1.23 | 15187.805
3469 | 13 | 145 | 2017-05-25 | 0.6478 | 1 | 0.6478 | 0.75904 | 0.95214 | 0.63513 | 0.63107 | 0.60887 | 0.51614 | 0.60298 | 0.55787 | 0.54655 | 0.59261 | 0.44456 | 0.52671 | 4 | 1 | 13 | 14035 | 5342 | 7620 | 11015 | 1982 | 2892 | 10661 | 1603 | 1263 | 29388 | 1.03 | 1.26 | 14793.225
3470 | 14 | 145 | 2017-05-25 | 0.6478 | 1 | 0.6478 | 0.77711 | 0.97576 | 0.63766 | 0.63379 | 0.61079 | 0.5176 | 0.60359 | 0.55748 | 0.55475 | 0.5963 | 0.44703 | 0.52811 | 4 | 1 | 14 | 14091 | 5365 | 7644 | 11046 | 1984 | 2890 | 10821 | 1613 | 1270 | 29466 | 1.03 | 1.29 | 15160.185
3471 | 15 | 145 | 2017-05-25 | 0.66038 | 1 | 0.66038 | 0.79518 | 1 | 0.63585 | 0.62894 | 0.60431 | 0.52144 | 0.60055 | 0.55459 | 0.55988 | 0.60074 | 0.45055 | 0.52852 | 4 | 1 | 15 | 14051 | 5324 | 7563 | 11128 | 1974 | 2875 | 10921 | 1625 | 1280 | 29489 | 1.05 | 1.32 | 15536.75
3472 | 16 | 145 | 2017-05-25 | 0.66038 | 1 | 0.66038 | 0.84337 | 0.99944 | 0.63259 | 0.62693 | 0.59744 | 0.51863 | 0.59294 | 0.55305 | 0.56562 | 0.59963 | 0.45759 | 0.53195 | 4 | 1 | 16 | 13979 | 5307 | 7477 | 11068 | 1949 | 2867 | 11033 | 1622 | 1300 | 29680 | 1.05 | 1.4 | 15528.105
3473 | 17 | 145 | 2017-05-25 | 0.67925 | 1 | 0.67925 | 0.87349 | 0.98608 | 0.62956 | 0.62977 | 0.59137 | 0.51347 | 0.59081 | 0.55112 | 0.57136 | 0.60074 | 0.46639 | 0.53661 | 4 | 1 | 17 | 13912 | 5331 | 7401 | 10958 | 1942 | 2857 | 11145 | 1625 | 1325 | 29940 | 1.08 | 1.45 | 15320.515
3474 | 18 | 145 | 2017-05-25 | 0.73585 | 1 | 0.73585 | 0.95783 | 0.92154 | 0.62666 | 0.63095 | 0.58498 | 0.50724 | 0.59233 | 0.55073 | 0.57972 | 0.59704 | 0.47483 | 0.54062 | 4 | 1 | 18 | 13848 | 5341 | 7321 | 10825 | 1947 | 2855 | 11308 | 1615 | 1349 | 30164 | 1.17 | 1.59 | 14317.695
3475 | 19 | 145 | 2017-05-25 | 0.7673 | 1 | 0.7673 | 0.98193 | 0.8823 | 0.62381 | 0.62859 | 0.58026 | 0.50274 | 0.58777 | 0.5488 | 0.57787 | 0.58743 | 0.47941 | 0.54114 | 4 | 1 | 19 | 13785 | 5321 | 7262 | 10729 | 1932 | 2845 | 11272 | 1589 | 1362 | 30193 | 1.22 | 1.63 | 13708.055
3476 | 20 | 145 | 2017-05-25 | 0.86164 | 1 | 0.86164 | 1 | 0.93549 | 0.62449 | 0.63213 | 0.57875 | 0.49515 | 0.58108 | 0.54456 | 0.57147 | 0.58226 | 0.47941 | 0.54227 | 4 | 1 | 20 | 13800 | 5351 | 7243 | 10567 | 1910 | 2823 | 11147 | 1575 | 1362 | 30256 | 1.37 | 1.66 | 14534.475
3477 | 21 | 145 | 2017-05-25 | 0.88679 | 1 | 0.88679 | 0.99398 | 0.93593 | 0.63553 | 0.64536 | 0.58162 | 0.50134 | 0.58534 | 0.55305 | 0.57387 | 0.58373 | 0.48117 | 0.55211 | 4 | 1 | 21 | 14044 | 5463 | 7279 | 10699 | 1924 | 2867 | 11194 | 1579 | 1367 | 30805 | 1.41 | 1.65 | 14541.295
3478 | 22 | 145 | 2017-05-25 | 0.84906 | 1 | 0.84906 | 0.90964 | 0.9084 | 0.63028 | 0.6326 | 0.58386 | 0.5063 | 0.58077 | 0.55671 | 0.55373 | 0.57006 | 0.49595 | 0.53109 | 4 | 1 | 22 | 13928 | 5355 | 7307 | 10805 | 1909 | 2886 | 10801 | 1542 | 1409 | 29632 | 1.35 | 1.51 | 14113.52
3479 | 23 | 145 | 2017-05-25 | 0.7673 | 1 | 0.7673 | 0.79518 | 0.88374 | 0.58969 | 0.5889 | 0.55254 | 0.48779 | 0.54244 | 0.52276 | 0.50584 | 0.53235 | 0.46216 | 0.48599 | 4 | 1 | 23 | 13031 | 4985 | 6915 | 10410 | 1783 | 2710 | 9867 | 1440 | 1313 | 27116 | 1.22 | 1.32 | 13730.465
3480 | 24 | 145 | 2017-05-25 | 0.6478 | 1 | 0.6478 | 0.68675 | 0.84359 | 0.54629 | 0.54589 | 0.51626 | 0.45345 | 0.49894 | 0.48418 | 0.45606 | 0.48909 | 0.41429 | 0.44545 | 4 | 1 | 24 | 12072 | 4621 | 6461 | 9677 | 1640 | 2510 | 8896 | 1323 | 1177 | 24854 | 1.03 | 1.14 | 13106.685
3481 | 1 | 146 | 2017-05-26 | 0.58491 | 1 | 0.58491 | 0.64458 | 0.80131 | 0.52634 | 0.51613 | 0.49748 | 0.41887 | 0.46152 | 0.44907 | 0.42613 | 0.45139 | 0.37944 | 0.4188 | 5 | 1 | 25 | 11631 | 4369 | 6226 | 8939 | 1517 | 2328 | 8312 | 1221 | 1078 | 23367 | 0.93 | 1.07 | 12449.825
3482 | 2 | 146 | 2017-05-26 | 0.54717 | 1 | 0.54717 | 0.62048 | 0.77242 | 0.50376 | 0.49675 | 0.47879 | 0.39558 | 0.43657 | 0.43268 | 0.40382 | 0.43512 | 0.35692 | 0.39993 | 5 | 1 | 26 | 11132 | 4205 | 5992 | 8442 | 1435 | 2243 | 7877 | 1177 | 1014 | 22314 | 0.87 | 1.03 | 12000.945
3483 | 3 | 146 | 2017-05-26 | 0.54088 | 1 | 0.54088 | 0.60843 | 0.74901 | 0.49081 | 0.48742 | 0.46864 | 0.38119 | 0.42105 | 0.42342 | 0.39173 | 0.42662 | 0.34671 | 0.38894 | 5 | 1 | 27 | 10846 | 4126 | 5865 | 8135 | 1384 | 2195 | 7641 | 1154 | 985 | 21701 | 0.86 | 1.01 | 11637.225
3484 | 4 | 146 | 2017-05-26 | 0.54717 | 1 | 0.54717 | 0.62048 | 0.73082 | 0.48746 | 0.48541 | 0.46432 | 0.37294 | 0.41558 | 0.42033 | 0.38665 | 0.4244 | 0.34354 | 0.38455 | 5 | 1 | 28 | 10772 | 4109 | 5811 | 7959 | 1366 | 2179 | 7542 | 1148 | 976 | 21456 | 0.87 | 1.03 | 11354.585
3485 | 5 | 146 | 2017-05-26 | 0.57862 | 1 | 0.57862 | 0.63855 | 0.71832 | 0.49407 | 0.49415 | 0.46984 | 0.37018 | 0.42136 | 0.42728 | 0.39378 | 0.43105 | 0.34847 | 0.39152 | 5 | 1 | 29 | 10918 | 4183 | 5880 | 7900 | 1385 | 2215 | 7681 | 1166 | 990 | 21845 | 0.92 | 1.06 | 11160.345
3486 | 6 | 146 | 2017-05-26 | 0.6478 | 1 | 0.6478 | 0.69277 | 0.72546 | 0.52136 | 0.52286 | 0.49485 | 0.37763 | 0.45087 | 0.45216 | 0.42115 | 0.4536 | 0.37557 | 0.41877 | 5 | 1 | 30 | 11521 | 4426 | 6193 | 8059 | 1482 | 2344 | 8215 | 1227 | 1067 | 23365 | 1.03 | 1.15 | 11271.335
3487 | 7 | 146 | 2017-05-26 | 0.71069 | 1 | 0.71069 | 0.75904 | 0.7356 | 0.56317 | 0.56751 | 0.5332 | 0.39918 | 0.50502 | 0.48997 | 0.46775 | 0.49131 | 0.42168 | 0.46416 | 5 | 1 | 31 | 12445 | 4804 | 6673 | 8519 | 1660 | 2540 | 9124 | 1329 | 1198 | 25898 | 1.13 | 1.26 | 11428.795
3488 | 8 | 146 | 2017-05-26 | 0.73585 | 1 | 0.73585 | 0.74699 | 0.74366 | 0.59322 | 0.59764 | 0.56324 | 0.43442 | 0.53666 | 0.51427 | 0.50051 | 0.52311 | 0.43928 | 0.49929 | 5 | 1 | 32 | 13109 | 5059 | 7049 | 9271 | 1764 | 2666 | 9763 | 1415 | 1248 | 27858 | 1.17 | 1.24 | 11554.04
3489 | 9 | 146 | 2017-05-26 | 0.71698 | 1 | 0.71698 | 0.71084 | 0.84656 | 0.60942 | 0.60732 | 0.58194 | 0.47041 | 0.55157 | 0.53299 | 0.51733 | 0.54196 | 0.43823 | 0.51449 | 5 | 1 | 33 | 13467 | 5141 | 7283 | 10039 | 1813 | 2763 | 10091 | 1466 | 1245 | 28706 | 1.14 | 1.18 | 13152.805
3490 | 10 | 146 | 2017-05-26 | 0.69811 | 1 | 0.69811 | 0.6988 | 0.91285 | 0.61942 | 0.61488 | 0.59513 | 0.49145 | 0.56647 | 0.54726 | 0.53389 | 0.5549 | 0.44703 | 0.52207 | 5 | 1 | 34 | 13688 | 5205 | 7448 | 10488 | 1862 | 2837 | 10414 | 1501 | 1270 | 29129 | 1.11 | 1.16 | 14182.66
3491 | 11 | 146 | 2017-05-26 | 0.7044 | 1 | 0.7044 | 0.72289 | 0.9624 | 0.63055 | 0.62245 | 0.60408 | 0.5049 | 0.57712 | 0.56019 | 0.55316 | 0.57116 | 0.46111 | 0.52987 | 5 | 1 | 35 | 13934 | 5269 | 7560 | 10775 | 1897 | 2904 | 10790 | 1545 | 1310 | 29564 | 1.12 | 1.2 | 14952.575
3492 | 12 | 146 | 2017-05-26 | 0.67925 | 1 | 0.67925 | 0.72289 | 0.97754 | 0.63558 | 0.62587 | 0.6036 | 0.51628 | 0.5826 | 0.56887 | 0.56921 | 0.57856 | 0.47026 | 0.53352 | 5 | 1 | 36 | 14045 | 5298 | 7554 | 11018 | 1915 | 2949 | 11103 | 1565 | 1336 | 29768 | 1.08 | 1.2 | 15187.805
3493 | 13 | 146 | 2017-05-26 | 0.62264 | 1 | 0.62264 | 0.6988 | 0.95214 | 0.64047 | 0.62351 | 0.60264 | 0.52036 | 0.59172 | 0.57137 | 0.58146 | 0.57893 | 0.48997 | 0.53573 | 5 | 1 | 37 | 14153 | 5278 | 7542 | 11105 | 1945 | 2962 | 11342 | 1566 | 1392 | 29891 | 0.99 | 1.16 | 14793.225
3494 | 14 | 146 | 2017-05-26 | 0.63522 | 1 | 0.63522 | 0.6988 | 0.97576 | 0.6473 | 0.62611 | 0.60112 | 0.52144 | 0.59994 | 0.57755 | 0.59489 | 0.58595 | 0.50581 | 0.53949 | 5 | 1 | 38 | 14304 | 5300 | 7523 | 11128 | 1972 | 2994 | 11604 | 1585 | 1437 | 30101 | 1.01 | 1.16 | 15160.185
3495 | 15 | 146 | 2017-05-26 | 0.65409 | 1 | 0.65409 | 0.70482 | 1 | 0.64802 | 0.62256 | 0.59608 | 0.52416 | 0.60116 | 0.58121 | 0.60638 | 0.58447 | 0.52376 | 0.54129 | 5 | 1 | 39 | 14320 | 5270 | 7460 | 11186 | 1976 | 3013 | 11828 | 1581 | 1488 | 30201 | 1.04 | 1.17 | 15536.75
3496 | 16 | 146 | 2017-05-26 | 0.67925 | 1 | 0.67925 | 0.72289 | 0.99944 | 0.64802 | 0.61985 | 0.5857 | 0.51984 | 0.59568 | 0.58796 | 0.61719 | 0.57819 | 0.54382 | 0.54342 | 5 | 1 | 40 | 14320 | 5247 | 7330 | 11094 | 1958 | 3048 | 12039 | 1564 | 1545 | 30320 | 1.08 | 1.2 | 15528.105
3497 | 17 | 146 | 2017-05-26 | 0.73585 | 1 | 0.73585 | 0.78313 | 0.98608 | 0.64621 | 0.62197 | 0.57827 | 0.51432 | 0.59842 | 0.59144 | 0.62299 | 0.57449 | 0.56177 | 0.54698 | 5 | 1 | 41 | 14280 | 5265 | 7237 | 10976 | 1967 | 3066 | 12152 | 1554 | 1596 | 30519 | 1.17 | 1.3 | 15320.515
3498 | 18 | 146 | 2017-05-26 | 0.79874 | 1 | 0.79874 | 0.81325 | 0.92154 | 0.64142 | 0.61937 | 0.57115 | 0.50855 | 0.59477 | 0.59066 | 0.62499 | 0.56414 | 0.57163 | 0.54734 | 5 | 1 | 42 | 14174 | 5243 | 7148 | 10853 | 1955 | 3062 | 12191 | 1526 | 1624 | 30539 | 1.27 | 1.35 | 14317.695
3499 | 19 | 146 | 2017-05-26 | 0.83648 | 1 | 0.83648 | 0.8494 | 0.8823 | 0.62906 | 0.61418 | 0.56085 | 0.49993 | 0.58382 | 0.58179 | 0.61314 | 0.54713 | 0.57057 | 0.53999 | 5 | 1 | 43 | 13901 | 5199 | 7019 | 10669 | 1919 | 3016 | 11960 | 1480 | 1621 | 30129 | 1.33 | 1.41 | 13708.055
3500 | 20 | 146 | 2017-05-26 | 0.91824 | 1 | 0.91824 | 0.90361 | 0.93549 | 0.61689 | 0.60732 | 0.55406 | 0.48934 | 0.56739 | 0.56597 | 0.59392 | 0.53826 | 0.55473 | 0.53392 | 5 | 1 | 44 | 13632 | 5141 | 6934 | 10443 | 1865 | 2934 | 11585 | 1456 | 1576 | 29790 | 1.46 | 1.5 | 14534.475
3501 | 21 | 146 | 2017-05-26 | 0.91195 | 1 | 0.91195 | 0.93976 | 0.93593 | 0.61549 | 0.61429 | 0.55997 | 0.48386 | 0.56678 | 0.55498 | 0.58946 | 0.5427 | 0.53643 | 0.54044 | 5 | 1 | 45 | 13601 | 5200 | 7008 | 10326 | 1863 | 2877 | 11498 | 1468 | 1524 | 30154 | 1.45 | 1.56 | 14541.295
3502 | 22 | 146 | 2017-05-26 | 0.89308 | 1 | 0.89308 | 0.89759 | 0.9084 | 0.61902 | 0.60744 | 0.5662 | 0.49262 | 0.56647 | 0.55671 | 0.56982 | 0.53383 | 0.54347 | 0.52591 | 5 | 1 | 46 | 13679 | 5142 | 7086 | 10513 | 1862 | 2886 | 11115 | 1444 | 1544 | 29343 | 1.42 | 1.49 | 14113.52
3503 | 23 | 146 | 2017-05-26 | 0.7673 | 1 | 0.7673 | 0.8012 | 0.88374 | 0.5848 | 0.5707 | 0.53528 | 0.48273 | 0.53027 | 0.52932 | 0.5285 | 0.50647 | 0.51109 | 0.4901 | 5 | 1 | 47 | 12923 | 4831 | 6699 | 10302 | 1743 | 2744 | 10309 | 1370 | 1452 | 27345 | 1.22 | 1.33 | 13730.465
3504 | 24 | 146 | 2017-05-26 | 0.69182 | 1 | 0.69182 | 0.69277 | 0.84359 | 0.54 | 0.53006 | 0.49924 | 0.4519 | 0.48433 | 0.49074 | 0.48211 | 0.4695 | 0.46005 | 0.45199 | 5 | 1 | 48 | 11933 | 4487 | 6248 | 9644 | 1592 | 2544 | 9404 | 1270 | 1307 | 25219 | 1.1 | 1.15 | 13106.685
3505 | 1 | 147 | 2017-05-27 | 0.61635 | 1 | 0.61635 | 0.64458 | 0.77448 | 0.50796 | 0.5003 | 0.46584 | 0.42402 | 0.44417 | 0.45177 | 0.45894 | 0.44362 | 0.42415 | 0.41658 | 6 | 2 | 49 | 11225 | 4235 | 5830 | 9049 | 1460 | 2342 | 8952 | 1200 | 1205 | 23243 | 0.98 | 1.07 | 12032.86
3506 | 2 | 147 | 2017-05-27 | 0.61006 | 1 | 0.61006 | 0.62048 | 0.74964 | 0.48303 | 0.47797 | 0.44539 | 0.39881 | 0.41406 | 0.43287 | 0.4311 | 0.42662 | 0.39493 | 0.3952 | 6 | 2 | 50 | 10674 | 4046 | 5574 | 8511 | 1361 | 2244 | 8409 | 1154 | 1122 | 22050 | 0.97 | 1.03 | 11646.96
3507 | 3 | 147 | 2017-05-27 | 0.59748 | 1 | 0.59748 | 0.62048 | 0.72838 | 0.46855 | 0.46604 | 0.43332 | 0.38297 | 0.39671 | 0.41821 | 0.41228 | 0.41553 | 0.37311 | 0.38104 | 6 | 2 | 51 | 10354 | 3945 | 5423 | 8173 | 1304 | 2168 | 8042 | 1124 | 1060 | 21260 | 0.95 | 1.03 | 11316.6
3508 | 4 | 147 | 2017-05-27 | 0.58491 | 1 | 0.58491 | 0.62048 | 0.71262 | 0.46176 | 0.46048 | 0.42605 | 0.37224 | 0.38789 | 0.40972 | 0.40126 | 0.40998 | 0.36396 | 0.37272 | 6 | 2 | 52 | 10204 | 3898 | 5332 | 7944 | 1275 | 2124 | 7827 | 1109 | 1034 | 20796 | 0.93 | 1.03 | 11071.73
3509 | 5 | 147 | 2017-05-27 | 0.60377 | 1 | 0.60377 | 0.64458 | 0.70005 | 0.46095 | 0.46084 | 0.42461 | 0.36709 | 0.38576 | 0.4076 | 0.39721 | 0.41146 | 0.35692 | 0.37166 | 6 | 2 | 53 | 10186 | 3901 | 5314 | 7834 | 1268 | 2113 | 7748 | 1113 | 1014 | 20737 | 0.96 | 1.07 | 10876.555
3510 | 6 | 147 | 2017-05-27 | 0.67296 | 1 | 0.67296 | 0.6988 | 0.69248 | 0.47027 | 0.47005 | 0.43396 | 0.3669 | 0.39671 | 0.41069 | 0.40167 | 0.41774 | 0.3629 | 0.37702 | 6 | 2 | 54 | 10392 | 3979 | 5431 | 7830 | 1304 | 2129 | 7835 | 1130 | 1031 | 21036 | 1.07 | 1.16 | 10758.83
3511 | 7 | 147 | 2017-05-27 | 0.73585 | 1 | 0.73585 | 0.77108 | 0.68725 | 0.47991 | 0.48246 | 0.44147 | 0.37121 | 0.41588 | 0.41281 | 0.41141 | 0.42514 | 0.37381 | 0.38772 | 6 | 2 | 55 | 10605 | 4084 | 5525 | 7922 | 1367 | 2140 | 8025 | 1150 | 1062 | 21633 | 1.17 | 1.28 | 10677.68
3512 | 8 | 147 | 2017-05-27 | 0.74214 | 1 | 0.74214 | 0.78313 | 0.67879 | 0.49896 | 0.50348 | 0.46017 | 0.38063 | 0.43383 | 0.4265 | 0.4391 | 0.44362 | 0.39317 | 0.4107 | 6 | 2 | 56 | 11026 | 4262 | 5759 | 8123 | 1426 | 2211 | 8565 | 1200 | 1117 | 22915 | 1.18 | 1.3 | 10546.135
3513 | 9 | 147 | 2017-05-27 | 0.74843 | 1 | 0.74843 | 0.74699 | 0.73509 | 0.53018 | 0.53077 | 0.48534 | 0.40162 | 0.4606 | 0.45621 | 0.47878 | 0.46913 | 0.42626 | 0.4397 | 6 | 2 | 57 | 11716 | 4493 | 6074 | 8571 | 1514 | 2365 | 9339 | 1269 | 1211 | 24533 | 1.19 | 1.24 | 11420.965
3514 | 10 | 147 | 2017-05-27 | 0.71698 | 1 | 0.71698 | 0.72892 | 0.80309 | 0.55521 | 0.55322 | 0.50683 | 0.42786 | 0.48768 | 0.4836 | 0.5162 | 0.49464 | 0.46111 | 0.4625 | 6 | 2 | 58 | 12269 | 4683 | 6343 | 9131 | 1603 | 2507 | 10069 | 1338 | 1310 | 25805 | 1.14 | 1.21 | 12477.48
3515 | 11 | 147 | 2017-05-27 | 0.71698 | 1 | 0.71698 | 0.71084 | 0.84627 | 0.57507 | 0.5694 | 0.52313 | 0.44801 | 0.50472 | 0.50772 | 0.54911 | 0.51682 | 0.48891 | 0.4768 | 6 | 2 | 59 | 12708 | 4820 | 6547 | 9561 | 1659 | 2632 | 10711 | 1398 | 1389 | 26603 | 1.14 | 1.18 | 13148.295
3516 | 12 | 147 | 2017-05-27 | 0.69811 | 1 | 0.69811 | 0.68072 | 0.85829 | 0.58842 | 0.57909 | 0.52936 | 0.46361 | 0.51597 | 0.52411 | 0.5769 | 0.52717 | 0.50546 | 0.48461 | 6 | 2 | 60 | 13003 | 4902 | 6625 | 9894 | 1696 | 2717 | 11253 | 1426 | 1436 | 27039 | 1.11 | 1.13 | 13334.96
3517 | 13 | 147 | 2017-05-27 | 0.63522 | 1 | 0.63522 | 0.6506 | 0.83365 | 0.5982 | 0.58346 | 0.53216 | 0.47238 | 0.5251 | 0.53356 | 0.59889 | 0.53309 | 0.52306 | 0.48911 | 6 | 2 | 61 | 13219 | 4939 | 6660 | 10081 | 1726 | 2766 | 11682 | 1442 | 1486 | 27290 | 1.01 | 1.08 | 12952.21
3518 | 14 | 147 | 2017-05-27 | 0.61635 | 1 | 0.61635 | 0.63253 | 0.83998 | 0.60548 | 0.58712 | 0.53496 | 0.47636 | 0.53149 | 0.54244 | 0.61668 | 0.53826 | 0.5403 | 0.49132 | 6 | 2 | 62 | 13380 | 4970 | 6695 | 10166 | 1747 | 2812 | 12029 | 1456 | 1535 | 27413 | 0.98 | 1.05 | 13050.635
3519 | 15 | 147 | 2017-05-27 | 0.61635 | 1 | 0.61635 | 0.65663 | 0.8466 | 0.61168 | 0.59102 | 0.53688 | 0.47861 | 0.53575 | 0.5544 | 0.63329 | 0.54122 | 0.55333 | 0.49415 | 6 | 2 | 63 | 13517 | 5003 | 6719 | 10214 | 1761 | 2874 | 12353 | 1464 | 1572 | 27571 | 0.98 | 1.09 | 13153.435
3520 | 16 | 147 | 2017-05-27 | 0.64151 | 1 | 0.64151 | 0.68072 | 0.84537 | 0.61902 | 0.5961 | 0.53967 | 0.47852 | 0.54001 | 0.56308 | 0.64724 | 0.54381 | 0.56952 | 0.49795 | 6 | 2 | 64 | 13679 | 5046 | 6754 | 10212 | 1775 | 2919 | 12625 | 1471 | 1618 | 27783 | 1.02 | 1.13 | 13134.275
3521 | 17 | 147 | 2017-05-27 | 0.66667 | 1 | 0.66667 | 0.72892 | 0.83299 | 0.6277 | 0.60402 | 0.54319 | 0.48114 | 0.55126 | 0.56906 | 0.65805 | 0.54898 | 0.57832 | 0.5035 | 6 | 2 | 65 | 13871 | 5113 | 6798 | 10268 | 1812 | 2950 | 12836 | 1485 | 1643 | 28093 | 1.06 | 1.21 | 12941.93
3522 | 18 | 147 | 2017-05-27 | 0.68553 | 1 | 0.68553 | 0.77711 | 0.79767 | 0.62902 | 0.60768 | 0.54215 | 0.48086 | 0.55704 | 0.57234 | 0.66046 | 0.54972 | 0.5836 | 0.50721 | 6 | 2 | 66 | 13900 | 5144 | 6785 | 10262 | 1831 | 2967 | 12883 | 1487 | 1658 | 28300 | 1.09 | 1.29 | 12393.195
3523 | 19 | 147 | 2017-05-27 | 0.7044 | 1 | 0.7044 | 0.79518 | 0.79425 | 0.62218 | 0.60354 | 0.53432 | 0.47777 | 0.554 | 0.56906 | 0.64785 | 0.54492 | 0.57761 | 0.50644 | 6 | 2 | 67 | 13749 | 5109 | 6687 | 10196 | 1821 | 2950 | 12637 | 1474 | 1641 | 28257 | 1.12 | 1.32 | 12340.135
3524 | 20 | 147 | 2017-05-27 | 0.7673 | 1 | 0.7673 | 0.8494 | 0.85572 | 0.6115 | 0.5948 | 0.53016 | 0.47294 | 0.54335 | 0.55999 | 0.62735 | 0.53974 | 0.56424 | 0.50324 | 6 | 2 | 68 | 13513 | 5035 | 6635 | 10093 | 1786 | 2903 | 12237 | 1460 | 1603 | 28078 | 1.22 | 1.41 | 13295.155
3525 | 21 | 147 | 2017-05-27 | 0.83648 | 1 | 0.83648 | 0.89759 | 0.85805 | 0.60992 | 0.59988 | 0.53648 | 0.46811 | 0.54214 | 0.55054 | 0.61561 | 0.54344 | 0.54523 | 0.50928 | 6 | 2 | 69 | 13478 | 5078 | 6714 | 9990 | 1782 | 2854 | 12008 | 1470 | 1549 | 28415 | 1.33 | 1.49 | 13331.25
3526 | 22 | 147 | 2017-05-27 | 0.8239 | 1 | 0.8239 | 0.87349 | 0.84073 | 0.61087 | 0.59268 | 0.54095 | 0.47481 | 0.5394 | 0.5515 | 0.59638 | 0.539 | 0.54875 | 0.50193 | 6 | 2 | 70 | 13499 | 5017 | 6770 | 10133 | 1773 | 2859 | 11633 | 1458 | 1559 | 28005 | 1.31 | 1.45 | 13062.215
3527 | 23 | 147 | 2017-05-27 | 0.77358 | 1 | 0.77358 | 0.75904 | 0.82665 | 0.57978 | 0.557 | 0.51586 | 0.46563 | 0.5105 | 0.52662 | 0.55393 | 0.51238 | 0.51566 | 0.47289 | 6 | 2 | 71 | 12812 | 4715 | 6456 | 9937 | 1678 | 2730 | 10805 | 1386 | 1465 | 26385 | 1.23 | 1.26 | 12843.495
3528 | 24 | 147 | 2017-05-27 | 0.7044 | 1 | 0.7044 | 0.68072 | 0.80437 | 0.53878 | 0.51825 | 0.4831 | 0.44169 | 0.47064 | 0.49402 | 0.50672 | 0.47689 | 0.4692 | 0.44049 | 6 | 2 | 72 | 11906 | 4387 | 6046 | 9426 | 1547 | 2561 | 9884 | 1290 | 1333 | 24577 | 1.12 | 1.13 | 12497.315
3529 | 1 | 148 | 2017-05-28 | 0.6478 | 1 | 0.6478 | 0.63253 | 0.77096 | 0.50901 | 0.48423 | 0.44267 | 0.40462 | 0.46304 | 0.46277 | 0.45145 | 0.44436 | 0.42626 | 0.40479 | 7 | 3 | 73 | 11248 | 4099 | 5540 | 8635 | 1522 | 2399 | 8806 | 1202 | 1211 | 22585 | 1.03 | 1.05 | 11978.235
3530 | 2 | 148 | 2017-05-28 | 0.59748 | 1 | 0.59748 | 0.61446 | 0.74542 | 0.48317 | 0.46249 | 0.42397 | 0.38274 | 0.4317 | 0.44425 | 0.42351 | 0.42625 | 0.39528 | 0.38346 | 7 | 3 | 74 | 10677 | 3915 | 5306 | 8168 | 1419 | 2303 | 8261 | 1153 | 1123 | 21395 | 0.95 | 1.02 | 11581.36
3531 | 3 | 148 | 2017-05-28 | 0.57862 | 1 | 0.57862 | 0.59639 | 0.72049 | 0.46656 | 0.44796 | 0.41215 | 0.36737 | 0.41436 | 0.42785 | 0.4049 | 0.41183 | 0.37276 | 0.37012 | 7 | 3 | 75 | 10310 | 3792 | 5158 | 7840 | 1362 | 2218 | 7898 | 1114 | 1059 | 20651 | 0.92 | 0.99 | 11194.145
3532 | 4 | 148 | 2017-05-28 | 0.58491 | 1 | 0.58491 | 0.61446 | 0.6999 | 0.45769 | 0.44111 | 0.40368 | 0.35701 | 0.40341 | 0.4186 | 0.39352 | 0.40555 | 0.36184 | 0.36175 | 7 | 3 | 76 | 10114 | 3734 | 5052 | 7619 | 1326 | 2170 | 7676 | 1097 | 1028 | 20184 | 0.93 | 1.02 | 10874.225
3533 | 5 | 148 | 2017-05-28 | 0.58491 | 1 | 0.58491 | 0.62048 | 0.68772 | 0.45353 | 0.43969 | 0.40216 | 0.35078 | 0.39854 | 0.41377 | 0.3888 | 0.40407 | 0.35656 | 0.35921 | 7 | 3 | 77 | 10022 | 3722 | 5033 | 7486 | 1310 | 2145 | 7584 | 1093 | 1013 | 20042 | 0.93 | 1.03 | 10684.93
3534 | 6 | 148 | 2017-05-28 | 0.61635 | 1 | 0.61635 | 0.6747 | 0.67866 | 0.45601 | 0.44454 | 0.40503 | 0.34952 | 0.40493 | 0.41165 | 0.38942 | 0.40555 | 0.35656 | 0.36086 | 7 | 3 | 78 | 10077 | 3763 | 5069 | 7459 | 1331 | 2134 | 7596 | 1097 | 1013 | 20134 | 0.98 | 1.12 | 10544.215
3535 | 7 | 148 | 2017-05-28 | 0.67296 | 1 | 0.67296 | 0.75904 | 0.66367 | 0.45891 | 0.45151 | 0.40503 | 0.35041 | 0.41679 | 0.40953 | 0.39552 | 0.40702 | 0.36536 | 0.36566 | 7 | 3 | 79 | 10141 | 3822 | 5069 | 7478 | 1370 | 2123 | 7715 | 1101 | 1038 | 20402 | 1.07 | 1.26 | 10311.225
3536 | 8 | 148 | 2017-05-28 | 0.72327 | 1 | 0.72327 | 0.74699 | 0.63637 | 0.47452 | 0.47348 | 0.41814 | 0.35378 | 0.42896 | 0.4159 | 0.41879 | 0.42033 | 0.38296 | 0.38399 | 7 | 3 | 80 | 10486 | 4008 | 5233 | 7550 | 1410 | 2156 | 8169 | 1137 | 1088 | 21425 | 1.15 | 1.24 | 9887.07
3537 | 9 | 148 | 2017-05-28 | 0.75472 | 1 | 0.75472 | 0.71084 | 0.65776 | 0.50683 | 0.50431 | 0.44323 | 0.36798 | 0.45573 | 0.43981 | 0.45689 | 0.44473 | 0.42274 | 0.41027 | 7 | 3 | 81 | 11200 | 4269 | 5547 | 7853 | 1498 | 2280 | 8912 | 1203 | 1201 | 22891 | 1.2 | 1.18 | 10219.53
3538 | 10 | 148 | 2017-05-28 | 0.79245 | 1 | 0.79245 | 0.6747 | 0.69482 | 0.53561 | 0.53243 | 0.46672 | 0.38883 | 0.48342 | 0.46508 | 0.49159 | 0.47172 | 0.46251 | 0.4324 | 7 | 3 | 82 | 11836 | 4507 | 5841 | 8298 | 1589 | 2411 | 9589 | 1276 | 1314 | 24126 | 1.26 | 1.12 | 10795.295
3539 | 11 | 148 | 2017-05-28 | 0.73585 | 1 | 0.73585 | 0.6506 | 0.7323 | 0.56023 | 0.54991 | 0.48478 | 0.40757 | 0.50472 | 0.4836 | 0.51835 | 0.49464 | 0.48328 | 0.44787 | 7 | 3 | 83 | 12380 | 4655 | 6067 | 8698 | 1659 | 2507 | 10111 | 1338 | 1373 | 24989 | 1.17 | 1.08 | 11377.635
3540 | 12 | 148 | 2017-05-28 | 0.72327 | 1 | 0.72327 | 0.61446 | 0.74794 | 0.57969 | 0.5648 | 0.49916 | 0.4228 | 0.52297 | 0.50309 | 0.54147 | 0.51349 | 0.4956 | 0.4576 | 7 | 3 | 84 | 12810 | 4781 | 6247 | 9023 | 1719 | 2608 | 10562 | 1389 | 1408 | 25532 | 1.15 | 1.02 | 11620.63
3541 | 13 | 148 | 2017-05-28 | 0.71069 | 1 | 0.71069 | 0.63855 | 0.74218 | 0.60028 | 0.57744 | 0.51035 | 0.43269 | 0.54122 | 0.5164 | 0.55942 | 0.52791 | 0.52094 | 0.46578 | 7 | 3 | 85 | 13265 | 4888 | 6387 | 9234 | 1779 | 2677 | 10912 | 1428 | 1480 | 25988 | 1.13 | 1.06 | 11531.12
3542 | 14 | 148 | 2017-05-28 | 0.69182 | 1 | 0.69182 | 0.62048 | 0.75233 | 0.6115 | 0.58523 | 0.51706 | 0.43733 | 0.55278 | 0.52778 | 0.57516 | 0.54011 | 0.54065 | 0.47183 | 7 | 3 | 86 | 13513 | 4954 | 6471 | 9333 | 1817 | 2736 | 11219 | 1461 | 1536 | 26326 | 1.1 | 1.03 | 11688.74
3543 | 15 | 148 | 2017-05-28 | 0.67296 | 1 | 0.67296 | 0.62048 | 0.7566 | 0.62078 | 0.59055 | 0.52249 | 0.43939 | 0.56191 | 0.53974 | 0.58843 | 0.54713 | 0.55403 | 0.47793 | 7 | 3 | 87 | 13718 | 4999 | 6539 | 9377 | 1847 | 2798 | 11478 | 1480 | 1574 | 26666 | 1.07 | 1.03 | 11755.12
3544 | 16 | 148 | 2017-05-28 | 0.68553 | 1 | 0.68553 | 0.63253 | 0.75794 | 0.6296 | 0.59539 | 0.52889 | 0.4407 | 0.568 | 0.55112 | 0.59971 | 0.55268 | 0.56846 | 0.48486 | 7 | 3 | 88 | 13913 | 5040 | 6619 | 9405 | 1867 | 2857 | 11698 | 1495 | 1615 | 27053 | 1.09 | 1.05 | 11775.96
3545 | 17 | 148 | 2017-05-28 | 0.66667 | 1 | 0.66667 | 0.71084 | 0.74929 | 0.63789 | 0.60484 | 0.5352 | 0.44173 | 0.58199 | 0.56057 | 0.60863 | 0.56266 | 0.58078 | 0.49632 | 7 | 3 | 89 | 14096 | 5120 | 6698 | 9427 | 1913 | 2906 | 11872 | 1522 | 1650 | 27692 | 1.06 | 1.18 | 11641.495
3546 | 18 | 148 | 2017-05-28 | 0.69811 | 1 | 0.69811 | 0.71687 | 0.72694 | 0.64282 | 0.61252 | 0.53927 | 0.44351 | 0.59385 | 0.56867 | 0.61376 | 0.56303 | 0.59451 | 0.50695 | 7 | 3 | 90 | 14205 | 5185 | 6749 | 9465 | 1952 | 2948 | 11972 | 1523 | 1689 | 28285 | 1.11 | 1.19 | 11294.21
3547 | 19 | 148 | 2017-05-28 | 0.72327 | 1 | 0.72327 | 0.76506 | 0.72784 | 0.64268 | 0.61559 | 0.53704 | 0.44445 | 0.59446 | 0.56887 | 0.60899 | 0.55749 | 0.59556 | 0.51021 | 7 | 3 | 91 | 14202 | 5211 | 6721 | 9485 | 1954 | 2949 | 11879 | 1508 | 1692 | 28467 | 1.15 | 1.27 | 11308.32
3548 | 20 | 148 | 2017-05-28 | 0.78616 | 1 | 0.78616 | 0.80723 | 0.80601 | 0.63843 | 0.61429 | 0.53504 | 0.44562 | 0.58868 | 0.56346 | 0.59766 | 0.55379 | 0.58888 | 0.51073 | 7 | 3 | 92 | 14108 | 5200 | 6696 | 9510 | 1935 | 2921 | 11658 | 1498 | 1673 | 28496 | 1.25 | 1.34 | 12522.705
3549 | 21 | 148 | 2017-05-28 | 0.83648 | 1 | 0.83648 | 0.86145 | 0.81962 | 0.63929 | 0.62067 | 0.5372 | 0.44867 | 0.58777 | 0.55556 | 0.59377 | 0.55675 | 0.57867 | 0.5194 | 7 | 3 | 93 | 14127 | 5254 | 6723 | 9575 | 1932 | 2880 | 11582 | 1506 | 1644 | 28980 | 1.33 | 1.43 | 12734.27
3550 | 22 | 148 | 2017-05-28 | 0.81761 | 1 | 0.81761 | 0.8494 | 0.81392 | 0.63626 | 0.61299 | 0.54343 | 0.45809 | 0.58442 | 0.55343 | 0.57475 | 0.55749 | 0.57269 | 0.50917 | 7 | 3 | 94 | 14060 | 5189 | 6801 | 9776 | 1921 | 2869 | 11211 | 1508 | 1627 | 28409 | 1.3 | 1.41 | 12645.685
3551 | 23 | 148 | 2017-05-28 | 0.75472 | 1 | 0.75472 | 0.72892 | 0.80175 | 0.60286 | 0.57507 | 0.52257 | 0.4496 | 0.55583 | 0.52373 | 0.52866 | 0.53087 | 0.53045 | 0.47431 | 7 | 3 | 95 | 13322 | 4868 | 6540 | 9595 | 1827 | 2715 | 10312 | 1436 | 1507 | 26464 | 1.2 | 1.21 | 12456.54
3552 | 24 | 148 | 2017-05-28 | 0.68553 | 1 | 0.68553 | 0.6506 | 0.77447 | 0.56295 | 0.53727 | 0.49309 | 0.42641 | 0.51445 | 0.48515 | 0.47872 | 0.49242 | 0.47483 | 0.43701 | 7 | 3 | 96 | 12440 | 4548 | 6171 | 9100 | 1691 | 2515 | 9338 | 1332 | 1349 | 24383 | 1.09 | 1.08 | 12032.68
3553 | 1 | 149 | 2017-05-29 | 0.61635 | 1 | 0.61635 | 0.62651 | 0.80131 | 0.52204 | 0.50939 | 0.47072 | 0.40673 | 0.46304 | 0.44772 | 0.44966 | 0.46359 | 0.40514 | 0.42411 | 1 | 1 | 97 | 11536 | 4312 | 5891 | 8680 | 1522 | 2321 | 8771 | 1254 | 1151 | 23663 | 0.98 | 1.04 | 12449.825
3554 | 2 | 149 | 2017-05-29 | 0.60377 | 1 | 0.60377 | 0.60241 | 0.77242 | 0.5005 | 0.48683 | 0.45194 | 0.38728 | 0.43839 | 0.43306 | 0.42669 | 0.44473 | 0.37874 | 0.40276 | 1 | 1 | 98 | 11060 | 4121 | 5656 | 8265 | 1441 | 2245 | 8323 | 1203 | 1076 | 22472 | 0.96 | 1 | 12000.945
3555 | 3 | 149 | 2017-05-29 | 0.59748 | 1 | 0.59748 | 0.59036 | 0.74901 | 0.48774 | 0.47395 | 0.44099 | 0.37454 | 0.42409 | 0.42245 | 0.41192 | 0.4329 | 0.36044 | 0.39023 | 1 | 1 | 99 | 10778 | 4012 | 5519 | 7993 | 1394 | 2190 | 8035 | 1171 | 1024 | 21773 | 0.95 | 0.98 | 11637.225
3556 | 4 | 149 | 2017-05-29 | 0.61635 | 1 | 0.61635 | 0.59036 | 0.73082 | 0.48348 | 0.46887 | 0.43364 | 0.36746 | 0.41771 | 0.41782 | 0.40659 | 0.4281 | 0.35199 | 0.38416 | 1 | 1 | 100 | 10684 | 3969 | 5427 | 7842 | 1373 | 2166 | 7931 | 1158 | 1000 | 21434 | 0.98 | 0.98 | 11354.585
3557 | 5 | 149 | 2017-05-29 | 0.64151 | 1 | 0.64151 | 0.60843 | 0.71832 | 0.48896 | 0.47324 | 0.43843 | 0.36624 | 0.4244 | 0.42091 | 0.41223 | 0.43327 | 0.34917 | 0.38808 | 1 | 1 | 101 | 10805 | 4006 | 5487 | 7816 | 1395 | 2182 | 8041 | 1172 | 992 | 21653 | 1.02 | 1.01 | 11160.345
3558 | 6 | 149 | 2017-05-29 | 0.71698 | 1 | 0.71698 | 0.6506 | 0.72546 | 0.51634 | 0.49297 | 0.45537 | 0.37524 | 0.45421 | 0.43808 | 0.43643 | 0.45176 | 0.36466 | 0.40591 | 1 | 1 | 102 | 11410 | 4173 | 5699 | 8008 | 1493 | 2271 | 8513 | 1222 | 1036 | 22648 | 1.14 | 1.08 | 11271.335
3559 | 7 | 149 | 2017-05-29 | 0.77358 | 1 | 0.77358 | 0.68675 | 0.7356 | 0.55973 | 0.52191 | 0.47958 | 0.40143 | 0.50989 | 0.462 | 0.47498 | 0.48022 | 0.3974 | 0.43595 | 1 | 1 | 103 | 12369 | 4418 | 6002 | 8567 | 1676 | 2395 | 9265 | 1299 | 1129 | 24324 | 1.23 | 1.14 | 11428.795
3560 | 8 | 149 | 2017-05-29 | 0.77987 | 1 | 0.77987 | 0.71687 | 0.74366 | 0.59141 | 0.54849 | 0.50547 | 0.44009 | 0.54305 | 0.47936 | 0.51056 | 0.50869 | 0.41535 | 0.46594 | 1 | 1 | 104 | 13069 | 4643 | 6326 | 9392 | 1785 | 2485 | 9959 | 1376 | 1180 | 25997 | 1.24 | 1.19 | 11554.04
3561 | 9 | 149 | 2017-05-29 | 0.73585 | 1 | 0.73585 | 0.77108 | 0.84656 | 0.61408 | 0.57484 | 0.53208 | 0.47842 | 0.56526 | 0.49884 | 0.54112 | 0.5353 | 0.43154 | 0.49069 | 1 | 1 | 105 | 13570 | 4866 | 6659 | 10210 | 1858 | 2586 | 10555 | 1448 | 1226 | 27378 | 1.17 | 1.28 | 13152.805
3562 | 10 | 149 | 2017-05-29 | 0.67925 | 1 | 0.67925 | 0.74096 | 0.91285 | 0.63481 | 0.60059 | 0.55445 | 0.50419 | 0.58747 | 0.52083 | 0.57393 | 0.56118 | 0.45653 | 0.51261 | 1 | 1 | 106 | 14028 | 5084 | 6939 | 10760 | 1931 | 2700 | 11195 | 1518 | 1297 | 28601 | 1.08 | 1.23 | 14182.66
3563 | 11 | 149 | 2017-05-29 | 0.66667 | 1 | 0.66667 | 0.75301 | 0.9624 | 0.65965 | 0.62812 | 0.57443 | 0.52308 | 0.60724 | 0.53839 | 0.60986 | 0.5878 | 0.48117 | 0.53327 | 1 | 1 | 107 | 14577 | 5317 | 7189 | 11163 | 1996 | 2791 | 11896 | 1590 | 1367 | 29754 | 1.06 | 1.25 | 14952.575
3564 | 12 | 149 | 2017-05-29 | 0.6478 | 1 | 0.6478 | 0.73494 | 0.97754 | 0.67671 | 0.65103 | 0.58857 | 0.54013 | 0.62276 | 0.55363 | 0.64657 | 0.60591 | 0.49912 | 0.55086 | 1 | 1 | 108 | 14954 | 5511 | 7366 | 11527 | 2047 | 2870 | 12612 | 1639 | 1418 | 30735 | 1.03 | 1.22 | 15187.805
3565 | 13 | 149 | 2017-05-29 | 0.66667 | 1 | 0.66667 | 0.71084 | 0.95214 | 0.69681 | 0.67053 | 0.59816 | 0.55021 | 0.64162 | 0.56501 | 0.67779 | 0.6207 | 0.52376 | 0.566 | 1 | 1 | 109 | 15398 | 5676 | 7486 | 11742 | 2109 | 2929 | 13221 | 1679 | 1488 | 31580 | 1.06 | 1.18 | 14793.225
3566 | 14 | 149 | 2017-05-29 | 0.6478 | 1 | 0.6478 | 0.70482 | 0.97576 | 0.71196 | 0.68718 | 0.60575 | 0.5548 | 0.65592 | 0.57774 | 0.7064 | 0.6366 | 0.54523 | 0.58077 | 1 | 1 | 110 | 15733 | 5817 | 7581 | 11840 | 2156 | 2995 | 13779 | 1722 | 1549 | 32404 | 1.03 | 1.17 | 15160.185
3567 | 15 | 149 | 2017-05-29 | 0.62893 | 1 | 0.62893 | 0.69277 | 1 | 0.72029 | 0.69604 | 0.60599 | 0.55939 | 0.66535 | 0.59105 | 0.72813 | 0.64436 | 0.56037 | 0.59251 | 1 | 1 | 111 | 15917 | 5892 | 7584 | 11938 | 2187 | 3064 | 14203 | 1743 | 1592 | 33059 | 1 | 1.15 | 15536.75
3568 | 16 | 149 | 2017-05-29 | 0.67296 | 1 | 0.67296 | 0.69277 | 0.99944 | 0.72391 | 0.70419 | 0.60631 | 0.55761 | 0.66717 | 0.60301 | 0.74387 | 0.64843 | 0.57656 | 0.6038 | 1 | 1 | 112 | 15997 | 5961 | 7588 | 11900 | 2193 | 3126 | 14510 | 1754 | 1638 | 33689 | 1.07 | 1.15 | 15528.105
3569 | 17 | 149 | 2017-05-29 | 0.72327 | 1 | 0.72327 | 0.75301 | 0.98608 | 0.72785 | 0.70986 | 0.60615 | 0.55339 | 0.67235 | 0.61208 | 0.7529 | 0.6536 | 0.58958 | 0.61398 | 1 | 1 | 113 | 16084 | 6009 | 7586 | 11810 | 2210 | 3173 | 14686 | 1768 | 1675 | 34257 | 1.15 | 1.25 | 15320.515
3570 | 18 | 149 | 2017-05-29 | 0.7673 | 1 | 0.7673 | 0.80723 | 0.92154 | 0.72536 | 0.71045 | 0.60535 | 0.54876 | 0.6766 | 0.61478 | 0.75705 | 0.64806 | 0.60014 | 0.61975 | 1 | 1 | 114 | 16029 | 6014 | 7576 | 11711 | 2224 | 3187 | 14767 | 1753 | 1705 | 34579 | 1.22 | 1.34 | 14317.695
3571 | 19 | 149 | 2017-05-29 | 0.77358 | 1 | 0.77358 | 0.83133 | 0.8823 | 0.71672 | 0.70301 | 0.59976 | 0.54243 | 0.66839 | 0.60764 | 0.74577 | 0.6366 | 0.59838 | 0.61656 | 1 | 1 | 115 | 15838 | 5951 | 7506 | 11576 | 2197 | 3150 | 14547 | 1722 | 1700 | 34401 | 1.23 | 1.38 | 13708.055
3572 | 20 | 149 | 2017-05-29 | 0.80503 | 1 | 0.80503 | 0.8494 | 0.93549 | 0.70807 | 0.69356 | 0.59656 | 0.53268 | 0.65531 | 0.59491 | 0.72491 | 0.62588 | 0.58993 | 0.61083 | 1 | 1 | 116 | 15647 | 5871 | 7466 | 11368 | 2154 | 3084 | 14140 | 1693 | 1676 | 34081 | 1.28 | 1.41 | 14534.475
3573 | 21 | 149 | 2017-05-29 | 0.89937 | 1 | 0.89937 | 0.93373 | 0.93593 | 0.70192 | 0.69439 | 0.59656 | 0.52645 | 0.65105 | 0.58449 | 0.7064 | 0.62329 | 0.57269 | 0.61244 | 1 | 1 | 117 | 15511 | 5878 | 7466 | 11235 | 2140 | 3030 | 13779 | 1686 | 1627 | 34171 | 1.43 | 1.55 | 14541.295
3574 | 22 | 149 | 2017-05-29 | 0.88679 | 1 | 0.88679 | 0.90964 | 0.9084 | 0.68563 | 0.67726 | 0.59664 | 0.52758 | 0.63493 | 0.57523 | 0.66872 | 0.61035 | 0.566 | 0.59505 | 1 | 1 | 118 | 15151 | 5733 | 7467 | 11259 | 2087 | 2982 | 13044 | 1651 | 1608 | 33201 | 1.41 | 1.51 | 14113.52
3575 | 23 | 149 | 2017-05-29 | 0.79874 | 1 | 0.79874 | 0.85542 | 0.88374 | 0.6354 | 0.62871 | 0.56652 | 0.50752 | 0.58655 | 0.53704 | 0.60556 | 0.57006 | 0.522 | 0.54758 | 1 | 1 | 119 | 14041 | 5322 | 7090 | 10831 | 1928 | 2784 | 11812 | 1542 | 1483 | 30552 | 1.27 | 1.42 | 13730.465
3576 | 24 | 149 | 2017-05-29 | 0.7044 | 1 | 0.7044 | 0.77108 | 0.84359 | 0.58385 | 0.58086 | 0.52841 | 0.47097 | 0.53483 | 0.49363 | 0.54542 | 0.52237 | 0.46392 | 0.50064 | 1 | 1 | 120 | 12902 | 4917 | 6613 | 10051 | 1758 | 2559 | 10639 | 1413 | 1318 | 27933 | 1.12 | 1.28 | 13106.685
3577 | 1 | 150 | 2017-05-30 | 0.76101 | 1 | 0.76101 | 0.71687 | 0.80131 | 0.53869 | 0.53349 | 0.48342 | 0.42472 | 0.50228 | 0.45467 | 0.46929 | 0.48096 | 0.40303 | 0.41247 | 2 | 1 | 121 | 11904 | 4516 | 6050 | 9064 | 1651 | 2357 | 9154 | 1301 | 1145 | 23014 | 1.21 | 1.19 | 12449.825
3578 | 2 | 150 | 2017-05-30 | 0.71698 | 1 | 0.71698 | 0.66867 | 0.77242 | 0.51299 | 0.50904 | 0.46544 | 0.40078 | 0.47034 | 0.43731 | 0.44279 | 0.46396 | 0.37487 | 0.39405 | 2 | 1 | 122 | 11336 | 4309 | 5825 | 8553 | 1546 | 2267 | 8637 | 1255 | 1065 | 21986 | 1.14 | 1.11 | 12000.945
3579 | 3 | 150 | 2017-05-30 | 0.7044 | 1 | 0.7044 | 0.64458 | 0.74901 | 0.49864 | 0.49663 | 0.45481 | 0.38546 | 0.45117 | 0.42515 | 0.42515 | 0.45139 | 0.35903 | 0.38344 | 2 | 1 | 123 | 11019 | 4204 | 5692 | 8226 | 1483 | 2204 | 8293 | 1221 | 1020 | 21394 | 1.12 | 1.07 | 11637.225
3580 | 4 | 150 | 2017-05-30 | 0.69811 | 1 | 0.69811 | 0.63253 | 0.73082 | 0.49249 | 0.49214 | 0.45042 | 0.37604 | 0.44113 | 0.41917 | 0.41664 | 0.44658 | 0.35516 | 0.37989 | 2 | 1 | 124 | 10883 | 4166 | 5637 | 8025 | 1450 | 2173 | 8127 | 1208 | 1009 | 21196 | 1.11 | 1.05 | 11354.585
3581 | 5 | 150 | 2017-05-30 | 0.69182 | 1 | 0.69182 | 0.63253 | 0.71832 | 0.49774 | 0.49923 | 0.45761 | 0.37299 | 0.44417 | 0.42342 | 0.42167 | 0.4525 | 0.35656 | 0.3874 | 2 | 1 | 125 | 10999 | 4226 | 5727 | 7960 | 1460 | 2195 | 8225 | 1224 | 1013 | 21615 | 1.1 | 1.05 | 11160.345
3582 | 6 | 150 | 2017-05-30 | 0.7044 | 1 | 0.7044 | 0.68072 | 0.72546 | 0.52607 | 0.52983 | 0.48526 | 0.381 | 0.47551 | 0.44657 | 0.4495 | 0.47579 | 0.37698 | 0.41566 | 2 | 1 | 126 | 11625 | 4485 | 6073 | 8131 | 1563 | 2315 | 8768 | 1287 | 1071 | 23192 | 1.12 | 1.13 | 11271.335
3583 | 7 | 150 | 2017-05-30 | 0.75472 | 1 | 0.75472 | 0.74096 | 0.7356 | 0.57087 | 0.5746 | 0.53248 | 0.40453 | 0.5321 | 0.48611 | 0.4981 | 0.51312 | 0.42168 | 0.46291 | 2 | 1 | 127 | 12615 | 4864 | 6664 | 8633 | 1749 | 2520 | 9716 | 1388 | 1198 | 25828 | 1.2 | 1.23 | 11428.795
3584 | 8 | 150 | 2017-05-30 | 0.81761 | 1 | 0.81761 | 0.77711 | 0.74366 | 0.60051 | 0.60543 | 0.56516 | 0.4422 | 0.56769 | 0.50733 | 0.53399 | 0.54418 | 0.43365 | 0.49814 | 2 | 1 | 128 | 13270 | 5125 | 7073 | 9437 | 1866 | 2630 | 10416 | 1472 | 1232 | 27794 | 1.3 | 1.29 | 11554.04
3585 | 9 | 150 | 2017-05-30 | 0.84277 | 1 | 0.84277 | 0.83133 | 0.84656 | 0.61947 | 0.62185 | 0.58594 | 0.47753 | 0.58655 | 0.52431 | 0.55152 | 0.56821 | 0.43823 | 0.51311 | 2 | 1 | 129 | 13689 | 5264 | 7333 | 10191 | 1928 | 2718 | 10758 | 1537 | 1245 | 28629 | 1.34 | 1.38 | 13152.805
3586 | 10 | 150 | 2017-05-30 | 0.8805 | 1 | 0.8805 | 0.85542 | 0.91285 | 0.63454 | 0.63662 | 0.60368 | 0.49871 | 0.60389 | 0.54012 | 0.57018 | 0.5915 | 0.45231 | 0.52293 | 2 | 1 | 130 | 14022 | 5389 | 7555 | 10643 | 1985 | 2800 | 11122 | 1600 | 1285 | 29177 | 1.4 | 1.42 | 14182.66
3587 | 11 | 150 | 2017-05-30 | 0.84906 | 1 | 0.84906 | 0.83133 | 0.9624 | 0.65585 | 0.65517 | 0.61886 | 0.51244 | 0.62032 | 0.55536 | 0.59243 | 0.61442 | 0.47061 | 0.53211 | 2 | 1 | 131 | 14493 | 5546 | 7745 | 10936 | 2039 | 2879 | 11556 | 1662 | 1337 | 29689 | 1.35 | 1.38 | 14952.575
3588 | 12 | 150 | 2017-05-30 | 0.8239 | 1 | 0.8239 | 0.78916 | 0.97754 | 0.66997 | 0.67076 | 0.62661 | 0.52448 | 0.62884 | 0.56674 | 0.61443 | 0.63179 | 0.4868 | 0.53697 | 2 | 1 | 132 | 14805 | 5678 | 7842 | 11193 | 2067 | 2938 | 11985 | 1709 | 1383 | 29960 | 1.31 | 1.31 | 15187.805
3589 | 13 | 150 | 2017-05-30 | 0.80503 | 1 | 0.80503 | 0.78916 | 0.95214 | 0.68468 | 0.68553 | 0.63324 | 0.53095 | 0.64223 | 0.57639 | 0.63309 | 0.64695 | 0.50968 | 0.53987 | 2 | 1 | 133 | 15130 | 5803 | 7925 | 11331 | 2111 | 2988 | 12349 | 1750 | 1448 | 30122 | 1.28 | 1.31 | 14793.225
3590 | 14 | 150 | 2017-05-30 | 0.81132 | 1 | 0.81132 | 0.74699 | 0.97576 | 0.69848 | 0.69746 | 0.64115 | 0.53446 | 0.65287 | 0.59047 | 0.65303 | 0.66174 | 0.53185 | 0.54449 | 2 | 1 | 134 | 15435 | 5904 | 8024 | 11406 | 2146 | 3061 | 12738 | 1790 | 1511 | 30380 | 1.29 | 1.24 | 15160.185
3591 | 15 | 150 | 2017-05-30 | 0.76101 | 1 | 0.76101 | 0.74096 | 1 | 0.70486 | 0.70514 | 0.63963 | 0.53845 | 0.65774 | 0.60108 | 0.66728 | 0.66728 | 0.5484 | 0.54636 | 2 | 1 | 135 | 15576 | 5969 | 8005 | 11491 | 2162 | 3116 | 13016 | 1805 | 1558 | 30484 | 1.21 | 1.23 | 15536.75
3592 | 16 | 150 | 2017-05-30 | 0.77358 | 1 | 0.77358 | 0.72892 | 0.99944 | 0.70536 | 0.70927 | 0.63548 | 0.53592 | 0.6547 | 0.60667 | 0.67928 | 0.67135 | 0.56318 | 0.54851 | 2 | 1 | 136 | 15587 | 6004 | 7953 | 11437 | 2152 | 3145 | 13250 | 1816 | 1600 | 30604 | 1.23 | 1.21 | 15528.105
3593 | 17 | 150 | 2017-05-30 | 0.77987 | 1 | 0.77987 | 0.72289 | 0.98608 | 0.70681 | 0.71506 | 0.6294 | 0.53128 | 0.65592 | 0.61227 | 0.68712 | 0.67209 | 0.57726 | 0.55405 | 2 | 1 | 137 | 15619 | 6053 | 7877 | 11338 | 2156 | 3174 | 13403 | 1818 | 1640 | 30913 | 1.24 | 1.2 | 15320.515
3594 | 18 | 150 | 2017-05-30 | 0.83648 | 1 | 0.83648 | 0.77108 | 0.92154 | 0.70319 | 0.71258 | 0.6191 | 0.52842 | 0.65653 | 0.6113 | 0.68666 | 0.66396 | 0.58465 | 0.55686 | 2 | 1 | 138 | 15539 | 6032 | 7748 | 11277 | 2158 | 3169 | 13394 | 1796 | 1661 | 31070 | 1.33 | 1.28 | 14317.695
3595 | 19 | 150 | 2017-05-30 | 0.83648 | 1 | 0.83648 | 0.80723 | 0.8823 | 0.69187 | 0.70372 | 0.60847 | 0.52219 | 0.64801 | 0.59934 | 0.67251 | 0.64954 | 0.57937 | 0.55311 | 2 | 1 | 139 | 15289 | 5957 | 7615 | 11144 | 2130 | 3107 | 13118 | 1757 | 1646 | 30861 | 1.33 | 1.34 | 13708.055
3596 | 20 | 150 | 2017-05-30 | 0.90566 | 1 | 0.90566 | 0.8494 | 0.93549 | 0.68006 | 0.69604 | 0.60344 | 0.50888 | 0.63523 | 0.58989 | 0.65611 | 0.63697 | 0.56705 | 0.5512 | 2 | 1 | 140 | 15028 | 5892 | 7552 | 10860 | 2088 | 3058 | 12798 | 1723 | 1611 | 30754 | 1.44 | 1.41 | 14534.475
3597 | 21 | 150 | 2017-05-30 | 0.98742 | 1 | 0.98742 | 0.88554 | 0.93593 | 0.67798 | 0.69911 | 0.60991 | 0.50227 | 0.63553 | 0.5843 | 0.64606 | 0.62957 | 0.55825 | 0.55906 | 2 | 1 | 141 | 14982 | 5918 | 7633 | 10719 | 2089 | 3029 | 12602 | 1703 | 1586 | 31193 | 1.57 | 1.47 | 14541.295
3598 | 22 | 150 | 2017-05-30 | 1 | 1 | 1 | 0.84337 | 0.9084 | 0.66802 | 0.67844 | 0.60184 | 0.50766 | 0.62732 | 0.57504 | 0.6152 | 0.60998 | 0.55016 | 0.53937 | 2 | 1 | 142 | 14762 | 5743 | 7532 | 10834 | 2062 | 2981 | 12000 | 1650 | 1563 | 30094 | 1.59 | 1.4 | 14113.52
3599 | 23 | 150 | 2017-05-30 | 0.91824 | 1 | 0.91824 | 0.74699 | 0.88374 | 0.62064 | 0.62599 | 0.56069 | 0.49271 | 0.58229 | 0.53569 | 0.55865 | 0.56821 | 0.50123 | 0.49404 | 2 | 1 | 143 | 13715 | 5299 | 7017 | 10515 | 1914 | 2777 | 10897 | 1537 | 1424 | 27565 | 1.46 | 1.24 | 13730.465
3600 | 24 | 150 | 2017-05-30 | 0.79245 | 1 | 0.79245 | 0.63855 | 0.84359 | 0.56978 | 0.57507 | 0.52026 | 0.45921 | 0.52997 | 0.49093 | 0.50185 | 0.52384 | 0.44351 | 0.45065 | 2 | 1 | 144 | 12591 | 4868 | 6511 | 9800 | 1742 | 2545 | 9789 | 1417 | 1260 | 25144 | 1.26 | 1.06 | 13106.685
3601 | 1 | 151 | 2017-05-31 | 0.64151 | 1 | 0.64151 | 0.59639 | 0.80131 | 0.53453 | 0.53136 | 0.49533 | 0.42463 | 0.49315 | 0.4566 | 0.44386 | 0.48281 | 0.40901 | 0.42196 | 3 | 1 | 1 | 11812 | 4498 | 6199 | 9062 | 1621 | 2367 | 8658 | 1306 | 1162 | 23543 | 1.02 | 0.99 | 12449.825
3602 | 2 | 151 | 2017-05-31 | 0.60377 | 1 | 0.60377 | 0.57831 | 0.77242 | 0.50914 | 0.50927 | 0.4799 | 0.39984 | 0.46273 | 0.43866 | 0.41987 | 0.46211 | 0.37487 | 0.40256 | 3 | 1 | 2 | 11251 | 4311 | 6006 | 8533 | 1521 | 2274 | 8190 | 1250 | 1065 | 22461 | 0.96 | 0.96 | 12000.945
3603 | 3 | 151 | 2017-05-31 | 0.60377 | 1 | 0.60377 | 0.56024 | 0.74901 | 0.49394 | 0.49628 | 0.46544 | 0.38471 | 0.44417 | 0.42593 | 0.40567 | 0.44991 | 0.36184 | 0.39104 | 3 | 1 | 3 | 10915 | 4201 | 5825 | 8210 | 1460 | 2208 | 7913 | 1217 | 1028 | 21818 | 0.96 | 0.93 | 11637.225
3604 | 4 | 151 | 2017-05-31 | 0.59119 | 1 | 0.59119 | 0.54819 | 0.73082 | 0.48842 | 0.49049 | 0.46041 | 0.37501 | 0.43687 | 0.4213 | 0.39906 | 0.44473 | 0.35375 | 0.38683 | 3 | 1 | 4 | 10793 | 4152 | 5762 | 8003 | 1436 | 2184 | 7784 | 1203 | 1005 | 21583 | 0.94 | 0.91 | 11354.585
3605 | 5 | 151 | 2017-05-31 | 0.62893 | 1 | 0.62893 | 0.54819 | 0.71832 | 0.49217 | 0.49876 | 0.46664 | 0.37191 | 0.44083 | 0.42612 | 0.40536 | 0.45065 | 0.35234 | 0.39426 | 3 | 1 | 5 | 10876 | 4222 | 5840 | 7937 | 1449 | 2209 | 7907 | 1219 | 1001 | 21998 | 1 | 0.91 | 11160.345
3606 | 6 | 151 | 2017-05-31 | 0.69182 | 1 | 0.69182 | 0.56627 | 0.72546 | 0.51819 | 0.52758 | 0.49293 | 0.37983 | 0.47186 | 0.44734 | 0.43448 | 0.47135 | 0.36677 | 0.42199 | 3 | 1 | 6 | 11451 | 4466 | 6169 | 8106 | 1551 | 2319 | 8475 | 1275 | 1042 | 23545 | 1.1 | 0.94 | 11271.335
3607 | 7 | 151 | 2017-05-31 | 0.76101 | 1 | 0.76101 | 0.62651 | 0.7356 | 0.55833 | 0.57247 | 0.53823 | 0.40087 | 0.52692 | 0.47994 | 0.48154 | 0.50832 | 0.3988 | 0.46854 | 3 | 1 | 7 | 12338 | 4846 | 6736 | 8555 | 1732 | 2488 | 9393 | 1375 | 1133 | 26142 | 1.21 | 1.04 | 11428.795
3608 | 8 | 151 | 2017-05-31 | 0.77358 | 1 | 0.77358 | 0.6988 | 0.74366 | 0.58788 | 0.60095 | 0.57028 | 0.43766 | 0.56434 | 0.50386 | 0.51789 | 0.54085 | 0.41464 | 0.50467 | 3 | 1 | 8 | 12991 | 5087 | 7137 | 9340 | 1855 | 2612 | 10102 | 1463 | 1178 | 28158 | 1.23 | 1.16 | 11554.04
3609 | 9 | 151 | 2017-05-31 | 0.72327 | 1 | 0.72327 | 0.73494 | 0.84656 | 0.60729 | 0.61347 | 0.59393 | 0.47341 | 0.58412 | 0.52411 | 0.53886 | 0.56303 | 0.42239 | 0.52157 | 3 | 1 | 9 | 13420 | 5193 | 7433 | 10103 | 1920 | 2717 | 10511 | 1523 | 1200 | 29101 | 1.15 | 1.22 | 13152.805
3610 | 10 | 151 | 2017-05-31 | 0.7044 | 1 | 0.7044 | 0.74096 | 0.91285 | 0.6244 | 0.62599 | 0.60687 | 0.4951 | 0.60176 | 0.54263 | 0.55988 | 0.58373 | 0.43541 | 0.53437 | 3 | 1 | 10 | 13798 | 5299 | 7595 | 10566 | 1978 | 2813 | 10921 | 1579 | 1237 | 29815 | 1.12 | 1.23 | 14182.66
3611 | 11 | 151 | 2017-05-31 | 0.72956 | 1 | 0.72956 | 0.73494 | 0.9624 | 0.64209 | 0.64194 | 0.62093 | 0.50832 | 0.61758 | 0.55787 | 0.58587 | 0.60148 | 0.4597 | 0.54697 | 3 | 1 | 11 | 14189 | 5434 | 7771 | 10848 | 2030 | 2892 | 11428 | 1627 | 1306 | 30518 | 1.16 | 1.22 | 14952.575
3612 | 12 | 151 | 2017-05-31 | 0.67925 | 1 | 0.67925 | 0.74096 | 0.97754 | 0.65481 | 0.65493 | 0.62581 | 0.51999 | 0.62702 | 0.56887 | 0.61074 | 0.61183 | 0.47694 | 0.55639 | 3 | 1 | 12 | 14470 | 5544 | 7832 | 11097 | 2061 | 2949 | 11913 | 1655 | 1355 | 31044 | 1.08 | 1.23 | 15187.805
3613 | 13 | 151 | 2017-05-31 | 0.6478 | 1 | 0.6478 | 0.75904 | 0.95214 | 0.66775 | 0.66521 | 0.62477 | 0.52556 | 0.63918 | 0.57562 | 0.63375 | 0.61738 | 0.49806 | 0.56448 | 3 | 1 | 13 | 14756 | 5631 | 7819 | 11216 | 2101 | 2984 | 12362 | 1670 | 1415 | 31495 | 1.03 | 1.26 | 14793.225
3614 | 14 | 151 | 2017-05-31 | 0.6478 | 1 | 0.6478 | 0.77711 | 0.97576 | 0.67898 | 0.67478 | 0.63204 | 0.52903 | 0.6477 | 0.58642 | 0.65677 | 0.6244 | 0.52094 | 0.57356 | 3 | 1 | 14 | 15004 | 5712 | 7910 | 11290 | 2129 | 3040 | 12811 | 1689 | 1480 | 32002 | 1.03 | 1.29 | 15160.185
3615 | 15 | 151 | 2017-05-31 | 0.66038 | 1 | 0.66038 | 0.79518 | 1 | 0.68264 | 0.67738 | 0.63076 | 0.53334 | 0.65227 | 0.59568 | 0.67507 | 0.62329 | 0.53995 | 0.57953 | 3 | 1 | 15 | 15085 | 5734 | 7894 | 11382 | 2144 | 3088 | 13168 | 1686 | 1534 | 32335 | 1.05 | 1.32 | 15536.75
3616 | 16 | 151 | 2017-05-31 | 0.66038 | 1 | 0.66038 | 0.84337 | 0.99944 | 0.68305 | 0.67974 | 0.62301 | 0.53236 | 0.64862 | 0.60204 | 0.68876 | 0.62218 | 0.55861 | 0.58545 | 3 | 1 | 16 | 15094 | 5754 | 7797 | 11361 | 2132 | 3121 | 13435 | 1683 | 1587 | 32665 | 1.05 | 1.4 | 15528.105
3617 | 17 | 151 | 2017-05-31 | 0.67925 | 1 | 0.67925 | 0.87349 | 0.98608 | 0.68436 | 0.68364 | 0.61494 | 0.52973 | 0.64983 | 0.60667 | 0.6982 | 0.62181 | 0.57515 | 0.59104 | 3 | 1 | 17 | 15123 | 5787 | 7696 | 11305 | 2136 | 3145 | 13619 | 1682 | 1634 | 32977 | 1.08 | 1.45 | 15320.515
3618 | 18 | 151 | 2017-05-31 | 0.73585 | 1 | 0.73585 | 0.95783 | 0.92154 | 0.68011 | 0.68128 | 0.60775 | 0.52893 | 0.64892 | 0.60725 | 0.69917 | 0.61553 | 0.58641 | 0.59167 | 3 | 1 | 18 | 15029 | 5767 | 7606 | 11288 | 2133 | 3148 | 13638 | 1665 | 1666 | 33012 | 1.17 | 1.59 | 14317.695
3619 | 19 | 151 | 2017-05-31 | 0.7673 | 1 | 0.7673 | 0.98193 | 0.8823 | 0.6711 | 0.67253 | 0.59784 | 0.52341 | 0.63949 | 0.6005 | 0.68317 | 0.60259 | 0.58395 | 0.58339 | 3 | 1 | 19 | 14830 | 5693 | 7482 | 11170 | 2102 | 3113 | 13326 | 1630 | 1659 | 32550 | 1.22 | 1.63 | 13708.055
3620 | 20 | 151 | 2017-05-31 | 0.86164 | 1 | 0.86164 | 1 | 0.93549 | 0.66318 | 0.66533 | 0.59577 | 0.50925 | 0.62641 | 0.58816 | 0.66549 | 0.59113 | 0.56917 | 0.57749 | 3 | 1 | 20 | 14655 | 5632 | 7456 | 10868 | 2059 | 3049 | 12981 | 1599 | 1617 | 32221 | 1.37 | 1.66 | 14534.475
3621 | 21 | 151 | 2017-05-31 | 0.88679 | 1 | 0.88679 | 0.99398 | 0.93593 | 0.66128 | 0.67253 | 0.60439 | 0.49946 | 0.62184 | 0.57523 | 0.65062 | 0.58706 | 0.55438 | 0.58274 | 3 | 1 | 21 | 14613 | 5693 | 7564 | 10659 | 2044 | 2982 | 12691 | 1588 | 1575 | 32514 | 1.41 | 1.65 | 14541.295
3622 | 22 | 151 | 2017-05-31 | 0.84906 | 1 | 0.84906 | 0.90964 | 0.9084 | 0.65553 | 0.65257 | 0.60192 | 0.50415 | 0.61728 | 0.57215 | 0.61858 | 0.57264 | 0.54488 | 0.56399 | 3 | 1 | 22 | 14486 | 5524 | 7533 | 10759 | 2029 | 2966 | 12066 | 1549 | 1548 | 31468 | 1.35 | 1.51 | 14113.52
3623 | 23 | 151 | 2017-05-31 | 0.7673 | 1 | 0.7673 | 0.79518 | 0.88374 | 0.6125 | 0.60284 | 0.56292 | 0.49187 | 0.57438 | 0.53588 | 0.56152 | 0.53494 | 0.49842 | 0.51652 | 3 | 1 | 23 | 13535 | 5103 | 7045 | 10497 | 1888 | 2778 | 10953 | 1447 | 1416 | 28819 | 1.22 | 1.32 | 13730.465
3624 | 24 | 151 | 2017-05-31 | 0.6478 | 1 | 0.6478 | 0.68675 | 0.84359 | 0.56467 | 0.55546 | 0.52433 | 0.45809 | 0.52358 | 0.49286 | 0.5042 | 0.49538 | 0.44491 | 0.4706 | 3 | 1 | 24 | 12478 | 4702 | 6562 | 9776 | 1721 | 2555 | 9835 | 1340 | 1264 | 26257 | 1.03 | 1.14 | 13106.685
3625 | 1 | 152 | 2017-06-01 | 0.58491 | 1 | 0.58491 | 0.64458 | 0.80131 | 0.53398 | 0.52463 | 0.49892 | 0.42856 | 0.49346 | 0.45583 | 0.46857 | 0.4732 | 0.40971 | 0.43837 | 4 | 1 | 25 | 11800 | 4441 | 6244 | 9146 | 1622 | 2363 | 9140 | 1280 | 1164 | 24459 | 0.93 | 1.07 | 12449.825
3626 | 2 | 152 | 2017-06-01 | 0.54717 | 1 | 0.54717 | 0.62048 | 0.77242 | 0.51077 | 0.501 | 0.48062 | 0.40251 | 0.46425 | 0.43924 | 0.44192 | 0.45582 | 0.37663 | 0.41609 | 4 | 1 | 26 | 11287 | 4241 | 6015 | 8590 | 1526 | 2277 | 8620 | 1233 | 1070 | 23216 | 0.87 | 1.03 | 12000.945
3627 | 3 | 152 | 2017-06-01 | 0.54088 | 1 | 0.54088 | 0.60843 | 0.74901 | 0.49656 | 0.48919 | 0.46928 | 0.38611 | 0.4457 | 0.42805 | 0.42561 | 0.44325 | 0.36748 | 0.40285 | 4 | 1 | 27 | 10973 | 4141 | 5873 | 8240 | 1465 | 2219 | 8302 | 1199 | 1044 | 22477 | 0.86 | 1.01 | 11637.225
3628 | 4 | 152 | 2017-06-01 | 0.54717 | 1 | 0.54717 | 0.62048 | 0.73082 | 0.49149 | 0.48387 | 0.46392 | 0.37636 | 0.43809 | 0.42342 | 0.41695 | 0.43919 | 0.36008 | 0.39701 | 4 | 1 | 28 | 10861 | 4096 | 5806 | 8032 | 1440 | 2195 | 8133 | 1188 | 1023 | 22151 | 0.87 | 1.03 | 11354.585
3629 | 5 | 152 | 2017-06-01 | 0.57862 | 1 | 0.57862 | 0.63855 | 0.71832 | 0.49593 | 0.49132 | 0.47056 | 0.37248 | 0.44204 | 0.42843 | 0.42156 | 0.44621 | 0.36044 | 0.40278 | 4 | 1 | 29 | 10959 | 4159 | 5889 | 7949 | 1453 | 2221 | 8223 | 1207 | 1024 | 22473 | 0.92 | 1.06 | 11160.345
3630 | 6 | 152 | 2017-06-01 | 0.6478 | 1 | 0.6478 | 0.69277 | 0.72546 | 0.52407 | 0.52014 | 0.49732 | 0.37974 | 0.47216 | 0.44907 | 0.44843 | 0.46802 | 0.37804 | 0.42966 | 4 | 1 | 30 | 11581 | 4403 | 6224 | 8104 | 1552 | 2328 | 8747 | 1266 | 1074 | 23973 | 1.03 | 1.15 | 11271.335
3631 | 7 | 152 | 2017-06-01 | 0.71069 | 1 | 0.71069 | 0.75904 | 0.7356 | 0.56349 | 0.56503 | 0.53576 | 0.39829 | 0.5254 | 0.48206 | 0.4941 | 0.50388 | 0.41147 | 0.47553 | 4 | 1 | 31 | 12452 | 4783 | 6705 | 8500 | 1727 | 2499 | 9638 | 1363 | 1169 | 26532 | 1.13 | 1.26 | 11428.795
3632 | 8 | 152 | 2017-06-01 | 0.73585 | 1 | 0.73585 | 0.74699 | 0.74366 | 0.59309 | 0.59209 | 0.56516 | 0.43339 | 0.5613 | 0.5054 | 0.5282 | 0.53494 | 0.42907 | 0.51214 | 4 | 1 | 32 | 13106 | 5012 | 7073 | 9249 | 1845 | 2620 | 10303 | 1447 | 1219 | 28575 | 1.17 | 1.24 | 11554.04
3633 | 9 | 152 | 2017-06-01 | 0.71698 | 1 | 0.71698 | 0.71084 | 0.84656 | 0.61223 | 0.60343 | 0.58698 | 0.47256 | 0.5826 | 0.52353 | 0.54906 | 0.55601 | 0.43611 | 0.5306 | 4 | 1 | 33 | 13529 | 5108 | 7346 | 10085 | 1915 | 2714 | 10710 | 1504 | 1239 | 29605 | 1.14 | 1.18 | 13152.805
3634 | 10 | 152 | 2017-06-01 | 0.69811 | 1 | 0.69811 | 0.6988 | 0.91285 | 0.62988 | 0.61477 | 0.60352 | 0.49998 | 0.60389 | 0.54109 | 0.57141 | 0.57634 | 0.44808 | 0.54489 | 4 | 1 | 34 | 13919 | 5204 | 7553 | 10670 | 1985 | 2805 | 11146 | 1559 | 1273 | 30402 | 1.11 | 1.16 | 14182.66
3635 | 11 | 152 | 2017-06-01 | 0.7044 | 1 | 0.7044 | 0.72289 | 0.9624 | 0.64974 | 0.63024 | 0.61726 | 0.51872 | 0.62276 | 0.55536 | 0.5973 | 0.59593 | 0.47272 | 0.55942 | 4 | 1 | 35 | 14358 | 5335 | 7725 | 11070 | 2047 | 2879 | 11651 | 1612 | 1343 | 31213 | 1.12 | 1.2 | 14952.575
3636 | 12 | 152 | 2017-06-01 | 0.67925 | 1 | 0.67925 | 0.72289 | 0.97754 | 0.66373 | 0.64347 | 0.62325 | 0.5355 | 0.63462 | 0.56713 | 0.62427 | 0.60813 | 0.49067 | 0.56973 | 4 | 1 | 36 | 14667 | 5447 | 7800 | 11428 | 2086 | 2940 | 12177 | 1645 | 1394 | 31788 | 1.08 | 1.2 | 15187.805
3637 | 13 | 152 | 2017-06-01 | 0.62264 | 1 | 0.62264 | 0.6988 | 0.95214 | 0.67775 | 0.65304 | 0.62781 | 0.54566 | 0.64892 | 0.57658 | 0.64724 | 0.61479 | 0.51285 | 0.57873 | 4 | 1 | 37 | 14977 | 5528 | 7857 | 11645 | 2133 | 2989 | 12625 | 1663 | 1457 | 32290 | 0.99 | 1.16 | 14793.225
3638 | 14 | 152 | 2017-06-01 | 0.63522 | 1 | 0.63522 | 0.6988 | 0.97576 | 0.69255 | 0.66415 | 0.63596 | 0.55236 | 0.66139 | 0.58931 | 0.67215 | 0.6244 | 0.53749 | 0.58925 | 4 | 1 | 38 | 15304 | 5622 | 7959 | 11788 | 2174 | 3055 | 13111 | 1689 | 1527 | 32877 | 1.01 | 1.16 | 15160.185
3639 | 15 | 152 | 2017-06-01 | 0.65409 | 1 | 0.65409 | 0.70482 | 1 | 0.70291 | 0.66745 | 0.6342 | 0.56038 | 0.66839 | 0.60108 | 0.69045 | 0.62736 | 0.55755 | 0.59539 | 4 | 1 | 39 | 15533 | 5650 | 7937 | 11959 | 2197 | 3116 | 13468 | 1697 | 1584 | 33220 | 1.04 | 1.17 | 15536.75
3640 | 16 | 152 | 2017-06-01 | 0.67925 | 1 | 0.67925 | 0.72289 | 0.99944 | 0.70712 | 0.67064 | 0.63108 | 0.56234 | 0.66778 | 0.61073 | 0.70527 | 0.63105 | 0.57656 | 0.60122 | 4 | 1 | 40 | 15626 | 5677 | 7898 | 12001 | 2195 | 3166 | 13757 | 1707 | 1638 | 33545 | 1.08 | 1.2 | 15528.105
3641 | 17 | 152 | 2017-06-01 | 0.73585 | 1 | 0.73585 | 0.78313 | 0.98608 | 0.71255 | 0.67596 | 0.62621 | 0.56305 | 0.67265 | 0.61671 | 0.71424 | 0.63475 | 0.59451 | 0.60588 | 4 | 1 | 41 | 15746 | 5722 | 7837 | 12016 | 2211 | 3197 | 13932 | 1717 | 1689 | 33805 | 1.17 | 1.3 | 15320.515
3642 | 18 | 152 | 2017-06-01 | 0.79874 | 1 | 0.79874 | 0.81325 | 0.92154 | 0.71196 | 0.67454 | 0.61926 | 0.56202 | 0.67326 | 0.61671 | 0.71424 | 0.63105 | 0.60612 | 0.6048 | 4 | 1 | 42 | 15733 | 5710 | 7750 | 11994 | 2213 | 3197 | 13932 | 1707 | 1722 | 33745 | 1.27 | 1.35 | 14317.695
3643 | 19 | 152 | 2017-06-01 | 0.83648 | 1 | 0.83648 | 0.8494 | 0.8823 | 0.70178 | 0.66852 | 0.60927 | 0.55419 | 0.66413 | 0.60783 | 0.69845 | 0.61922 | 0.60366 | 0.59403 | 4 | 1 | 43 | 15508 | 5659 | 7625 | 11827 | 2183 | 3151 | 13624 | 1675 | 1715 | 33144 | 1.33 | 1.41 | 13708.055
3644 | 20 | 152 | 2017-06-01 | 0.91824 | 1 | 0.91824 | 0.90361 | 0.93549 | 0.68997 | 0.66367 | 0.60416 | 0.53831 | 0.65075 | 0.59452 | 0.67984 | 0.6085 | 0.58817 | 0.5876 | 4 | 1 | 44 | 15247 | 5618 | 7561 | 11488 | 2139 | 3082 | 13261 | 1646 | 1671 | 32785 | 1.46 | 1.5 | 14534.475
3645 | 21 | 152 | 2017-06-01 | 0.91195 | 1 | 0.91195 | 0.93976 | 0.93593 | 0.67988 | 0.66816 | 0.60615 | 0.52678 | 0.64162 | 0.5816 | 0.66539 | 0.60481 | 0.57093 | 0.59129 | 4 | 1 | 45 | 15024 | 5656 | 7586 | 11242 | 2109 | 3015 | 12979 | 1636 | 1622 | 32991 | 1.45 | 1.56 | 14541.295
3646 | 22 | 152 | 2017-06-01 | 0.89308 | 1 | 0.89308 | 0.89759 | 0.9084 | 0.67178 | 0.65115 | 0.60296 | 0.52926 | 0.6334 | 0.57812 | 0.63447 | 0.58743 | 0.56142 | 0.57071 | 4 | 1 | 46 | 14845 | 5512 | 7546 | 11295 | 2082 | 2997 | 12376 | 1589 | 1595 | 31843 | 1.42 | 1.49 | 14113.52
3647 | 23 | 152 | 2017-06-01 | 0.7673 | 1 | 0.7673 | 0.8012 | 0.88374 | 0.62825 | 0.6026 | 0.56572 | 0.51591 | 0.5896 | 0.54167 | 0.57808 | 0.54713 | 0.51461 | 0.52356 | 4 | 1 | 47 | 13883 | 5101 | 7080 | 11010 | 1938 | 2808 | 11276 | 1480 | 1462 | 29212 | 1.22 | 1.33 | 13730.465
3648 | 24 | 152 | 2017-06-01 | 0.69182 | 1 | 0.69182 | 0.69277 | 0.84359 | 0.57824 | 0.55582 | 0.52697 | 0.47997 | 0.53696 | 0.49691 | 0.52071 | 0.50499 | 0.45794 | 0.47746 | 4 | 1 | 48 | 12778 | 4705 | 6595 | 10243 | 1765 | 2576 | 10157 | 1366 | 1301 | 26640 | 1.1 | 1.15 | 13106.685
3649 | 1 | 153 | 2017-06-02 | 0.61635 | 1 | 0.61635 | 0.64458 | 0.80131 | 0.53801 | 0.51849 | 0.4982 | 0.44979 | 0.50319 | 0.46894 | 0.45853 | 0.47172 | 0.41499 | 0.4362 | 5 | 1 | 49 | 11889 | 4389 | 6235 | 9599 | 1654 | 2431 | 8944 | 1276 | 1179 | 24338 | 0.98 | 1.07 | 12449.825
3650 | 2 | 153 | 2017-06-02 | 0.61006 | 1 | 0.61006 | 0.62048 | 0.77242 | 0.51326 | 0.49522 | 0.47895 | 0.42116 | 0.47064 | 0.44811 | 0.42961 | 0.45287 | 0.38402 | 0.41396 | 5 | 1 | 50 | 11342 | 4192 | 5994 | 8988 | 1547 | 2323 | 8380 | 1225 | 1091 | 23097 | 0.97 | 1.03 | 12000.945
3651 | 3 | 153 | 2017-06-02 | 0.59748 | 1 | 0.59748 | 0.62048 | 0.74901 | 0.49652 | 0.48447 | 0.46696 | 0.40312 | 0.44995 | 0.43673 | 0.41218 | 0.43919 | 0.36572 | 0.40041 | 5 | 1 | 51 | 10972 | 4101 | 5844 | 8603 | 1479 | 2264 | 8040 | 1188 | 1039 | 22341 | 0.95 | 1.03 | 11637.225
3652 | 4 | 153 | 2017-06-02 | 0.58491 | 1 | 0.58491 | 0.62048 | 0.73082 | 0.49018 | 0.48139 | 0.45993 | 0.39202 | 0.43961 | 0.42978 | 0.40249 | 0.43438 | 0.36044 | 0.39367 | 5 | 1 | 52 | 10832 | 4075 | 5756 | 8366 | 1445 | 2228 | 7851 | 1175 | 1024 | 21965 | 0.93 | 1.03 | 11354.585
3653 | 5 | 153 | 2017-06-02 | 0.60377 | 1 | 0.60377 | 0.64458 | 0.71832 | 0.49516 | 0.48836 | 0.4652 | 0.3871 | 0.44296 | 0.43229 | 0.40649 | 0.4414 | 0.36044 | 0.39857 | 5 | 1 | 53 | 10942 | 4134 | 5822 | 8261 | 1456 | 2241 | 7929 | 1194 | 1024 | 22238 | 0.96 | 1.07 | 11160.345
3654 | 6 | 153 | 2017-06-02 | 0.67296 | 1 | 0.67296 | 0.6988 | 0.72546 | 0.51923 | 0.51542 | 0.48789 | 0.39398 | 0.47095 | 0.451 | 0.42982 | 0.46063 | 0.37768 | 0.42179 | 5 | 1 | 54 | 11474 | 4363 | 6106 | 8408 | 1548 | 2338 | 8384 | 1246 | 1073 | 23534 | 1.07 | 1.16 | 11271.335
3655 | 7 | 153 | 2017-06-02 | 0.73585 | 1 | 0.73585 | 0.77108 | 0.7356 | 0.55679 | 0.55558 | 0.52321 | 0.41427 | 0.52206 | 0.47685 | 0.46806 | 0.49168 | 0.41359 | 0.46364 | 5 | 1 | 55 | 12304 | 4703 | 6548 | 8841 | 1716 | 2472 | 9130 | 1330 | 1175 | 25869 | 1.17 | 1.28 | 11428.795
3656 | 8 | 153 | 2017-06-02 | 0.74214 | 1 | 0.74214 | 0.78313 | 0.74366 | 0.58702 | 0.58488 | 0.55477 | 0.45068 | 0.55583 | 0.49846 | 0.50631 | 0.52311 | 0.43013 | 0.49918 | 5 | 1 | 56 | 12972 | 4951 | 6943 | 9618 | 1827 | 2584 | 9876 | 1415 | 1222 | 27852 | 1.18 | 1.3 | 11554.04
3657 | 9 | 153 | 2017-06-02 | 0.74843 | 1 | 0.74843 | 0.74699 | 0.84656 | 0.61146 | 0.59917 | 0.57899 | 0.49164 | 0.57895 | 0.52257 | 0.53271 | 0.55231 | 0.44175 | 0.51793 | 5 | 1 | 57 | 13512 | 5072 | 7246 | 10492 | 1903 | 2709 | 10391 | 1494 | 1255 | 28898 | 1.19 | 1.24 | 13152.805
3658 | 10 | 153 | 2017-06-02 | 0.71698 | 1 | 0.71698 | 0.72892 | 0.91285 | 0.63214 | 0.61158 | 0.59872 | 0.52177 | 0.60846 | 0.5463 | 0.5586 | 0.57523 | 0.4597 | 0.53107 | 5 | 1 | 58 | 13969 | 5177 | 7493 | 11135 | 2000 | 2832 | 10896 | 1556 | 1306 | 29631 | 1.14 | 1.21 | 14182.66
3659 | 11 | 153 | 2017-06-02 | 0.71698 | 1 | 0.71698 | 0.71084 | 0.9624 | 0.65603 | 0.6267 | 0.61334 | 0.54585 | 0.63188 | 0.56655 | 0.58177 | 0.59445 | 0.48962 | 0.54245 | 5 | 1 | 59 | 14497 | 5305 | 7676 | 11649 | 2077 | 2937 | 11348 | 1608 | 1391 | 30266 | 1.14 | 1.18 | 14952.575
3660 | 12 | 153 | 2017-06-02 | 0.69811 | 1 | 0.69811 | 0.68072 | 0.97754 | 0.67296 | 0.63969 | 0.62229 | 0.56956 | 0.6477 | 0.58256 | 0.60448 | 0.60702 | 0.51179 | 0.55025 | 5 | 1 | 60 | 14871 | 5415 | 7788 | 12155 | 2129 | 3020 | 11791 | 1642 | 1454 | 30701 | 1.11 | 1.13 | 15187.805
3661 | 13 | 153 | 2017-06-02 | 0.63522 | 1 | 0.63522 | 0.6506 | 0.95214 | 0.68798 | 0.64867 | 0.62869 | 0.58582 | 0.66687 | 0.59394 | 0.6235 | 0.61516 | 0.54241 | 0.55609 | 5 | 1 | 61 | 15203 | 5491 | 7868 | 12502 | 2192 | 3079 | 12162 | 1664 | 1541 | 31027 | 1.01 | 1.08 | 14793.225
3662 | 14 | 153 | 2017-06-02 | 0.61635 | 1 | 0.61635 | 0.63253 | 0.97576 | 0.70495 | 0.65871 | 0.63572 | 0.59641 | 0.68482 | 0.61015 | 0.64431 | 0.62625 | 0.56881 | 0.56281 | 5 | 1 | 62 | 15578 | 5576 | 7956 | 12728 | 2251 | 3163 | 12568 | 1694 | 1616 | 31402 | 0.98 | 1.05 | 15160.185
3663 | 15 | 153 | 2017-06-02 | 0.61635 | 1 | 0.61635 | 0.65663 | 1 | 0.71513 | 0.66155 | 0.63396 | 0.60953 | 0.69547 | 0.62577 | 0.66221 | 0.63105 | 0.59662 | 0.56616 | 5 | 1 | 63 | 15803 | 5600 | 7934 | 13008 | 2286 | 3244 | 12917 | 1707 | 1695 | 31589 | 0.98 | 1.09 | 15536.75
3664 | 16 | 153 | 2017-06-02 | 0.64151 | 1 | 0.64151 | 0.68072 | 0.99944 | 0.72102 | 0.66403 | 0.62901 | 0.61693 | 0.69973 | 0.63831 | 0.67784 | 0.63253 | 0.61528 | 0.56867 | 5 | 1 | 64 | 15933 | 5621 | 7872 | 13166 | 2300 | 3309 | 13222 | 1711 | 1748 | 31729 | 1.02 | 1.13 | 15528.105
3665 | 17 | 153 | 2017-06-02 | 0.66667 | 1 | 0.66667 | 0.72892 | 0.98608 | 0.72477 | 0.66722 | 0.62437 | 0.62195 | 0.70642 | 0.6468 | 0.68697 | 0.63105 | 0.6276 | 0.57181 | 5 | 1 | 65 | 16016 | 5648 | 7814 | 13273 | 2322 | 3353 | 13400 | 1707 | 1783 | 31904 | 1.06 | 1.21 | 15320.515
3666 | 18 | 153 | 2017-06-02 | 0.68553 | 1 | 0.68553 | 0.77711 | 0.92154 | 0.72224 | 0.66119 | 0.61486 | 0.62214 | 0.70155 | 0.64603 | 0.68553 | 0.62218 | 0.6364 | 0.56923 | 5 | 1 | 66 | 15960 | 5597 | 7695 | 13277 | 2306 | 3349 | 13372 | 1683 | 1808 | 31760 | 1.09 | 1.29 | 14317.695
3667 | 19 | 153 | 2017-06-02 | 0.7044 | 1 | 0.7044 | 0.79518 | 0.8823 | 0.70613 | 0.64891 | 0.60152 | 0.61333 | 0.68451 | 0.63252 | 0.66287 | 0.60739 | 0.6283 | 0.55713 | 5 | 1 | 67 | 15604 | 5493 | 7528 | 13089 | 2250 | 3279 | 12930 | 1643 | 1785 | 31085 | 1.12 | 1.32 | 13708.055
3668 | 20 | 153 | 2017-06-02 | 0.7673 | 1 | 0.7673 | 0.8494 | 0.93549 | 0.68717 | 0.6365 | 0.58945 | 0.59711 | 0.65926 | 0.61015 | 0.63252 | 0.59002 | 0.60472 | 0.54664 | 5 | 1 | 68 | 15185 | 5388 | 7377 | 12743 | 2167 | 3163 | 12338 | 1596 | 1718 | 30500 | 1.22 | 1.41 | 14534.475
3669 | 21 | 153 | 2017-06-02 | 0.83648 | 1 | 0.83648 | 0.89759 | 0.93593 | 0.67119 | 0.63579 | 0.5869 | 0.57832 | 0.64284 | 0.59124 | 0.61176 | 0.58336 | 0.57691 | 0.54594 | 5 | 1 | 69 | 14832 | 5382 | 7345 | 12342 | 2113 | 3065 | 11933 | 1578 | 1639 | 30461 | 1.33 | 1.49 | 14541.295
3670 | 22 | 153 | 2017-06-02 | 0.8239 | 1 | 0.8239 | 0.87349 | 0.9084 | 0.66178 | 0.62245 | 0.58586 | 0.5712 | 0.63036 | 0.58295 | 0.59007 | 0.57412 | 0.56881 | 0.53008 | 5 | 1 | 70 | 14624 | 5269 | 7332 | 12190 | 2072 | 3022 | 11510 | 1553 | 1616 | 29576 | 1.31 | 1.45 | 14113.52
3671 | 23 | 153 | 2017-06-02 | 0.77358 | 1 | 0.77358 | 0.75904 | 0.88374 | 0.6225 | 0.58122 | 0.55206 | 0.55578 | 0.58747 | 0.55189 | 0.54511 | 0.54233 | 0.53432 | 0.49302 | 5 | 1 | 71 | 13756 | 4920 | 6909 | 11861 | 1931 | 2861 | 10633 | 1467 | 1518 | 27508 | 1.23 | 1.26 | 13730.465
3672 | 24 | 153 | 2017-06-02 | 0.7044 | 1 | 0.7044 | 0.68072 | 0.84359 | 0.57385 | 0.53656 | 0.51235 | 0.51689 | 0.53453 | 0.5108 | 0.49539 | 0.50462 | 0.48574 | 0.45373 | 5 | 1 | 72 | 12681 | 4542 | 6412 | 11031 | 1757 | 2648 | 9663 | 1365 | 1380 | 25316 | 1.12 | 1.13 | 13106.685
3673 | 1 | 154 | 2017-06-03 | 0.6478 | 1 | 0.6478 | 0.63253 | 0.77448 | 0.52774 | 0.50313 | 0.47639 | 0.46938 | 0.48281 | 0.46046 | 0.45248 | 0.4732 | 0.42415 | 0.42192 | 6 | 2 | 73 | 11662 | 4259 | 5962 | 10017 | 1587 | 2387 | 8826 | 1280 | 1205 | 23541 | 1.03 | 1.05 | 12032.86
3674 | 2 | 154 | 2017-06-03 | 0.59748 | 1 | 0.59748 | 0.61446 | 0.74964 | 0.50045 | 0.47773 | 0.45489 | 0.43723 | 0.44782 | 0.43962 | 0.42561 | 0.45213 | 0.38895 | 0.39953 | 6 | 2 | 74 | 11059 | 4044 | 5693 | 9331 | 1472 | 2279 | 8302 | 1223 | 1105 | 22292 | 0.95 | 1.02 | 11646.96
3675 | 3 | 154 | 2017-06-03 | 0.57862 | 1 | 0.57862 | 0.59639 | 0.72838 | 0.48231 | 0.46332 | 0.44243 | 0.41573 | 0.42866 | 0.42477 | 0.40572 | 0.43623 | 0.36818 | 0.38493 | 6 | 2 | 75 | 10658 | 3922 | 5537 | 8872 | 1409 | 2202 | 7914 | 1180 | 1046 | 21477 | 0.92 | 0.99 | 11316.6
3676 | 4 | 154 | 2017-06-03 | 0.58491 | 1 | 0.58491 | 0.61446 | 0.71262 | 0.47294 | 0.45623 | 0.43276 | 0.39989 | 0.41588 | 0.41532 | 0.39367 | 0.4281 | 0.36079 | 0.37638 | 6 | 2 | 76 | 10451 | 3862 | 5416 | 8534 | 1367 | 2153 | 7679 | 1158 | 1025 | 21000 | 0.93 | 1.02 | 11071.73
3677 | 5 | 154 | 2017-06-03 | 0.58491 | 1 | 0.58491 | 0.62048 | 0.70005 | 0.47031 | 0.45529 | 0.43292 | 0.39211 | 0.41253 | 0.41204 | 0.39009 | 0.42699 | 0.3534 | 0.37498 | 6 | 2 | 77 | 10393 | 3854 | 5418 | 8368 | 1356 | 2136 | 7609 | 1155 | 1004 | 20922 | 0.93 | 1.03 | 10876.555
3678 | 6 | 154 | 2017-06-03 | 0.61635 | 1 | 0.61635 | 0.6747 | 0.69248 | 0.47656 | 0.46332 | 0.44059 | 0.39211 | 0.42014 | 0.41397 | 0.39496 | 0.43105 | 0.35586 | 0.38052 | 6 | 2 | 78 | 10531 | 3922 | 5514 | 8368 | 1381 | 2146 | 7704 | 1166 | 1011 | 21231 | 0.98 | 1.12 | 10758.83
3679 | 7 | 154 | 2017-06-03 | 0.67296 | 1 | 0.67296 | 0.75904 | 0.68725 | 0.48203 | 0.47265 | 0.44946 | 0.39281 | 0.4314 | 0.41744 | 0.40434 | 0.4366 | 0.3629 | 0.3909 | 6 | 2 | 79 | 10652 | 4001 | 5625 | 8383 | 1418 | 2164 | 7887 | 1181 | 1031 | 21810 | 1.07 | 1.26 | 10677.68
3680 | 8 | 154 | 2017-06-03 | 0.72327 | 1 | 0.72327 | 0.74699 | 0.67879 | 0.50344 | 0.49368 | 0.46608 | 0.40738 | 0.45269 | 0.42882 | 0.43356 | 0.45582 | 0.38226 | 0.41341 | 6 | 2 | 80 | 11125 | 4179 | 5833 | 8694 | 1488 | 2223 | 8457 | 1233 | 1086 | 23066 | 1.15 | 1.24 | 10546.135
3681 | 9 | 154 | 2017-06-03 | 0.75472 | 1 | 0.75472 | 0.71084 | 0.73509 | 0.53679 | 0.52487 | 0.49429 | 0.43592 | 0.48494 | 0.45756 | 0.47416 | 0.48688 | 0.41605 | 0.44232 | 6 | 2 | 81 | 11862 | 4443 | 6186 | 9303 | 1594 | 2372 | 9249 | 1317 | 1182 | 24679 | 1.2 | 1.18 | 11420.965
3682 | 10 | 154 | 2017-06-03 | 0.79245 | 1 | 0.79245 | 0.6747 | 0.80309 | 0.5667 | 0.55239 | 0.51994 | 0.47294 | 0.51962 | 0.48765 | 0.51292 | 0.51941 | 0.45371 | 0.46493 | 6 | 2 | 82 | 12523 | 4676 | 6507 | 10093 | 1708 | 2528 | 10005 | 1405 | 1289 | 25941 | 1.26 | 1.12 | 12477.48
3683 | 11 | 154 | 2017-06-03 | 0.73585 | 1 | 0.73585 | 0.6506 | 0.84627 | 0.59843 | 0.57342 | 0.54263 | 0.50785 | 0.5394 | 0.51292 | 0.54701 | 0.5464 | 0.48821 | 0.4804 | 6 | 2 | 83 | 13224 | 4854 | 6791 | 10838 | 1773 | 2659 | 10670 | 1478 | 1387 | 26804 | 1.17 | 1.08 | 13148.295
3684 | 12 | 154 | 2017-06-03 | 0.72327 | 1 | 0.72327 | 0.61446 | 0.85829 | 0.62205 | 0.58901 | 0.55565 | 0.53863 | 0.55491 | 0.53453 | 0.57469 | 0.56266 | 0.51531 | 0.48868 | 6 | 2 | 84 | 13746 | 4986 | 6954 | 11495 | 1824 | 2771 | 11210 | 1522 | 1464 | 27266 | 1.15 | 1.02 | 13334.96
3685 | 13 | 154 | 2017-06-03 | 0.71069 | 1 | 0.71069 | 0.63855 | 0.83365 | 0.64354 | 0.59882 | 0.56564 | 0.56056 | 0.57073 | 0.55035 | 0.5973 | 0.57412 | 0.54453 | 0.49411 | 6 | 2 | 85 | 14221 | 5069 | 7079 | 11963 | 1876 | 2853 | 11651 | 1553 | 1547 | 27569 | 1.13 | 1.06 | 12952.21
3686 | 14 | 154 | 2017-06-03 | 0.69182 | 1 | 0.69182 | 0.62048 | 0.83998 | 0.66015 | 0.60685 | 0.57467 | 0.57828 | 0.60116 | 0.56752 | 0.61617 | 0.58706 | 0.57022 | 0.49687 | 6 | 2 | 86 | 14588 | 5137 | 7192 | 12341 | 1976 | 2942 | 12019 | 1588 | 1620 | 27723 | 1.1 | 1.03 | 13050.635
3687 | 15 | 154 | 2017-06-03 | 0.67296 | 1 | 0.67296 | 0.62048 | 0.8466 | 0.67504 | 0.6137 | 0.58106 | 0.59013 | 0.61698 | 0.58526 | 0.63498 | 0.59741 | 0.59732 | 0.50053 | 6 | 2 | 87 | 14917 | 5195 | 7272 | 12594 | 2028 | 3034 | 12386 | 1616 | 1697 | 27927 | 1.07 | 1.03 | 13153.435
3688 | 16 | 154 | 2017-06-03 | 0.68553 | 1 | 0.68553 | 0.63253 | 0.84537 | 0.69038 | 0.62481 | 0.5873 | 0.6003 | 0.63097 | 0.59896 | 0.65149 | 0.6085 | 0.61844 | 0.50479 | 6 | 2 | 88 | 15256 | 5289 | 7350 | 12811 | 2074 | 3105 | 12708 | 1646 | 1757 | 28165 | 1.09 | 1.05 | 13134.275
3689 | 17 | 154 | 2017-06-03 | 0.66667 | 1 | 0.66667 | 0.71084 | 0.83299 | 0.70468 | 0.63509 | 0.59337 | 0.60752 | 0.6477 | 0.60976 | 0.66272 | 0.61885 | 0.63076 | 0.51001 | 6 | 2 | 89 | 15572 | 5376 | 7426 | 12965 | 2129 | 3161 | 12927 | 1674 | 1792 | 28456 | 1.06 | 1.18 | 12941.93
3690 | 18 | 154 | 2017-06-03 | 0.69811 | 1 | 0.69811 | 0.71687 | 0.79767 | 0.70943 | 0.63957 | 0.59233 | 0.61126 | 0.65592 | 0.61613 | 0.66513 | 0.62329 | 0.63745 | 0.51311 | 6 | 2 | 90 | 15677 | 5414 | 7413 | 13045 | 2156 | 3194 | 12974 | 1686 | 1811 | 28629 | 1.11 | 1.19 | 12393.195
3691 | 19 | 154 | 2017-06-03 | 0.72327 | 1 | 0.72327 | 0.76506 | 0.79425 | 0.69862 | 0.63201 | 0.58218 | 0.60663 | 0.64801 | 0.6086 | 0.65001 | 0.61885 | 0.6276 | 0.51117 | 6 | 2 | 91 | 15438 | 5350 | 7286 | 12946 | 2130 | 3155 | 12679 | 1674 | 1783 | 28521 | 1.15 | 1.27 | 12340.135
3692 | 20 | 154 | 2017-06-03 | 0.78616 | 1 | 0.78616 | 0.80723 | 0.85572 | 0.67893 | 0.61843 | 0.57339 | 0.59491 | 0.62641 | 0.59336 | 0.62806 | 0.60444 | 0.60296 | 0.50849 | 6 | 2 | 92 | 15003 | 5235 | 7176 | 12696 | 2059 | 3076 | 12251 | 1635 | 1713 | 28371 | 1.25 | 1.34 | 13295.155
3693 | 21 | 154 | 2017-06-03 | 0.83648 | 1 | 0.83648 | 0.86145 | 0.85805 | 0.66255 | 0.6117 | 0.57179 | 0.57893 | 0.61089 | 0.57967 | 0.60827 | 0.59667 | 0.57409 | 0.51474 | 6 | 2 | 93 | 14641 | 5178 | 7156 | 12355 | 2008 | 3005 | 11865 | 1614 | 1631 | 28720 | 1.33 | 1.43 | 13331.25
3694 | 22 | 154 | 2017-06-03 | 0.81761 | 1 | 0.81761 | 0.8494 | 0.84073 | 0.65219 | 0.60177 | 0.56892 | 0.57284 | 0.60116 | 0.57157 | 0.58777 | 0.59002 | 0.56389 | 0.50578 | 6 | 2 | 94 | 14412 | 5094 | 7120 | 12225 | 1976 | 2963 | 11465 | 1596 | 1602 | 28220 | 1.3 | 1.41 | 13062.215
3695 | 23 | 154 | 2017-06-03 | 0.75472 | 1 | 0.75472 | 0.72892 | 0.82665 | 0.61449 | 0.56421 | 0.53799 | 0.55639 | 0.56678 | 0.54128 | 0.5447 | 0.55823 | 0.52763 | 0.47666 | 6 | 2 | 95 | 13579 | 4776 | 6733 | 11874 | 1863 | 2806 | 10625 | 1510 | 1499 | 26595 | 1.2 | 1.21 | 12843.495
3696 | 24 | 154 | 2017-06-03 | 0.68553 | 1 | 0.68553 | 0.6506 | 0.80437 | 0.56838 | 0.52274 | 0.50172 | 0.52369 | 0.51871 | 0.50444 | 0.49698 | 0.52052 | 0.48082 | 0.44375 | 6 | 2 | 96 | 12560 | 4425 | 6279 | 11176 | 1705 | 2615 | 9694 | 1408 | 1366 | 24759 | 1.09 | 1.08 | 12497.315
3697 | 1 | 155 | 2017-06-04 | 0.61635 | 1 | 0.61635 | 0.62651 | 0.77096 | 0.52516 | 0.49297 | 0.47327 | 0.5108 | 0.48433 | 0.50251 | 0.45663 | 0.47209 | 0.42203 | 0.41117 | 7 | 3 | 97 | 11605 | 4173 | 5923 | 10901 | 1592 | 2605 | 8907 | 1277 | 1199 | 22941 | 0.98 | 1.04 | 11978.235
3698 | 2 | 155 | 2017-06-04 | 0.60377 | 1 | 0.60377 | 0.60241 | 0.74542 | 0.49656 | 0.46745 | 0.44978 | 0.47669 | 0.44752 | 0.47319 | 0.42643 | 0.44991 | 0.38719 | 0.38948 | 7 | 3 | 98 | 10973 | 3957 | 5629 | 10173 | 1471 | 2453 | 8318 | 1217 | 1100 | 21731 | 0.96 | 1 | 11581.36
3699 | 3 | 155 | 2017-06-04 | 0.59748 | 1 | 0.59748 | 0.59036 | 0.72049 | 0.47855 | 0.45269 | 0.43708 | 0.45171 | 0.42562 | 0.45235 | 0.40654 | 0.43401 | 0.36924 | 0.3757 | 7 | 3 | 99 | 10575 | 3832 | 5470 | 9640 | 1399 | 2345 | 7930 | 1174 | 1049 | 20962 | 0.95 | 0.98 | 11194.145
3700 | 4 | 155 | 2017-06-04 | 0.61635 | 1 | 0.61635 | 0.59036 | 0.6999 | 0.46665 | 0.44383 | 0.42781 | 0.43381 | 0.41101 | 0.43692 | 0.39434 | 0.42514 | 0.35516 | 0.36772 | 7 | 3 | 100 | 10312 | 3757 | 5354 | 9258 | 1351 | 2265 | 7692 | 1150 | 1009 | 20517 | 0.98 | 0.98 | 10874.225
3701 | 5 | 155 | 2017-06-04 | 0.64151 | 1 | 0.64151 | 0.60843 | 0.68772 | 0.46135 | 0.44146 | 0.42565 | 0.42079 | 0.4031 | 0.42785 | 0.38911 | 0.42366 | 0.34917 | 0.36496 | 7 | 3 | 101 | 10195 | 3737 | 5327 | 8980 | 1325 | 2218 | 7590 | 1146 | 992 | 20363 | 1.02 | 1.01 | 10684.93
3702 | 6 | 155 | 2017-06-04 | 0.71698 | 1 | 0.71698 | 0.6506 | 0.67866 | 0.46185 | 0.44454 | 0.42861 | 0.41535 | 0.40645 | 0.42573 | 0.38957 | 0.42662 | 0.3453 | 0.36639 | 7 | 3 | 102 | 10206 | 3763 | 5364 | 8864 | 1336 | 2207 | 7599 | 1154 | 981 | 20443 | 1.14 | 1.08 | 10544.215
3703 | 7 | 155 | 2017-06-04 | 0.77358 | 1 | 0.77358 | 0.68675 | 0.66367 | 0.46393 | 0.44808 | 0.42869 | 0.41198 | 0.41223 | 0.42033 | 0.39383 | 0.43031 | 0.34424 | 0.37039 | 7 | 3 | 103 | 10252 | 3793 | 5365 | 8792 | 1355 | 2179 | 7682 | 1164 | 978 | 20666 | 1.23 | 1.14 | 10311.225
3704 | 8 | 155 | 2017-06-04 | 0.77987 | 1 | 0.77987 | 0.71687 | 0.63637 | 0.48041 | 0.46828 | 0.44315 | 0.41783 | 0.42835 | 0.43113 | 0.41915 | 0.44436 | 0.36466 | 0.39064 | 7 | 3 | 104 | 10616 | 3964 | 5546 | 8917 | 1408 | 2235 | 8176 | 1202 | 1036 | 21796 | 1.24 | 1.19 | 9887.07
3705 | 9 | 155 | 2017-06-04 | 0.73585 | 1 | 0.73585 | 0.77108 | 0.65776 | 0.51819 | 0.50313 | 0.47127 | 0.44131 | 0.4673 | 0.46644 | 0.46386 | 0.47505 | 0.41183 | 0.42004 | 7 | 3 | 105 | 11451 | 4259 | 5898 | 9418 | 1536 | 2418 | 9048 | 1285 | 1170 | 23436 | 1.17 | 1.28 | 10219.53
3706 | 10 | 155 | 2017-06-04 | 0.67925 | 1 | 0.67925 | 0.74096 | 0.69482 | 0.55553 | 0.53656 | 0.50212 | 0.48198 | 0.50989 | 0.50945 | 0.51128 | 0.51349 | 0.45759 | 0.44527 | 7 | 3 | 106 | 12276 | 4542 | 6284 | 10286 | 1676 | 2641 | 9973 | 1389 | 1300 | 24844 | 1.08 | 1.23 | 10795.295
3707 | 11 | 155 | 2017-06-04 | 0.66667 | 1 | 0.66667 | 0.75301 | 0.7323 | 0.58965 | 0.56692 | 0.52793 | 0.52673 | 0.54852 | 0.54745 | 0.55378 | 0.54824 | 0.4868 | 0.46346 | 7 | 3 | 107 | 13030 | 4799 | 6607 | 11241 | 1803 | 2838 | 10802 | 1483 | 1383 | 25859 | 1.06 | 1.25 | 11377.635
3708 | 12 | 155 | 2017-06-04 | 0.6478 | 1 | 0.6478 | 0.73494 | 0.74794 | 0.61956 | 0.5961 | 0.55238 | 0.57218 | 0.58412 | 0.58546 | 0.5932 | 0.58152 | 0.51003 | 0.47571 | 7 | 3 | 108 | 13691 | 5046 | 6913 | 12211 | 1920 | 3035 | 11571 | 1573 | 1449 | 26542 | 1.03 | 1.22 | 11620.63
3709 | 13 | 155 | 2017-06-04 | 0.66667 | 1 | 0.66667 | 0.71084 | 0.74218 | 0.65119 | 0.62233 | 0.57331 | 0.60873 | 0.61576 | 0.61825 | 0.62842 | 0.61072 | 0.54171 | 0.48608 | 7 | 3 | 109 | 14390 | 5268 | 7175 | 12991 | 2024 | 3205 | 12258 | 1652 | 1539 | 27121 | 1.06 | 1.18 | 11531.12
3710 | 14 | 155 | 2017-06-04 | 0.6478 | 1 | 0.6478 | 0.70482 | 0.75233 | 0.6754 | 0.64276 | 0.58841 | 0.63708 | 0.64131 | 0.65104 | 0.65903 | 0.63438 | 0.5755 | 0.49506 | 7 | 3 | 110 | 14925 | 5441 | 7364 | 13596 | 2108 | 3375 | 12855 | 1716 | 1635 | 27622 | 1.03 | 1.17 | 11688.74
3711 | 15 | 155 | 2017-06-04 | 0.62893 | 1 | 0.62893 | 0.69277 | 0.7566 | 0.69504 | 0.66119 | 0.5992 | 0.65714 | 0.66291 | 0.67785 | 0.68256 | 0.65397 | 0.59064 | 0.50384 | 7 | 3 | 111 | 15359 | 5597 | 7499 | 14024 | 2179 | 3514 | 13314 | 1769 | 1678 | 28112 | 1 | 1.15 | 11755.12
3712 | 16 | 155 | 2017-06-04 | 0.67296 | 1 | 0.67296 | 0.69277 | 0.75794 | 0.71242 | 0.67679 | 0.60895 | 0.67143 | 0.68543 | 0.70448 | 0.7004 | 0.66987 | 0.60507 | 0.51467 | 7 | 3 | 112 | 15743 | 5729 | 7621 | 14329 | 2253 | 3652 | 13662 | 1812 | 1719 | 28716 | 1.07 | 1.15 | 11775.96
3713 | 17 | 155 | 2017-06-04 | 0.72327 | 1 | 0.72327 | 0.75301 | 0.74929 | 0.72817 | 0.68978 | 0.61918 | 0.67987 | 0.70855 | 0.72743 | 0.71317 | 0.68281 | 0.61985 | 0.52834 | 7 | 3 | 113 | 16091 | 5839 | 7749 | 14509 | 2329 | 3771 | 13911 | 1847 | 1761 | 29479 | 1.15 | 1.25 | 11641.495
3714 | 18 | 155 | 2017-06-04 | 0.7673 | 1 | 0.7673 | 0.80723 | 0.72694 | 0.73568 | 0.69864 | 0.62493 | 0.68394 | 0.72406 | 0.73823 | 0.71696 | 0.6854 | 0.63182 | 0.53879 | 7 | 3 | 114 | 16257 | 5914 | 7821 | 14596 | 2380 | 3827 | 13985 | 1854 | 1795 | 30062 | 1.22 | 1.34 | 11294.21
3715 | 19 | 155 | 2017-06-04 | 0.77358 | 1 | 0.77358 | 0.83133 | 0.72784 | 0.73088 | 0.69167 | 0.62165 | 0.6794 | 0.72193 | 0.72897 | 0.70481 | 0.67837 | 0.62584 | 0.54186 | 7 | 3 | 115 | 16151 | 5855 | 7780 | 14499 | 2373 | 3779 | 13748 | 1835 | 1778 | 30233 | 1.23 | 1.38 | 11308.32
3716 | 20 | 155 | 2017-06-04 | 0.80503 | 1 | 0.80503 | 0.8494 | 0.80601 | 0.71911 | 0.67986 | 0.61822 | 0.66379 | 0.70824 | 0.70756 | 0.68569 | 0.66654 | 0.60612 | 0.54096 | 7 | 3 | 116 | 15891 | 5755 | 7737 | 14166 | 2328 | 3668 | 13375 | 1803 | 1722 | 30183 | 1.28 | 1.41 | 12522.705
3717 | 21 | 155 | 2017-06-04 | 0.89937 | 1 | 0.89937 | 0.93373 | 0.81962 | 0.70758 | 0.6788 | 0.62109 | 0.64997 | 0.69973 | 0.68981 | 0.67056 | 0.66137 | 0.58888 | 0.54996 | 7 | 3 | 117 | 15636 | 5746 | 7773 | 13871 | 2300 | 3576 | 13080 | 1789 | 1673 | 30685 | 1.43 | 1.55 | 12734.27
3718 | 22 | 155 | 2017-06-04 | 0.88679 | 1 | 0.88679 | 0.90964 | 0.81392 | 0.695 | 0.66214 | 0.62453 | 0.63835 | 0.6906 | 0.67052 | 0.64626 | 0.65545 | 0.57761 | 0.54349 | 7 | 3 | 118 | 15358 | 5605 | 7816 | 13623 | 2270 | 3476 | 12606 | 1773 | 1641 | 30324 | 1.41 | 1.51 | 12645.685
3719 | 23 | 155 | 2017-06-04 | 0.79874 | 1 | 0.79874 | 0.85542 | 0.80175 | 0.65332 | 0.61737 | 0.59193 | 0.61487 | 0.6477 | 0.62577 | 0.59059 | 0.61701 | 0.5315 | 0.50883 | 7 | 3 | 119 | 14437 | 5226 | 7408 | 13122 | 2129 | 3244 | 11520 | 1669 | 1510 | 28390 | 1.27 | 1.42 | 12456.54
3720 | 24 | 155 | 2017-06-04 | 0.7044 | 1 | 0.7044 | 0.77108 | 0.77447 | 0.60544 | 0.57106 | 0.5527 | 0.57523 | 0.5969 | 0.57292 | 0.53327 | 0.56858 | 0.47307 | 0.46739 | 7 | 3 | 120 | 13379 | 4834 | 6917 | 12276 | 1962 | 2970 | 10402 | 1538 | 1344 | 26078 | 1.12 | 1.28 | 12032.68
3721 | 1 | 156 | 2017-06-05 | 0.76101 | 1 | 0.76101 | 0.71687 | 0.80131 | 0.55562 | 0.53538 | 0.50835 | 0.52284 | 0.554 | 0.5054 | 0.5 | 0.52569 | 0.42837 | 0.43663 | 1 | 1 | 121 | 12278 | 4532 | 6362 | 11158 | 1821 | 2620 | 9753 | 1422 | 1217 | 24362 | 1.21 | 1.19 | 12449.825
3722 | 2 | 156 | 2017-06-05 | 0.71698 | 1 | 0.71698 | 0.66867 | 0.77242 | 0.52937 | 0.51447 | 0.48726 | 0.48793 | 0.5181 | 0.48283 | 0.47344 | 0.50055 | 0.40056 | 0.41559 | 1 | 1 | 122 | 11698 | 4355 | 6098 | 10413 | 1703 | 2503 | 9235 | 1354 | 1138 | 23188 | 1.14 | 1.11 | 12000.945
3723 | 3 | 156 | 2017-06-05 | 0.7044 | 1 | 0.7044 | 0.64458 | 0.74901 | 0.51131 | 0.50171 | 0.47151 | 0.4623 | 0.49772 | 0.46663 | 0.45653 | 0.4854 | 0.38226 | 0.40326 | 1 | 1 | 123 | 11299 | 4247 | 5901 | 9866 | 1636 | 2419 | 8905 | 1313 | 1086 | 22500 | 1.12 | 1.07 | 11637.225
3724 | 4 | 156 | 2017-06-05 | 0.69811 | 1 | 0.69811 | 0.63253 | 0.73082 | 0.50439 | 0.49663 | 0.46584 | 0.44548 | 0.4889 | 0.45949 | 0.44889 | 0.47911 | 0.37276 | 0.39946 | 1 | 1 | 124 | 11146 | 4204 | 5830 | 9507 | 1607 | 2382 | 8756 | 1296 | 1059 | 22288 | 1.11 | 1.05 | 11354.585
3725 | 5 | 156 | 2017-06-05 | 0.69182 | 1 | 0.69182 | 0.63253 | 0.71832 | 0.511 | 0.50325 | 0.47215 | 0.43784 | 0.49437 | 0.46065 | 0.45489 | 0.4817 | 0.37064 | 0.40735 | 1 | 1 | 125 | 11292 | 4260 | 5909 | 9344 | 1625 | 2388 | 8873 | 1303 | 1053 | 22728 | 1.1 | 1.05 | 11160.345
3726 | 6 | 156 | 2017-06-05 | 0.7044 | 1 | 0.7044 | 0.68072 | 0.72546 | 0.53195 | 0.53196 | 0.49628 | 0.44154 | 0.52662 | 0.48187 | 0.48021 | 0.50536 | 0.39071 | 0.43563 | 1 | 1 | 126 | 11755 | 4503 | 6211 | 9423 | 1731 | 2498 | 9367 | 1367 | 1110 | 24306 | 1.12 | 1.13 | 11271.335
3727 | 7 | 156 | 2017-06-05 | 0.75472 | 1 | 0.75472 | 0.74096 | 0.7356 | 0.57793 | 0.58015 | 0.53416 | 0.46474 | 0.58473 | 0.51833 | 0.5242 | 0.54122 | 0.42872 | 0.48271 | 1 | 1 | 127 | 12771 | 4911 | 6685 | 9918 | 1922 | 2687 | 10225 | 1464 | 1218 | 26933 | 1.2 | 1.23 | 11428.795
3728 | 8 | 156 | 2017-06-05 | 0.81761 | 1 | 0.81761 | 0.77711 | 0.74366 | 0.62033 | 0.61323 | 0.57731 | 0.50091 | 0.6261 | 0.54321 | 0.55726 | 0.57745 | 0.44632 | 0.52032 | 1 | 1 | 128 | 13708 | 5191 | 7225 | 10690 | 2058 | 2816 | 10870 | 1562 | 1268 | 29031 | 1.3 | 1.29 | 11554.04
3729 | 9 | 156 | 2017-06-05 | 0.84277 | 1 | 0.84277 | 0.83133 | 0.84656 | 0.65019 | 0.63131 | 0.60615 | 0.53606 | 0.65227 | 0.56617 | 0.577 | 0.60518 | 0.45442 | 0.54152 | 1 | 1 | 129 | 14368 | 5344 | 7586 | 11440 | 2144 | 2935 | 11255 | 1637 | 1291 | 30214 | 1.34 | 1.38 | 13152.805
3730 | 10 | 156 | 2017-06-05 | 0.8805 | 1 | 0.8805 | 0.85542 | 0.91285 | 0.674 | 0.65186 | 0.63244 | 0.5601 | 0.67934 | 0.59529 | 0.59469 | 0.62994 | 0.47694 | 0.55661 | 1 | 1 | 130 | 14894 | 5518 | 7915 | 11953 | 2233 | 3086 | 11600 | 1704 | 1355 | 31056 | 1.4 | 1.42 | 14182.66
3731 | 11 | 156 | 2017-06-05 | 0.84906 | 1 | 0.84906 | 0.83133 | 0.9624 | 0.70065 | 0.67147 | 0.65362 | 0.5765 | 0.70703 | 0.62307 | 0.61673 | 0.65323 | 0.49912 | 0.57028 | 1 | 1 | 131 | 15483 | 5684 | 8180 | 12303 | 2324 | 3230 | 12030 | 1767 | 1418 | 31819 | 1.35 | 1.38 | 14952.575
3732 | 12 | 156 | 2017-06-05 | 0.8239 | 1 | 0.8239 | 0.78916 | 0.97754 | 0.71907 | 0.6899 | 0.67687 | 0.5898 | 0.72984 | 0.64969 | 0.6338 | 0.67098 | 0.51461 | 0.57944 | 1 | 1 | 132 | 15890 | 5840 | 8471 | 12587 | 2399 | 3368 | 12363 | 1815 | 1462 | 32330 | 1.31 | 1.31 | 15187.805
3733 | 13 | 156 | 2017-06-05 | 0.80503 | 1 | 0.80503 | 0.78916 | 0.95214 | 0.74192 | 0.6997 | 0.68925 | 0.59524 | 0.75297 | 0.67245 | 0.64719 | 0.68577 | 0.53713 | 0.58502 | 1 | 1 | 133 | 16395 | 5923 | 8626 | 12703 | 2475 | 3486 | 12624 | 1855 | 1526 | 32641 | 1.28 | 1.31 | 14793.225
3734 | 14 | 156 | 2017-06-05 | 0.81132 | 1 | 0.81132 | 0.74699 | 0.97576 | 0.75889 | 0.71022 | 0.70427 | 0.59496 | 0.7697 | 0.69367 | 0.65913 | 0.69649 | 0.55368 | 0.58969 | 1 | 1 | 134 | 16770 | 6012 | 8814 | 12697 | 2530 | 3596 | 12857 | 1884 | 1573 | 32902 | 1.29 | 1.24 | 15160.185
3735 | 15 | 156 | 2017-06-05 | 0.76101 | 1 | 0.76101 | 0.74096 | 1 | 0.76935 | 0.70786 | 0.70547 | 0.59894 | 0.77852 | 0.71181 | 0.66487 | 0.70277 | 0.56494 | 0.59018 | 1 | 1 | 135 | 17001 | 5992 | 8829 | 12782 | 2559 | 3690 | 12969 | 1901 | 1605 | 32929 | 1.21 | 1.23 | 15536.75
3736 | 16 | 156 | 2017-06-05 | 0.77358 | 1 | 0.77358 | 0.72892 | 0.99944 | 0.77374 | 0.70419 | 0.70188 | 0.59711 | 0.77305 | 0.72454 | 0.66718 | 0.70277 | 0.57585 | 0.58923 | 1 | 1 | 136 | 17098 | 5961 | 8784 | 12743 | 2541 | 3756 | 13014 | 1901 | 1636 | 32876 | 1.23 | 1.21 | 15528.105
3737 | 17 | 156 | 2017-06-05 | 0.77987 | 1 | 0.77987 | 0.72289 | 0.98608 | 0.77663 | 0.70148 | 0.69573 | 0.59318 | 0.76392 | 0.73495 | 0.66574 | 0.70314 | 0.58958 | 0.5895 | 1 | 1 | 137 | 17162 | 5938 | 8707 | 12659 | 2511 | 3810 | 12986 | 1902 | 1675 | 32891 | 1.24 | 1.2 | 15320.515
3738 | 18 | 156 | 2017-06-05 | 0.83648 | 1 | 0.83648 | 0.77108 | 0.92154 | 0.77686 | 0.69876 | 0.68518 | 0.58507 | 0.75418 | 0.7338 | 0.66298 | 0.69094 | 0.59732 | 0.5891 | 1 | 1 | 138 | 17167 | 5915 | 8575 | 12486 | 2479 | 3804 | 12932 | 1869 | 1697 | 32869 | 1.33 | 1.28 | 14317.695
3739 | 19 | 156 | 2017-06-05 | 0.83648 | 1 | 0.83648 | 0.80723 | 0.8823 | 0.77165 | 0.68836 | 0.67519 | 0.57256 | 0.73623 | 0.71798 | 0.65257 | 0.67763 | 0.59697 | 0.5831 | 1 | 1 | 139 | 17052 | 5827 | 8450 | 12219 | 2420 | 3722 | 12729 | 1833 | 1696 | 32534 | 1.33 | 1.34 | 13708.055
3740 | 20 | 156 | 2017-06-05 | 0.90566 | 1 | 0.90566 | 0.8494 | 0.93549 | 0.74839 | 0.68128 | 0.65737 | 0.55325 | 0.71585 | 0.69483 | 0.64365 | 0.65952 | 0.58536 | 0.58018 | 1 | 1 | 140 | 16538 | 5767 | 8227 | 11807 | 2353 | 3602 | 12555 | 1784 | 1663 | 32371 | 1.44 | 1.41 | 14534.475
3741 | 21 | 156 | 2017-06-05 | 0.98742 | 1 | 0.98742 | 0.88554 | 0.93593 | 0.72821 | 0.67998 | 0.64586 | 0.54257 | 0.70277 | 0.67708 | 0.63319 | 0.64658 | 0.57233 | 0.57957 | 1 | 1 | 141 | 16092 | 5756 | 8083 | 11579 | 2310 | 3510 | 12351 | 1749 | 1626 | 32337 | 1.57 | 1.47 | 14541.295
3742 | 22 | 156 | 2017-06-05 | 1 | 1 | 1 | 0.84337 | 0.9084 | 0.72509 | 0.66178 | 0.63484 | 0.53873 | 0.68695 | 0.65625 | 0.60607 | 0.63068 | 0.5579 | 0.55725 | 1 | 1 | 142 | 16023 | 5602 | 7945 | 11497 | 2258 | 3402 | 11822 | 1706 | 1585 | 31092 | 1.59 | 1.4 | 14113.52
3743 | 23 | 156 | 2017-06-05 | 0.91824 | 1 | 0.91824 | 0.74699 | 0.88374 | 0.67839 | 0.61288 | 0.59345 | 0.51717 | 0.63614 | 0.6059 | 0.5547 | 0.58595 | 0.5125 | 0.51141 | 1 | 1 | 143 | 14991 | 5188 | 7427 | 11037 | 2091 | 3141 | 10820 | 1585 | 1456 | 28534 | 1.46 | 1.24 | 13730.465
3744 | 24 | 156 | 2017-06-05 | 0.79245 | 1 | 0.79245 | 0.63855 | 0.84359 | 0.61354 | 0.56633 | 0.54806 | 0.47903 | 0.5753 | 0.55035 | 0.50272 | 0.53826 | 0.45864 | 0.46827 | 1 | 1 | 144 | 13558 | 4794 | 6859 | 10223 | 1891 | 2853 | 9806 | 1456 | 1303 | 26127 | 1.26 | 1.06 | 13106.685
3745 | 1 | 157 | 2017-06-06 | 0.64151 | 1 | 0.64151 | 0.59639 | 0.80131 | 0.57553 | 0.5355 | 0.51666 | 0.45143 | 0.54822 | 0.5054 | 0.46704 | 0.48096 | 0.4164 | 0.45493 | 2 | 1 | 1 | 12718 | 4533 | 6466 | 9634 | 1802 | 2620 | 9110 | 1301 | 1183 | 25383 | 1.02 | 0.99 | 12449.825
3746 | 2 | 157 | 2017-06-06 | 0.60377 | 1 | 0.60377 | 0.57831 | 0.77242 | 0.54869 | 0.51317 | 0.49692 | 0.42393 | 0.51263 | 0.47955 | 0.44186 | 0.461 | 0.38895 | 0.43145 | 2 | 1 | 2 | 12125 | 4344 | 6219 | 9047 | 1685 | 2486 | 8619 | 1247 | 1105 | 24073 | 0.96 | 0.96 | 12000.945
3747 | 3 | 157 | 2017-06-06 | 0.60377 | 1 | 0.60377 | 0.56024 | 0.74901 | 0.53267 | 0.50207 | 0.48502 | 0.40659 | 0.48768 | 0.46123 | 0.42613 | 0.45065 | 0.36818 | 0.41719 | 2 | 1 | 3 | 11771 | 4250 | 6070 | 8677 | 1603 | 2391 | 8312 | 1219 | 1046 | 23277 | 0.96 | 0.93 | 11637.225
3748 | 4 | 157 | 2017-06-06 | 0.59119 | 1 | 0.59119 | 0.54819 | 0.73082 | 0.52566 | 0.49392 | 0.47775 | 0.39558 | 0.47642 | 0.45235 | 0.42054 | 0.44732 | 0.36044 | 0.4105 | 2 | 1 | 4 | 11616 | 4181 | 5979 | 8442 | 1566 | 2345 | 8203 | 1210 | 1024 | 22904 | 0.94 | 0.91 | 11354.585
3749 | 5 | 157 | 2017-06-06 | 0.62893 | 1 | 0.62893 | 0.54819 | 0.71832 | 0.52978 | 0.50077 | 0.48206 | 0.39164 | 0.47916 | 0.4537 | 0.42725 | 0.45323 | 0.36149 | 0.41586 | 2 | 1 | 5 | 11707 | 4239 | 6033 | 8358 | 1575 | 2352 | 8334 | 1226 | 1027 | 23203 | 1 | 0.91 | 11160.345
3750 | 6 | 157 | 2017-06-06 | 0.69182 | 1 | 0.69182 | 0.56627 | 0.72546 | 0.55471 | 0.52569 | 0.50635 | 0.39848 | 0.50867 | 0.47434 | 0.45514 | 0.47505 | 0.38226 | 0.44319 | 2 | 1 | 6 | 12258 | 4450 | 6337 | 8504 | 1672 | 2459 | 8878 | 1285 | 1086 | 24728 | 1.1 | 0.94 | 11271.335
3751 | 7 | 157 | 2017-06-06 | 0.76101 | 1 | 0.76101 | 0.62651 | 0.7356 | 0.59431 | 0.57129 | 0.54511 | 0.41882 | 0.56465 | 0.50675 | 0.50118 | 0.51017 | 0.4164 | 0.49031 | 2 | 1 | 7 | 13133 | 4836 | 6822 | 8938 | 1856 | 2627 | 9776 | 1380 | 1183 | 27357 | 1.21 | 1.04 | 11428.795
3752 | 8 | 157 | 2017-06-06 | 0.77358 | 1 | 0.77358 | 0.6988 | 0.74366 | 0.62467 | 0.60035 | 0.58066 | 0.45818 | 0.60237 | 0.53183 | 0.53717 | 0.54196 | 0.43189 | 0.52653 | 2 | 1 | 8 | 13804 | 5082 | 7267 | 9778 | 1980 | 2757 | 10478 | 1466 | 1227 | 29378 | 1.23 | 1.16 | 11554.04
3753 | 9 | 157 | 2017-06-06 | 0.72327 | 1 | 0.72327 | 0.73494 | 0.84656 | 0.64553 | 0.61453 | 0.60256 | 0.49927 | 0.62184 | 0.5517 | 0.55311 | 0.56488 | 0.43893 | 0.54301 | 2 | 1 | 9 | 14265 | 5202 | 7541 | 10655 | 2044 | 2860 | 10789 | 1528 | 1247 | 30297 | 1.15 | 1.22 | 13152.805
3754 | 10 | 157 | 2017-06-06 | 0.7044 | 1 | 0.7044 | 0.74096 | 0.91285 | 0.66368 | 0.62882 | 0.6175 | 0.52284 | 0.63949 | 0.57369 | 0.5688 | 0.58336 | 0.45442 | 0.5531 | 2 | 1 | 10 | 14666 | 5323 | 7728 | 11158 | 2102 | 2974 | 11095 | 1578 | 1291 | 30860 | 1.12 | 1.23 | 14182.66
3755 | 11 | 157 | 2017-06-06 | 0.72956 | 1 | 0.72956 | 0.73494 | 0.9624 | 0.6854 | 0.64347 | 0.62932 | 0.53999 | 0.6547 | 0.59317 | 0.58674 | 0.59889 | 0.4699 | 0.56213 | 2 | 1 | 11 | 15146 | 5447 | 7876 | 11524 | 2152 | 3075 | 11445 | 1620 | 1335 | 31364 | 1.16 | 1.22 | 14952.575
3756 | 12 | 157 | 2017-06-06 | 0.67925 | 1 | 0.67925 | 0.74096 | 0.97754 | 0.70006 | 0.65281 | 0.63388 | 0.55569 | 0.66413 | 0.60706 | 0.60007 | 0.60813 | 0.48258 | 0.56724 | 2 | 1 | 12 | 15470 | 5526 | 7933 | 11859 | 2183 | 3147 | 11705 | 1645 | 1371 | 31649 | 1.08 | 1.23 | 15187.805
3757 | 13 | 157 | 2017-06-06 | 0.6478 | 1 | 0.6478 | 0.75904 | 0.95214 | 0.71414 | 0.6567 | 0.63492 | 0.5652 | 0.6766 | 0.61921 | 0.61391 | 0.61294 | 0.50123 | 0.57041 | 2 | 1 | 13 | 15781 | 5559 | 7946 | 12062 | 2224 | 3210 | 11975 | 1658 | 1424 | 31826 | 1.03 | 1.26 | 14793.225
3758 | 14 | 157 | 2017-06-06 | 0.6478 | 1 | 0.6478 | 0.77711 | 0.97576 | 0.72717 | 0.66474 | 0.63963 | 0.57064 | 0.68725 | 0.63561 | 0.63058 | 0.61848 | 0.5139 | 0.57385 | 2 | 1 | 14 | 16069 | 5627 | 8005 | 12178 | 2259 | 3295 | 12300 | 1673 | 1460 | 32018 | 1.03 | 1.29 | 15160.185
3759 | 15 | 157 | 2017-06-06 | 0.66038 | 1 | 0.66038 | 0.79518 | 1 | 0.73274 | 0.66627 | 0.6374 | 0.57931 | 0.69273 | 0.65181 | 0.64375 | 0.61811 | 0.53045 | 0.57423 | 2 | 1 | 15 | 16192 | 5640 | 7977 | 12363 | 2277 | 3379 | 12557 | 1672 | 1507 | 32039 | 1.05 | 1.32 | 15536.75
3760 | 16 | 157 | 2017-06-06 | 0.66038 | 1 | 0.66038 | 0.84337 | 0.99944 | 0.73437 | 0.66698 | 0.63196 | 0.58128 | 0.6903 | 0.66184 | 0.6578 | 0.61848 | 0.54277 | 0.57623 | 2 | 1 | 16 | 16228 | 5646 | 7909 | 12405 | 2269 | 3431 | 12831 | 1673 | 1542 | 32151 | 1.05 | 1.4 | 15528.105
3761 | 17 | 157 | 2017-06-06 | 0.67925 | 1 | 0.67925 | 0.87349 | 0.98608 | 0.7364 | 0.6723 | 0.62853 | 0.58221 | 0.6903 | 0.66898 | 0.66795 | 0.6159 | 0.55614 | 0.57907 | 2 | 1 | 17 | 16273 | 5691 | 7866 | 12425 | 2269 | 3468 | 13029 | 1666 | 1580 | 32309 | 1.08 | 1.45 | 15320.515
3762 | 18 | 157 | 2017-06-06 | 0.73585 | 1 | 0.73585 | 0.95783 | 0.92154 | 0.73183 | 0.67312 | 0.62357 | 0.5816 | 0.68664 | 0.66609 | 0.67056 | 0.61146 | 0.56353 | 0.57849 | 2 | 1 | 18 | 16172 | 5698 | 7804 | 12412 | 2257 | 3453 | 13080 | 1654 | 1601 | 32277 | 1.17 | 1.59 | 14317.695
3763 | 19 | 157 | 2017-06-06 | 0.7673 | 1 | 0.7673 | 0.98193 | 0.8823 | 0.72088 | 0.66958 | 0.61542 | 0.57556 | 0.6763 | 0.65413 | 0.6619 | 0.59815 | 0.56283 | 0.56955 | 2 | 1 | 19 | 15930 | 5668 | 7702 | 12283 | 2223 | 3391 | 12911 | 1618 | 1599 | 31778 | 1.22 | 1.63 | 13708.055
3764 | 20 | 157 | 2017-06-06 | 0.86164 | 1 | 0.86164 | 1 | 0.93549 | 0.7088 | 0.6632 | 0.60735 | 0.56038 | 0.66018 | 0.63387 | 0.64637 | 0.58891 | 0.55333 | 0.56358 | 2 | 1 | 20 | 15663 | 5614 | 7601 | 11959 | 2170 | 3286 | 12608 | 1593 | 1572 | 31445 | 1.37 | 1.66 | 14534.475
3765 | 21 | 157 | 2017-06-06 | 0.88679 | 1 | 0.88679 | 0.99398 | 0.93593 | 0.69771 | 0.66486 | 0.60607 | 0.54913 | 0.65257 | 0.61728 | 0.63493 | 0.58299 | 0.53854 | 0.56907 | 2 | 1 | 21 | 15418 | 5628 | 7585 | 11719 | 2145 | 3200 | 12385 | 1577 | 1530 | 31751 | 1.41 | 1.65 | 14541.295
3766 | 22 | 157 | 2017-06-06 | 0.84906 | 1 | 0.84906 | 0.90964 | 0.9084 | 0.6868 | 0.65292 | 0.60599 | 0.54726 | 0.64314 | 0.60204 | 0.60935 | 0.57523 | 0.53608 | 0.55107 | 2 | 1 | 22 | 15177 | 5527 | 7584 | 11679 | 2114 | 3121 | 11886 | 1556 | 1523 | 30747 | 1.35 | 1.51 | 14113.52
3767 | 23 | 157 | 2017-06-06 | 0.7673 | 1 | 0.7673 | 0.79518 | 0.88374 | 0.64264 | 0.60756 | 0.57387 | 0.53296 | 0.59872 | 0.55999 | 0.55521 | 0.53715 | 0.49666 | 0.50542 | 2 | 1 | 23 | 14201 | 5143 | 7182 | 11374 | 1968 | 2903 | 10830 | 1453 | 1411 | 28200 | 1.22 | 1.32 | 13730.465
3768 | 24 | 157 | 2017-06-06 | 0.6478 | 1 | 0.6478 | 0.68675 | 0.84359 | 0.59376 | 0.56007 | 0.53544 | 0.49646 | 0.54548 | 0.51003 | 0.50036 | 0.49723 | 0.4421 | 0.46006 | 2 | 1 | 24 | 13121 | 4741 | 6701 | 10595 | 1793 | 2644 | 9760 | 1345 | 1256 | 25669 | 1.03 | 1.14 | 13106.685
3769 | 1 | 158 | 2017-06-07 | 0.58491 | 1 | 0.58491 | 0.64458 | 0.80131 | 0.53118 | 0.51672 | 0.48853 | 0.4452 | 0.49924 | 0.4564 | 0.43059 | 0.45287 | 0.39423 | 0.42058 | 3 | 1 | 25 | 11738 | 4374 | 6114 | 9501 | 1641 | 2366 | 8399 | 1225 | 1120 | 23466 | 0.93 | 1.07 | 12449.825
3770 | 2 | 158 | 2017-06-07 | 0.54717 | 1 | 0.54717 | 0.62048 | 0.77242 | 0.50783 | 0.50041 | 0.47111 | 0.41797 | 0.47003 | 0.43885 | 0.40013 | 0.43882 | 0.37029 | 0.40233 | 3 | 1 | 26 | 11222 | 4236 | 5896 | 8920 | 1545 | 2275 | 7805 | 1187 | 1052 | 22448 | 0.87 | 1.03 | 12000.945
3771 | 3 | 158 | 2017-06-07 | 0.54088 | 1 | 0.54088 | 0.60843 | 0.74901 | 0.49339 | 0.49344 | 0.46169 | 0.40106 | 0.45208 | 0.42747 | 0.38686 | 0.43068 | 0.35445 | 0.39219 | 3 | 1 | 27 | 10903 | 4177 | 5778 | 8559 | 1486 | 2216 | 7546 | 1165 | 1007 | 21882 | 0.86 | 1.01 | 11637.225
3772 | 4 | 158 | 2017-06-07 | 0.54717 | 1 | 0.54717 | 0.62048 | 0.73082 | 0.48937 | 0.49014 | 0.45721 | 0.39009 | 0.44387 | 0.42342 | 0.3806 | 0.42847 | 0.34882 | 0.38882 | 3 | 1 | 28 | 10814 | 4149 | 5722 | 8325 | 1459 | 2195 | 7424 | 1159 | 991 | 21694 | 0.87 | 1.03 | 11354.585
3773 | 5 | 158 | 2017-06-07 | 0.57862 | 1 | 0.57862 | 0.63855 | 0.71832 | 0.4938 | 0.49923 | 0.4628 | 0.38635 | 0.44935 | 0.42959 | 0.38768 | 0.43327 | 0.34917 | 0.39668 | 3 | 1 | 29 | 10912 | 4226 | 5792 | 8245 | 1477 | 2227 | 7562 | 1172 | 992 | 22133 | 0.92 | 1.06 | 11160.345
3774 | 6 | 158 | 2017-06-07 | 0.6478 | 1 | 0.6478 | 0.69277 | 0.72546 | 0.51932 | 0.52888 | 0.48534 | 0.39375 | 0.47703 | 0.45351 | 0.4148 | 0.4536 | 0.36853 | 0.42436 | 3 | 1 | 30 | 11476 | 4477 | 6074 | 8403 | 1568 | 2351 | 8091 | 1227 | 1047 | 23677 | 1.03 | 1.15 | 11271.335
3775 | 7 | 158 | 2017-06-07 | 0.71069 | 1 | 0.71069 | 0.75904 | 0.7356 | 0.55688 | 0.57212 | 0.52241 | 0.41455 | 0.52054 | 0.48881 | 0.46211 | 0.48983 | 0.4069 | 0.47058 | 3 | 1 | 31 | 12306 | 4843 | 6538 | 8847 | 1711 | 2534 | 9014 | 1325 | 1156 | 26256 | 1.13 | 1.26 | 11428.795
3776 | 8 | 158 | 2017-06-07 | 0.73585 | 1 | 0.73585 | 0.74699 | 0.74366 | 0.58729 | 0.6026 | 0.55645 | 0.45415 | 0.55856 | 0.51447 | 0.4961 | 0.52384 | 0.42027 | 0.50655 | 3 | 1 | 32 | 12978 | 5101 | 6964 | 9692 | 1836 | 2667 | 9677 | 1417 | 1194 | 28263 | 1.17 | 1.24 | 11554.04
3777 | 9 | 158 | 2017-06-07 | 0.71698 | 1 | 0.71698 | 0.71084 | 0.84656 | 0.60684 | 0.61217 | 0.57627 | 0.49309 | 0.58534 | 0.53453 | 0.50723 | 0.5427 | 0.42063 | 0.52112 | 3 | 1 | 33 | 13410 | 5182 | 7212 | 10523 | 1924 | 2771 | 9894 | 1468 | 1195 | 29076 | 1.14 | 1.18 | 13152.805
3778 | 10 | 158 | 2017-06-07 | 0.69811 | 1 | 0.69811 | 0.6988 | 0.91285 | 0.62187 | 0.62103 | 0.58953 | 0.51741 | 0.6042 | 0.55073 | 0.51487 | 0.55601 | 0.42907 | 0.52888 | 3 | 1 | 34 | 13742 | 5257 | 7378 | 11042 | 1986 | 2855 | 10043 | 1504 | 1219 | 29509 | 1.11 | 1.16 | 14182.66
3779 | 11 | 158 | 2017-06-07 | 0.7044 | 1 | 0.7044 | 0.72289 | 0.9624 | 0.6354 | 0.62599 | 0.6016 | 0.53423 | 0.61789 | 0.56346 | 0.52404 | 0.56969 | 0.43576 | 0.53573 | 3 | 1 | 35 | 14041 | 5299 | 7529 | 11401 | 2031 | 2921 | 10222 | 1541 | 1238 | 29891 | 1.12 | 1.2 | 14952.575
3780 | 12 | 158 | 2017-06-07 | 0.67925 | 1 | 0.67925 | 0.72289 | 0.97754 | 0.64422 | 0.62989 | 0.60352 | 0.55011 | 0.62762 | 0.57292 | 0.52835 | 0.5756 | 0.43893 | 0.53817 | 3 | 1 | 36 | 14236 | 5332 | 7553 | 11740 | 2063 | 2970 | 10306 | 1557 | 1247 | 30027 | 1.08 | 1.2 | 15187.805
3781 | 13 | 158 | 2017-06-07 | 0.62264 | 1 | 0.62264 | 0.6988 | 0.95214 | 0.65151 | 0.6306 | 0.60487 | 0.55925 | 0.63462 | 0.57658 | 0.53148 | 0.58041 | 0.44879 | 0.53831 | 3 | 1 | 37 | 14397 | 5338 | 7570 | 11935 | 2086 | 2989 | 10367 | 1570 | 1275 | 30035 | 0.99 | 1.16 | 14793.225
3782 | 14 | 158 | 2017-06-07 | 0.63522 | 1 | 0.63522 | 0.6988 | 0.97576 | 0.65771 | 0.63048 | 0.61031 | 0.56534 | 0.63766 | 0.58314 | 0.53501 | 0.58484 | 0.45899 | 0.53982 | 3 | 1 | 38 | 14534 | 5337 | 7638 | 12065 | 2096 | 3023 | 10436 | 1582 | 1304 | 30119 | 1.01 | 1.16 | 15160.185
3783 | 15 | 158 | 2017-06-07 | 0.65409 | 1 | 0.65409 | 0.70482 | 1 | 0.65893 | 0.62764 | 0.60663 | 0.5742 | 0.63553 | 0.58816 | 0.53737 | 0.58558 | 0.46639 | 0.53836 | 3 | 1 | 39 | 14561 | 5313 | 7592 | 12254 | 2089 | 3049 | 10482 | 1584 | 1325 | 30038 | 1.04 | 1.17 | 15536.75
3784 | 16 | 158 | 2017-06-07 | 0.67925 | 1 | 0.67925 | 0.72289 | 0.99944 | 0.65626 | 0.62682 | 0.6008 | 0.578 | 0.62702 | 0.59047 | 0.54219 | 0.58262 | 0.47659 | 0.53956 | 3 | 1 | 40 | 14502 | 5306 | 7519 | 12335 | 2061 | 3061 | 10576 | 1576 | 1354 | 30105 | 1.08 | 1.2 | 15528.105
3785 | 17 | 158 | 2017-06-07 | 0.73585 | 1 | 0.73585 | 0.78313 | 0.98608 | 0.65748 | 0.62764 | 0.59752 | 0.57987 | 0.62367 | 0.59452 | 0.54706 | 0.58226 | 0.48891 | 0.54449 | 3 | 1 | 41 | 14529 | 5313 | 7478 | 12375 | 2050 | 3082 | 10671 | 1575 | 1389 | 30380 | 1.17 | 1.3 | 15320.515
3786 | 18 | 158 | 2017-06-07 | 0.79874 | 1 | 0.79874 | 0.81325 | 0.92154 | 0.65531 | 0.63142 | 0.59161 | 0.58071 | 0.62215 | 0.59549 | 0.55019 | 0.57782 | 0.49912 | 0.54847 | 3 | 1 | 42 | 14481 | 5345 | 7404 | 12393 | 2045 | 3087 | 10732 | 1563 | 1418 | 30602 | 1.27 | 1.35 | 14317.695
3787 | 19 | 158 | 2017-06-07 | 0.83648 | 1 | 0.83648 | 0.8494 | 0.8823 | 0.64952 | 0.62906 | 0.58586 | 0.57528 | 0.61272 | 0.59105 | 0.5465 | 0.56599 | 0.50123 | 0.54476 | 3 | 1 | 43 | 14353 | 5325 | 7332 | 12277 | 2014 | 3064 | 10660 | 1531 | 1424 | 30395 | 1.33 | 1.41 | 13708.055
3788 | 20 | 158 | 2017-06-07 | 0.91824 | 1 | 0.91824 | 0.90361 | 0.93549 | 0.64169 | 0.62658 | 0.57731 | 0.56028 | 0.60116 | 0.58083 | 0.5386 | 0.56044 | 0.49384 | 0.54048 | 3 | 1 | 44 | 14180 | 5304 | 7225 | 11957 | 1976 | 3011 | 10506 | 1516 | 1403 | 30156 | 1.46 | 1.5 | 14534.475
3789 | 21 | 158 | 2017-06-07 | 0.91195 | 1 | 0.91195 | 0.93976 | 0.93593 | 0.63951 | 0.63438 | 0.5793 | 0.5466 | 0.59659 | 0.57176 | 0.53855 | 0.56007 | 0.48891 | 0.54625 | 3 | 1 | 45 | 14132 | 5370 | 7250 | 11665 | 1961 | 2964 | 10505 | 1515 | 1389 | 30478 | 1.45 | 1.56 | 14541.295
3790 | 22 | 158 | 2017-06-07 | 0.89308 | 1 | 0.89308 | 0.89759 | 0.9084 | 0.64028 | 0.63083 | 0.5833 | 0.54402 | 0.60024 | 0.57079 | 0.52122 | 0.55453 | 0.49314 | 0.5318 | 3 | 1 | 46 | 14149 | 5340 | 7300 | 11610 | 1973 | 2959 | 10167 | 1500 | 1401 | 29672 | 1.42 | 1.49 | 14113.52
3791 | 23 | 158 | 2017-06-07 | 0.7673 | 1 | 0.7673 | 0.8012 | 0.88374 | 0.60345 | 0.58949 | 0.55406 | 0.52823 | 0.56678 | 0.53472 | 0.47667 | 0.52015 | 0.45899 | 0.49092 | 3 | 1 | 47 | 13335 | 4990 | 6934 | 11273 | 1863 | 2772 | 9298 | 1407 | 1304 | 27391 | 1.22 | 1.33 | 13730.465
3792 | 24 | 158 | 2017-06-07 | 0.69182 | 1 | 0.69182 | 0.69277 | 0.84359 | 0.55896 | 0.54778 | 0.51762 | 0.4899 | 0.52114 | 0.49344 | 0.43033 | 0.48392 | 0.41183 | 0.45137 | 3 | 1 | 48 | 12352 | 4637 | 6478 | 10455 | 1713 | 2558 | 8394 | 1309 | 1170 | 25184 | 1.1 | 1.15 | 13106.685
3793 | 1 | 159 | 2017-06-08 | 0.61635 | 1 | 0.61635 | 0.64458 | 0.80131 | 0.52901 | 0.51624 | 0.48925 | 0.44712 | 0.48616 | 0.45448 | 0.41628 | 0.4525 | 0.37311 | 0.41593 | 4 | 1 | 49 | 11690 | 4370 | 6123 | 9542 | 1598 | 2356 | 8120 | 1224 | 1060 | 23207 | 0.98 | 1.07 | 12449.825
3794 | 2 | 159 | 2017-06-08 | 0.61006 | 1 | 0.61006 | 0.62048 | 0.77242 | 0.50855 | 0.49781 | 0.47223 | 0.41774 | 0.4603 | 0.43673 | 0.39695 | 0.4366 | 0.3534 | 0.39733 | 4 | 1 | 50 | 11238 | 4214 | 5910 | 8915 | 1513 | 2264 | 7743 | 1181 | 1004 | 22169 | 0.97 | 1.03 | 12000.945
3795 | 3 | 159 | 2017-06-08 | 0.59748 | 1 | 0.59748 | 0.62048 | 0.74901 | 0.4962 | 0.49155 | 0.46241 | 0.39937 | 0.44387 | 0.42554 | 0.38721 | 0.42662 | 0.34389 | 0.38762 | 4 | 1 | 51 | 10965 | 4161 | 5787 | 8523 | 1459 | 2206 | 7553 | 1154 | 977 | 21627 | 0.95 | 1.03 | 11637.225
3796 | 4 | 159 | 2017-06-08 | 0.58491 | 1 | 0.58491 | 0.62048 | 0.73082 | 0.49366 | 0.4886 | 0.45665 | 0.38761 | 0.43687 | 0.42033 | 0.38398 | 0.42218 | 0.34284 | 0.38448 | 4 | 1 | 52 | 10909 | 4136 | 5715 | 8272 | 1436 | 2179 | 7490 | 1142 | 974 | 21452 | 0.93 | 1.03 | 11354.585
3797 | 5 | 159 | 2017-06-08 | 0.60377 | 1 | 0.60377 | 0.64458 | 0.71832 | 0.49923 | 0.49817 | 0.46448 | 0.3833 | 0.44204 | 0.42458 | 0.3927 | 0.42847 | 0.34847 | 0.3917 | 4 | 1 | 53 | 11032 | 4217 | 5813 | 8180 | 1453 | 2201 | 7660 | 1159 | 990 | 21855 | 0.96 | 1.07 | 11160.345
3798 | 6 | 159 | 2017-06-08 | 0.67296 | 1 | 0.67296 | 0.6988 | 0.72546 | 0.52593 | 0.52688 | 0.49093 | 0.38958 | 0.47125 | 0.4485 | 0.42213 | 0.4488 | 0.37452 | 0.41932 | 4 | 1 | 54 | 11622 | 4460 | 6144 | 8314 | 1549 | 2325 | 8234 | 1214 | 1064 | 23396 | 1.07 | 1.16 | 11271.335
3799 | 7 | 159 | 2017-06-08 | 0.73585 | 1 | 0.73585 | 0.77108 | 0.7356 | 0.562 | 0.56751 | 0.52801 | 0.40818 | 0.5181 | 0.47897 | 0.46847 | 0.48022 | 0.4164 | 0.46402 | 4 | 1 | 55 | 12419 | 4804 | 6608 | 8711 | 1703 | 2483 | 9138 | 1299 | 1183 | 25890 | 1.17 | 1.28 | 11428.795
3800 | 8 | 159 | 2017-06-08 | 0.74214 | 1 | 0.74214 | 0.78313 | 0.74366 | 0.59336 | 0.59882 | 0.56388 | 0.44511 | 0.55552 | 0.50579 | 0.50005 | 0.51201 | 0.43119 | 0.49958 | 4 | 1 | 56 | 13112 | 5069 | 7057 | 9499 | 1826 | 2622 | 9754 | 1385 | 1225 | 27874 | 1.18 | 1.3 | 11554.04
3801 | 9 | 159 | 2017-06-08 | 0.74843 | 1 | 0.74843 | 0.74699 | 0.84656 | 0.61354 | 0.60957 | 0.58833 | 0.48728 | 0.57986 | 0.52874 | 0.50779 | 0.53715 | 0.43083 | 0.51349 | 4 | 1 | 57 | 13558 | 5160 | 7363 | 10399 | 1906 | 2741 | 9905 | 1453 | 1224 | 28650 | 1.19 | 1.24 | 13152.805
3802 | 10 | 159 | 2017-06-08 | 0.71698 | 1 | 0.71698 | 0.72892 | 0.91285 | 0.62707 | 0.61488 | 0.60455 | 0.51708 | 0.60024 | 0.54938 | 0.51533 | 0.55527 | 0.43295 | 0.5218 | 4 | 1 | 58 | 13857 | 5205 | 7566 | 11035 | 1973 | 2848 | 10052 | 1502 | 1230 | 29114 | 1.14 | 1.21 | 14182.66
3803 | 11 | 159 | 2017-06-08 | 0.71698 | 1 | 0.71698 | 0.71084 | 0.9624 | 0.64105 | 0.6241 | 0.61878 | 0.53952 | 0.61819 | 0.56443 | 0.5241 | 0.5719 | 0.43999 | 0.53069 | 4 | 1 | 59 | 14166 | 5283 | 7744 | 11514 | 2032 | 2926 | 10223 | 1547 | 1250 | 29610 | 1.14 | 1.18 | 14952.575
3804 | 12 | 159 | 2017-06-08 | 0.69811 | 1 | 0.69811 | 0.68072 | 0.97754 | 0.65069 | 0.63001 | 0.62429 | 0.56019 | 0.62702 | 0.57427 | 0.52804 | 0.5841 | 0.43999 | 0.53619 | 4 | 1 | 60 | 14379 | 5333 | 7813 | 11955 | 2061 | 2977 | 10300 | 1580 | 1250 | 29917 | 1.11 | 1.13 | 15187.805
3805 | 13 | 159 | 2017-06-08 | 0.63522 | 1 | 0.63522 | 0.6506 | 0.95214 | 0.65834 | 0.63414 | 0.62621 | 0.57453 | 0.63797 | 0.58275 | 0.53148 | 0.59298 | 0.44984 | 0.53987 | 4 | 1 | 61 | 14548 | 5368 | 7837 | 12261 | 2097 | 3021 | 10367 | 1604 | 1278 | 30122 | 1.01 | 1.08 | 14793.225
3806 | 14 | 159 | 2017-06-08 | 0.61635 | 1 | 0.61635 | 0.63253 | 0.97576 | 0.6664 | 0.6391 | 0.63348 | 0.58587 | 0.64801 | 0.5951 | 0.53553 | 0.60222 | 0.45794 | 0.54541 | 4 | 1 | 62 | 14726 | 5410 | 7928 | 12503 | 2130 | 3085 | 10446 | 1629 | 1301 | 30431 | 0.98 | 1.05 | 15160.185
3807 | 15 | 159 | 2017-06-08 | 0.61635 | 1 | 0.61635 | 0.65663 | 1 | 0.67155 | 0.64158 | 0.63036 | 0.59824 | 0.65257 | 0.60494 | 0.53958 | 0.60259 | 0.46709 | 0.54697 | 4 | 1 | 63 | 14840 | 5431 | 7889 | 12767 | 2145 | 3136 | 10525 | 1630 | 1327 | 30518 | 0.98 | 1.09 | 15536.75
3808 | 16 | 159 | 2017-06-08 | 0.64151 | 1 | 0.64151 | 0.68072 | 0.99944 | 0.67223 | 0.64288 | 0.62725 | 0.60466 | 0.64801 | 0.61015 | 0.54481 | 0.60407 | 0.47941 | 0.54887 | 4 | 1 | 64 | 14855 | 5442 | 7850 | 12904 | 2130 | 3163 | 10627 | 1634 | 1362 | 30624 | 1.02 | 1.13 | 15528.105
3809 | 17 | 159 | 2017-06-08 | 0.66667 | 1 | 0.66667 | 0.72892 | 0.98608 | 0.67427 | 0.64784 | 0.62101 | 0.60934 | 0.64862 | 0.61362 | 0.55137 | 0.60444 | 0.48962 | 0.55347 | 4 | 1 | 65 | 14900 | 5484 | 7772 | 13004 | 2132 | 3181 | 10755 | 1635 | 1391 | 30881 | 1.06 | 1.21 | 15320.515
3810 | 18 | 159 | 2017-06-08 | 0.68553 | 1 | 0.68553 | 0.77711 | 0.92154 | 0.67327 | 0.64891 | 0.61318 | 0.61173 | 0.6477 | 0.60976 | 0.55901 | 0.60148 | 0.49736 | 0.55605 | 4 | 1 | 66 | 14878 | 5493 | 7674 | 13055 | 2129 | 3161 | 10904 | 1627 | 1413 | 31025 | 1.09 | 1.29 | 14317.695
3811 | 19 | 159 | 2017-06-08 | 0.7044 | 1 | 0.7044 | 0.79518 | 0.8823 | 0.6683 | 0.64548 | 0.60224 | 0.60649 | 0.63979 | 0.60147 | 0.55916 | 0.59076 | 0.50194 | 0.54939 | 4 | 1 | 67 | 14768 | 5464 | 7537 | 12943 | 2103 | 3118 | 10907 | 1598 | 1426 | 30653 | 1.12 | 1.32 | 13708.055
3812 | 20 | 159 | 2017-06-08 | 0.7673 | 1 | 0.7673 | 0.8494 | 0.93549 | 0.65784 | 0.63745 | 0.59449 | 0.58887 | 0.62762 | 0.58854 | 0.55347 | 0.57782 | 0.49736 | 0.54372 | 4 | 1 | 68 | 14537 | 5396 | 7440 | 12567 | 2063 | 3051 | 10796 | 1563 | 1413 | 30337 | 1.22 | 1.41 | 14534.475
3813 | 21 | 159 | 2017-06-08 | 0.83648 | 1 | 0.83648 | 0.89759 | 0.93593 | 0.65219 | 0.6417 | 0.59569 | 0.57158 | 0.61789 | 0.57562 | 0.55552 | 0.57153 | 0.49454 | 0.55249 | 4 | 1 | 69 | 14412 | 5432 | 7455 | 12198 | 2031 | 2984 | 10836 | 1546 | 1405 | 30826 | 1.33 | 1.49 | 14541.295
3814 | 22 | 159 | 2017-06-08 | 0.8239 | 1 | 0.8239 | 0.87349 | 0.9084 | 0.65477 | 0.63733 | 0.59912 | 0.56759 | 0.61911 | 0.57523 | 0.53968 | 0.56599 | 0.5051 | 0.53913 | 4 | 1 | 70 | 14469 | 5395 | 7498 | 12113 | 2035 | 2982 | 10527 | 1531 | 1435 | 30081 | 1.31 | 1.45 | 14113.52
3815 | 23 | 159 | 2017-06-08 | 0.77358 | 1 | 0.77358 | 0.75904 | 0.88374 | 0.61811 | 0.59587 | 0.56476 | 0.5526 | 0.58047 | 0.54109 | 0.49626 | 0.52717 | 0.47166 | 0.49653 | 4 | 1 | 71 | 13659 | 5044 | 7068 | 11793 | 1908 | 2805 | 9680 | 1426 | 1340 | 27704 | 1.23 | 1.26 | 13730.465
3816 | 24 | 159 | 2017-06-08 | 0.7044 | 1 | 0.7044 | 0.68072 | 0.84359 | 0.57082 | 0.55275 | 0.52337 | 0.5123 | 0.52966 | 0.49498 | 0.44822 | 0.48688 | 0.42098 | 0.45346 | 4 | 1 | 72 | 12614 | 4679 | 6550 | 10933 | 1741 | 2566 | 8743 | 1317 | 1196 | 25301 | 1.12 | 1.13 | 13106.685
3817 | 1 | 160 | 2017-06-09 | 0.6478 | 1 | 0.6478 | 0.63253 | 0.80131 | 0.52819 | 0.51435 | 0.49588 | 0.47673 | 0.49528 | 0.44464 | 0.41418 | 0.45508 | 0.38895 | 0.42654 | 5 | 1 | 73 | 11672 | 4354 | 6206 | 10174 | 1628 | 2305 | 8079 | 1231 | 1105 | 23799 | 1.03 | 1.05 | 12449.825
3818 | 2 | 160 | 2017-06-09 | 0.59748 | 1 | 0.59748 | 0.61446 | 0.77242 | 0.50403 | 0.49533 | 0.47511 | 0.44333 | 0.46577 | 0.42805 | 0.39444 | 0.43586 | 0.36572 | 0.40484 | 5 | 1 | 74 | 11138 | 4193 | 5946 | 9461 | 1531 | 2219 | 7694 | 1179 | 1039 | 22588 | 0.95 | 1.02 | 12000.945
3819 | 3 | 160 | 2017-06-09 | 0.57862 | 1 | 0.57862 | 0.59639 | 0.74901 | 0.49027 | 0.48813 | 0.4636 | 0.42233 | 0.44539 | 0.41975 | 0.38322 | 0.4244 | 0.35797 | 0.39183 | 5 | 1 | 75 | 10834 | 4132 | 5802 | 9013 | 1464 | 2176 | 7475 | 1148 | 1017 | 21862 | 0.92 | 0.99 | 11637.225
3820 | 4 | 160 | 2017-06-09 | 0.58491 | 1 | 0.58491 | 0.61446 | 0.73082 | 0.48398 | 0.48529 | 0.45881 | 0.40898 | 0.43657 | 0.41744 | 0.37886 | 0.4207 | 0.34988 | 0.38602 | 5 | 1 | 76 | 10695 | 4108 | 5742 | 8728 | 1435 | 2164 | 7390 | 1138 | 994 | 21538 | 0.93 | 1.02 | 11354.585
3821 | 5 | 160 | 2017-06-09 | 0.58491 | 1 | 0.58491 | 0.62048 | 0.71832 | 0.48986 | 0.49533 | 0.46344 | 0.40261 | 0.44022 | 0.42496 | 0.38639 | 0.42514 | 0.35586 | 0.39152 | 5 | 1 | 77 | 10825 | 4193 | 5800 | 8592 | 1447 | 2203 | 7537 | 1150 | 1011 | 21845 | 0.93 | 1.03 | 11160.345
3822 | 6 | 160 | 2017-06-09 | 0.61635 | 1 | 0.61635 | 0.6747 | 0.72546 | 0.51353 | 0.5231 | 0.48558 | 0.40851 | 0.4673 | 0.44406 | 0.411 | 0.44806 | 0.37522 | 0.41378 | 5 | 1 | 78 | 11348 | 4428 | 6077 | 8718 | 1536 | 2302 | 8017 | 1212 | 1066 | 23087 | 0.98 | 1.12 | 11271.335
3823 | 7 | 160 | 2017-06-09 | 0.67296 | 1 | 0.67296 | 0.75904 | 0.7356 | 0.54629 | 0.55901 | 0.51682 | 0.43049 | 0.50897 | 0.46971 | 0.44971 | 0.47616 | 0.40866 | 0.45294 | 5 | 1 | 79 | 12072 | 4732 | 6468 | 9187 | 1673 | 2435 | 8772 | 1288 | 1161 | 25272 | 1.07 | 1.26 | 11428.795
3824 | 8 | 160 | 2017-06-09 | 0.72327 | 1 | 0.72327 | 0.74699 | 0.74366 | 0.57752 | 0.59149 | 0.5515 | 0.47092 | 0.54731 | 0.49691 | 0.48195 | 0.5098 | 0.42379 | 0.48974 | 5 | 1 | 80 | 12762 | 5007 | 6902 | 10050 | 1799 | 2576 | 9401 | 1379 | 1204 | 27325 | 1.15 | 1.24 | 11554.04
3825 | 9 | 160 | 2017-06-09 | 0.75472 | 1 | 0.75472 | 0.71084 | 0.84656 | 0.60232 | 0.60331 | 0.57659 | 0.51375 | 0.57499 | 0.52296 | 0.4999 | 0.53863 | 0.43295 | 0.51121 | 5 | 1 | 81 | 13310 | 5107 | 7216 | 10964 | 1890 | 2711 | 9751 | 1457 | 1230 | 28523 | 1.2 | 1.18 | 13152.805
3826 | 10 | 160 | 2017-06-09 | 0.79245 | 1 | 0.79245 | 0.6747 | 0.91285 | 0.623 | 0.61276 | 0.59648 | 0.54899 | 0.60329 | 0.54707 | 0.51635 | 0.56155 | 0.44667 | 0.5263 | 5 | 1 | 82 | 13767 | 5187 | 7465 | 11716 | 1983 | 2836 | 10072 | 1519 | 1269 | 29365 | 1.26 | 1.12 | 14182.66
3827 | 11 | 160 | 2017-06-09 | 0.73585 | 1 | 0.73585 | 0.6506 | 0.9624 | 0.64458 | 0.62504 | 0.6127 | 0.57889 | 0.62336 | 0.56944 | 0.5343 | 0.58041 | 0.46251 | 0.54016 | 5 | 1 | 83 | 14244 | 5291 | 7668 | 12354 | 2049 | 2952 | 10422 | 1570 | 1314 | 30138 | 1.17 | 1.08 | 14952.575
3828 | 12 | 160 | 2017-06-09 | 0.72327 | 1 | 0.72327 | 0.61446 | 0.97754 | 0.66015 | 0.63603 | 0.62014 | 0.60883 | 0.6401 | 0.58854 | 0.54834 | 0.59224 | 0.47096 | 0.55084 | 5 | 1 | 84 | 14588 | 5384 | 7761 | 12993 | 2104 | 3051 | 10696 | 1602 | 1338 | 30734 | 1.15 | 1.02 | 15187.805
3829 | 13 | 160 | 2017-06-09 | 0.71069 | 1 | 0.71069 | 0.63855 | 0.95214 | 0.673 | 0.64005 | 0.62629 | 0.63329 | 0.65774 | 0.60185 | 0.56075 | 0.60148 | 0.49208 | 0.56016 | 5 | 1 | 85 | 14872 | 5418 | 7838 | 13515 | 2162 | 3120 | 10938 | 1627 | 1398 | 31254 | 1.13 | 1.06 | 14793.225
3830 | 14 | 160 | 2017-06-09 | 0.69182 | 1 | 0.69182 | 0.62048 | 0.97576 | 0.68708 | 0.64973 | 0.6362 | 0.6532 | 0.67448 | 0.61767 | 0.5748 | 0.61035 | 0.50933 | 0.57104 | 5 | 1 | 86 | 15183 | 5500 | 7962 | 13940 | 2217 | 3202 | 11212 | 1651 | 1447 | 31861 | 1.1 | 1.03 | 15160.185
3831 | 15 | 160 | 2017-06-09 | 0.67296 | 1 | 0.67296 | 0.62048 | 1 | 0.69757 | 0.65257 | 0.63684 | 0.67494 | 0.6836 | 0.63349 | 0.58761 | 0.61479 | 0.52658 | 0.57729 | 5 | 1 | 87 | 15415 | 5524 | 7970 | 14404 | 2247 | 3284 | 11462 | 1663 | 1496 | 32210 | 1.07 | 1.03 | 15536.75
3832 | 16 | 160 | 2017-06-09 | 0.68553 | 1 | 0.68553 | 0.63253 | 0.99944 | 0.70459 | 0.65564 | 0.63492 | 0.68764 | 0.68695 | 0.64834 | 0.59971 | 0.61479 | 0.54453 | 0.58355 | 5 | 1 | 88 | 15570 | 5550 | 7946 | 14675 | 2258 | 3361 | 11698 | 1663 | 1547 | 32559 | 1.09 | 1.05 | 15528.105
3833 | 17 | 160 | 2017-06-09 | 0.66667 | 1 | 0.66667 | 0.71084 | 0.98608 | 0.70907 | 0.65954 | 0.63484 | 0.69509 | 0.69425 | 0.65953 | 0.61063 | 0.61331 | 0.56072 | 0.58962 | 5 | 1 | 89 | 15669 | 5583 | 7945 | 14834 | 2282 | 3419 | 11911 | 1659 | 1593 | 32898 | 1.06 | 1.18 | 15320.515
3834 | 18 | 160 | 2017-06-09 | 0.69811 | 1 | 0.69811 | 0.71687 | 0.92154 | 0.70595 | 0.65517 | 0.62613 | 0.69224 | 0.69242 | 0.65992 | 0.61591 | 0.6085 | 0.56952 | 0.58969 | 5 | 1 | 90 | 15600 | 5546 | 7836 | 14773 | 2276 | 3421 | 12014 | 1646 | 1618 | 32902 | 1.11 | 1.19 | 14317.695
3835 | 19 | 160 | 2017-06-09 | 0.72327 | 1 | 0.72327 | 0.76506 | 0.8823 | 0.69251 | 0.64194 | 0.61342 | 0.67738 | 0.68147 | 0.64834 | 0.60525 | 0.59409 | 0.56811 | 0.57812 | 5 | 1 | 91 | 15303 | 5434 | 7677 | 14456 | 2240 | 3361 | 11806 | 1607 | 1614 | 32256 | 1.15 | 1.27 | 13708.055
3836 | 20 | 160 | 2017-06-09 | 0.78616 | 1 | 0.78616 | 0.80723 | 0.93549 | 0.67155 | 0.62327 | 0.60048 | 0.65292 | 0.65957 | 0.62731 | 0.58469 | 0.57708 | 0.54699 | 0.56295 | 5 | 1 | 92 | 14840 | 5276 | 7515 | 13934 | 2168 | 3252 | 11405 | 1561 | 1554 | 31410 | 1.25 | 1.34 | 14534.475
3837 | 21 | 160 | 2017-06-09 | 0.83648 | 1 | 0.83648 | 0.86145 | 0.93593 | 0.65291 | 0.61701 | 0.59401 | 0.63043 | 0.63766 | 0.60552 | 0.57808 | 0.56858 | 0.5308 | 0.56342 | 5 | 1 | 93 | 14428 | 5223 | 7434 | 13454 | 2096 | 3139 | 11276 | 1538 | 1508 | 31436 | 1.33 | 1.43 | 14541.295
3838 | 22 | 160 | 2017-06-09 | 0.81761 | 1 | 0.81761 | 0.8494 | 0.9084 | 0.64879 | 0.61654 | 0.59521 | 0.61553 | 0.62823 | 0.59587 | 0.56547 | 0.56007 | 0.53045 | 0.5463 | 5 | 1 | 94 | 14337 | 5219 | 7449 | 13136 | 2065 | 3089 | 11030 | 1515 | 1507 | 30481 | 1.3 | 1.41 | 14113.52
3839 | 23 | 160 | 2017-06-09 | 0.75472 | 1 | 0.75472 | 0.72892 | 0.88374 | 0.61322 | 0.57909 | 0.56245 | 0.59454 | 0.58777 | 0.56211 | 0.5263 | 0.52791 | 0.5037 | 0.50816 | 5 | 1 | 95 | 13551 | 4902 | 7039 | 12688 | 1932 | 2914 | 10266 | 1428 | 1431 | 28353 | 1.2 | 1.21 | 13730.465
3840 | 24 | 160 | 2017-06-09 | 0.68553 | 1 | 0.68553 | 0.6506 | 0.84359 | 0.56376 | 0.53514 | 0.51914 | 0.55091 | 0.53301 | 0.51717 | 0.48042 | 0.4902 | 0.45829 | 0.46569 | 5 | 1 | 96 | 12458 | 4530 | 6497 | 11757 | 1752 | 2681 | 9371 | 1326 | 1302 | 25983 | 1.09 | 1.08 | 13106.685
3841 | 1 | 161 | 2017-06-10 | 0.61635 | 1 | 0.61635 | 0.62651 | 0.77448 | 0.54457 | 0.53006 | 0.50124 | 0.51661 | 0.51567 | 0.47145 | 0.46109 | 0.4939 | 0.41007 | 0.45108 | 6 | 2 | 97 | 12034 | 4487 | 6273 | 11025 | 1695 | 2444 | 8994 | 1336 | 1165 | 25168 | 0.98 | 1.04 | 12032.86
3842 | 2 | 161 | 2017-06-10 | 0.60377 | 1 | 0.60377 | 0.60241 | 0.74964 | 0.51249 | 0.49427 | 0.47119 | 0.47795 | 0.4746 | 0.44657 | 0.43346 | 0.46987 | 0.38437 | 0.42375 | 6 | 2 | 98 | 11325 | 4184 | 5897 | 10200 | 1560 | 2315 | 8455 | 1271 | 1092 | 23643 | 0.96 | 1 | 11646.96
3843 | 3 | 161 | 2017-06-10 | 0.59748 | 1 | 0.59748 | 0.59036 | 0.72838 | 0.4967 | 0.47679 | 0.45274 | 0.45012 | 0.44874 | 0.43287 | 0.41505 | 0.45323 | 0.36396 | 0.40624 | 6 | 2 | 99 | 10976 | 4036 | 5666 | 9606 | 1475 | 2244 | 8096 | 1226 | 1034 | 22666 | 0.95 | 0.98 | 11316.6
3844 | 4 | 161 | 2017-06-10 | 0.61635 | 1 | 0.61635 | 0.59036 | 0.71262 | 0.48751 | 0.46734 | 0.44219 | 0.43011 | 0.43353 | 0.4211 | 0.40341 | 0.44473 | 0.35023 | 0.39607 | 6 | 2 | 100 | 10773 | 3956 | 5534 | 9179 | 1425 | 2183 | 7869 | 1203 | 995 | 22099 | 0.98 | 0.98 | 11071.73
3845 | 5 | 161 | 2017-06-10 | 0.64151 | 1 | 0.64151 | 0.60843 | 0.70005 | 0.48271 | 0.46722 | 0.43636 | 0.41966 | 0.42714 | 0.41725 | 0.4028 | 0.4414 | 0.34636 | 0.39278 | 6 | 2 | 101 | 10667 | 3955 | 5461 | 8956 | 1404 | 2163 | 7857 | 1194 | 984 | 21915 | 1.02 | 1.01 | 10876.555
3846 | 6 | 161 | 2017-06-10 | 0.71698 | 1 | 0.71698 | 0.6506 | 0.69248 | 0.48701 | 0.47183 | 0.43987 | 0.4153 | 0.43231 | 0.41995 | 0.40352 | 0.4488 | 0.34741 | 0.39473 | 6 | 2 | 102 | 10762 | 3994 | 5505 | 8863 | 1421 | 2177 | 7871 | 1214 | 987 | 22024 | 1.14 | 1.08 | 10758.83
3847 | 7 | 161 | 2017-06-10 | 0.77358 | 1 | 0.77358 | 0.68675 | 0.68725 | 0.48995 | 0.48104 | 0.44507 | 0.41704 | 0.43991 | 0.424 | 0.40946 | 0.45323 | 0.35234 | 0.40439 | 6 | 2 | 103 | 10827 | 4072 | 5570 | 8900 | 1446 | 2198 | 7987 | 1226 | 1001 | 22563 | 1.23 | 1.14 | 10677.68
3848 | 8 | 161 | 2017-06-10 | 0.77987 | 1 | 0.77987 | 0.71687 | 0.67879 | 0.5138 | 0.50644 | 0.46784 | 0.43077 | 0.46517 | 0.44097 | 0.44012 | 0.47098 | 0.37135 | 0.43251 | 6 | 2 | 104 | 11354 | 4287 | 5855 | 9193 | 1529 | 2286 | 8585 | 1274 | 1055 | 24132 | 1.24 | 1.19 | 10546.135
3849 | 9 | 161 | 2017-06-10 | 0.73585 | 1 | 0.73585 | 0.77108 | 0.73509 | 0.55331 | 0.54365 | 0.50635 | 0.47533 | 0.50745 | 0.4755 | 0.48764 | 0.5024 | 0.41112 | 0.47114 | 6 | 2 | 105 | 12227 | 4602 | 6337 | 10144 | 1668 | 2465 | 9512 | 1359 | 1168 | 26287 | 1.17 | 1.28 | 11420.965
3850 | 10 | 161 | 2017-06-10 | 0.67925 | 1 | 0.67925 | 0.74096 | 0.80309 | 0.59349 | 0.58417 | 0.54271 | 0.52373 | 0.55005 | 0.51427 | 0.53384 | 0.54011 | 0.44456 | 0.50617 | 6 | 2 | 106 | 13115 | 4945 | 6792 | 11177 | 1808 | 2666 | 10413 | 1461 | 1263 | 28242 | 1.08 | 1.23 | 12477.48
3851 | 11 | 161 | 2017-06-10 | 0.66667 | 1 | 0.66667 | 0.75301 | 0.84627 | 0.63241 | 0.62174 | 0.57819 | 0.57336 | 0.58686 | 0.54958 | 0.57675 | 0.57486 | 0.47835 | 0.53501 | 6 | 2 | 107 | 13975 | 5263 | 7236 | 12236 | 1929 | 2849 | 11250 | 1555 | 1359 | 29851 | 1.06 | 1.25 | 13148.295
3852 | 12 | 161 | 2017-06-10 | 0.6478 | 1 | 0.6478 | 0.73494 | 0.85829 | 0.66563 | 0.64926 | 0.60935 | 0.61398 | 0.61637 | 0.5789 | 0.6135 | 0.60887 | 0.51602 | 0.55914 | 6 | 2 | 108 | 14709 | 5496 | 7626 | 13103 | 2026 | 3001 | 11967 | 1647 | 1466 | 31197 | 1.03 | 1.22 | 13334.96
3853 | 13 | 161 | 2017-06-10 | 0.66667 | 1 | 0.66667 | 0.71084 | 0.83365 | 0.69323 | 0.67442 | 0.63532 | 0.64547 | 0.64131 | 0.60224 | 0.64544 | 0.64177 | 0.54734 | 0.58012 | 6 | 2 | 109 | 15319 | 5709 | 7951 | 13775 | 2108 | 3122 | 12590 | 1736 | 1555 | 32368 | 1.06 | 1.18 | 12952.21
3854 | 14 | 161 | 2017-06-10 | 0.6478 | 1 | 0.6478 | 0.70482 | 0.83998 | 0.71826 | 0.69333 | 0.6648 | 0.67195 | 0.66322 | 0.62712 | 0.6701 | 0.66543 | 0.57304 | 0.5986 | 6 | 2 | 110 | 15872 | 5869 | 8320 | 14340 | 2180 | 3251 | 13071 | 1800 | 1628 | 33399 | 1.03 | 1.17 | 13050.635
3855 | 15 | 161 | 2017-06-10 | 0.62893 | 1 | 0.62893 | 0.69277 | 0.8466 | 0.7398 | 0.71234 | 0.67831 | 0.69313 | 0.68086 | 0.65297 | 0.69168 | 0.67689 | 0.59345 | 0.61642 | 6 | 2 | 111 | 16348 | 6030 | 8489 | 14792 | 2238 | 3385 | 13492 | 1831 | 1686 | 34393 | 1 | 1.15 | 13153.435
3856 | 16 | 161 | 2017-06-10 | 0.67296 | 1 | 0.67296 | 0.69277 | 0.84537 | 0.75993 | 0.73018 | 0.69692 | 0.71332 | 0.69881 | 0.67284 | 0.70973 | 0.69168 | 0.62372 | 0.63454 | 6 | 2 | 112 | 16793 | 6181 | 8722 | 15223 | 2297 | 3488 | 13844 | 1871 | 1772 | 35404 | 1.07 | 1.15 | 13134.275
3857 | 17 | 161 | 2017-06-10 | 0.72327 | 1 | 0.72327 | 0.75301 | 0.83299 | 0.77532 | 0.74188 | 0.71394 | 0.73497 | 0.71615 | 0.68789 | 0.72367 | 0.69279 | 0.63956 | 0.65011 | 6 | 2 | 113 | 17133 | 6280 | 8935 | 15685 | 2354 | 3566 | 14116 | 1874 | 1817 | 36273 | 1.15 | 1.25 | 12941.93
3858 | 18 | 161 | 2017-06-10 | 0.7673 | 1 | 0.7673 | 0.80723 | 0.79767 | 0.77582 | 0.74318 | 0.71882 | 0.74383 | 0.72406 | 0.69579 | 0.72665 | 0.6902 | 0.65364 | 0.65642 | 6 | 2 | 114 | 17144 | 6291 | 8996 | 15874 | 2380 | 3607 | 14174 | 1867 | 1857 | 36625 | 1.22 | 1.34 | 12393.195
3859 | 19 | 161 | 2017-06-10 | 0.77358 | 1 | 0.77358 | 0.83133 | 0.79425 | 0.76505 | 0.73408 | 0.71298 | 0.73577 | 0.71889 | 0.68962 | 0.71219 | 0.68318 | 0.6466 | 0.64966 | 6 | 2 | 115 | 16906 | 6214 | 8923 | 15702 | 2363 | 3575 | 13892 | 1848 | 1837 | 36248 | 1.23 | 1.38 | 12340.135
3860 | 20 | 161 | 2017-06-10 | 0.80503 | 1 | 0.80503 | 0.8494 | 0.85572 | 0.73839 | 0.71164 | 0.68781 | 0.71445 | 0.70094 | 0.6711 | 0.68276 | 0.66691 | 0.61985 | 0.63178 | 6 | 2 | 116 | 16317 | 6024 | 8608 | 15247 | 2304 | 3479 | 13318 | 1804 | 1761 | 35250 | 1.28 | 1.41 | 13295.155
3861 | 21 | 161 | 2017-06-10 | 0.89937 | 1 | 0.89937 | 0.93373 | 0.85805 | 0.71196 | 0.68647 | 0.65537 | 0.68928 | 0.67508 | 0.64294 | 0.66164 | 0.65582 | 0.57902 | 0.62414 | 6 | 2 | 117 | 15733 | 5811 | 8202 | 14710 | 2219 | 3333 | 12906 | 1774 | 1645 | 34824 | 1.43 | 1.55 | 13331.25
3862 | 22 | 161 | 2017-06-10 | 0.88679 | 1 | 0.88679 | 0.90964 | 0.84073 | 0.69803 | 0.67218 | 0.64475 | 0.67771 | 0.65866 | 0.625 | 0.64252 | 0.64732 | 0.57691 | 0.6124 | 6 | 2 | 118 | 15425 | 5690 | 8069 | 14463 | 2165 | 3240 | 12533 | 1751 | 1639 | 34169 | 1.41 | 1.51 | 13062.215
3863 | 23 | 161 | 2017-06-10 | 0.79874 | 1 | 0.79874 | 0.85542 | 0.82665 | 0.65929 | 0.62764 | 0.60543 | 0.6592 | 0.62184 | 0.58873 | 0.5953 | 0.60481 | 0.52939 | 0.56415 | 6 | 2 | 119 | 14569 | 5313 | 7577 | 14068 | 2044 | 3052 | 11612 | 1636 | 1504 | 31477 | 1.27 | 1.42 | 12843.495
3864 | 24 | 161 | 2017-06-10 | 0.7044 | 1 | 0.7044 | 0.77108 | 0.80437 | 0.60399 | 0.57188 | 0.55342 | 0.62289 | 0.56708 | 0.53549 | 0.54224 | 0.5597 | 0.48011 | 0.51938 | 6 | 2 | 120 | 13347 | 4841 | 6926 | 13293 | 1864 | 2776 | 10577 | 1514 | 1364 | 28979 | 1.12 | 1.28 | 12497.315
3865 | 1 | 162 | 2017-06-11 | 0.76101 | 1 | 0.76101 | 0.71687 | 0.77096 | 0.56055 | 0.54696 | 0.52713 | 0.56398 | 0.52023 | 0.49055 | 0.51348 | 0.5353 | 0.43682 | 0.49832 | 7 | 3 | 121 | 12387 | 4630 | 6597 | 12036 | 1710 | 2543 | 10016 | 1448 | 1241 | 27804 | 1.21 | 1.19 | 11978.235
3866 | 2 | 162 | 2017-06-11 | 0.71698 | 1 | 0.71698 | 0.66867 | 0.74542 | 0.52602 | 0.51329 | 0.49573 | 0.5279 | 0.48159 | 0.46316 | 0.48037 | 0.50684 | 0.40268 | 0.46943 | 7 | 3 | 122 | 11624 | 4345 | 6204 | 11266 | 1583 | 2401 | 9370 | 1371 | 1144 | 26192 | 1.14 | 1.11 | 11581.36
3867 | 3 | 162 | 2017-06-11 | 0.7044 | 1 | 0.7044 | 0.64458 | 0.72049 | 0.50511 | 0.49037 | 0.47519 | 0.50035 | 0.45665 | 0.44579 | 0.45689 | 0.48503 | 0.37839 | 0.45038 | 7 | 3 | 123 | 11162 | 4151 | 5947 | 10678 | 1501 | 2311 | 8912 | 1312 | 1075 | 25129 | 1.12 | 1.07 | 11194.145
3868 | 4 | 162 | 2017-06-11 | 0.69811 | 1 | 0.69811 | 0.63253 | 0.6999 | 0.49081 | 0.47655 | 0.46153 | 0.48095 | 0.43839 | 0.43248 | 0.44068 | 0.47135 | 0.3622 | 0.43792 | 7 | 3 | 124 | 10846 | 4034 | 5776 | 10264 | 1441 | 2242 | 8596 | 1275 | 1029 | 24434 | 1.11 | 1.05 | 10874.225
3869 | 5 | 162 | 2017-06-11 | 0.69182 | 1 | 0.69182 | 0.63253 | 0.68772 | 0.48416 | 0.47194 | 0.45441 | 0.46671 | 0.42896 | 0.424 | 0.4333 | 0.46396 | 0.35621 | 0.43163 | 7 | 3 | 125 | 10699 | 3995 | 5687 | 9960 | 1410 | 2198 | 8452 | 1255 | 1012 | 24083 | 1.1 | 1.05 | 10684.93
3870 | 6 | 162 | 2017-06-11 | 0.7044 | 1 | 0.7044 | 0.68072 | 0.67866 | 0.48158 | 0.4723 | 0.45545 | 0.45865 | 0.42988 | 0.4238 | 0.43202 | 0.4647 | 0.35375 | 0.43172 | 7 | 3 | 126 | 10642 | 3998 | 5700 | 9788 | 1413 | 2197 | 8427 | 1257 | 1005 | 24088 | 1.12 | 1.13 | 10544.215
3871 | 7 | 162 | 2017-06-11 | 0.75472 | 1 | 0.75472 | 0.74096 | 0.66367 | 0.48081 | 0.47112 | 0.45681 | 0.45584 | 0.4317 | 0.41937 | 0.43494 | 0.46506 | 0.35093 | 0.43699 | 7 | 3 | 127 | 10625 | 3988 | 5717 | 9728 | 1419 | 2174 | 8484 | 1258 | 997 | 24382 | 1.2 | 1.23 | 10311.225
3872 | 8 | 162 | 2017-06-11 | 0.81761 | 1 | 0.81761 | 0.77711 | 0.63637 | 0.49955 | 0.50148 | 0.47111 | 0.46188 | 0.44874 | 0.42766 | 0.48108 | 0.47985 | 0.36959 | 0.4592 | 7 | 3 | 128 | 11039 | 4245 | 5896 | 9857 | 1475 | 2217 | 9384 | 1298 | 1050 | 25621 | 1.3 | 1.29 | 9887.07
3873 | 9 | 162 | 2017-06-11 | 0.84277 | 1 | 0.84277 | 0.83133 | 0.65776 | 0.54195 | 0.54956 | 0.51003 | 0.48376 | 0.49255 | 0.46277 | 0.53906 | 0.51682 | 0.41887 | 0.50246 | 7 | 3 | 129 | 11976 | 4652 | 6383 | 10324 | 1619 | 2399 | 10515 | 1398 | 1190 | 28035 | 1.34 | 1.38 | 10219.53
3874 | 10 | 162 | 2017-06-11 | 0.8805 | 1 | 0.8805 | 0.85542 | 0.69482 | 0.5891 | 0.59882 | 0.55565 | 0.52678 | 0.5467 | 0.50849 | 0.60233 | 0.57856 | 0.47166 | 0.54948 | 7 | 3 | 130 | 13018 | 5069 | 6954 | 11242 | 1797 | 2636 | 11749 | 1565 | 1340 | 30658 | 1.4 | 1.42 | 10795.295
3875 | 11 | 162 | 2017-06-11 | 0.84906 | 1 | 0.84906 | 0.83133 | 0.7323 | 0.63535 | 0.64111 | 0.59872 | 0.57837 | 0.59781 | 0.5517 | 0.65898 | 0.63142 | 0.50792 | 0.59487 | 7 | 3 | 131 | 14040 | 5427 | 7493 | 12343 | 1965 | 2860 | 12854 | 1708 | 1443 | 33191 | 1.35 | 1.38 | 11377.635
3876 | 12 | 162 | 2017-06-11 | 0.8239 | 1 | 0.8239 | 0.78916 | 0.74794 | 0.68124 | 0.68576 | 0.64139 | 0.63095 | 0.64497 | 0.59471 | 0.70747 | 0.67394 | 0.54488 | 0.63868 | 7 | 3 | 132 | 15054 | 5805 | 8027 | 13465 | 2120 | 3083 | 13800 | 1823 | 1548 | 35635 | 1.31 | 1.31 | 11620.63
3877 | 13 | 162 | 2017-06-11 | 0.80503 | 1 | 0.80503 | 0.78916 | 0.74218 | 0.72206 | 0.71861 | 0.67823 | 0.67748 | 0.68543 | 0.63522 | 0.74792 | 0.70943 | 0.58606 | 0.67748 | 7 | 3 | 133 | 15956 | 6083 | 8488 | 14458 | 2253 | 3293 | 14589 | 1919 | 1665 | 37800 | 1.28 | 1.31 | 11531.12
3878 | 14 | 162 | 2017-06-11 | 0.81132 | 1 | 0.81132 | 0.74699 | 0.75233 | 0.75419 | 0.74802 | 0.70523 | 0.7226 | 0.71646 | 0.67708 | 0.78063 | 0.73752 | 0.62478 | 0.71639 | 7 | 3 | 134 | 16666 | 6332 | 8826 | 15421 | 2355 | 3510 | 15227 | 1995 | 1775 | 39971 | 1.29 | 1.24 | 11688.74
3879 | 15 | 162 | 2017-06-11 | 0.76101 | 1 | 0.76101 | 0.74096 | 0.7566 | 0.77754 | 0.76905 | 0.72801 | 0.75156 | 0.74141 | 0.71123 | 0.80247 | 0.7634 | 0.64872 | 0.74229 | 7 | 3 | 135 | 17182 | 6510 | 9111 | 16039 | 2437 | 3687 | 15653 | 2065 | 1843 | 41416 | 1.21 | 1.23 | 11755.12
3880 | 16 | 162 | 2017-06-11 | 0.77358 | 1 | 0.77358 | 0.72892 | 0.75794 | 0.7974 | 0.78972 | 0.7507 | 0.77517 | 0.76148 | 0.7392 | 0.81821 | 0.78189 | 0.67441 | 0.76919 | 7 | 3 | 136 | 17621 | 6685 | 9395 | 16543 | 2503 | 3832 | 15960 | 2115 | 1916 | 42917 | 1.23 | 1.21 | 11775.96
3881 | 17 | 162 | 2017-06-11 | 0.77987 | 1 | 0.77987 | 0.72289 | 0.74929 | 0.81537 | 0.80662 | 0.7686 | 0.79354 | 0.78187 | 0.75965 | 0.82595 | 0.8 | 0.69131 | 0.79077 | 7 | 3 | 137 | 18018 | 6828 | 9619 | 16935 | 2570 | 3938 | 16111 | 2164 | 1964 | 44121 | 1.24 | 1.2 | 11641.495
3882 | 18 | 162 | 2017-06-11 | 0.83648 | 1 | 0.83648 | 0.77108 | 0.72694 | 0.82406 | 0.81902 | 0.77651 | 0.80385 | 0.79465 | 0.76698 | 0.83092 | 0.80665 | 0.70539 | 0.79742 | 7 | 3 | 138 | 18210 | 6933 | 9718 | 17155 | 2612 | 3976 | 16208 | 2182 | 2004 | 44492 | 1.33 | 1.28 | 11294.21
3883 | 19 | 162 | 2017-06-11 | 0.83648 | 1 | 0.83648 | 0.80723 | 0.72784 | 0.81845 | 0.80874 | 0.76892 | 0.79818 | 0.79221 | 0.75694 | 0.82205 | 0.8 | 0.6987 | 0.78624 | 7 | 3 | 139 | 18086 | 6846 | 9623 | 17034 | 2604 | 3924 | 16035 | 2164 | 1985 | 43868 | 1.33 | 1.34 | 11308.32
3884 | 20 | 162 | 2017-06-11 | 0.90566 | 1 | 0.90566 | 0.8494 | 0.80601 | 0.79799 | 0.78913 | 0.75102 | 0.78389 | 0.777 | 0.7363 | 0.79622 | 0.78115 | 0.67582 | 0.76645 | 7 | 3 | 140 | 17634 | 6680 | 9399 | 16729 | 2554 | 3817 | 15531 | 2113 | 1920 | 42764 | 1.44 | 1.41 | 12522.705
3885 | 21 | 162 | 2017-06-11 | 0.98742 | 1 | 0.98742 | 0.88554 | 0.81962 | 0.7765 | 0.7661 | 0.73656 | 0.76529 | 0.75936 | 0.71258 | 0.76833 | 0.76155 | 0.65364 | 0.75487 | 7 | 3 | 141 | 17159 | 6485 | 9218 | 16332 | 2496 | 3694 | 14987 | 2060 | 1857 | 42118 | 1.57 | 1.47 | 12734.27
3886 | 22 | 162 | 2017-06-11 | 1 | 1 | 1 | 0.84337 | 0.81392 | 0.76527 | 0.74542 | 0.72585 | 0.73609 | 0.74627 | 0.6875 | 0.73793 | 0.75046 | 0.63886 | 0.72877 | 7 | 3 | 142 | 16911 | 6310 | 9084 | 15709 | 2453 | 3564 | 14394 | 2030 | 1815 | 40662 | 1.59 | 1.4 | 12645.685
3887 | 23 | 162 | 2017-06-11 | 0.91824 | 1 | 0.91824 | 0.74699 | 0.80175 | 0.72296 | 0.69014 | 0.68702 | 0.70892 | 0.70672 | 0.64062 | 0.67584 | 0.71017 | 0.59169 | 0.66904 | 7 | 3 | 143 | 15976 | 5842 | 8598 | 15129 | 2323 | 3321 | 13183 | 1921 | 1681 | 37329 | 1.46 | 1.24 | 12456.54
3888 | 24 | 162 | 2017-06-11 | 0.79245 | 1 | 0.79245 | 0.63855 | 0.77447 | 0.66843 | 0.63036 | 0.63732 | 0.66075 | 0.65257 | 0.58449 | 0.61299 | 0.65434 | 0.52834 | 0.61255 | 7 | 3 | 144 | 14771 | 5336 | 7976 | 14101 | 2145 | 3030 | 11957 | 1770 | 1501 | 34177 | 1.26 | 1.06 | 12032.68
3889 | 1 | 163 | 2017-06-12 | 0.64151 | 1 | 0.64151 | 0.59639 | 0.80131 | 0.60553 | 0.59149 | 0.58634 | 0.57828 | 0.59538 | 0.54282 | 0.54153 | 0.57264 | 0.4773 | 0.56265 | 1 | 1 | 1 | 13381 | 5007 | 7338 | 12341 | 1957 | 2814 | 10563 | 1549 | 1356 | 31393 | 1.02 | 0.99 | 12449.825
3890 | 2 | 163 | 2017-06-12 | 0.60377 | 1 | 0.60377 | 0.57831 | 0.77242 | 0.57607 | 0.5609 | 0.55749 | 0.53957 | 0.561 | 0.51215 | 0.50948 | 0.54233 | 0.4421 | 0.53102 | 1 | 1 | 2 | 12730 | 4748 | 6977 | 11515 | 1844 | 2655 | 9938 | 1467 | 1256 | 29628 | 0.96 | 0.96 | 12000.945
3891 | 3 | 163 | 2017-06-12 | 0.60377 | 1 | 0.60377 | 0.56024 | 0.74901 | 0.55684 | 0.54318 | 0.53903 | 0.51338 | 0.53696 | 0.49074 | 0.48949 | 0.52311 | 0.41887 | 0.51071 | 1 | 1 | 3 | 12305 | 4598 | 6746 | 10956 | 1765 | 2544 | 9548 | 1415 | 1190 | 28495 | 0.96 | 0.93 | 11637.225
3892 | 4 | 163 | 2017-06-12 | 0.59119 | 1 | 0.59119 | 0.54819 | 0.73082 | 0.54711 | 0.53408 | 0.52753 | 0.4936 | 0.52358 | 0.47955 | 0.47831 | 0.51312 | 0.40373 | 0.50146 | 1 | 1 | 4 | 12090 | 4521 | 6602 | 10534 | 1721 | 2486 | 9330 | 1388 | 1147 | 27979 | 0.94 | 0.91 | 11354.585
3893 | 5 | 163 | 2017-06-12 | 0.62893 | 1 | 0.62893 | 0.54819 | 0.71832 | 0.55136 | 0.53763 | 0.53144 | 0.48615 | 0.52632 | 0.47994 | 0.48283 | 0.51571 | 0.40056 | 0.50558 | 1 | 1 | 5 | 12184 | 4551 | 6651 | 10375 | 1730 | 2488 | 9418 | 1395 | 1138 | 28209 | 1 | 0.91 | 11160.345
3894 | 6 | 163 | 2017-06-12 | 0.69182 | 1 | 0.69182 | 0.56627 | 0.72546 | 0.57512 | 0.56267 | 0.55661 | 0.49206 | 0.55522 | 0.49904 | 0.50569 | 0.53494 | 0.41816 | 0.53263 | 1 | 1 | 6 | 12709 | 4763 | 6966 | 10501 | 1825 | 2587 | 9864 | 1447 | 1188 | 29718 | 1.1 | 0.94 | 11271.335
3895 | 7 | 163 | 2017-06-12 | 0.76101 | 1 | 0.76101 | 0.62651 | 0.7356 | 0.61671 | 0.59929 | 0.60088 | 0.51774 | 0.60481 | 0.53048 | 0.54655 | 0.56895 | 0.44456 | 0.58331 | 1 | 1 | 7 | 13628 | 5073 | 7520 | 11049 | 1988 | 2750 | 10661 | 1539 | 1263 | 32546 | 1.21 | 1.04 | 11428.795
3896 | 8 | 163 | 2017-06-12 | 0.77358 | 1 | 0.77358 | 0.6988 | 0.74366 | 0.65368 | 0.63485 | 0.64115 | 0.5675 | 0.65744 | 0.56057 | 0.58074 | 0.60333 | 0.46568 | 0.62298 | 1 | 1 | 8 | 14445 | 5374 | 8024 | 12111 | 2161 | 2906 | 11328 | 1632 | 1323 | 34759 | 1.23 | 1.16 | 11554.04
3897 | 9 | 163 | 2017-06-12 | 0.72327 | 1 | 0.72327 | 0.73494 | 0.84656 | 0.7007 | 0.6749 | 0.68797 | 0.62603 | 0.70824 | 0.59761 | 0.62258 | 0.64436 | 0.48821 | 0.66472 | 1 | 1 | 9 | 15484 | 5713 | 8610 | 13360 | 2328 | 3098 | 12144 | 1743 | 1387 | 37088 | 1.15 | 1.22 | 13152.805
3898 | 10 | 163 | 2017-06-12 | 0.7044 | 1 | 0.7044 | 0.74096 | 0.91285 | 0.75088 | 0.71991 | 0.73608 | 0.68975 | 0.75875 | 0.6466 | 0.67569 | 0.69279 | 0.52869 | 0.71334 | 1 | 1 | 10 | 16593 | 6094 | 9212 | 14720 | 2494 | 3352 | 13180 | 1874 | 1502 | 39801 | 1.12 | 1.23 | 14182.66
3899 | 11 | 163 | 2017-06-12 | 0.72956 | 1 | 0.72956 | 0.73494 | 0.9624 | 0.79795 | 0.76929 | 0.78314 | 0.7413 | 0.81168 | 0.69695 | 0.73121 | 0.74085 | 0.56389 | 0.76059 | 1 | 1 | 11 | 17633 | 6512 | 9801 | 15820 | 2668 | 3613 | 14263 | 2004 | 1602 | 42437 | 1.16 | 1.22 | 14952.575
3900 | 12 | 163 | 2017-06-12 | 0.67925 | 1 | 0.67925 | 0.74096 | 0.97754 | 0.84347 | 0.81595 | 0.82357 | 0.79748 | 0.8558 | 0.74248 | 0.78453 | 0.78854 | 0.6114 | 0.80532 | 1 | 1 | 12 | 18639 | 6907 | 10307 | 17019 | 2813 | 3849 | 15303 | 2133 | 1737 | 44933 | 1.08 | 1.23 | 15187.805
3901 | 13 | 163 | 2017-06-12 | 0.6478 | 1 | 0.6478 | 0.75904 | 0.95214 | 0.87736 | 0.85434 | 0.85873 | 0.84377 | 0.89504 | 0.78183 | 0.82985 | 0.83105 | 0.64766 | 0.84484 | 1 | 1 | 13 | 19388 | 7232 | 10747 | 18007 | 2942 | 4053 | 16187 | 2248 | 1840 | 47138 | 1.03 | 1.26 | 14793.225
3902 | 14 | 163 | 2017-06-12 | 0.6478 | 1 | 0.6478 | 0.77711 | 0.97576 | 0.91841 | 0.88955 | 0.89413 | 0.87808 | 0.92425 | 0.81636 | 0.86655 | 0.8695 | 0.68004 | 0.87963 | 1 | 1 | 14 | 20295 | 7530 | 11190 | 18739 | 3038 | 4232 | 16903 | 2352 | 1932 | 49079 | 1.03 | 1.29 | 15160.185
3903 | 15 | 163 | 2017-06-12 | 0.66038 | 1 | 0.66038 | 0.79518 | 1 | 0.93927 | 0.90998 | 0.91043 | 0.90661 | 0.9425 | 0.84414 | 0.88896 | 0.90203 | 0.70187 | 0.90377 | 1 | 1 | 15 | 20756 | 7703 | 11394 | 19348 | 3098 | 4376 | 17340 | 2440 | 1994 | 50426 | 1.05 | 1.32 | 15536.75
3904 | 16 | 163 | 2017-06-12 | 0.66038 | 1 | 0.66038 | 0.84337 | 0.99944 | 0.95153 | 0.92546 | 0.9201 | 0.93037 | 0.94828 | 0.86285 | 0.90454 | 0.922 | 0.72826 | 0.92019 | 1 | 1 | 16 | 21027 | 7834 | 11515 | 19855 | 3117 | 4473 | 17644 | 2494 | 2069 | 51342 | 1.05 | 1.4 | 15528.105
3905 | 17 | 163 | 2017-06-12 | 0.67925 | 1 | 0.67925 | 0.87349 | 0.98608 | 0.95656 | 0.93136 | 0.92401 | 0.94532 | 0.94889 | 0.87635 | 0.91259 | 0.92791 | 0.74938 | 0.93042 | 1 | 1 | 17 | 21138 | 7884 | 11564 | 20174 | 3119 | 4543 | 17801 | 2510 | 2129 | 51913 | 1.08 | 1.45 | 15320.515
3906 | 18 | 163 | 2017-06-12 | 0.73585 | 1 | 0.73585 | 0.95783 | 0.92154 | 0.94687 | 0.92628 | 0.91378 | 0.94921 | 0.94737 | 0.87731 | 0.90998 | 0.9183 | 0.75431 | 0.9282 | 1 | 1 | 18 | 20924 | 7841 | 11436 | 20257 | 3114 | 4548 | 17750 | 2484 | 2143 | 51789 | 1.17 | 1.59 | 14317.695
3907 | 19 | 163 | 2017-06-12 | 0.7673 | 1 | 0.7673 | 0.98193 | 0.8823 | 0.93402 | 0.90703 | 0.90068 | 0.94077 | 0.91512 | 0.86381 | 0.89337 | 0.89612 | 0.74868 | 0.9037 | 1 | 1 | 19 | 20640 | 7678 | 11272 | 20077 | 3008 | 4478 | 17426 | 2424 | 2127 | 50422 | 1.22 | 1.63 | 13708.055
3908 | 20 | 163 | 2017-06-12 | 0.86164 | 1 | 0.86164 | 1 | 0.93549 | 0.90397 | 0.88069 | 0.87663 | 0.91575 | 0.88652 | 0.83565 | 0.86317 | 0.8695 | 0.72826 | 0.8723 | 1 | 1 | 20 | 19976 | 7455 | 10971 | 19543 | 2914 | 4332 | 16837 | 2352 | 2069 | 48670 | 1.37 | 1.66 | 14534.475
3909 | 21 | 163 | 2017-06-12 | 0.88679 | 1 | 0.88679 | 0.99398 | 0.93593 | 0.87895 | 0.85789 | 0.85537 | 0.8897 | 0.85458 | 0.80633 | 0.82605 | 0.84843 | 0.69799 | 0.84527 | 1 | 1 | 21 | 19423 | 7262 | 10705 | 18987 | 2809 | 4180 | 16113 | 2295 | 1983 | 47162 | 1.41 | 1.65 | 14541.295
3910 | 22 | 163 | 2017-06-12 | 0.84906 | 1 | 0.84906 | 0.90964 | 0.9084 | 0.85103 | 0.82245 | 0.82597 | 0.85807 | 0.82142 | 0.77643 | 0.78099 | 0.81701 | 0.67723 | 0.80118 | 1 | 1 | 22 | 18806 | 6962 | 10337 | 18312 | 2700 | 4025 | 15234 | 2210 | 1924 | 44702 | 1.35 | 1.51 | 14113.52
3911 | 23 | 163 | 2017-06-12 | 0.7673 | 1 | 0.7673 | 0.79518 | 0.88374 | 0.79071 | 0.75452 | 0.76732 | 0.81922 | 0.76422 | 0.71759 | 0.70876 | 0.75749 | 0.62548 | 0.73336 | 1 | 1 | 23 | 17473 | 6387 | 9603 | 17483 | 2512 | 3720 | 13825 | 2049 | 1777 | 40918 | 1.22 | 1.32 | 13730.465
3912 | 24 | 163 | 2017-06-12 | 0.6478 | 1 | 0.6478 | 0.68675 | 0.84359 | 0.72151 | 0.69049 | 0.7022 | 0.75484 | 0.6976 | 0.65104 | 0.63801 | 0.69279 | 0.55931 | 0.66818 | 1 | 1 | 24 | 15944 | 5845 | 8788 | 16109 | 2293 | 3375 | 12445 | 1874 | 1589 | 37281 | 1.03 | 1.14 | 13106.685
3913 | 1 | 164 | 2017-06-13 | 0.58491 | 1 | 0.58491 | 0.64458 | 0.80131 | 0.66336 | 0.64773 | 0.65753 | 0.67462 | 0.67143 | 0.58565 | 0.58105 | 0.64991 | 0.51214 | 0.60893 | 2 | 1 | 25 | 14659 | 5483 | 8229 | 14397 | 2207 | 3036 | 11334 | 1758 | 1455 | 33975 | 0.93 | 1.07 | 12449.825
3914 | 2 | 164 | 2017-06-13 | 0.54717 | 1 | 0.54717 | 0.62048 | 0.77242 | 0.6258 | 0.61205 | 0.62022 | 0.6249 | 0.62641 | 0.55112 | 0.54409 | 0.61405 | 0.47765 | 0.572 | 2 | 1 | 26 | 13829 | 5181 | 7762 | 13336 | 2059 | 2857 | 10613 | 1661 | 1357 | 31915 | 0.87 | 1.03 | 12000.945
3915 | 3 | 164 | 2017-06-13 | 0.54088 | 1 | 0.54088 | 0.60843 | 0.74901 | 0.60205 | 0.59067 | 0.59481 | 0.58746 | 0.59264 | 0.52488 | 0.51887 | 0.58743 | 0.45019 | 0.54779 | 2 | 1 | 27 | 13304 | 5000 | 7444 | 12537 | 1948 | 2721 | 10121 | 1589 | 1279 | 30564 | 0.86 | 1.01 | 11637.225
3916 | 4 | 164 | 2017-06-13 | 0.54717 | 1 | 0.54717 | 0.62048 | 0.73082 | 0.58702 | 0.57696 | 0.58058 | 0.56216 | 0.57256 | 0.51022 | 0.50364 | 0.57227 | 0.43189 | 0.53464 | 2 | 1 | 28 | 12972 | 4884 | 7266 | 11997 | 1882 | 2645 | 9824 | 1548 | 1227 | 29830 | 0.87 | 1.03 | 11354.585
3917 | 5 | 164 | 2017-06-13 | 0.57862 | 1 | 0.57862 | 0.63855 | 0.71832 | 0.58838 | 0.57956 | 0.58018 | 0.54707 | 0.57012 | 0.50887 | 0.50415 | 0.57006 | 0.42767 | 0.53548 | 2 | 1 | 29 | 13002 | 4906 | 7261 | 11675 | 1874 | 2638 | 9834 | 1542 | 1215 | 29877 | 0.92 | 1.06 | 11160.345
3918 | 6 | 164 | 2017-06-13 | 0.6478 | 1 | 0.6478 | 0.69277 | 0.72546 | 0.60906 | 0.60319 | 0.6012 | 0.54805 | 0.59598 | 0.52836 | 0.52717 | 0.58928 | 0.44351 | 0.55887 | 2 | 1 | 30 | 13459 | 5106 | 7524 | 11696 | 1959 | 2739 | 10283 | 1594 | 1260 | 31182 | 1.03 | 1.15 | 11271.335
3919 | 7 | 164 | 2017-06-13 | 0.71069 | 1 | 0.71069 | 0.75904 | 0.7356 | 0.64544 | 0.64194 | 0.63907 | 0.57073 | 0.64801 | 0.56154 | 0.56854 | 0.62292 | 0.47131 | 0.6019 | 2 | 1 | 31 | 14263 | 5434 | 7998 | 12180 | 2130 | 2911 | 11090 | 1685 | 1339 | 33583 | 1.13 | 1.26 | 11428.795
3920 | 8 | 164 | 2017-06-13 | 0.73585 | 1 | 0.73585 | 0.74699 | 0.74366 | 0.68748 | 0.67714 | 0.68238 | 0.61618 | 0.6976 | 0.58931 | 0.60899 | 0.66248 | 0.4868 | 0.64959 | 2 | 1 | 32 | 15192 | 5732 | 8540 | 13150 | 2293 | 3055 | 11879 | 1792 | 1383 | 36244 | 1.17 | 1.24 | 11554.04
3921 | 9 | 164 | 2017-06-13 | 0.71698 | 1 | 0.71698 | 0.71084 | 0.84656 | 0.73604 | 0.73054 | 0.72601 | 0.67031 | 0.74414 | 0.62384 | 0.65754 | 0.70943 | 0.50581 | 0.6982 | 2 | 1 | 33 | 16265 | 6184 | 9086 | 14305 | 2446 | 3234 | 12826 | 1919 | 1437 | 38956 | 1.14 | 1.18 | 13152.805
3922 | 10 | 164 | 2017-06-13 | 0.69811 | 1 | 0.69811 | 0.6988 | 0.91285 | 0.7812 | 0.77283 | 0.78793 | 0.72785 | 0.79617 | 0.67052 | 0.7106 | 0.75896 | 0.5403 | 0.74939 | 2 | 1 | 34 | 17263 | 6542 | 9861 | 15533 | 2617 | 3476 | 13861 | 2053 | 1535 | 41812 | 1.11 | 1.16 | 14182.66
3923 | 11 | 164 | 2017-06-13 | 0.7044 | 1 | 0.7044 | 0.72289 | 0.9624 | 0.83175 | 0.82717 | 0.83963 | 0.78403 | 0.85123 | 0.71894 | 0.75977 | 0.80998 | 0.58184 | 0.79704 | 2 | 1 | 35 | 18380 | 7002 | 10508 | 16732 | 2798 | 3727 | 14820 | 2191 | 1653 | 44471 | 1.12 | 1.2 | 14952.575
3924 | 12 | 164 | 2017-06-13 | 0.67925 | 1 | 0.67925 | 0.72289 | 0.97754 | 0.87397 | 0.87419 | 0.88326 | 0.83839 | 0.89565 | 0.76061 | 0.80483 | 0.85656 | 0.6283 | 0.84443 | 2 | 1 | 36 | 19313 | 7400 | 11054 | 17892 | 2944 | 3943 | 15699 | 2317 | 1785 | 47115 | 1.08 | 1.2 | 15187.805
3925 | 13 | 164 | 2017-06-13 | 0.62264 | 1 | 0.62264 | 0.6988 | 0.95214 | 0.91343 | 0.90939 | 0.91866 | 0.87737 | 0.93368 | 0.79842 | 0.84502 | 0.89205 | 0.66948 | 0.88128 | 2 | 1 | 37 | 20185 | 7698 | 11497 | 18724 | 3069 | 4139 | 16483 | 2413 | 1902 | 49171 | 0.99 | 1.16 | 14793.225
3926 | 14 | 164 | 2017-06-13 | 0.63522 | 1 | 0.63522 | 0.6988 | 0.97576 | 0.94461 | 0.92947 | 0.94638 | 0.91631 | 0.96015 | 0.83526 | 0.88506 | 0.92754 | 0.70679 | 0.91618 | 2 | 1 | 38 | 20874 | 7868 | 11844 | 19555 | 3156 | 4330 | 17264 | 2509 | 2008 | 51118 | 1.01 | 1.16 | 15160.185
3927 | 15 | 164 | 2017-06-13 | 0.65409 | 1 | 0.65409 | 0.70482 | 1 | 0.96647 | 0.95192 | 0.95845 | 0.95305 | 0.97444 | 0.86111 | 0.9128 | 0.94677 | 0.74023 | 0.93813 | 2 | 1 | 39 | 21357 | 8058 | 11995 | 20339 | 3203 | 4464 | 17805 | 2561 | 2103 | 52343 | 1.04 | 1.17 | 15536.75
3928 | 16 | 164 | 2017-06-13 | 0.67925 | 1 | 0.67925 | 0.72289 | 0.99944 | 0.97439 | 0.96598 | 0.96109 | 0.97591 | 0.98418 | 0.88021 | 0.93146 | 0.95194 | 0.7617 | 0.95245 | 2 | 1 | 40 | 21532 | 8177 | 12028 | 20827 | 3235 | 4563 | 18169 | 2575 | 2164 | 53142 | 1.08 | 1.2 | 15528.105
3929 | 17 | 164 | 2017-06-13 | 0.73585 | 1 | 0.73585 | 0.78313 | 0.98608 | 0.97525 | 0.97401 | 0.95677 | 0.98725 | 0.98053 | 0.89255 | 0.94012 | 0.95342 | 0.77402 | 0.96211 | 2 | 1 | 41 | 21551 | 8245 | 11974 | 21069 | 3223 | 4627 | 18338 | 2579 | 2199 | 53681 | 1.17 | 1.3 | 15320.515
3930 | 18 | 164 | 2017-06-13 | 0.79874 | 1 | 0.79874 | 0.81325 | 0.92154 | 0.96683 | 0.97011 | 0.94551 | 0.98543 | 0.97566 | 0.89448 | 0.93474 | 0.94898 | 0.78001 | 0.95462 | 2 | 1 | 42 | 21365 | 8212 | 11833 | 21030 | 3207 | 4637 | 18233 | 2567 | 2216 | 53263 | 1.27 | 1.35 | 14317.695
3931 | 19 | 164 | 2017-06-13 | 0.83648 | 1 | 0.83648 | 0.8494 | 0.8823 | 0.94751 | 0.94826 | 0.92721 | 0.96383 | 0.96258 | 0.88021 | 0.91577 | 0.92939 | 0.77086 | 0.93367 | 2 | 1 | 43 | 20938 | 8027 | 11604 | 20569 | 3164 | 4563 | 17863 | 2514 | 2190 | 52094 | 1.33 | 1.41 | 13708.055
3932 | 20 | 164 | 2017-06-13 | 0.91824 | 1 | 0.91824 | 0.90361 | 0.93549 | 0.92167 | 0.92061 | 0.90667 | 0.93937 | 0.93368 | 0.85378 | 0.88429 | 0.90499 | 0.74657 | 0.90634 | 2 | 1 | 44 | 20367 | 7793 | 11347 | 20047 | 3069 | 4426 | 17249 | 2448 | 2121 | 50569 | 1.46 | 1.5 | 14534.475
3933 | 21 | 164 | 2017-06-13 | 0.91195 | 1 | 0.91195 | 0.93976 | 0.93593 | 0.88474 | 0.8899 | 0.87791 | 0.90483 | 0.90751 | 0.82832 | 0.84302 | 0.88022 | 0.71911 | 0.87329 | 2 | 1 | 45 | 19551 | 7533 | 10987 | 19310 | 2983 | 4294 | 16444 | 2381 | 2043 | 48725 | 1.45 | 1.56 | 14541.295
3934 | 22 | 164 | 2017-06-13 | 0.89308 | 1 | 0.89308 | 0.89759 | 0.9084 | 0.85338 | 0.84572 | 0.85905 | 0.86959 | 0.88378 | 0.80247 | 0.80129 | 0.8525 | 0.69095 | 0.83117 | 2 | 1 | 46 | 18858 | 7159 | 10751 | 18558 | 2905 | 4160 | 15630 | 2306 | 1963 | 46375 | 1.42 | 1.49 | 14113.52
3935 | 23 | 164 | 2017-06-13 | 0.7673 | 1 | 0.7673 | 0.8012 | 0.88374 | 0.79885 | 0.77661 | 0.80655 | 0.80943 | 0.81625 | 0.74846 | 0.72106 | 0.79261 | 0.6378 | 0.75308 | 2 | 1 | 47 | 17653 | 6574 | 10094 | 17274 | 2683 | 3880 | 14065 | 2144 | 1812 | 42018 | 1.22 | 1.33 | 13730.465
3936 | 24 | 164 | 2017-06-13 | 0.69182 | 1 | 0.69182 | 0.69277 | 0.84359 | 0.73029 | 0.68872 | 0.74223 | 0.73792 | 0.74201 | 0.68017 | 0.64232 | 0.73087 | 0.57163 | 0.67974 | 2 | 1 | 48 | 16138 | 5830 | 9289 | 15748 | 2439 | 3526 | 12529 | 1977 | 1624 | 37926 | 1.1 | 1.15 | 13106.685
3937 | 1 | 165 | 2017-06-14 | 0.61635 | 1 | 0.61635 | 0.64458 | 0.80131 | 0.66599 | 0.65564 | 0.64634 | 0.6749 | 0.69699 | 0.6277 | 0.58649 | 0.64067 | 0.5139 | 0.62414 | 3 | 1 | 49 | 14717 | 5550 | 8089 | 14403 | 2291 | 3254 | 11440 | 1733 | 1460 | 34824 | 0.98 | 1.07 | 12449.825
3938 | 2 | 165 | 2017-06-14 | 0.61006 | 1 | 0.61006 | 0.62048 | 0.77242 | 0.62752 | 0.62197 | 0.61015 | 0.62776 | 0.65075 | 0.58951 | 0.54865 | 0.60924 | 0.4773 | 0.58195 | 3 | 1 | 50 | 13867 | 5265 | 7636 | 13397 | 2139 | 3056 | 10702 | 1648 | 1356 | 32470 | 0.97 | 1.03 | 12000.945
3939 | 3 | 165 | 2017-06-14 | 0.59748 | 1 | 0.59748 | 0.62048 | 0.74901 | 0.60272 | 0.59646 | 0.58482 | 0.59257 | 0.61454 | 0.56173 | 0.52363 | 0.58484 | 0.44843 | 0.55738 | 3 | 1 | 51 | 13319 | 5049 | 7319 | 12646 | 2020 | 2912 | 10214 | 1582 | 1274 | 31099 | 0.95 | 1.03 | 11637.225
3940 | 4 | 165 | 2017-06-14 | 0.58491 | 1 | 0.58491 | 0.62048 | 0.73082 | 0.58851 | 0.58204 | 0.57187 | 0.5689 | 0.59294 | 0.54591 | 0.50882 | 0.56895 | 0.42943 | 0.54222 | 3 | 1 | 52 | 13005 | 4927 | 7157 | 12141 | 1949 | 2830 | 9925 | 1539 | 1220 | 30253 | 0.93 | 1.03 | 11354.585
3941 | 5 | 165 | 2017-06-14 | 0.60377 | 1 | 0.60377 | 0.64458 | 0.71832 | 0.58851 | 0.58476 | 0.57187 | 0.5555 | 0.59142 | 0.54456 | 0.51015 | 0.56858 | 0.42555 | 0.54107 | 3 | 1 | 53 | 13005 | 4950 | 7157 | 11855 | 1944 | 2823 | 9951 | 1538 | 1209 | 30189 | 0.96 | 1.07 | 11160.345
3942 | 6 | 165 | 2017-06-14 | 0.67296 | 1 | 0.67296 | 0.6988 | 0.72546 | 0.60951 | 0.60614 | 0.59569 | 0.55817 | 0.61789 | 0.56443 | 0.53281 | 0.58262 | 0.43682 | 0.56851 | 3 | 1 | 54 | 13469 | 5131 | 7455 | 11912 | 2031 | 2926 | 10393 | 1576 | 1241 | 31720 | 1.07 | 1.16 | 11271.335
3943 | 7 | 165 | 2017-06-14 | 0.73585 | 1 | 0.73585 | 0.77108 | 0.7356 | 0.64879 | 0.64194 | 0.63604 | 0.58502 | 0.66991 | 0.60069 | 0.57229 | 0.62033 | 0.45864 | 0.61724 | 3 | 1 | 55 | 14337 | 5434 | 7960 | 12485 | 2202 | 3114 | 11163 | 1678 | 1303 | 34439 | 1.17 | 1.28 | 11428.795
3944 | 8 | 165 | 2017-06-14 | 0.74214 | 1 | 0.74214 | 0.78313 | 0.74366 | 0.68341 | 0.68104 | 0.67367 | 0.63254 | 0.71615 | 0.63677 | 0.61412 | 0.65693 | 0.47624 | 0.65515 | 3 | 1 | 56 | 15102 | 5765 | 8431 | 13499 | 2354 | 3301 | 11979 | 1777 | 1353 | 36554 | 1.18 | 1.3 | 11554.04
3945 | 9 | 165 | 2017-06-14 | 0.74843 | 1 | 0.74843 | 0.74699 | 0.84656 | 0.72029 | 0.71695 | 0.71298 | 0.6876 | 0.75753 | 0.67978 | 0.65441 | 0.69649 | 0.49595 | 0.67873 | 3 | 1 | 57 | 15917 | 6069 | 8923 | 14674 | 2490 | 3524 | 12765 | 1884 | 1409 | 37870 | 1.19 | 1.24 | 13152.805
3946 | 10 | 165 | 2017-06-14 | 0.71698 | 1 | 0.71698 | 0.72892 | 0.91285 | 0.76559 | 0.75168 | 0.75118 | 0.74547 | 0.8056 | 0.73013 | 0.69025 | 0.74011 | 0.53573 | 0.70386 | 3 | 1 | 58 | 16918 | 6363 | 9401 | 15909 | 2648 | 3785 | 13464 | 2002 | 1522 | 39272 | 1.14 | 1.21 | 14182.66
3947 | 11 | 165 | 2017-06-14 | 0.71698 | 1 | 0.71698 | 0.71084 | 0.9624 | 0.81623 | 0.79138 | 0.79105 | 0.80179 | 0.85701 | 0.77932 | 0.7286 | 0.78262 | 0.57797 | 0.72564 | 3 | 1 | 59 | 18037 | 6699 | 9900 | 17111 | 2817 | 4040 | 14212 | 2117 | 1642 | 40487 | 1.14 | 1.18 | 14952.575
3948 | 12 | 165 | 2017-06-14 | 0.69811 | 1 | 0.69811 | 0.68072 | 0.97754 | 0.86166 | 0.82871 | 0.82517 | 0.86041 | 0.89747 | 0.81848 | 0.76746 | 0.8244 | 0.62865 | 0.74197 | 3 | 1 | 60 | 19041 | 7015 | 10327 | 18362 | 2950 | 4243 | 14970 | 2230 | 1786 | 41398 | 1.11 | 1.13 | 15187.805
3949 | 13 | 165 | 2017-06-14 | 0.63522 | 1 | 0.63522 | 0.6506 | 0.95214 | 0.90035 | 0.85529 | 0.85362 | 0.90741 | 0.93307 | 0.85532 | 0.80421 | 0.85582 | 0.66948 | 0.75616 | 3 | 1 | 61 | 19896 | 7240 | 10683 | 19365 | 3067 | 4434 | 15687 | 2315 | 1902 | 42190 | 1.01 | 1.08 | 14793.225
3950 | 14 | 165 | 2017-06-14 | 0.61635 | 1 | 0.61635 | 0.63253 | 0.97576 | 0.92859 | 0.87915 | 0.87831 | 0.94897 | 0.96045 | 0.88947 | 0.83379 | 0.88762 | 0.70398 | 0.76883 | 3 | 1 | 62 | 20520 | 7442 | 10992 | 20252 | 3157 | 4611 | 16264 | 2401 | 2000 | 42897 | 0.98 | 1.05 | 15160.185
3951 | 15 | 165 | 2017-06-14 | 0.61635 | 1 | 0.61635 | 0.65663 | 1 | 0.94669 | 0.89273 | 0.89005 | 0.98037 | 0.97627 | 0.91011 | 0.84784 | 0.91497 | 0.72686 | 0.77243 | 3 | 1 | 63 | 20920 | 7557 | 11139 | 20922 | 3209 | 4718 | 16538 | 2475 | 2065 | 43098 | 0.98 | 1.09 | 15536.75
3952 | 16 | 165 | 2017-06-14 | 0.64151 | 1 | 0.64151 | 0.68072 | 0.99944 | 0.95746 | 0.89994 | 0.89533 | 0.99517 | 0.97931 | 0.9213 | 0.84902 | 0.91386 | 0.7515 | 0.77114 | 3 | 1 | 64 | 21158 | 7618 | 11205 | 21238 | 3219 | 4776 | 16561 | 2472 | 2135 | 43026 | 1.02 | 1.13 | 15528.105
3953 | 17 | 165 | 2017-06-14 | 0.66667 | 1 | 0.66667 | 0.72892 | 0.98608 | 0.96194 | 0.90585 | 0.89772 | 1 | 0.97505 | 0.92593 | 0.84661 | 0.91534 | 0.7691 | 0.77281 | 3 | 1 | 65 | 21257 | 7668 | 11235 | 21341 | 3205 | 4800 | 16514 | 2476 | 2185 | 43119 | 1.06 | 1.21 | 15320.515
3954 | 18 | 165 | 2017-06-14 | 0.68553 | 1 | 0.68553 | 0.77711 | 0.92154 | 0.95746 | 0.90053 | 0.88757 | 0.99447 | 0.97171 | 0.91667 | 0.83415 | 0.90943 | 0.77543 | 0.76588 | 3 | 1 | 66 | 21158 | 7623 | 11108 | 21223 | 3194 | 4752 | 16271 | 2460 | 2203 | 42732 | 1.09 | 1.29 | 14317.695
3955 | 19 | 165 | 2017-06-14 | 0.7044 | 1 | 0.7044 | 0.79518 | 0.8823 | 0.93262 | 0.88612 | 0.87223 | 0.97282 | 0.95984 | 0.89931 | 0.80914 | 0.89242 | 0.77578 | 0.74247 | 3 | 1 | 67 | 20609 | 7501 | 10916 | 20761 | 3155 | 4662 | 15783 | 2414 | 2204 | 41426 | 1.12 | 1.32 | 13708.055
3956 | 20 | 165 | 2017-06-14 | 0.7673 | 1 | 0.7673 | 0.8494 | 0.93549 | 0.91072 | 0.85812 | 0.84307 | 0.93529 | 0.93429 | 0.87153 | 0.78309 | 0.8647 | 0.74516 | 0.72729 | 3 | 1 | 68 | 20125 | 7264 | 10551 | 19960 | 3071 | 4518 | 15275 | 2339 | 2117 | 40579 | 1.22 | 1.41 | 14534.475
3957 | 21 | 165 | 2017-06-14 | 0.83648 | 1 | 0.83648 | 0.89759 | 0.93593 | 0.87193 | 0.83438 | 0.82541 | 0.90502 | 0.90934 | 0.84626 | 0.75925 | 0.83734 | 0.71735 | 0.71754 | 3 | 1 | 69 | 19268 | 7063 | 10330 | 19314 | 2989 | 4387 | 14810 | 2265 | 2038 | 40035 | 1.33 | 1.49 | 14541.295
3958 | 22 | 165 | 2017-06-14 | 0.8239 | 1 | 0.8239 | 0.87349 | 0.9084 | 0.85279 | 0.80803 | 0.80408 | 0.87419 | 0.88804 | 0.82118 | 0.71978 | 0.80739 | 0.69412 | 0.67925 | 3 | 1 | 70 | 18845 | 6840 | 10063 | 18656 | 2919 | 4257 | 14040 | 2184 | 1972 | 37899 | 1.31 | 1.45 | 14113.52
3959 | 23 | 165 | 2017-06-14 | 0.77358 | 1 | 0.77358 | 0.75904 | 0.88374 | 0.79754 | 0.74412 | 0.74638 | 0.81678 | 0.82537 | 0.76582 | 0.66067 | 0.75453 | 0.64379 | 0.62187 | 3 | 1 | 71 | 17624 | 6299 | 9341 | 17431 | 2713 | 3970 | 12887 | 2041 | 1829 | 34697 | 1.23 | 1.26 | 13730.465
3960 | 24 | 165 | 2017-06-14 | 0.7044 | 1 | 0.7044 | 0.68072 | 0.84359 | 0.72857 | 0.67974 | 0.68454 | 0.74964 | 0.75601 | 0.69792 | 0.59556 | 0.69168 | 0.57304 | 0.56423 | 3 | 1 | 72 | 16100 | 5754 | 8567 | 15998 | 2485 | 3618 | 11617 | 1871 | 1628 | 31481 | 1.12 | 1.13 | 13106.685
3961 | 1 | 166 | 2017-06-15 | 0.6478 | 1 | 0.6478 | 0.63253 | 0.80131 | 0.65232 | 0.62741 | 0.63196 | 0.66778 | 0.67082 | 0.57832 | 0.53322 | 0.60628 | 0.51989 | 0.52869 | 4 | 1 | 73 | 14415 | 5311 | 7909 | 14251 | 2205 | 2998 | 10401 | 1640 | 1477 | 29498 | 1.03 | 1.05 | 12449.825
3962 | 2 | 166 | 2017-06-15 | 0.59748 | 1 | 0.59748 | 0.61446 | 0.77242 | 0.61571 | 0.59398 | 0.59409 | 0.61675 | 0.6261 | 0.54495 | 0.49933 | 0.57449 | 0.47976 | 0.49598 | 4 | 1 | 74 | 13606 | 5028 | 7435 | 13162 | 2058 | 2825 | 9740 | 1554 | 1363 | 27673 | 0.95 | 1.02 | 12000.945
3963 | 3 | 166 | 2017-06-15 | 0.57862 | 1 | 0.57862 | 0.59639 | 0.74901 | 0.59413 | 0.57212 | 0.57147 | 0.58039 | 0.59112 | 0.52141 | 0.47678 | 0.55601 | 0.4509 | 0.47488 | 4 | 1 | 75 | 13129 | 4843 | 7152 | 12386 | 1943 | 2703 | 9300 | 1504 | 1281 | 26496 | 0.92 | 0.99 | 11637.225
3964 | 4 | 166 | 2017-06-15 | 0.58491 | 1 | 0.58491 | 0.61446 | 0.73082 | 0.5806 | 0.56161 | 0.55517 | 0.5533 | 0.57225 | 0.50733 | 0.46463 | 0.54566 | 0.43154 | 0.46345 | 4 | 1 | 76 | 12830 | 4754 | 6948 | 11808 | 1881 | 2630 | 9063 | 1476 | 1226 | 25858 | 0.93 | 1.02 | 11354.585
3965 | 5 | 166 | 2017-06-15 | 0.58491 | 1 | 0.58491 | 0.62048 | 0.71832 | 0.58317 | 0.56361 | 0.55414 | 0.53779 | 0.57043 | 0.50598 | 0.46581 | 0.54455 | 0.42626 | 0.46486 | 4 | 1 | 77 | 12887 | 4771 | 6935 | 11477 | 1875 | 2623 | 9086 | 1473 | 1211 | 25937 | 0.93 | 1.03 | 11160.345
3966 | 6 | 166 | 2017-06-15 | 0.61635 | 1 | 0.61635 | 0.6747 | 0.72546 | 0.60413 | 0.5889 | 0.57755 | 0.53863 | 0.5969 | 0.52604 | 0.48672 | 0.56599 | 0.43823 | 0.48727 | 4 | 1 | 78 | 13350 | 4985 | 7228 | 11495 | 1962 | 2727 | 9494 | 1531 | 1245 | 27187 | 0.98 | 1.12 | 11271.335
3967 | 7 | 166 | 2017-06-15 | 0.67296 | 1 | 0.67296 | 0.75904 | 0.7356 | 0.64169 | 0.62434 | 0.61454 | 0.56 | 0.64466 | 0.55883 | 0.52297 | 0.60037 | 0.45336 | 0.52657 | 4 | 1 | 79 | 14180 | 5285 | 7691 | 11951 | 2119 | 2897 | 10201 | 1624 | 1288 | 29380 | 1.07 | 1.26 | 11428.795
3968 | 8 | 166 | 2017-06-15 | 0.72327 | 1 | 0.72327 | 0.74699 | 0.74366 | 0.67898 | 0.6593 | 0.65162 | 0.60278 | 0.69334 | 0.59182 | 0.55932 | 0.63697 | 0.47131 | 0.56199 | 4 | 1 | 80 | 15004 | 5581 | 8155 | 12864 | 2279 | 3068 | 10910 | 1723 | 1339 | 31356 | 1.15 | 1.24 | 11554.04
3969 | 9 | 166 | 2017-06-15 | 0.75472 | 1 | 0.75472 | 0.71084 | 0.84656 | 0.71663 | 0.69309 | 0.69557 | 0.65142 | 0.73775 | 0.62809 | 0.58572 | 0.67616 | 0.49314 | 0.58693 | 4 | 1 | 81 | 15836 | 5867 | 8705 | 13902 | 2425 | 3256 | 11425 | 1829 | 1401 | 32748 | 1.2 | 1.18 | 13152.805
3970 | 10 | 166 | 2017-06-15 | 0.79245 | 1 | 0.79245 | 0.6747 | 0.91285 | 0.75618 | 0.72758 | 0.736 | 0.69744 | 0.78339 | 0.67284 | 0.61176 | 0.72015 | 0.52552 | 0.61303 | 4 | 1 | 82 | 16710 | 6159 | 9211 | 14884 | 2575 | 3488 | 11933 | 1948 | 1493 | 34204 | 1.26 | 1.12 | 14182.66
3971 | 11 | 166 | 2017-06-15 | 0.73585 | 1 | 0.73585 | 0.6506 | 0.9624 | 0.79718 | 0.76432 | 0.77859 | 0.74233 | 0.83298 | 0.71701 | 0.63883 | 0.76229 | 0.56741 | 0.63671 | 4 | 1 | 83 | 17616 | 6470 | 9744 | 15842 | 2738 | 3717 | 12461 | 2062 | 1612 | 35525 | 1.17 | 1.08 | 14952.575
3972 | 12 | 166 | 2017-06-15 | 0.72327 | 1 | 0.72327 | 0.61446 | 0.97754 | 0.83523 | 0.79445 | 0.80847 | 0.79275 | 0.87131 | 0.7554 | 0.66462 | 0.80111 | 0.60929 | 0.6533 | 4 | 1 | 84 | 18457 | 6725 | 10118 | 16918 | 2864 | 3916 | 12964 | 2167 | 1731 | 36451 | 1.15 | 1.02 | 15187.805
3973 | 13 | 166 | 2017-06-15 | 0.71069 | 1 | 0.71069 | 0.63855 | 0.95214 | 0.86732 | 0.81536 | 0.83771 | 0.83581 | 0.90508 | 0.79205 | 0.68825 | 0.82662 | 0.64907 | 0.66685 | 4 | 1 | 85 | 19166 | 6902 | 10484 | 17837 | 2975 | 4106 | 13425 | 2236 | 1844 | 37207 | 1.13 | 1.06 | 14793.225
3974 | 14 | 166 | 2017-06-15 | 0.69182 | 1 | 0.69182 | 0.62048 | 0.97576 | 0.89271 | 0.83615 | 0.86936 | 0.87151 | 0.93581 | 0.82504 | 0.71229 | 0.85508 | 0.67899 | 0.68169 | 4 | 1 | 86 | 19727 | 7078 | 10880 | 18599 | 3076 | 4277 | 13894 | 2313 | 1929 | 38035 | 1.1 | 1.03 | 15160.185
3975 | 15 | 166 | 2017-06-15 | 0.67296 | 1 | 0.67296 | 0.62048 | 1 | 0.90741 | 0.84595 | 0.88014 | 0.9045 | 0.95011 | 0.84587 | 0.72675 | 0.87209 | 0.69377 | 0.69241 | 4 | 1 | 87 | 20052 | 7161 | 11015 | 19303 | 3123 | 4385 | 14176 | 2359 | 1971 | 38633 | 1.07 | 1.03 | 15536.75
3976 | 16 | 166 | 2017-06-15 | 0.68553 | 1 | 0.68553 | 0.63253 | 0.99944 | 0.91017 | 0.85434 | 0.8827 | 0.93454 | 0.94615 | 0.85494 | 0.74116 | 0.8817 | 0.71137 | 0.70184 | 4 | 1 | 88 | 20113 | 7232 | 11047 | 19944 | 3110 | 4432 | 14457 | 2385 | 2021 | 39159 | 1.09 | 1.05 | 15528.105
3977 | 17 | 166 | 2017-06-15 | 0.66667 | 1 | 0.66667 | 0.71084 | 0.98608 | 0.91225 | 0.86167 | 0.88174 | 0.95773 | 0.93581 | 0.85532 | 0.7511 | 0.88022 | 0.72615 | 0.70779 | 4 | 1 | 89 | 20159 | 7294 | 11035 | 20439 | 3076 | 4434 | 14651 | 2381 | 2063 | 39491 | 1.06 | 1.18 | 15320.515
3978 | 18 | 166 | 2017-06-15 | 0.69811 | 1 | 0.69811 | 0.71687 | 0.92154 | 0.90225 | 0.86001 | 0.87127 | 0.96092 | 0.92668 | 0.84163 | 0.75156 | 0.86876 | 0.73108 | 0.71015 | 4 | 1 | 90 | 19938 | 7280 | 10904 | 20507 | 3046 | 4363 | 14660 | 2350 | 2077 | 39623 | 1.11 | 1.19 | 14317.695
3979 | 19 | 166 | 2017-06-15 | 0.72327 | 1 | 0.72327 | 0.76506 | 0.8823 | 0.88682 | 0.84501 | 0.85449 | 0.94635 | 0.91177 | 0.82002 | 0.73849 | 0.8451 | 0.71735 | 0.69383 | 4 | 1 | 91 | 19597 | 7153 | 10694 | 20196 | 2997 | 4251 | 14405 | 2286 | 2038 | 38712 | 1.15 | 1.27 | 13708.055
3980 | 20 | 166 | 2017-06-15 | 0.78616 | 1 | 0.78616 | 0.80723 | 0.93549 | 0.85953 | 0.82008 | 0.82829 | 0.91481 | 0.88744 | 0.78897 | 0.71276 | 0.81553 | 0.6906 | 0.6739 | 4 | 1 | 92 | 18994 | 6942 | 10366 | 19523 | 2917 | 4090 | 13903 | 2206 | 1962 | 37600 | 1.25 | 1.34 | 14534.475
3981 | 21 | 166 | 2017-06-15 | 0.83648 | 1 | 0.83648 | 0.86145 | 0.93593 | 0.83284 | 0.79929 | 0.80671 | 0.88909 | 0.85701 | 0.76119 | 0.68599 | 0.78447 | 0.66455 | 0.65664 | 4 | 1 | 93 | 18404 | 6766 | 10096 | 18974 | 2817 | 3946 | 13381 | 2122 | 1888 | 36637 | 1.33 | 1.43 | 14541.295
3982 | 22 | 166 | 2017-06-15 | 0.81761 | 1 | 0.81761 | 0.8494 | 0.9084 | 0.81193 | 0.77803 | 0.78985 | 0.85914 | 0.83845 | 0.73302 | 0.65954 | 0.76044 | 0.65153 | 0.63172 | 4 | 1 | 94 | 17942 | 6586 | 9885 | 18335 | 2756 | 3800 | 12865 | 2057 | 1851 | 35247 | 1.3 | 1.41 | 14113.52
3983 | 23 | 166 | 2017-06-15 | 0.75472 | 1 | 0.75472 | 0.72892 | 0.88374 | 0.76147 | 0.71754 | 0.73967 | 0.80727 | 0.78582 | 0.68191 | 0.60151 | 0.70758 | 0.60577 | 0.5803 | 4 | 1 | 95 | 16827 | 6074 | 9257 | 17228 | 2583 | 3535 | 11733 | 1914 | 1721 | 32378 | 1.2 | 1.21 | 13730.465
3984 | 24 | 166 | 2017-06-15 | 0.68553 | 1 | 0.68553 | 0.6506 | 0.84359 | 0.6945 | 0.65682 | 0.68102 | 0.73923 | 0.72011 | 0.61979 | 0.54101 | 0.6488 | 0.54382 | 0.52734 | 4 | 1 | 96 | 15347 | 5560 | 8523 | 15776 | 2367 | 3213 | 10553 | 1755 | 1545 | 29423 | 1.09 | 1.08 | 13106.685
3985 | 1 | 167 | 2017-06-16 | 0.61635 | 1 | 0.61635 | 0.62651 | 0.80131 | 0.62798 | 0.60697 | 0.60639 | 0.61867 | 0.62854 | 0.53511 | 0.51123 | 0.59445 | 0.48328 | 0.49182 | 5 | 1 | 97 | 13877 | 5138 | 7589 | 13203 | 2066 | 2774 | 9972 | 1608 | 1373 | 27441 | 0.98 | 1.04 | 12449.825
3986 | 2 | 167 | 2017-06-16 | 0.60377 | 1 | 0.60377 | 0.60241 | 0.77242 | 0.59209 | 0.57566 | 0.57211 | 0.57054 | 0.58655 | 0.50521 | 0.48185 | 0.56081 | 0.44738 | 0.46472 | 5 | 1 | 98 | 13084 | 4873 | 7160 | 12176 | 1928 | 2619 | 9399 | 1517 | 1271 | 25929 | 0.96 | 1 | 12000.945
3987 | 3 | 167 | 2017-06-16 | 0.59748 | 1 | 0.59748 | 0.59036 | 0.74901 | 0.56969 | 0.55735 | 0.5507 | 0.53526 | 0.55735 | 0.48727 | 0.46334 | 0.54122 | 0.42133 | 0.44814 | 5 | 1 | 99 | 12589 | 4718 | 6892 | 11423 | 1832 | 2526 | 9038 | 1464 | 1197 | 25004 | 0.95 | 0.98 | 11637.225
3988 | 4 | 167 | 2017-06-16 | 0.61635 | 1 | 0.61635 | 0.59036 | 0.73082 | 0.55661 | 0.54519 | 0.53871 | 0.51164 | 0.54001 | 0.47627 | 0.45386 | 0.53161 | 0.40866 | 0.44054 | 5 | 1 | 100 | 12300 | 4615 | 6742 | 10919 | 1775 | 2469 | 8853 | 1438 | 1161 | 24580 | 0.98 | 0.98 | 11354.585
3989 | 5 | 167 | 2017-06-16 | 0.64151 | 1 | 0.64151 | 0.60843 | 0.71832 | 0.55598 | 0.54826 | 0.54055 | 0.49848 | 0.54061 | 0.47627 | 0.45786 | 0.53198 | 0.4069 | 0.44431 | 5 | 1 | 101 | 12286 | 4641 | 6765 | 10638 | 1777 | 2469 | 8931 | 1439 | 1156 | 24790 | 1.02 | 1.01 | 11160.345
3990 | 6 | 167 | 2017-06-16 | 0.71698 | 1 | 0.71698 | 0.6506 | 0.72546 | 0.57688 | 0.57153 | 0.56268 | 0.49941 | 0.5686 | 0.49518 | 0.48113 | 0.55231 | 0.42168 | 0.46692 | 5 | 1 | 102 | 12748 | 4838 | 7042 | 10658 | 1869 | 2567 | 9385 | 1494 | 1198 | 26052 | 1.14 | 1.08 | 11271.335
3991 | 7 | 167 | 2017-06-16 | 0.77358 | 1 | 0.77358 | 0.68675 | 0.7356 | 0.61101 | 0.60744 | 0.60168 | 0.52031 | 0.62124 | 0.52122 | 0.51948 | 0.58632 | 0.45019 | 0.50442 | 5 | 1 | 103 | 13502 | 5142 | 7530 | 11104 | 2042 | 2702 | 10133 | 1586 | 1279 | 28144 | 1.23 | 1.14 | 11428.795
3992 | 8 | 167 | 2017-06-16 | 0.77987 | 1 | 0.77987 | 0.71687 | 0.74366 | 0.64807 | 0.64347 | 0.63971 | 0.56258 | 0.66778 | 0.55015 | 0.55793 | 0.61848 | 0.47026 | 0.54159 | 5 | 1 | 104 | 14321 | 5447 | 8006 | 12006 | 2195 | 2852 | 10883 | 1673 | 1336 | 30218 | 1.24 | 1.19 | 11554.04
3993 | 9 | 167 | 2017-06-16 | 0.73585 | 1 | 0.73585 | 0.77108 | 0.84656 | 0.68504 | 0.6736 | 0.68134 | 0.61314 | 0.70429 | 0.587 | 0.58864 | 0.65434 | 0.49102 | 0.56982 | 5 | 1 | 105 | 15138 | 5702 | 8527 | 13085 | 2315 | 3043 | 11482 | 1770 | 1395 | 31793 | 1.17 | 1.28 | 13152.805
3994 | 10 | 167 | 2017-06-16 | 0.67925 | 1 | 0.67925 | 0.74096 | 0.91285 | 0.72581 | 0.70597 | 0.72521 | 0.65939 | 0.74749 | 0.63484 | 0.62165 | 0.68835 | 0.52622 | 0.59333 | 5 | 1 | 106 | 16039 | 5976 | 9076 | 14072 | 2457 | 3291 | 12126 | 1862 | 1495 | 33105 | 1.08 | 1.23 | 14182.66
3995 | 11 | 167 | 2017-06-16 | 0.66667 | 1 | 0.66667 | 0.75301 | 0.9624 | 0.77306 | 0.73727 | 0.7706 | 0.70254 | 0.79312 | 0.67901 | 0.65564 | 0.72089 | 0.56881 | 0.61579 | 5 | 1 | 107 | 17083 | 6241 | 9644 | 14993 | 2607 | 3520 | 12789 | 1950 | 1616 | 34358 | 1.06 | 1.25 | 14952.575
3996 | 12 | 167 | 2017-06-16 | 0.6478 | 1 | 0.6478 | 0.73494 | 0.97754 | 0.81265 | 0.76574 | 0.80591 | 0.74739 | 0.83024 | 0.71914 | 0.68589 | 0.7549 | 0.61422 | 0.63267 | 5 | 1 | 108 | 17958 | 6482 | 10086 | 15950 | 2729 | 3728 | 13379 | 2042 | 1745 | 35300 | 1.03 | 1.22 | 15187.805
3997 | 13 | 167 | 2017-06-16 | 0.66667 | 1 | 0.66667 | 0.71084 | 0.95214 | 0.84899 | 0.7876 | 0.83771 | 0.78356 | 0.86553 | 0.75637 | 0.71081 | 0.78078 | 0.64872 | 0.64778 | 5 | 1 | 109 | 18761 | 6667 | 10484 | 16722 | 2845 | 3921 | 13865 | 2112 | 1843 | 36143 | 1.06 | 1.18 | 14793.225
3998 | 14 | 167 | 2017-06-16 | 0.6478 | 1 | 0.6478 | 0.70482 | 0.97576 | 0.87904 | 0.80685 | 0.87375 | 0.80976 | 0.89808 | 0.79282 | 0.73203 | 0.80444 | 0.67406 | 0.66248 | 5 | 1 | 110 | 19425 | 6830 | 10935 | 17281 | 2952 | 4110 | 14279 | 2176 | 1915 | 36963 | 1.03 | 1.17 | 15160.185
3999 | 15 | 167 | 2017-06-16 | 0.62893 | 1 | 0.62893 | 0.69277 | 1 | 0.89687 | 0.81807 | 0.89077 | 0.83478 | 0.91725 | 0.82041 | 0.74782 | 0.81996 | 0.69588 | 0.67382 | 5 | 1 | 111 | 19819 | 6925 | 11148 | 17815 | 3015 | 4253 | 14587 | 2218 | 1977 | 37596 | 1 | 1.15 | 15536.75
4000 | 16 | 167 | 2017-06-16 | 0.67296 | 1 | 0.67296 | 0.69277 | 0.99944 | 0.90447 | 0.82835 | 0.89804 | 0.85104 | 0.92181 | 0.84433 | 0.7569 | 0.82847 | 0.71946 | 0.68442 | 5 | 1 | 112 | 19987 | 7012 | 11239 | 18162 | 3030 | 4377 | 14764 | 2241 | 2044 | 38187 | 1.07 | 1.15 | 15528.105
4001 | 17 | 167 | 2017-06-16 | 0.72327 | 1 | 0.72327 | 0.75301 | 0.98608 | 0.90963 | 0.83757 | 0.90132 | 0.85718 | 0.92546 | 0.85938 | 0.76387 | 0.83919 | 0.73319 | 0.69325 | 5 | 1 | 113 | 20101 | 7090 | 11280 | 18293 | 3042 | 4455 | 14900 | 2270 | 2083 | 38680 | 1.15 | 1.25 | 15320.515
4002 | 18 | 167 | 2017-06-16 | 0.7673 | 1 | 0.7673 | 0.80723 | 0.92154 | 0.89945 | 0.83296 | 0.89165 | 0.85155 | 0.91542 | 0.85918 | 0.76412 | 0.8329 | 0.74305 | 0.69474 | 5 | 1 | 114 | 19876 | 7051 | 11159 | 18173 | 3009 | 4454 | 14905 | 2253 | 2111 | 38763 | 1.22 | 1.34 | 14317.695
4003 | 19 | 167 | 2017-06-16 | 0.77358 | 1 | 0.77358 | 0.83133 | 0.8823 | 0.87325 | 0.81406 | 0.86928 | 0.83445 | 0.89504 | 0.84086 | 0.74931 | 0.81331 | 0.73495 | 0.67918 | 5 | 1 | 115 | 19297 | 6891 | 10879 | 17808 | 2942 | 4359 | 14616 | 2200 | 2088 | 37895 | 1.23 | 1.38 | 13708.055
4004 | 20 | 167 | 2017-06-16 | 0.80503 | 1 | 0.80503 | 0.8494 | 0.93549 | 0.8403 | 0.78878 | 0.83732 | 0.80516 | 0.86066 | 0.80459 | 0.7228 | 0.78373 | 0.70222 | 0.65608 | 5 | 1 | 116 | 18569 | 6677 | 10479 | 17183 | 2829 | 4171 | 14099 | 2120 | 1995 | 36606 | 1.28 | 1.41 | 14534.475
4005 | 21 | 167 | 2017-06-16 | 0.89937 | 1 | 0.89937 | 0.93373 | 0.93593 | 0.81252 | 0.76562 | 0.8139 | 0.77747 | 0.82994 | 0.7745 | 0.69722 | 0.76155 | 0.66878 | 0.64054 | 5 | 1 | 117 | 17955 | 6481 | 10186 | 16592 | 2728 | 4015 | 13600 | 2060 | 1900 | 35739 | 1.43 | 1.55 | 14541.295
4006 | 22 | 167 | 2017-06-16 | 0.88679 | 1 | 0.88679 | 0.90964 | 0.9084 | 0.78776 | 0.74684 | 0.79441 | 0.75226 | 0.80803 | 0.74884 | 0.67169 | 0.73937 | 0.65611 | 0.62411 | 5 | 1 | 118 | 17408 | 6322 | 9942 | 16054 | 2656 | 3882 | 13102 | 2000 | 1864 | 34822 | 1.41 | 1.51 | 14113.52
4007 | 23 | 167 | 2017-06-16 | 0.79874 | 1 | 0.79874 | 0.85542 | 0.88374 | 0.74056 | 0.69462 | 0.74319 | 0.72166 | 0.7551 | 0.70467 | 0.62345 | 0.69427 | 0.6195 | 0.58213 | 5 | 1 | 119 | 16365 | 5880 | 9301 | 15401 | 2482 | 3653 | 12161 | 1878 | 1760 | 32480 | 1.27 | 1.42 | 13730.465
4008 | 24 | 167 | 2017-06-16 | 0.7044 | 1 | 0.7044 | 0.77108 | 0.84359 | 0.67689 | 0.63662 | 0.67871 | 0.66726 | 0.68664 | 0.6468 | 0.56921 | 0.64288 | 0.56494 | 0.5339 | 5 | 1 | 120 | 14958 | 5389 | 8494 | 14240 | 2257 | 3353 | 11103 | 1739 | 1605 | 29789 | 1.12 | 1.28 | 13106.685
4009 | 1 | 168 | 2017-06-17 | 0.76101 | 1 | 0.76101 | 0.71687 | 0.77448 | 0.62006 | 0.58996 | 0.62972 | 0.56413 | 0.60207 | 0.57948 | 0.52066 | 0.59076 | 0.50264 | 0.50902 | 6 | 2 | 121 | 13702 | 4994 | 7881 | 12039 | 1979 | 3004 | 10156 | 1598 | 1428 | 28401 | 1.21 | 1.19 | 12032.86
4010 | 2 | 168 | 2017-06-17 | 0.71698 | 1 | 0.71698 | 0.66867 | 0.74964 | 0.58046 | 0.5531 | 0.59017 | 0.52317 | 0.55522 | 0.54225 | 0.4897 | 0.55749 | 0.46146 | 0.4785 | 6 | 2 | 122 | 12827 | 4682 | 7386 | 11165 | 1825 | 2811 | 9552 | 1508 | 1311 | 26698 | 1.14 | 1.11 | 11646.96
4011 | 3 | 168 | 2017-06-17 | 0.7044 | 1 | 0.7044 | 0.64458 | 0.72838 | 0.55598 | 0.53278 | 0.56372 | 0.49454 | 0.52875 | 0.51659 | 0.46714 | 0.5342 | 0.43083 | 0.45787 | 6 | 2 | 123 | 12286 | 4510 | 7055 | 10554 | 1738 | 2678 | 9112 | 1445 | 1224 | 25547 | 1.12 | 1.07 | 11316.6
4012 | 4 | 168 | 2017-06-17 | 0.69811 | 1 | 0.69811 | 0.63253 | 0.71262 | 0.53919 | 0.52002 | 0.54527 | 0.47345 | 0.50867 | 0.49904 | 0.4536 | 0.51867 | 0.41499 | 0.44502 | 6 | 2 | 124 | 11915 | 4402 | 6824 | 10104 | 1672 | 2587 | 8848 | 1403 | 1179 | 24830 | 1.11 | 1.05 | 11071.73
4013 | 5 | 168 | 2017-06-17 | 0.69182 | 1 | 0.69182 | 0.63253 | 0.70005 | 0.52987 | 0.51329 | 0.5356 | 0.46188 | 0.4965 | 0.48997 | 0.44822 | 0.51091 | 0.40232 | 0.44009 | 6 | 2 | 125 | 11709 | 4345 | 6703 | 9857 | 1632 | 2540 | 8743 | 1382 | 1143 | 24555 | 1.1 | 1.05 | 10876.555
4014 | 6 | 168 | 2017-06-17 | 0.7044 | 1 | 0.7044 | 0.68072 | 0.69248 | 0.53267 | 0.51731 | 0.53696 | 0.45762 | 0.50076 | 0.4919 | 0.4514 | 0.51091 | 0.3981 | 0.44328 | 6 | 2 | 126 | 11771 | 4379 | 6720 | 9766 | 1646 | 2550 | 8805 | 1382 | 1131 | 24733 | 1.12 | 1.13 | 10758.83
4015 | 7 | 168 | 2017-06-17 | 0.75472 | 1 | 0.75472 | 0.74096 | 0.68725 | 0.53543 | 0.5205 | 0.54503 | 0.46221 | 0.50776 | 0.49595 | 0.46088 | 0.5146 | 0.39634 | 0.45173 | 6 | 2 | 127 | 11832 | 4406 | 6821 | 9864 | 1669 | 2571 | 8990 | 1392 | 1126 | 25204 | 1.2 | 1.23 | 10677.68
4016 | 8 | 168 | 2017-06-17 | 0.81761 | 1 | 0.81761 | 0.77711 | 0.67879 | 0.55661 | 0.55062 | 0.56149 | 0.4772 | 0.52966 | 0.51312 | 0.49554 | 0.53715 | 0.41992 | 0.47802 | 6 | 2 | 128 | 12300 | 4661 | 7027 | 10184 | 1741 | 2660 | 9666 | 1453 | 1193 | 26671 | 1.3 | 1.29 | 10546.135
4017 | 9 | 168 | 2017-06-17 | 0.84277 | 1 | 0.84277 | 0.83133 | 0.73509 | 0.60372 | 0.59941 | 0.61095 | 0.50996 | 0.57469 | 0.55768 | 0.54429 | 0.58484 | 0.46744 | 0.51714 | 6 | 2 | 129 | 13341 | 5074 | 7646 | 10883 | 1889 | 2891 | 10617 | 1582 | 1328 | 28854 | 1.34 | 1.38 | 11420.965
4018 | 10 | 168 | 2017-06-17 | 0.8805 | 1 | 0.8805 | 0.85542 | 0.80309 | 0.65585 | 0.65257 | 0.66688 | 0.55222 | 0.62702 | 0.6113 | 0.59515 | 0.6414 | 0.52693 | 0.55507 | 6 | 2 | 130 | 14493 | 5524 | 8346 | 11785 | 2061 | 3169 | 11609 | 1735 | 1497 | 30970 | 1.4 | 1.42 | 12477.48
4019 | 11 | 168 | 2017-06-17 | 0.84906 | 1 | 0.84906 | 0.83133 | 0.84627 | 0.70952 | 0.69652 | 0.72074 | 0.59407 | 0.67326 | 0.66319 | 0.64155 | 0.69168 | 0.58254 | 0.58831 | 6 | 2 | 131 | 15679 | 5896 | 9020 | 12678 | 2213 | 3438 | 12514 | 1871 | 1655 | 32825 | 1.35 | 1.38 | 13148.295
4020 | 12 | 168 | 2017-06-17 | 0.8239 | 1 | 0.8239 | 0.78916 | 0.85829 | 0.75631 | 0.7355 | 0.76508 | 0.62982 | 0.71281 | 0.70698 | 0.68041 | 0.73826 | 0.6378 | 0.61314 | 6 | 2 | 132 | 16713 | 6226 | 9575 | 13441 | 2343 | 3665 | 13272 | 1997 | 1812 | 34210 | 1.31 | 1.31 | 13334.96
4021 | 13 | 168 | 2017-06-17 | 0.80503 | 1 | 0.80503 | 0.78916 | 0.83365 | 0.79274 | 0.76527 | 0.80032 | 0.66004 | 0.74506 | 0.74344 | 0.7104 | 0.77449 | 0.67969 | 0.63292 | 6 | 2 | 133 | 17518 | 6478 | 10016 | 14086 | 2449 | 3854 | 13857 | 2095 | 1931 | 35314 | 1.28 | 1.31 | 12952.21
4022 | 14 | 168 | 2017-06-17 | 0.81132 | 1 | 0.81132 | 0.74699 | 0.83998 | 0.82193 | 0.78701 | 0.82429 | 0.68511 | 0.77 | 0.77527 | 0.73095 | 0.80074 | 0.70961 | 0.64732 | 6 | 2 | 134 | 18163 | 6662 | 10316 | 14621 | 2531 | 4019 | 14258 | 2166 | 2016 | 36117 | 1.29 | 1.24 | 13050.635
4023 | 15 | 168 | 2017-06-17 | 0.76101 | 1 | 0.76101 | 0.74096 | 0.8466 | 0.84202 | 0.80484 | 0.83636 | 0.70479 | 0.78704 | 0.79919 | 0.74859 | 0.82403 | 0.72967 | 0.66013 | 6 | 2 | 135 | 18607 | 6813 | 10467 | 15041 | 2587 | 4143 | 14602 | 2229 | 2073 | 36832 | 1.21 | 1.23 | 13153.435
4024 | 16 | 168 | 2017-06-17 | 0.77358 | 1 | 0.77358 | 0.72892 | 0.84537 | 0.85677 | 0.82315 | 0.84523 | 0.72363 | 0.80256 | 0.81983 | 0.76115 | 0.83919 | 0.75044 | 0.67309 | 6 | 2 | 136 | 18933 | 6968 | 10578 | 15443 | 2638 | 4250 | 14847 | 2270 | 2132 | 37555 | 1.23 | 1.21 | 13134.275
4025 | 17 | 168 | 2017-06-17 | 0.77987 | 1 | 0.77987 | 0.72289 | 0.83299 | 0.867 | 0.83556 | 0.8505 | 0.73356 | 0.81716 | 0.83507 | 0.76946 | 0.84732 | 0.75713 | 0.68585 | 6 | 2 | 137 | 19159 | 7073 | 10644 | 15655 | 2686 | 4329 | 15009 | 2292 | 2151 | 38267 | 1.24 | 1.2 | 12941.93
4026 | 18 | 168 | 2017-06-17 | 0.83648 | 1 | 0.83648 | 0.77108 | 0.79767 | 0.86207 | 0.83639 | 0.84131 | 0.73806 | 0.82294 | 0.84279 | 0.77094 | 0.84325 | 0.75818 | 0.69155 | 6 | 2 | 138 | 19050 | 7080 | 10529 | 15751 | 2705 | 4369 | 15038 | 2281 | 2154 | 38585 | 1.33 | 1.28 | 12393.195
4027 | 19 | 168 | 2017-06-17 | 0.83648 | 1 | 0.83648 | 0.80723 | 0.79425 | 0.84266 | 0.82445 | 0.82317 | 0.73094 | 0.81472 | 0.8341 | 0.7612 | 0.82994 | 0.74516 | 0.683 | 6 | 2 | 139 | 18621 | 6979 | 10302 | 15599 | 2678 | 4324 | 14848 | 2245 | 2117 | 38108 | 1.33 | 1.34 | 12340.135
4028 | 20 | 168 | 2017-06-17 | 0.90566 | 1 | 0.90566 | 0.8494 | 0.85572 | 0.8146 | 0.80118 | 0.79584 | 0.71023 | 0.78674 | 0.81346 | 0.73736 | 0.80998 | 0.71524 | 0.66332 | 6 | 2 | 140 | 18001 | 6782 | 9960 | 15157 | 2586 | 4217 | 14383 | 2191 | 2032 | 37010 | 1.44 | 1.41 | 13295.155
4029 | 21 | 168 | 2017-06-17 | 0.98742 | 1 | 0.98742 | 0.88554 | 0.85805 | 0.78695 | 0.77236 | 0.77587 | 0.68671 | 0.76605 | 0.78607 | 0.71081 | 0.79076 | 0.68251 | 0.64888 | 6 | 2 | 141 | 17390 | 6538 | 9710 | 14655 | 2518 | 4075 | 13865 | 2139 | 1939 | 36204 | 1.57 | 1.47 | 13331.25
4030 | 22 | 168 | 2017-06-17 | 1 | 1 | 1 | 0.84337 | 0.84073 | 0.76156 | 0.75086 | 0.75613 | 0.66782 | 0.7481 | 0.76235 | 0.68676 | 0.77153 | 0.6635 | 0.63441 | 6 | 2 | 142 | 16829 | 6356 | 9463 | 14252 | 2459 | 3952 | 13396 | 2087 | 1885 | 35397 | 1.59 | 1.4 | 13062.215
4031 | 23 | 168 | 2017-06-17 | 0.91824 | 1 | 0.91824 | 0.74699 | 0.82665 | 0.71776 | 0.69982 | 0.70947 | 0.64697 | 0.70581 | 0.71856 | 0.63944 | 0.72717 | 0.62513 | 0.59616 | 6 | 2 | 143 | 15861 | 5924 | 8879 | 13807 | 2320 | 3725 | 12473 | 1967 | 1776 | 33263 | 1.46 | 1.24 | 12843.495
4032 | 24 | 168 | 2017-06-17 | 0.79245 | 1 | 0.79245 | 0.63855 | 0.80437 | 0.66096 | 0.64442 | 0.65425 | 0.60789 | 0.64831 | 0.66474 | 0.58438 | 0.67468 | 0.56952 | 0.5512 | 6 | 2 | 144 | 14606 | 5455 | 8188 | 12973 | 2131 | 3446 | 11399 | 1825 | 1618 | 30754 | 1.26 | 1.06 | 12497.315
4033 | 1 | 169 | 2017-06-18 | 0.64151 | 1 | 0.64151 | 0.59639 | 0.77096 | 0.61558 | 0.58665 | 0.61662 | 0.53437 | 0.59598 | 0.58912 | 0.5424 | 0.61442 | 0.49947 | 0.51861 | 7 | 3 | 1 | 13603 | 4966 | 7717 | 11404 | 1959 | 3054 | 10580 | 1662 | 1419 | 28936 | 1.02 | 0.99 | 11978.235
4034 | 2 | 169 | 2017-06-18 | 0.60377 | 1 | 0.60377 | 0.57831 | 0.74542 | 0.58087 | 0.55145 | 0.57954 | 0.49651 | 0.55643 | 0.55691 | 0.50666 | 0.58004 | 0.46251 | 0.49042 | 7 | 3 | 2 | 12836 | 4668 | 7253 | 10596 | 1829 | 2887 | 9883 | 1569 | 1314 | 27363 | 0.96 | 0.96 | 11581.36
4035 | 3 | 169 | 2017-06-18 | 0.60377 | 1 | 0.60377 | 0.56024 | 0.72049 | 0.55652 | 0.5303 | 0.55557 | 0.46577 | 0.52997 | 0.53164 | 0.48267 | 0.5549 | 0.43119 | 0.47106 | 7 | 3 | 3 | 12298 | 4489 | 6953 | 9940 | 1742 | 2756 | 9415 | 1501 | 1225 | 26283 | 0.96 | 0.93 | 11194.145
4036 | 4 | 169 | 2017-06-18 | 0.59119 | 1 | 0.59119 | 0.54819 | 0.6999 | 0.54059 | 0.51435 | 0.53688 | 0.4444 | 0.5111 | 0.51505 | 0.46739 | 0.53641 | 0.41499 | 0.45923 | 7 | 3 | 4 | 11946 | 4354 | 6719 | 9484 | 1680 | 2670 | 9117 | 1451 | 1179 | 25623 | 0.94 | 0.91 | 10874.225
4037 | 5 | 169 | 2017-06-18 | 0.62893 | 1 | 0.62893 | 0.54819 | 0.68772 | 0.53217 | 0.50797 | 0.52481 | 0.43063 | 0.49863 | 0.50424 | 0.46037 | 0.52569 | 0.40725 | 0.45357 | 7 | 3 | 5 | 11760 | 4300 | 6568 | 9190 | 1639 | 2614 | 8980 | 1422 | 1157 | 25307 | 1 | 0.91 | 10684.93
4038 | 6 | 169 | 2017-06-18 | 0.69182 | 1 | 0.69182 | 0.56627 | 0.67866 | 0.52828 | 0.50833 | 0.52497 | 0.42219 | 0.4965 | 0.50039 | 0.45842 | 0.52163 | 0.40056 | 0.45466 | 7 | 3 | 6 | 11674 | 4303 | 6570 | 9010 | 1632 | 2594 | 8942 | 1411 | 1138 | 25368 | 1.1 | 0.94 | 10544.215
4039 | 7 | 169 | 2017-06-18 | 0.76101 | 1 | 0.76101 | 0.62651 | 0.66367 | 0.52851 | 0.50762 | 0.52249 | 0.41554 | 0.49559 | 0.49576 | 0.46073 | 0.52237 | 0.38824 | 0.45945 | 7 | 3 | 7 | 11679 | 4297 | 6539 | 8868 | 1629 | 2570 | 8987 | 1413 | 1103 | 25635 | 1.21 | 1.04 | 10311.225
4040 | 8 | 169 | 2017-06-18 | 0.77358 | 1 | 0.77358 | 0.6988 | 0.63637 | 0.54824 | 0.53396 | 0.53775 | 0.41924 | 0.51506 | 0.51601 | 0.49482 | 0.54011 | 0.41077 | 0.48237 | 7 | 3 | 8 | 12115 | 4520 | 6730 | 8947 | 1693 | 2675 | 9652 | 1461 | 1167 | 26914 | 1.23 | 1.16 | 9887.07
4041 | 9 | 169 | 2017-06-18 | 0.72327 | 1 | 0.72327 | 0.73494 | 0.65776 | 0.59666 | 0.58618 | 0.57795 | 0.44337 | 0.56404 | 0.55652 | 0.5526 | 0.58669 | 0.46568 | 0.52496 | 7 | 3 | 9 | 13185 | 4962 | 7233 | 9462 | 1854 | 2885 | 10779 | 1587 | 1323 | 29290 | 1.15 | 1.22 | 10219.53
4042 | 10 | 169 | 2017-06-18 | 0.7044 | 1 | 0.7044 | 0.74096 | 0.69482 | 0.64562 | 0.64146 | 0.62269 | 0.48006 | 0.60937 | 0.59645 | 0.61494 | 0.64584 | 0.52834 | 0.57098 | 7 | 3 | 10 | 14267 | 5430 | 7793 | 10245 | 2003 | 3092 | 11995 | 1747 | 1501 | 31858 | 1.12 | 1.23 | 10795.295
4043 | 11 | 169 | 2017-06-18 | 0.72956 | 1 | 0.72956 | 0.73494 | 0.7323 | 0.68798 | 0.69781 | 0.66193 | 0.51624 | 0.65075 | 0.62828 | 0.67379 | 0.70092 | 0.57198 | 0.61197 | 7 | 3 | 11 | 15203 | 5907 | 8284 | 11017 | 2139 | 3257 | 13143 | 1896 | 1625 | 34145 | 1.16 | 1.22 | 11377.635
4044 | 12 | 169 | 2017-06-18 | 0.67925 | 1 | 0.67925 | 0.74096 | 0.74794 | 0.72522 | 0.74719 | 0.70124 | 0.54477 | 0.68756 | 0.65702 | 0.72526 | 0.75453 | 0.61211 | 0.64812 | 7 | 3 | 12 | 16026 | 6325 | 8776 | 11626 | 2260 | 3406 | 14147 | 2041 | 1739 | 36162 | 1.08 | 1.23 | 11620.63
4045 | 13 | 169 | 2017-06-18 | 0.6478 | 1 | 0.6478 | 0.75904 | 0.74218 | 0.75835 | 0.78429 | 0.73352 | 0.56544 | 0.71494 | 0.67843 | 0.76669 | 0.79409 | 0.64625 | 0.67943 | 7 | 3 | 13 | 16758 | 6639 | 9180 | 12067 | 2350 | 3517 | 14955 | 2148 | 1836 | 37909 | 1.03 | 1.26 | 11531.12
4046 | 14 | 169 | 2017-06-18 | 0.6478 | 1 | 0.6478 | 0.77711 | 0.75233 | 0.77926 | 0.81524 | 0.75166 | 0.58212 | 0.7265 | 0.68846 | 0.79837 | 0.82255 | 0.66913 | 0.70467 | 7 | 3 | 14 | 17220 | 6901 | 9407 | 12423 | 2388 | 3569 | 15573 | 2225 | 1901 | 39317 | 1.03 | 1.29 | 11688.74
4047 | 15 | 169 | 2017-06-18 | 0.66038 | 1 | 0.66038 | 0.79518 | 0.7566 | 0.79061 | 0.83709 | 0.7626 | 0.59411 | 0.73197 | 0.69715 | 0.81893 | 0.84067 | 0.67652 | 0.72655 | 7 | 3 | 15 | 17471 | 7086 | 9544 | 12679 | 2406 | 3614 | 15974 | 2274 | 1922 | 40538 | 1.05 | 1.32 | 11755.12
4048 | 16 | 169 | 2017-06-18 | 0.66038 | 1 | 0.66038 | 0.84337 | 0.75794 | 0.79528 | 0.85044 | 0.77068 | 0.60386 | 0.73471 | 0.70756 | 0.83241 | 0.83993 | 0.68532 | 0.7477 | 7 | 3 | 16 | 17574 | 7199 | 9645 | 12887 | 2415 | 3668 | 16237 | 2272 | 1947 | 41718 | 1.05 | 1.4 | 11775.96
4049 | 17 | 169 | 2017-06-18 | 0.67925 | 1 | 0.67925 | 0.87349 | 0.74929 | 0.80057 | 0.85966 | 0.77803 | 0.60902 | 0.73502 | 0.71316 | 0.84251 | 0.83364 | 0.68673 | 0.76724 | 7 | 3 | 17 | 17691 | 7277 | 9737 | 12997 | 2416 | 3697 | 16434 | 2255 | 1951 | 42808 | 1.08 | 1.45 | 11641.495
4050 | 18 | 169 | 2017-06-18 | 0.73585 | 1 | 0.73585 | 0.95783 | 0.72694 | 0.79713 | 0.85871 | 0.77419 | 0.60995 | 0.73471 | 0.71856 | 0.84364 | 0.82144 | 0.68708 | 0.77955 | 7 | 3 | 18 | 17615 | 7269 | 9689 | 13017 | 2415 | 3725 | 16456 | 2222 | 1952 | 43495 | 1.17 | 1.59 | 11294.21
4051 | 19 | 169 | 2017-06-18 | 0.7673 | 1 | 0.7673 | 0.98193 | 0.72784 | 0.78523 | 0.84383 | 0.76468 | 0.60456 | 0.72163 | 0.71238 | 0.83195 | 0.80333 | 0.67758 | 0.77141 | 7 | 3 | 19 | 17352 | 7143 | 9570 | 12902 | 2372 | 3693 | 16228 | 2173 | 1925 | 43041 | 1.22 | 1.63 | 11308.32
4052 | 20 | 169 | 2017-06-18 | 0.86164 | 1 | 0.86164 | 1 | 0.80601 | 0.76844 | 0.82363 | 0.74463 | 0.59069 | 0.69729 | 0.69502 | 0.80657 | 0.78262 | 0.65822 | 0.7551 | 7 | 3 | 20 | 16981 | 6972 | 9319 | 12606 | 2292 | 3603 | 15733 | 2117 | 1870 | 42131 | 1.37 | 1.66 | 12522.705
4053 | 21 | 169 | 2017-06-18 | 0.88679 | 1 | 0.88679 | 0.99398 | 0.81962 | 0.75011 | 0.80095 | 0.73112 | 0.57312 | 0.67843 | 0.67901 | 0.78196 | 0.76932 | 0.64027 | 0.74125 | 7 | 3 | 21 | 16576 | 6780 | 9150 | 12231 | 2230 | 3520 | 15253 | 2081 | 1819 | 41358 | 1.41 | 1.65 | 12734.27
4054 | 22 | 169 | 2017-06-18 | 0.84906 | 1 | 0.84906 | 0.90964 | 0.81392 | 0.73844 | 0.7811 | 0.72026 | 0.56581 | 0.67265 | 0.67342 | 0.75469 | 0.76155 | 0.62724 | 0.72471 | 7 | 3 | 22 | 16318 | 6612 | 9014 | 12075 | 2211 | 3491 | 14721 | 2060 | 1782 | 40435 | 1.35 | 1.51 | 12645.685
4055 | 23 | 169 | 2017-06-18 | 0.7673 | 1 | 0.7673 | 0.79518 | 0.80175 | 0.70183 | 0.72499 | 0.68134 | 0.55311 | 0.63949 | 0.63657 | 0.69466 | 0.71978 | 0.58747 | 0.6751 | 7 | 3 | 23 | 15509 | 6137 | 8527 | 11804 | 2102 | 3300 | 13550 | 1947 | 1669 | 37667 | 1.22 | 1.32 | 12456.54
4056 | 24 | 169 | 2017-06-18 | 0.6478 | 1 | 0.6478 | 0.68675 | 0.77447 | 0.65187 | 0.66887 | 0.63116 | 0.52163 | 0.58899 | 0.58719 | 0.63114 | 0.66876 | 0.52763 | 0.61866 | 7 | 3 | 24 | 14405 | 5662 | 7899 | 11132 | 1936 | 3044 | 12311 | 1809 | 1499 | 34518 | 1.03 | 1.14 | 12032.68
4057 | 1 | 170 | 2017-06-19 | 0.58491 | 1 | 0.58491 | 0.64458 | 0.80131 | 0.59182 | 0.62268 | 0.58873 | 0.51249 | 0.56526 | 0.51601 | 0.59259 | 0.58669 | 0.48222 | 0.58249 | 1 | 1 | 25 | 13078 | 5271 | 7368 | 10937 | 1858 | 2675 | 11559 | 1587 | 1370 | 32500 | 0.93 | 1.07 | 12449.825
4058 | 2 | 170 | 2017-06-19 | 0.54717 | 1 | 0.54717 | 0.62048 | 0.77242 | 0.56439 | 0.59421 | 0.55821 | 0.47369 | 0.53392 | 0.48939 | 0.55527 | 0.55823 | 0.44562 | 0.54903 | 1 | 1 | 26 | 12472 | 5030 | 6986 | 10109 | 1755 | 2537 | 10831 | 1510 | 1266 | 30633 | 0.87 | 1.03 | 12000.945
4059 | 3 | 170 | 2017-06-19 | 0.54088 | 1 | 0.54088 | 0.60843 | 0.74901 | 0.54706 | 0.57543 | 0.53728 | 0.44801 | 0.51384 | 0.47126 | 0.53107 | 0.53974 | 0.42274 | 0.52743 | 1 | 1 | 27 | 12089 | 4871 | 6724 | 9561 | 1689 | 2443 | 10359 | 1460 | 1201 | 29428 | 0.86 | 1.01 | 11637.225
4060 | 4 | 170 | 2017-06-19 | 0.54717 | 1 | 0.54717 | 0.62048 | 0.73082 | 0.53942 | 0.56598 | 0.52665 | 0.43128 | 0.5035 | 0.46335 | 0.51892 | 0.52348 | 0.40866 | 0.51661 | 1 | 1 | 28 | 11920 | 4791 | 6591 | 9204 | 1655 | 2402 | 10122 | 1416 | 1161 | 28824 | 0.87 | 1.03 | 11354.585
4061 | 5 | 170 | 2017-06-19 | 0.57862 | 1 | 0.57862 | 0.63855 | 0.71832 | 0.54421 | 0.56952 | 0.5296 | 0.42411 | 0.50867 | 0.46759 | 0.5203 | 0.52939 | 0.41147 | 0.51888 | 1 | 1 | 29 | 12026 | 4821 | 6628 | 9051 | 1672 | 2424 | 10149 | 1432 | 1169 | 28951 | 0.92 | 1.06 | 11160.345
4062 | 6 | 170 | 2017-06-19 | 0.6478 | 1 | 0.6478 | 0.69277 | 0.72546 | 0.56788 | 0.59575 | 0.55246 | 0.42964 | 0.53544 | 0.49132 | 0.53758 | 0.55453 | 0.42731 | 0.54114 | 1 | 1 | 30 | 12549 | 5043 | 6914 | 9169 | 1760 | 2547 | 10486 | 1500 | 1214 | 30193 | 1.03 | 1.15 | 11271.335
4063 | 7 | 170 | 2017-06-19 | 0.71069 | 1 | 0.71069 | 0.75904 | 0.7356 | 0.6072 | 0.63509 | 0.58953 | 0.45115 | 0.58229 | 0.52662 | 0.57198 | 0.5878 | 0.4516 | 0.58469 | 1 | 1 | 31 | 13418 | 5376 | 7378 | 9628 | 1914 | 2730 | 11157 | 1590 | 1283 | 32623 | 1.13 | 1.26 | 11428.795
4064 | 8 | 170 | 2017-06-19 | 0.73585 | 1 | 0.73585 | 0.74699 | 0.74366 | 0.64635 | 0.6749 | 0.63132 | 0.48957 | 0.62458 | 0.56424 | 0.62468 | 0.63179 | 0.47272 | 0.63285 | 1 | 1 | 32 | 14283 | 5713 | 7901 | 10448 | 2053 | 2925 | 12185 | 1709 | 1343 | 35310 | 1.17 | 1.24 | 11554.04
4065 | 9 | 170 | 2017-06-19 | 0.71698 | 1 | 0.71698 | 0.71084 | 0.84656 | 0.67834 | 0.70455 | 0.67048 | 0.53386 | 0.66139 | 0.60243 | 0.67354 | 0.66876 | 0.49243 | 0.67065 | 1 | 1 | 33 | 14990 | 5964 | 8391 | 11393 | 2174 | 3123 | 13138 | 1809 | 1399 | 37419 | 1.14 | 1.18 | 13152.805
4066 | 10 | 170 | 2017-06-19 | 0.69811 | 1 | 0.69811 | 0.6988 | 0.91285 | 0.70934 | 0.73314 | 0.70499 | 0.56445 | 0.69516 | 0.64043 | 0.71706 | 0.70758 | 0.52235 | 0.70363 | 1 | 1 | 34 | 15675 | 6206 | 8823 | 12046 | 2285 | 3320 | 13987 | 1914 | 1484 | 39259 | 1.11 | 1.16 | 14182.66
4067 | 11 | 170 | 2017-06-19 | 0.7044 | 1 | 0.7044 | 0.72289 | 0.9624 | 0.74142 | 0.76113 | 0.73712 | 0.59121 | 0.7265 | 0.67419 | 0.76628 | 0.73678 | 0.55403 | 0.73707 | 1 | 1 | 35 | 16384 | 6443 | 9225 | 12617 | 2388 | 3495 | 14947 | 1993 | 1574 | 41125 | 1.12 | 1.2 | 14952.575
4068 | 12 | 170 | 2017-06-19 | 0.67925 | 1 | 0.67925 | 0.72289 | 0.97754 | 0.76582 | 0.78476 | 0.75837 | 0.61098 | 0.75357 | 0.70255 | 0.80826 | 0.75712 | 0.58078 | 0.76371 | 1 | 1 | 36 | 16923 | 6643 | 9491 | 13039 | 2477 | 3642 | 15766 | 2048 | 1650 | 42611 | 1.08 | 1.2 | 15187.805
4069 | 13 | 170 | 2017-06-19 | 0.62264 | 1 | 0.62264 | 0.6988 | 0.95214 | 0.78858 | 0.79894 | 0.77555 | 0.62471 | 0.78156 | 0.72608 | 0.84189 | 0.77745 | 0.60507 | 0.78559 | 1 | 1 | 37 | 17426 | 6763 | 9706 | 13332 | 2569 | 3764 | 16422 | 2103 | 1719 | 43832 | 0.99 | 1.16 | 14793.225
4070 | 14 | 170 | 2017-06-19 | 0.63522 | 1 | 0.63522 | 0.6988 | 0.97576 | 0.80808 | 0.81099 | 0.79289 | 0.63319 | 0.80164 | 0.74576 | 0.86614 | 0.79482 | 0.61457 | 0.80536 | 1 | 1 | 38 | 17857 | 6865 | 9923 | 13513 | 2635 | 3866 | 16895 | 2150 | 1746 | 44935 | 1.01 | 1.16 | 15160.185
4071 | 15 | 170 | 2017-06-19 | 0.65409 | 1 | 0.65409 | 0.70482 | 1 | 0.81659 | 0.81429 | 0.79888 | 0.65077 | 0.8126 | 0.76157 | 0.88265 | 0.79889 | 0.6202 | 0.81896 | 1 | 1 | 39 | 18045 | 6893 | 9998 | 13888 | 2671 | 3948 | 17217 | 2161 | 1762 | 45694 | 1.04 | 1.17 | 15536.75
4072 | 16 | 170 | 2017-06-19 | 0.67925 | 1 | 0.67925 | 0.72289 | 0.99944 | 0.81492 | 0.81276 | 0.80136 | 0.65873 | 0.81594 | 0.77373 | 0.8885 | 0.80222 | 0.62619 | 0.82731 | 1 | 1 | 40 | 18008 | 6880 | 10029 | 14058 | 2682 | 4011 | 17331 | 2170 | 1779 | 46160 | 1.08 | 1.2 | 15528.105
4073 | 17 | 170 | 2017-06-19 | 0.73585 | 1 | 0.73585 | 0.78313 | 0.98608 | 0.81229 | 0.80969 | 0.80248 | 0.65953 | 0.81959 | 0.78048 | 0.8866 | 0.77375 | 0.63147 | 0.8335 | 1 | 1 | 41 | 17950 | 6854 | 10043 | 14075 | 2694 | 4046 | 17294 | 2093 | 1794 | 46505 | 1.17 | 1.3 | 15320.515
4074 | 18 | 170 | 2017-06-19 | 0.79874 | 1 | 0.79874 | 0.81325 | 0.92154 | 0.80229 | 0.79882 | 0.79369 | 0.65719 | 0.82294 | 0.77913 | 0.88183 | 0.76192 | 0.64168 | 0.8328 | 1 | 1 | 42 | 17729 | 6762 | 9933 | 14025 | 2705 | 4039 | 17201 | 2061 | 1823 | 46466 | 1.27 | 1.35 | 14317.695
4075 | 19 | 170 | 2017-06-19 | 0.83648 | 1 | 0.83648 | 0.8494 | 0.8823 | 0.79021 | 0.78275 | 0.77755 | 0.6458 | 0.81138 | 0.76485 | 0.86686 | 0.74196 | 0.64203 | 0.81615 | 1 | 1 | 43 | 17462 | 6626 | 9731 | 13782 | 2667 | 3965 | 16909 | 2007 | 1824 | 45537 | 1.33 | 1.41 | 13708.055
4076 | 20 | 170 | 2017-06-19 | 0.91824 | 1 | 0.91824 | 0.90361 | 0.93549 | 0.77202 | 0.76917 | 0.7535 | 0.61754 | 0.78643 | 0.73978 | 0.83969 | 0.71682 | 0.62443 | 0.79213 | 1 | 1 | 44 | 17060 | 6511 | 9430 | 13179 | 2585 | 3835 | 16379 | 1939 | 1774 | 44197 | 1.46 | 1.5 | 14534.475
4077 | 21 | 170 | 2017-06-19 | 0.91195 | 1 | 0.91195 | 0.93976 | 0.93593 | 0.75265 | 0.7544 | 0.73456 | 0.59247 | 0.75905 | 0.71393 | 0.81175 | 0.70314 | 0.61422 | 0.77064 | 1 | 1 | 45 | 16632 | 6386 | 9193 | 12644 | 2495 | 3701 | 15834 | 1902 | 1745 | 42998 | 1.45 | 1.56 | 14541.295
4078 | 22 | 170 | 2017-06-19 | 0.89308 | 1 | 0.89308 | 0.89759 | 0.9084 | 0.73373 | 0.73349 | 0.72161 | 0.5809 | 0.74019 | 0.6956 | 0.77889 | 0.6902 | 0.60225 | 0.74211 | 1 | 1 | 46 | 16214 | 6209 | 9031 | 12397 | 2433 | 3606 | 15193 | 1867 | 1711 | 41406 | 1.42 | 1.49 | 14113.52
4079 | 23 | 170 | 2017-06-19 | 0.7673 | 1 | 0.7673 | 0.8012 | 0.88374 | 0.68572 | 0.67761 | 0.67335 | 0.56408 | 0.6903 | 0.64718 | 0.71342 | 0.63882 | 0.56424 | 0.68221 | 1 | 1 | 47 | 15153 | 5736 | 8427 | 12038 | 2269 | 3355 | 13916 | 1728 | 1603 | 38064 | 1.22 | 1.33 | 13730.465
4080 | 24 | 170 | 2017-06-19 | 0.69182 | 1 | 0.69182 | 0.69277 | 0.84359 | 0.62897 | 0.62398 | 0.62325 | 0.51994 | 0.62975 | 0.58565 | 0.64472 | 0.58595 | 0.50686 | 0.62036 | 1 | 1 | 48 | 13899 | 5282 | 7800 | 11096 | 2070 | 3036 | 12576 | 1585 | 1440 | 34613 | 1.1 | 1.15 | 13106.685
4081 | 1 | 171 | 2017-06-20 | 0.61635 | 1 | 0.61635 | 0.64458 | 0.80131 | 0.59725 | 0.58027 | 0.56972 | 0.46727 | 0.54335 | 0.50752 | 0.54691 | 0.50166 | 0.45547 | 0.53996 | 2 | 1 | 49 | 13198 | 4912 | 7130 | 9972 | 1786 | 2631 | 10668 | 1357 | 1294 | 30127 | 0.98 | 1.07 | 12449.825
4082 | 2 | 171 | 2017-06-20 | 0.61006 | 1 | 0.61006 | 0.62048 | 0.77242 | 0.56367 | 0.54802 | 0.54327 | 0.43709 | 0.50989 | 0.4809 | 0.51415 | 0.478 | 0.42274 | 0.5049 | 2 | 1 | 50 | 12456 | 4639 | 6799 | 9328 | 1676 | 2493 | 10029 | 1293 | 1201 | 28171 | 0.97 | 1.03 | 12000.945
4083 | 3 | 171 | 2017-06-20 | 0.59748 | 1 | 0.59748 | 0.62048 | 0.74901 | 0.54295 | 0.5277 | 0.52153 | 0.41699 | 0.48585 | 0.46181 | 0.49195 | 0.46617 | 0.40127 | 0.48558 | 2 | 1 | 51 | 11998 | 4467 | 6527 | 8899 | 1597 | 2394 | 9596 | 1261 | 1140 | 27093 | 0.95 | 1.03 | 11637.225
4084 | 4 | 171 | 2017-06-20 | 0.58491 | 1 | 0.58491 | 0.62048 | 0.73082 | 0.53231 | 0.51707 | 0.5149 | 0.40415 | 0.47399 | 0.45062 | 0.48093 | 0.45989 | 0.38965 | 0.47477 | 2 | 1 | 52 | 11763 | 4377 | 6444 | 8625 | 1558 | 2336 | 9381 | 1244 | 1107 | 26490 | 0.93 | 1.03 | 11354.585
4085 | 5 | 171 | 2017-06-20 | 0.60377 | 1 | 0.60377 | 0.64458 | 0.71832 | 0.53303 | 0.53018 | 0.51626 | 0.39815 | 0.47642 | 0.45177 | 0.48103 | 0.46396 | 0.3893 | 0.47569 | 2 | 1 | 53 | 11779 | 4488 | 6461 | 8497 | 1566 | 2342 | 9383 | 1255 | 1106 | 26541 | 0.96 | 1.07 | 11160.345
4086 | 6 | 171 | 2017-06-20 | 0.67296 | 1 | 0.67296 | 0.6988 | 0.72546 | 0.55412 | 0.55393 | 0.53368 | 0.40495 | 0.50167 | 0.47203 | 0.50256 | 0.48614 | 0.40444 | 0.49976 | 2 | 1 | 54 | 12245 | 4689 | 6679 | 8642 | 1649 | 2447 | 9803 | 1315 | 1149 | 27884 | 1.07 | 1.16 | 11271.335
4087 | 7 | 171 | 2017-06-20 | 0.73585 | 1 | 0.73585 | 0.77108 | 0.7356 | 0.58702 | 0.585 | 0.56716 | 0.42177 | 0.54244 | 0.50019 | 0.54322 | 0.51756 | 0.42943 | 0.54157 | 2 | 1 | 55 | 12972 | 4952 | 7098 | 9001 | 1783 | 2593 | 10596 | 1400 | 1220 | 30217 | 1.17 | 1.28 | 11428.795
4088 | 8 | 171 | 2017-06-20 | 0.74214 | 1 | 0.74214 | 0.78313 | 0.74366 | 0.62055 | 0.62032 | 0.60767 | 0.46179 | 0.58199 | 0.52932 | 0.58321 | 0.55638 | 0.44843 | 0.58039 | 2 | 1 | 56 | 13713 | 5251 | 7605 | 9855 | 1913 | 2744 | 11376 | 1505 | 1274 | 32383 | 1.18 | 1.3 | 11554.04
4089 | 9 | 171 | 2017-06-20 | 0.74843 | 1 | 0.74843 | 0.74699 | 0.84656 | 0.654 | 0.65056 | 0.64451 | 0.50607 | 0.6185 | 0.55883 | 0.61186 | 0.57597 | 0.46427 | 0.60826 | 2 | 1 | 57 | 14452 | 5507 | 8066 | 10800 | 2033 | 2897 | 11935 | 1558 | 1319 | 33938 | 1.19 | 1.24 | 13152.805
4090 | 10 | 171 | 2017-06-20 | 0.71698 | 1 | 0.71698 | 0.72892 | 0.91285 | 0.6859 | 0.67773 | 0.67727 | 0.54126 | 0.65287 | 0.59356 | 0.63919 | 0.6207 | 0.49102 | 0.63303 | 2 | 1 | 58 | 15157 | 5737 | 8476 | 11551 | 2146 | 3077 | 12468 | 1679 | 1395 | 35320 | 1.14 | 1.21 | 14182.66
4091 | 11 | 171 | 2017-06-20 | 0.71698 | 1 | 0.71698 | 0.71084 | 0.9624 | 0.71531 | 0.70738 | 0.70228 | 0.56558 | 0.68299 | 0.62674 | 0.66856 | 0.64769 | 0.522 | 0.65832 | 2 | 1 | 59 | 15807 | 5988 | 8789 | 12070 | 2245 | 3249 | 13041 | 1752 | 1483 | 36731 | 1.14 | 1.18 | 14952.575
4092 | 12 | 171 | 2017-06-20 | 0.69811 | 1 | 0.69811 | 0.68072 | 0.97754 | 0.74011 | 0.73136 | 0.71778 | 0.58821 | 0.7052 | 0.64892 | 0.69789 | 0.66691 | 0.56001 | 0.68166 | 2 | 1 | 60 | 16355 | 6191 | 8983 | 12553 | 2318 | 3364 | 13613 | 1804 | 1591 | 38033 | 1.11 | 1.13 | 15187.805
4093 | 13 | 171 | 2017-06-20 | 0.63522 | 1 | 0.63522 | 0.6506 | 0.95214 | 0.76396 | 0.74755 | 0.73008 | 0.6041 | 0.72984 | 0.66821 | 0.72209 | 0.68355 | 0.59592 | 0.70347 | 2 | 1 | 61 | 16882 | 6328 | 9137 | 12892 | 2399 | 3464 | 14085 | 1849 | 1693 | 39250 | 1.01 | 1.08 | 14793.225
4094 | 14 | 171 | 2017-06-20 | 0.61635 | 1 | 0.61635 | 0.63253 | 0.97576 | 0.78356 | 0.76562 | 0.74758 | 0.61867 | 0.75205 | 0.68924 | 0.74249 | 0.69723 | 0.62232 | 0.72578 | 2 | 1 | 62 | 17315 | 6481 | 9356 | 13203 | 2472 | 3573 | 14483 | 1886 | 1768 | 40495 | 0.98 | 1.05 | 15160.185
4095 | 15 | 171 | 2017-06-20 | 0.61635 | 1 | 0.61635 | 0.65663 | 1 | 0.79795 | 0.78346 | 0.75134 | 0.63671 | 0.76726 | 0.70756 | 0.75664 | 0.70573 | 0.64238 | 0.74353 | 2 | 1 | 63 | 17633 | 6632 | 9403 | 13588 | 2522 | 3668 | 14759 | 1909 | 1825 | 41485 | 0.98 | 1.09 | 15536.75
4096 | 16 | 171 | 2017-06-20 | 0.64151 | 1 | 0.64151 | 0.68072 | 0.99944 | 0.80713 | 0.8 | 0.75445 | 0.65011 | 0.77639 | 0.71817 | 0.76802 | 0.70832 | 0.66385 | 0.76003 | 2 | 1 | 64 | 17836 | 6772 | 9442 | 13874 | 2552 | 3723 | 14981 | 1916 | 1886 | 42406 | 1.02 | 1.13 | 15528.105
4097 | 17 | 171 | 2017-06-20 | 0.66667 | 1 | 0.66667 | 0.72892 | 0.98608 | 0.81301 | 0.81051 | 0.75262 | 0.657 | 0.78308 | 0.72357 | 0.77079 | 0.70721 | 0.6811 | 0.77104 | 2 | 1 | 65 | 17966 | 6861 | 9419 | 14021 | 2574 | 3751 | 15035 | 1913 | 1935 | 43020 | 1.06 | 1.21 | 15320.515
4098 | 18 | 171 | 2017-06-20 | 0.68553 | 1 | 0.68553 | 0.77711 | 0.92154 | 0.8122 | 0.81099 | 0.74439 | 0.6599 | 0.77913 | 0.72068 | 0.76838 | 0.69797 | 0.69271 | 0.77007 | 2 | 1 | 66 | 17948 | 6865 | 9316 | 14083 | 2561 | 3736 | 14988 | 1888 | 1968 | 42966 | 1.09 | 1.29 | 14317.695
4099 | 19 | 171 | 2017-06-20 | 0.7044 | 1 | 0.7044 | 0.79518 | 0.8823 | 0.79772 | 0.79776 | 0.72561 | 0.64983 | 0.76696 | 0.71258 | 0.74987 | 0.67911 | 0.6899 | 0.75118 | 2 | 1 | 67 | 17628 | 6753 | 9081 | 13868 | 2521 | 3694 | 14627 | 1837 | 1960 | 41912 | 1.12 | 1.32 | 13708.055
4100 | 20 | 171 | 2017-06-20 | 0.7673 | 1 | 0.7673 | 0.8494 | 0.93549 | 0.77211 | 0.77448 | 0.70284 | 0.62242 | 0.74719 | 0.69483 | 0.72321 | 0.65656 | 0.66631 | 0.72824 | 2 | 1 | 68 | 17062 | 6556 | 8796 | 13283 | 2456 | 3602 | 14107 | 1776 | 1893 | 40632 | 1.22 | 1.41 | 14534.475
4101 | 21 | 171 | 2017-06-20 | 0.83648 | 1 | 0.83648 | 0.89759 | 0.93593 | 0.74889 | 0.75133 | 0.6871 | 0.60447 | 0.72924 | 0.67458 | 0.6982 | 0.64214 | 0.64027 | 0.71005 | 2 | 1 | 69 | 16549 | 6360 | 8599 | 12900 | 2397 | 3497 | 13619 | 1737 | 1819 | 39617 | 1.33 | 1.49 | 14541.295
4102 | 22 | 171 | 2017-06-20 | 0.8239 | 1 | 0.8239 | 0.87349 | 0.9084 | 0.73563 | 0.73337 | 0.67903 | 0.58887 | 0.71494 | 0.65934 | 0.6681 | 0.62921 | 0.62443 | 0.68322 | 2 | 1 | 70 | 16256 | 6208 | 8498 | 12567 | 2350 | 3418 | 13032 | 1702 | 1774 | 38120 | 1.31 | 1.45 | 14113.52
4103 | 23 | 171 | 2017-06-20 | 0.77358 | 1 | 0.77358 | 0.75904 | 0.88374 | 0.68676 | 0.67561 | 0.64051 | 0.57851 | 0.67022 | 0.62076 | 0.6074 | 0.58521 | 0.57937 | 0.62801 | 2 | 1 | 71 | 15176 | 5719 | 8016 | 12346 | 2203 | 3218 | 11848 | 1583 | 1646 | 35040 | 1.23 | 1.26 | 13730.465
4104 | 24 | 171 | 2017-06-20 | 0.7044 | 1 | 0.7044 | 0.68072 | 0.84359 | 0.62603 | 0.61571 | 0.59105 | 0.53826 | 0.60967 | 0.56481 | 0.54506 | 0.53752 | 0.51426 | 0.56855 | 2 | 1 | 72 | 13834 | 5212 | 7397 | 11487 | 2004 | 2928 | 10632 | 1454 | 1461 | 31722 | 1.12 | 1.13 | 13106.685
4105 | 1 | 172 | 2017-06-21 | 0.6478 | 1 | 0.6478 | 0.63253 | 0.80131 | 0.57091 | 0.56491 | 0.55398 | 0.48381 | 0.56282 | 0.51254 | 0.52169 | 0.51017 | 0.44808 | 0.52417 | 3 | 1 | 73 | 12616 | 4782 | 6933 | 10325 | 1850 | 2657 | 10176 | 1380 | 1273 | 29246 | 1.03 | 1.05 | 12449.825
4106 | 2 | 172 | 2017-06-21 | 0.59748 | 1 | 0.59748 | 0.61446 | 0.77242 | 0.53991 | 0.53325 | 0.52569 | 0.44989 | 0.52571 | 0.48476 | 0.48908 | 0.48651 | 0.41042 | 0.49209 | 3 | 1 | 74 | 11931 | 4514 | 6579 | 9601 | 1728 | 2513 | 9540 | 1316 | 1166 | 27456 | 0.95 | 1.02 | 12000.945
4107 | 3 | 172 | 2017-06-21 | 0.57862 | 1 | 0.57862 | 0.59639 | 0.74901 | 0.52276 | 0.51506 | 0.50819 | 0.42599 | 0.50076 | 0.46547 | 0.46709 | 0.47357 | 0.38613 | 0.47058 | 3 | 1 | 75 | 11552 | 4360 | 6360 | 9091 | 1646 | 2413 | 9111 | 1281 | 1097 | 26256 | 0.92 | 0.99 | 11637.225
4108 | 4 | 172 | 2017-06-21 | 0.58491 | 1 | 0.58491 | 0.61446 | 0.73082 | 0.51267 | 0.50667 | 0.49796 | 0.41315 | 0.48768 | 0.45698 | 0.4555 | 0.46654 | 0.38015 | 0.45988 | 3 | 1 | 76 | 11329 | 4289 | 6232 | 8817 | 1603 | 2369 | 8885 | 1262 | 1080 | 25659 | 0.93 | 1.02 | 11354.585
4109 | 5 | 172 | 2017-06-21 | 0.58491 | 1 | 0.58491 | 0.62048 | 0.71832 | 0.51475 | 0.50951 | 0.50124 | 0.40532 | 0.49103 | 0.45833 | 0.45714 | 0.4695 | 0.37733 | 0.46194 | 3 | 1 | 77 | 11375 | 4313 | 6273 | 8650 | 1614 | 2376 | 8917 | 1270 | 1072 | 25774 | 0.93 | 1.03 | 11160.345
4110 | 6 | 172 | 2017-06-21 | 0.61635 | 1 | 0.61635 | 0.6747 | 0.72546 | 0.53828 | 0.53455 | 0.52361 | 0.41029 | 0.51688 | 0.47955 | 0.47985 | 0.48983 | 0.38684 | 0.48318 | 3 | 1 | 78 | 11895 | 4525 | 6553 | 8756 | 1699 | 2486 | 9360 | 1325 | 1099 | 26959 | 0.98 | 1.12 | 11271.335
4111 | 7 | 172 | 2017-06-21 | 0.67296 | 1 | 0.67296 | 0.75904 | 0.7356 | 0.57526 | 0.5648 | 0.55294 | 0.42763 | 0.5613 | 0.50907 | 0.51379 | 0.52237 | 0.40971 | 0.52248 | 3 | 1 | 79 | 12712 | 4781 | 6920 | 9126 | 1845 | 2639 | 10022 | 1413 | 1164 | 29152 | 1.07 | 1.26 | 11428.795
4112 | 8 | 172 | 2017-06-21 | 0.72327 | 1 | 0.72327 | 0.74699 | 0.74366 | 0.61105 | 0.60201 | 0.59105 | 0.46783 | 0.60207 | 0.54321 | 0.55347 | 0.56044 | 0.42767 | 0.56724 | 3 | 1 | 80 | 13503 | 5096 | 7397 | 9984 | 1979 | 2816 | 10796 | 1516 | 1215 | 31649 | 1.15 | 1.24 | 11554.04
4113 | 9 | 172 | 2017-06-21 | 0.75472 | 1 | 0.75472 | 0.71084 | 0.84656 | 0.64164 | 0.63343 | 0.62837 | 0.51656 | 0.6404 | 0.57774 | 0.59007 | 0.59298 | 0.4509 | 0.60242 | 3 | 1 | 81 | 14179 | 5362 | 7864 | 11024 | 2105 | 2995 | 11510 | 1604 | 1281 | 33612 | 1.2 | 1.18 | 13152.805
4114 | 10 | 172 | 2017-06-21 | 0.79245 | 1 | 0.79245 | 0.6747 | 0.91285 | 0.67241 | 0.66226 | 0.66033 | 0.55377 | 0.67873 | 0.6169 | 0.62847 | 0.62514 | 0.48434 | 0.63416 | 3 | 1 | 82 | 14859 | 5606 | 8264 | 11818 | 2231 | 3198 | 12259 | 1691 | 1376 | 35383 | 1.26 | 1.12 | 14182.66
4115 | 11 | 172 | 2017-06-21 | 0.73585 | 1 | 0.73585 | 0.6506 | 0.9624 | 0.70332 | 0.69392 | 0.69181 | 0.58099 | 0.71707 | 0.65799 | 0.66574 | 0.65952 | 0.522 | 0.66475 | 3 | 1 | 83 | 15542 | 5874 | 8658 | 12399 | 2357 | 3411 | 12986 | 1784 | 1483 | 37090 | 1.17 | 1.08 | 14952.575
4116 | 12 | 172 | 2017-06-21 | 0.72327 | 1 | 0.72327 | 0.61446 | 0.97754 | 0.73595 | 0.72215 | 0.7161 | 0.60672 | 0.74566 | 0.68943 | 0.69871 | 0.68614 | 0.56529 | 0.68836 | 3 | 1 | 84 | 16263 | 6113 | 8962 | 12948 | 2451 | 3574 | 13629 | 1856 | 1606 | 38407 | 1.15 | 1.02 | 15187.805
4117 | 13 | 172 | 2017-06-21 | 0.71069 | 1 | 0.71069 | 0.63855 | 0.95214 | 0.76296 | 0.74519 | 0.73488 | 0.62274 | 0.77578 | 0.71894 | 0.72983 | 0.70647 | 0.60718 | 0.70752 | 3 | 1 | 85 | 16860 | 6308 | 9197 | 13290 | 2550 | 3727 | 14236 | 1911 | 1725 | 39476 | 1.13 | 1.06 | 14793.225
4118 | 14 | 172 | 2017-06-21 | 0.69182 | 1 | 0.69182 | 0.62048 | 0.97576 | 0.78835 | 0.7707 | 0.75398 | 0.63638 | 0.80286 | 0.74749 | 0.75787 | 0.72717 | 0.63956 | 0.72625 | 3 | 1 | 86 | 17421 | 6524 | 9436 | 13581 | 2639 | 3875 | 14783 | 1967 | 1817 | 40521 | 1.1 | 1.03 | 15160.185
4119 | 15 | 172 | 2017-06-21 | 0.67296 | 1 | 0.67296 | 0.62048 | 1 | 0.80736 | 0.78807 | 0.76556 | 0.65119 | 0.82476 | 0.77103 | 0.77802 | 0.73974 | 0.66737 | 0.74001 | 3 | 1 | 87 | 17841 | 6671 | 9581 | 13897 | 2711 | 3997 | 15176 | 2001 | 1896 | 41289 | 1.07 | 1.03 | 15536.75
4120 | 16 | 172 | 2017-06-21 | 0.68553 | 1 | 0.68553 | 0.63253 | 0.99944 | 0.81722 | 0.80284 | 0.77603 | 0.65995 | 0.83754 | 0.79263 | 0.7915 | 0.74455 | 0.69025 | 0.75215 | 3 | 1 | 88 | 18059 | 6796 | 9712 | 14084 | 2753 | 4109 | 15439 | 2014 | 1961 | 41966 | 1.09 | 1.05 | 15528.105
4121 | 17 | 172 | 2017-06-21 | 0.66667 | 1 | 0.66667 | 0.71084 | 0.98608 | 0.82655 | 0.81559 | 0.77795 | 0.66004 | 0.85032 | 0.81134 | 0.79678 | 0.74529 | 0.71172 | 0.76326 | 3 | 1 | 89 | 18265 | 6904 | 9736 | 14086 | 2795 | 4206 | 15542 | 2016 | 2022 | 42586 | 1.06 | 1.18 | 15320.515
4122 | 18 | 172 | 2017-06-21 | 0.69811 | 1 | 0.69811 | 0.71687 | 0.92154 | 0.82659 | 0.81996 | 0.77211 | 0.65925 | 0.85519 | 0.82157 | 0.79391 | 0.739 | 0.72404 | 0.767 | 3 | 1 | 90 | 18266 | 6941 | 9663 | 14069 | 2811 | 4259 | 15486 | 1999 | 2057 | 42795 | 1.11 | 1.19 | 14317.695
4123 | 19 | 172 | 2017-06-21 | 0.72327 | 1 | 0.72327 | 0.76506 | 0.8823 | 0.81347 | 0.8111 | 0.75821 | 0.65278 | 0.84636 | 0.81385 | 0.77607 | 0.722 | 0.72369 | 0.75109 | 3 | 1 | 91 | 17976 | 6866 | 9489 | 13931 | 2782 | 4219 | 15138 | 1953 | 2056 | 41907 | 1.15 | 1.27 | 13708.055
4124 | 20 | 172 | 2017-06-21 | 0.78616 | 1 | 0.78616 | 0.80723 | 0.93549 | 0.79523 | 0.7863 | 0.73871 | 0.63488 | 0.82294 | 0.78897 | 0.74572 | 0.7024 | 0.69764 | 0.72716 | 3 | 1 | 92 | 17573 | 6656 | 9245 | 13549 | 2705 | 4090 | 14546 | 1900 | 1982 | 40572 | 1.25 | 1.34 | 14534.475
4125 | 21 | 172 | 2017-06-21 | 0.83648 | 1 | 0.83648 | 0.86145 | 0.93593 | 0.77383 | 0.75936 | 0.71674 | 0.61454 | 0.79434 | 0.76119 | 0.71952 | 0.67948 | 0.67019 | 0.70282 | 3 | 1 | 93 | 17100 | 6428 | 8970 | 13115 | 2611 | 3946 | 14035 | 1838 | 1904 | 39214 | 1.33 | 1.43 | 14541.295
4126 | 22 | 172 | 2017-06-21 | 0.81761 | 1 | 0.81761 | 0.8494 | 0.9084 | 0.76274 | 0.74093 | 0.70923 | 0.60869 | 0.78096 | 0.74537 | 0.69056 | 0.66543 | 0.65048 | 0.68053 | 3 | 1 | 94 | 16855 | 6272 | 8876 | 12990 | 2567 | 3864 | 13470 | 1800 | 1848 | 37970 | 1.3 | 1.41 | 14113.52
4127 | 23 | 172 | 2017-06-21 | 0.75472 | 1 | 0.75472 | 0.72892 | 0.88374 | 0.71224 | 0.68399 | 0.66848 | 0.59847 | 0.72954 | 0.69907 | 0.6316 | 0.62107 | 0.60401 | 0.62439 | 3 | 1 | 95 | 15739 | 5790 | 8366 | 12772 | 2398 | 3624 | 12320 | 1680 | 1716 | 34838 | 1.2 | 1.21 | 13730.465
4128 | 24 | 172 | 2017-06-21 | 0.68553 | 1 | 0.68553 | 0.6506 | 0.84359 | 0.65015 | 0.61748 | 0.61582 | 0.55888 | 0.66139 | 0.63214 | 0.56988 | 0.57006 | 0.53185 | 0.56543 | 3 | 1 | 96 | 14367 | 5227 | 7707 | 11927 | 2174 | 3277 | 11116 | 1542 | 1511 | 31548 | 1.09 | 1.08 | 13106.685
4129 | 1 | 173 | 2017-06-22 | 0.61635 | 1 | 0.61635 | 0.62651 | 0.80131 | 0.62042 | 0.58996 | 0.57131 | 0.51825 | 0.65866 | 0.56636 | 0.54927 | 0.53346 | 0.48856 | 0.5474 | 4 | 1 | 97 | 13710 | 4994 | 7150 | 11060 | 2165 | 2936 | 10714 | 1443 | 1388 | 30542 | 0.98 | 1.04 | 12449.825
4130 | 2 | 173 | 2017-06-22 | 0.60377 | 1 | 0.60377 | 0.60241 | 0.77242 | 0.58394 | 0.55924 | 0.54015 | 0.48564 | 0.6115 | 0.53549 | 0.51553 | 0.5061 | 0.45301 | 0.51374 | 4 | 1 | 98 | 12904 | 4734 | 6760 | 10364 | 2010 | 2776 | 10056 | 1369 | 1287 | 28664 | 0.96 | 1 | 12000.945
4131 | 3 | 173 | 2017-06-22 | 0.59748 | 1 | 0.59748 | 0.59036 | 0.74901 | 0.56394 | 0.54223 | 0.52321 | 0.46521 | 0.57225 | 0.51254 | 0.49262 | 0.49131 | 0.43083 | 0.49212 | 4 | 1 | 99 | 12462 | 4590 | 6548 | 9928 | 1881 | 2657 | 9609 | 1329 | 1224 | 27458 | 0.95 | 0.98 | 11637.225
4132 | 4 | 173 | 2017-06-22 | 0.61635 | 1 | 0.61635 | 0.59036 | 0.73082 | 0.5496 | 0.53243 | 0.51426 | 0.45246 | 0.54822 | 0.50039 | 0.48052 | 0.48281 | 0.41499 | 0.48141 | 4 | 1 | 100 | 12145 | 4507 | 6436 | 9656 | 1802 | 2594 | 9373 | 1306 | 1179 | 26860 | 0.98 | 0.98 | 11354.585
4133 | 5 | 173 | 2017-06-22 | 0.64151 | 1 | 0.64151 | 0.60843 | 0.71832 | 0.54951 | 0.53727 | 0.5181 | 0.44562 | 0.54366 | 0.49961 | 0.48139 | 0.48651 | 0.41323 | 0.48492 | 4 | 1 | 101 | 12143 | 4548 | 6484 | 9510 | 1787 | 2590 | 9390 | 1316 | 1174 | 27056 | 1.02 | 1.01 | 11160.345
4134 | 6 | 173 | 2017-06-22 | 0.71698 | 1 | 0.71698 | 0.6506 | 0.72546 | 0.56806 | 0.56232 | 0.54135 | 0.45541 | 0.56647 | 0.51929 | 0.50431 | 0.50832 | 0.42555 | 0.50881 | 4 | 1 | 102 | 12553 | 4760 | 6775 | 9719 | 1862 | 2692 | 9837 | 1375 | 1209 | 28389 | 1.14 | 1.08 | 11271.335
4135 | 7 | 173 | 2017-06-22 | 0.77358 | 1 | 0.77358 | 0.68675 | 0.7356 | 0.60295 | 0.59776 | 0.57954 | 0.47823 | 0.60542 | 0.55363 | 0.54506 | 0.53826 | 0.45055 | 0.54648 | 4 | 1 | 103 | 13324 | 5060 | 7253 | 10206 | 1990 | 2870 | 10632 | 1456 | 1280 | 30491 | 1.23 | 1.14 | 11428.795
4136 | 8 | 173 | 2017-06-22 | 0.77987 | 1 | 0.77987 | 0.71687 | 0.74366 | 0.64743 | 0.63627 | 0.6147 | 0.52575 | 0.65835 | 0.58873 | 0.58997 | 0.57671 | 0.47166 | 0.59676 | 4 | 1 | 104 | 14307 | 5386 | 7693 | 11220 | 2164 | 3052 | 11508 | 1560 | 1340 | 33296 | 1.24 | 1.19 | 11554.04
4137 | 9 | 173 | 2017-06-22 | 0.73585 | 1 | 0.73585 | 0.77108 | 0.84656 | 0.68875 | 0.67029 | 0.65633 | 0.57968 | 0.71402 | 0.62404 | 0.63119 | 0.61553 | 0.49595 | 0.63907 | 4 | 1 | 105 | 15220 | 5674 | 8214 | 12371 | 2347 | 3235 | 12312 | 1665 | 1409 | 35657 | 1.17 | 1.28 | 13152.805
4138 | 10 | 173 | 2017-06-22 | 0.67925 | 1 | 0.67925 | 0.74096 | 0.91285 | 0.7297 | 0.70585 | 0.6978 | 0.62617 | 0.76787 | 0.66532 | 0.6781 | 0.6536 | 0.52552 | 0.68038 | 4 | 1 | 106 | 16125 | 5975 | 8733 | 13363 | 2524 | 3449 | 13227 | 1768 | 1493 | 37962 | 1.08 | 1.23 | 14182.66
4139 | 11 | 173 | 2017-06-22 | 0.66667 | 1 | 0.66667 | 0.75301 | 0.9624 | 0.77292 | 0.74743 | 0.74375 | 0.66876 | 0.82416 | 0.70428 | 0.73034 | 0.69316 | 0.56107 | 0.71994 | 4 | 1 | 107 | 17080 | 6327 | 9308 | 14272 | 2709 | 3651 | 14246 | 1875 | 1594 | 40169 | 1.06 | 1.25 | 14952.575
4140 | 12 | 173 | 2017-06-22 | 0.6478 | 1 | 0.6478 | 0.73494 | 0.97754 | 0.81645 | 0.78582 | 0.7797 | 0.71253 | 0.86796 | 0.73476 | 0.78114 | 0.72828 | 0.59556 | 0.75962 | 4 | 1 | 108 | 18042 | 6652 | 9758 | 15206 | 2853 | 3809 | 15237 | 1970 | 1692 | 42383 | 1.03 | 1.22 | 15187.805
4141 | 13 | 173 | 2017-06-22 | 0.66667 | 1 | 0.66667 | 0.71084 | 0.95214 | 0.85483 | 0.81701 | 0.81103 | 0.74982 | 0.90904 | 0.76177 | 0.82605 | 0.75564 | 0.62654 | 0.79034 | 4 | 1 | 109 | 18890 | 6916 | 10150 | 16002 | 2988 | 3949 | 16113 | 2044 | 1780 | 44097 | 1.06 | 1.18 | 14793.225
4142 | 14 | 173 | 2017-06-22 | 0.6478 | 1 | 0.6478 | 0.70482 | 0.97576 | 0.88257 | 0.84749 | 0.84547 | 0.78422 | 0.94493 | 0.78337 | 0.8664 | 0.78669 | 0.64872 | 0.8185 | 4 | 1 | 110 | 19503 | 7174 | 10581 | 16736 | 3106 | 4061 | 16900 | 2128 | 1843 | 45668 | 1.03 | 1.17 | 15160.185
4143 | 15 | 173 | 2017-06-22 | 0.62893 | 1 | 0.62893 | 0.69277 | 1 | 0.90402 | 0.86828 | 0.86576 | 0.81763 | 0.9641 | 0.7961 | 0.89373 | 0.8122 | 0.65892 | 0.83889 | 4 | 1 | 111 | 19977 | 7350 | 10835 | 17449 | 3169 | 4127 | 17433 | 2197 | 1872 | 46806 | 1 | 1.15 | 15536.75
4144 | 16 | 173 | 2017-06-22 | 0.67296 | 1 | 0.67296 | 0.69277 | 0.99944 | 0.91194 | 0.88588 | 0.87863 | 0.84017 | 0.96653 | 0.80536 | 0.91203 | 0.8281 | 0.66737 | 0.85452 | 4 | 1 | 112 | 20152 | 7499 | 10996 | 17930 | 3177 | 4175 | 17790 | 2240 | 1896 | 47678 | 1.07 | 1.15 | 15528.105
4145 | 17 | 173 | 2017-06-22 | 0.72327 | 1 | 0.72327 | 0.75301 | 0.98608 | 0.91755 | 0.89486 | 0.88718 | 0.85404 | 0.94706 | 0.81019 | 0.91895 | 0.83549 | 0.67476 | 0.86836 | 4 | 1 | 113 | 20276 | 7575 | 11103 | 18226 | 3113 | 4200 | 17925 | 2260 | 1917 | 48450 | 1.15 | 1.25 | 15320.515
4146 | 18 | 173 | 2017-06-22 | 0.7673 | 1 | 0.7673 | 0.80723 | 0.92154 | 0.90968 | 0.89333 | 0.88534 | 0.8591 | 0.93642 | 0.80883 | 0.91208 | 0.83364 | 0.67828 | 0.87339 | 4 | 1 | 114 | 20102 | 7562 | 11080 | 18334 | 3078 | 4193 | 17791 | 2255 | 1927 | 48731 | 1.22 | 1.34 | 14317.695
4147 | 19 | 173 | 2017-06-22 | 0.77358 | 1 | 0.77358 | 0.83133 | 0.8823 | 0.89271 | 0.87974 | 0.86384 | 0.84434 | 0.92577 | 0.7961 | 0.89111 | 0.81848 | 0.66455 | 0.85778 | 4 | 1 | 115 | 19727 | 7447 | 10811 | 18019 | 3043 | 4127 | 17382 | 2214 | 1888 | 47860 | 1.23 | 1.38 | 13708.055
4148 | 20 | 173 | 2017-06-22 | 0.80503 | 1 | 0.80503 | 0.8494 | 0.93549 | 0.86736 | 0.85883 | 0.83795 | 0.81529 | 0.90995 | 0.77103 | 0.85917 | 0.79409 | 0.63851 | 0.82384 | 4 | 1 | 116 | 19167 | 7270 | 10487 | 17399 | 2991 | 3997 | 16759 | 2148 | 1814 | 45966 | 1.28 | 1.41 | 14534.475
4149 | 21 | 173 | 2017-06-22 | 0.89937 | 1 | 0.89937 | 0.93373 | 0.93593 | 0.84632 | 0.83579 | 0.8203 | 0.78675 | 0.87375 | 0.74633 | 0.82744 | 0.7719 | 0.6202 | 0.79955 | 4 | 1 | 117 | 18702 | 7075 | 10266 | 16790 | 2872 | 3869 | 16140 | 2088 | 1762 | 44611 | 1.43 | 1.55 | 14541.295
4150 | 22 | 173 | 2017-06-22 | 0.88679 | 1 | 0.88679 | 0.90964 | 0.9084 | 0.83139 | 0.81382 | 0.80008 | 0.76594 | 0.85336 | 0.72762 | 0.79109 | 0.75416 | 0.61492 | 0.77297 | 4 | 1 | 118 | 18372 | 6889 | 10013 | 16346 | 2805 | 3772 | 15431 | 2040 | 1747 | 43128 | 1.41 | 1.51 | 14113.52
4151 | 23 | 173 | 2017-06-22 | 0.79874 | 1 | 0.79874 | 0.85542 | 0.88374 | 0.77704 | 0.74755 | 0.74551 | 0.7412 | 0.80469 | 0.68191 | 0.72526 | 0.70314 | 0.57269 | 0.70691 | 4 | 1 | 119 | 17171 | 6328 | 9330 | 15818 | 2645 | 3535 | 14147 | 1902 | 1627 | 39442 | 1.27 | 1.42 | 13730.465
4152 | 24 | 173 | 2017-06-22 | 0.7044 | 1 | 0.7044 | 0.77108 | 0.84359 | 0.70939 | 0.68317 | 0.68494 | 0.68708 | 0.74049 | 0.62018 | 0.65482 | 0.64584 | 0.51566 | 0.64009 | 4 | 1 | 120 | 15676 | 5783 | 8572 | 14663 | 2434 | 3215 | 12773 | 1747 | 1465 | 35714 | 1.12 | 1.28 | 13106.685
4153 | 1 | 174 | 2017-06-23 | 0.76101 | 1 | 0.76101 | 0.71687 | 0.80131 | 0.63418 | 0.63792 | 0.63308 | 0.62991 | 0.64679 | 0.54128 | 0.59064 | 0.60185 | 0.45723 | 0.57873 | 5 | 1 | 121 | 14014 | 5400 | 7923 | 13443 | 2126 | 2806 | 11521 | 1628 | 1299 | 32290 | 1.21 | 1.19 | 12449.825
4154 | 2 | 174 | 2017-06-23 | 0.71698 | 1 | 0.71698 | 0.66867 | 0.77242 | 0.59951 | 0.6026 | 0.59816 | 0.57875 | 0.60542 | 0.51505 | 0.55434 | 0.56858 | 0.42696 | 0.54483 | 5 | 1 | 122 | 13248 | 5101 | 7486 | 12351 | 1990 | 2670 | 10813 | 1538 | 1213 | 30399 | 1.14 | 1.11 | 12000.945
4155 | 3 | 174 | 2017-06-23 | 0.7044 | 1 | 0.7044 | 0.64458 | 0.74901 | 0.57946 | 0.57944 | 0.57531 | 0.54013 | 0.57712 | 0.49865 | 0.53045 | 0.54824 | 0.40303 | 0.52144 | 5 | 1 | 123 | 12805 | 4905 | 7200 | 11527 | 1897 | 2585 | 10347 | 1483 | 1145 | 29094 | 1.12 | 1.07 | 11637.225
4156 | 4 | 174 | 2017-06-23 | 0.69811 | 1 | 0.69811 | 0.63253 | 0.73082 | 0.56539 | 0.56692 | 0.56252 | 0.51282 | 0.55917 | 0.489 | 0.5162 | 0.53789 | 0.39528 | 0.50917 | 5 | 1 | 124 | 12494 | 4799 | 7040 | 10944 | 1838 | 2535 | 10069 | 1455 | 1123 | 28409 | 1.11 | 1.05 | 11354.585
4157 | 5 | 174 | 2017-06-23 | 0.69182 | 1 | 0.69182 | 0.63253 | 0.71832 | 0.5643 | 0.56834 | 0.565 | 0.49721 | 0.55887 | 0.48958 | 0.51676 | 0.539 | 0.39916 | 0.50919 | 5 | 1 | 125 | 12470 | 4811 | 7071 | 10611 | 1837 | 2538 | 10080 | 1458 | 1134 | 28410 | 1.1 | 1.05 | 11160.345
4158 | 6 | 174 | 2017-06-23 | 0.7044 | 1 | 0.7044 | 0.68072 | 0.72546 | 0.59032 | 0.58819 | 0.58634 | 0.49618 | 0.58382 | 0.51157 | 0.53655 | 0.56044 | 0.41535 | 0.52906 | 5 | 1 | 126 | 13045 | 4979 | 7338 | 10589 | 1919 | 2652 | 10466 | 1516 | 1180 | 29519 | 1.12 | 1.13 | 11271.335
4159 | 7 | 174 | 2017-06-23 | 0.75472 | 1 | 0.75472 | 0.74096 | 0.7356 | 0.62327 | 0.62634 | 0.62717 | 0.51043 | 0.62945 | 0.53954 | 0.56993 | 0.59445 | 0.43189 | 0.56588 | 5 | 1 | 127 | 13773 | 5302 | 7849 | 10893 | 2069 | 2797 | 11117 | 1608 | 1227 | 31573 | 1.2 | 1.23 | 11428.795
4160 | 8 | 174 | 2017-06-23 | 0.81761 | 1 | 0.81761 | 0.77711 | 0.74366 | 0.66508 | 0.66344 | 0.67135 | 0.54623 | 0.67295 | 0.57041 | 0.60853 | 0.63142 | 0.45266 | 0.60776 | 5 | 1 | 128 | 14697 | 5616 | 8402 | 11657 | 2212 | 2957 | 11870 | 1708 | 1286 | 33910 | 1.3 | 1.29 | 11554.04
4161 | 9 | 174 | 2017-06-23 | 0.84277 | 1 | 0.84277 | 0.83133 | 0.84656 | 0.70224 | 0.69486 | 0.71019 | 0.58962 | 0.70794 | 0.59568 | 0.64431 | 0.66765 | 0.47906 | 0.64215 | 5 | 1 | 129 | 15518 | 5882 | 8888 | 12583 | 2327 | 3088 | 12568 | 1806 | 1361 | 35829 | 1.34 | 1.38 | 13152.805
4162 | 10 | 174 | 2017-06-23 | 0.8805 | 1 | 0.8805 | 0.85542 | 0.91285 | 0.73663 | 0.72817 | 0.74463 | 0.62415 | 0.73775 | 0.62365 | 0.68451 | 0.69575 | 0.5051 | 0.67244 | 5 | 1 | 130 | 16278 | 6164 | 9319 | 13320 | 2425 | 3233 | 13352 | 1882 | 1435 | 37519 | 1.4 | 1.42 | 14182.66
4163 | 11 | 174 | 2017-06-23 | 0.84906 | 1 | 0.84906 | 0.83133 | 0.9624 | 0.77102 | 0.7596 | 0.77819 | 0.65287 | 0.76696 | 0.64525 | 0.72552 | 0.722 | 0.53502 | 0.69865 | 5 | 1 | 131 | 17038 | 6430 | 9739 | 13933 | 2521 | 3345 | 14152 | 1953 | 1520 | 38981 | 1.35 | 1.38 | 14952.575
4164 | 12 | 174 | 2017-06-23 | 0.8239 | 1 | 0.8239 | 0.78916 | 0.97754 | 0.79776 | 0.78594 | 0.79856 | 0.67893 | 0.78582 | 0.65856 | 0.7611 | 0.74381 | 0.56424 | 0.71913 | 5 | 1 | 132 | 17629 | 6653 | 9994 | 14489 | 2583 | 3414 | 14846 | 2012 | 1603 | 40124 | 1.31 | 1.31 | 15187.805
4165 | 13 | 174 | 2017-06-23 | 0.80503 | 1 | 0.80503 | 0.78916 | 0.95214 | 0.81908 | 0.80295 | 0.81326 | 0.6972 | 0.80256 | 0.66705 | 0.78945 | 0.75823 | 0.58254 | 0.74021 | 5 | 1 | 133 | 18100 | 6797 | 10178 | 14879 | 2638 | 3458 | 15399 | 2051 | 1655 | 41300 | 1.28 | 1.31 | 14793.225
4166 | 14 | 174 | 2017-06-23 | 0.81132 | 1 | 0.81132 | 0.74699 | 0.97576 | 0.83537 | 0.81571 | 0.82253 | 0.71337 | 0.81138 | 0.67284 | 0.82385 | 0.76525 | 0.5924 | 0.75684 | 5 | 1 | 134 | 18460 | 6905 | 10294 | 15224 | 2667 | 3488 | 16070 | 2070 | 1683 | 42228 | 1.29 | 1.24 | 15160.185
4167 | 15 | 174 | 2017-06-23 | 0.76101 | 1 | 0.76101 | 0.74096 | 1 | 0.84551 | 0.82103 | 0.82325 | 0.72513 | 0.80894 | 0.67496 | 0.84574 | 0.76562 | 0.59873 | 0.77089 | 5 | 1 | 135 | 18684 | 6950 | 10303 | 15475 | 2659 | 3499 | 16497 | 2071 | 1701 | 43012 | 1.21 | 1.23 | 15536.75
4168 | 16 | 174 | 2017-06-23 | 0.77358 | 1 | 0.77358 | 0.72892 | 0.99944 | 0.84596 | 0.8189 | 0.81838 | 0.72696 | 0.80073 | 0.67458 | 0.85886 | 0.7597 | 0.60648 | 0.78439 | 5 | 1 | 136 | 18694 | 6932 | 10242 | 15514 | 2632 | 3497 | 16753 | 2055 | 1723 | 43765 | 1.23 | 1.21 | 15528.105
4169 | 17 | 174 | 2017-06-23 | 0.77987 | 1 | 0.77987 | 0.72289 | 0.98608 | 0.83962 | 0.82256 | 0.80503 | 0.71834 | 0.78734 | 0.6765 | 0.8665 | 0.75157 | 0.61 | 0.79511 | 5 | 1 | 137 | 18554 | 6963 | 10075 | 15330 | 2588 | 3507 | 16902 | 2033 | 1733 | 44363 | 1.24 | 1.2 | 15320.515
4170 | 18 | 174 | 2017-06-23 | 0.83648 | 1 | 0.83648 | 0.77108 | 0.92154 | 0.82392 | 0.81595 | 0.77994 | 0.70517 | 0.77152 | 0.67477 | 0.86358 | 0.73494 | 0.61739 | 0.79799 | 5 | 1 | 138 | 18207 | 6907 | 9761 | 15049 | 2536 | 3498 | 16845 | 1988 | 1754 | 44524 | 1.33 | 1.28 | 14317.695
4171 | 19 | 174 | 2017-06-23 | 0.83648 | 1 | 0.83648 | 0.80723 | 0.8823 | 0.80052 | 0.79563 | 0.7491 | 0.68774 | 0.75236 | 0.66339 | 0.84251 | 0.71312 | 0.61211 | 0.78346 | 5 | 1 | 139 | 17690 | 6735 | 9375 | 14677 | 2473 | 3439 | 16434 | 1929 | 1739 | 43713 | 1.33 | 1.34 | 13708.055
4172 | 20 | 174 | 2017-06-23 | 0.90566 | 1 | 0.90566 | 0.8494 | 0.93549 | 0.77224 | 0.7733 | 0.72201 | 0.65958 | 0.72285 | 0.64294 | 0.80739 | 0.6854 | 0.59169 | 0.75636 | 5 | 1 | 140 | 17065 | 6546 | 9036 | 14076 | 2376 | 3333 | 15749 | 1854 | 1681 | 42201 | 1.44 | 1.41 | 14534.475
4173 | 21 | 174 | 2017-06-23 | 0.98742 | 1 | 0.98742 | 0.88554 | 0.93593 | 0.74975 | 0.75405 | 0.70483 | 0.63596 | 0.70003 | 0.62346 | 0.78427 | 0.66876 | 0.57269 | 0.73345 | 5 | 1 | 141 | 16568 | 6383 | 8821 | 13572 | 2301 | 3232 | 15298 | 1809 | 1627 | 40923 | 1.57 | 1.47 | 14541.295
4174 | 22 | 174 | 2017-06-23 | 1 | 1 | 1 | 0.84337 | 0.9084 | 0.73319 | 0.73751 | 0.69405 | 0.62237 | 0.68938 | 0.6169 | 0.75654 | 0.6536 | 0.56987 | 0.712 | 5 | 1 | 142 | 16202 | 6243 | 8686 | 13282 | 2266 | 3198 | 14757 | 1768 | 1619 | 39726 | 1.59 | 1.4 | 14113.52
4175 | 23 | 174 | 2017-06-23 | 0.91824 | 1 | 0.91824 | 0.74699 | 0.88374 | 0.69404 | 0.68612 | 0.65002 | 0.60442 | 0.6547 | 0.58912 | 0.70353 | 0.61664 | 0.54875 | 0.66411 | 5 | 1 | 143 | 15337 | 5808 | 8135 | 12899 | 2152 | 3054 | 13723 | 1668 | 1559 | 37054 | 1.46 | 1.24 | 13730.465
4176 | 24 | 174 | 2017-06-23 | 0.79245 | 1 | 0.79245 | 0.63855 | 0.84359 | 0.63589 | 0.63237 | 0.59656 | 0.56352 | 0.59568 | 0.54475 | 0.64221 | 0.57338 | 0.50546 | 0.60955 | 5 | 1 | 144 | 14052 | 5353 | 7466 | 12026 | 1958 | 2824 | 12527 | 1551 | 1436 | 34010 | 1.26 | 1.06 | 13106.685
4177 | 1 | 175 | 2017-06-24 | 0.64151 | 1 | 0.64151 | 0.59639 | 0.77448 | 0.58168 | 0.58358 | 0.54854 | 0.5168 | 0.53331 | 0.49614 | 0.59956 | 0.54381 | 0.45829 | 0.57713 | 6 | 2 | 1 | 12854 | 4940 | 6865 | 11029 | 1753 | 2572 | 11695 | 1471 | 1302 | 32201 | 1.02 | 0.99 | 12032.86
4178 | 2 | 175 | 2017-06-24 | 0.60377 | 1 | 0.60377 | 0.57831 | 0.74964 | 0.54937 | 0.55298 | 0.51834 | 0.47987 | 0.49559 | 0.47434 | 0.56265 | 0.5146 | 0.42485 | 0.54301 | 6 | 2 | 2 | 12140 | 4681 | 6487 | 10241 | 1629 | 2459 | 10975 | 1392 | 1207 | 30297 | 0.96 | 0.96 | 11646.96
4179 | 3 | 175 | 2017-06-24 | 0.60377 | 1 | 0.60377 | 0.56024 | 0.72838 | 0.52738 | 0.53314 | 0.4982 | 0.45242 | 0.47338 | 0.45505 | 0.53876 | 0.49353 | 0.3988 | 0.51587 | 6 | 2 | 3 | 11654 | 4513 | 6235 | 9655 | 1556 | 2359 | 10509 | 1335 | 1133 | 28783 | 0.96 | 0.93 | 11316.6
4180 | 4 | 175 | 2017-06-24 | 0.59119 | 1 | 0.59119 | 0.54819 | 0.71262 | 0.5143 | 0.52132 | 0.48797 | 0.43302 | 0.46152 | 0.44387 | 0.52266 | 0.48244 | 0.38508 | 0.50044 | 6 | 2 | 4 | 11365 | 4413 | 6107 | 9241 | 1517 | 2301 | 10195 | 1305 | 1094 | 27922 | 0.94 | 0.91 | 11071.73
4181 | 5 | 175 | 2017-06-24 | 0.62893 | 1 | 0.62893 | 0.54819 | 0.70005 | 0.50796 | 0.51506 | 0.48502 | 0.42257 | 0.45817 | 0.43924 | 0.51538 | 0.47911 | 0.37522 | 0.49046 | 6 | 2 | 5 | 11225 | 4360 | 6070 | 9018 | 1506 | 2277 | 10053 | 1296 | 1066 | 27365 | 1 | 0.91 | 10876.555
4182 | 6 | 175 | 2017-06-24 | 0.69182 | 1 | 0.69182 | 0.56627 | 0.69248 | 0.51109 | 0.51884 | 0.48973 | 0.41765 | 0.46121 | 0.43904 | 0.51543 | 0.48207 | 0.37311 | 0.49071 | 6 | 2 | 6 | 11294 | 4392 | 6129 | 8913 | 1516 | 2276 | 10054 | 1304 | 1060 | 27379 | 1.1 | 0.94 | 10758.83
4183 | 7 | 175 | 2017-06-24 | 0.76101 | 1 | 0.76101 | 0.62651 | 0.68725 | 0.51235 | 0.52499 | 0.49676 | 0.41699 | 0.47125 | 0.44232 | 0.52215 | 0.48688 | 0.36853 | 0.49827 | 6 | 2 | 7 | 11322 | 4444 | 6217 | 8899 | 1549 | 2293 | 10185 | 1317 | 1047 | 27801 | 1.21 | 1.04 | 10677.68
4184 | 8 | 175 | 2017-06-24 | 0.77358 | 1 | 0.77358 | 0.6988 | 0.67879 | 0.53589 | 0.55594 | 0.52193 | 0.4251 | 0.48707 | 0.45949 | 0.5546 | 0.50573 | 0.39176 | 0.52521 | 6 | 2 | 8 | 11842 | 4706 | 6532 | 9072 | 1601 | 2382 | 10818 | 1368 | 1113 | 29304 | 1.23 | 1.16 | 10546.135
4185 | 9 | 175 | 2017-06-24 | 0.72327 | 1 | 0.72327 | 0.73494 | 0.73509 | 0.57376 | 0.60201 | 0.55997 | 0.45106 | 0.52084 | 0.49171 | 0.60412 | 0.54233 | 0.43083 | 0.56663 | 6 | 2 | 9 | 12679 | 5096 | 7008 | 9626 | 1712 | 2549 | 11784 | 1467 | 1224 | 31615 | 1.15 | 1.22 | 11420.965
4186 | 10 | 175 | 2017-06-24 | 0.7044 | 1 | 0.7044 | 0.74096 | 0.80309 | 0.61187 | 0.64737 | 0.59848 | 0.48128 | 0.55735 | 0.5272 | 0.66359 | 0.58262 | 0.47554 | 0.61267 | 6 | 2 | 10 | 13521 | 5480 | 7490 | 10271 | 1832 | 2733 | 12944 | 1576 | 1351 | 34184 | 1.12 | 1.23 | 12477.48
4187 | 11 | 175 | 2017-06-24 | 0.72956 | 1 | 0.72956 | 0.73494 | 0.84627 | 0.64467 | 0.68411 | 0.62349 | 0.50972 | 0.58473 | 0.55729 | 0.71281 | 0.61738 | 0.51074 | 0.65122 | 6 | 2 | 11 | 14246 | 5791 | 7803 | 10878 | 1922 | 2889 | 13904 | 1670 | 1451 | 36335 | 1.16 | 1.22 | 13148.295
4188 | 12 | 175 | 2017-06-24 | 0.67925 | 1 | 0.67925 | 0.74096 | 0.85829 | 0.66943 | 0.71116 | 0.64259 | 0.52669 | 0.60389 | 0.57986 | 0.76633 | 0.64584 | 0.53995 | 0.67802 | 6 | 2 | 12 | 14793 | 6020 | 8042 | 11240 | 1985 | 3006 | 14948 | 1747 | 1534 | 37830 | 1.08 | 1.23 | 13334.96
4189 | 13 | 175 | 2017-06-24 | 0.6478 | 1 | 0.6478 | 0.75904 | 0.83365 | 0.68766 | 0.72806 | 0.65617 | 0.53948 | 0.61789 | 0.59394 | 0.80175 | 0.66913 | 0.56389 | 0.69687 | 6 | 2 | 13 | 15196 | 6163 | 8212 | 11513 | 2031 | 3079 | 15639 | 1810 | 1602 | 38882 | 1.03 | 1.26 | 12952.21
4190 | 14 | 175 | 2017-06-24 | 0.6478 | 1 | 0.6478 | 0.77711 | 0.83998 | 0.70138 | 0.73786 | 0.66233 | 0.5488 | 0.62671 | 0.60417 | 0.82841 | 0.68392 | 0.58043 | 0.71232 | 6 | 2 | 14 | 15499 | 6246 | 8289 | 11712 | 2060 | 3132 | 16159 | 1850 | 1649 | 39744 | 1.03 | 1.29 | 13050.635
4191 | 15 | 175 | 2017-06-24 | 0.66038 | 1 | 0.66038 | 0.79518 | 0.8466 | 0.71052 | 0.74637 | 0.66073 | 0.55447 | 0.63006 | 0.6142 | 0.84851 | 0.69168 | 0.58993 | 0.72501 | 6 | 2 | 15 | 15701 | 6318 | 8269 | 11833 | 2071 | 3184 | 16551 | 1871 | 1676 | 40452 | 1.05 | 1.32 | 13153.435
4192 | 16 | 175 | 2017-06-24 | 0.66038 | 1 | 0.66038 | 0.84337 | 0.84537 | 0.71893 | 0.7557 | 0.66264 | 0.55935 | 0.63036 | 0.62249 | 0.86009 | 0.69686 | 0.59732 | 0.73749 | 6 | 2 | 16 | 15887 | 6397 | 8293 | 11937 | 2072 | 3227 | 16777 | 1885 | 1697 | 41148 | 1.05 | 1.4 | 13134.275
4193 | 17 | 175 | 2017-06-24 | 0.67925 | 1 | 0.67925 | 0.87349 | 0.83299 | 0.72337 | 0.75936 | 0.66368 | 0.55972 | 0.63706 | 0.62481 | 0.86163 | 0.6939 | 0.60049 | 0.74543 | 6 | 2 | 17 | 15985 | 6428 | 8306 | 11945 | 2094 | 3239 | 16807 | 1877 | 1706 | 41591 | 1.08 | 1.45 | 12941.93
4194 | 18 | 175 | 2017-06-24 | 0.73585 | 1 | 0.73585 | 0.95783 | 0.79767 | 0.72111 | 0.757 | 0.65465 | 0.55461 | 0.63736 | 0.62558 | 0.8501 | 0.68392 | 0.59768 | 0.74591 | 6 | 2 | 18 | 15935 | 6408 | 8193 | 11836 | 2095 | 3243 | 16582 | 1850 | 1698 | 41618 | 1.17 | 1.59 | 12393.195
4195 | 19 | 175 | 2017-06-24 | 0.7673 | 1 | 0.7673 | 0.98193 | 0.79425 | 0.70744 | 0.74353 | 0.63947 | 0.5451 | 0.63006 | 0.61535 | 0.82605 | 0.6658 | 0.58571 | 0.73051 | 6 | 2 | 19 | 15633 | 6294 | 8003 | 11633 | 2071 | 3190 | 16113 | 1801 | 1664 | 40759 | 1.22 | 1.63 | 12340.135
4196 | 20 | 175 | 2017-06-24 | 0.86164 | 1 | 0.86164 | 1 | 0.85572 | 0.68875 | 0.72215 | 0.62637 | 0.53151 | 0.61363 | 0.59857 | 0.79996 | 0.64695 | 0.56494 | 0.70933 | 6 | 2 | 20 | 15220 | 6113 | 7839 | 11343 | 2017 | 3103 | 15604 | 1750 | 1605 | 39577 | 1.37 | 1.66 | 13295.155
4197 | 21 | 175 | 2017-06-24 | 0.88679 | 1 | 0.88679 | 0.99398 | 0.85805 | 0.66825 | 0.69722 | 0.61582 | 0.5176 | 0.59507 | 0.58102 | 0.76838 | 0.62957 | 0.54523 | 0.68771 | 6 | 2 | 21 | 14767 | 5902 | 7707 | 11046 | 1956 | 3012 | 14988 | 1703 | 1549 | 38371 | 1.41 | 1.65 | 13331.25
4198 | 22 | 175 | 2017-06-24 | 0.84906 | 1 | 0.84906 | 0.90964 | 0.84073 | 0.66115 | 0.68423 | 0.61342 | 0.5116 | 0.58777 | 0.57465 | 0.73331 | 0.61811 | 0.53784 | 0.6663 | 6 | 2 | 22 | 14610 | 5792 | 7677 | 10918 | 1932 | 2979 | 14304 | 1672 | 1528 | 37176 | 1.35 | 1.51 | 13062.215
4199 | 23 | 175 | 2017-06-24 | 0.7673 | 1 | 0.7673 | 0.79518 | 0.82665 | 0.62897 | 0.64005 | 0.5861 | 0.50513 | 0.55796 | 0.54861 | 0.68246 | 0.58706 | 0.51813 | 0.62472 | 6 | 2 | 23 | 13899 | 5418 | 7335 | 10780 | 1834 | 2844 | 13312 | 1588 | 1472 | 34856 | 1.22 | 1.32 | 12843.495
4200 | 24 | 175 | 2017-06-24 | 0.6478 | 1 | 0.6478 | 0.68675 | 0.80437 | 0.58336 | 0.5909 | 0.54391 | 0.4787 | 0.51476 | 0.5135 | 0.62729 | 0.55194 | 0.4773 | 0.57726 | 6 | 2 | 24 | 12891 | 5002 | 6807 | 10216 | 1692 | 2662 | 12236 | 1493 | 1356 | 32208 | 1.03 | 1.14 | 12497.315
4201 | 1 | 176 | 2017-06-25 | 0.58491 | 1 | 0.58491 | 0.64458 | 0.77096 | 0.52588 | 0.53644 | 0.48853 | 0.43166 | 0.45178 | 0.45814 | 0.57387 | 0.49834 | 0.40971 | 0.52041 | 7 | 3 | 25 | 11621 | 4541 | 6114 | 9212 | 1485 | 2375 | 11194 | 1348 | 1164 | 29036 | 0.93 | 1.07 | 11978.235
4202 | 2 | 176 | 2017-06-25 | 0.54717 | 1 | 0.54717 | 0.62048 | 0.74542 | 0.49905 | 0.50845 | 0.46464 | 0.40514 | 0.42409 | 0.43576 | 0.53496 | 0.47505 | 0.38226 | 0.48906 | 7 | 3 | 26 | 11028 | 4304 | 5815 | 8646 | 1394 | 2259 | 10435 | 1285 | 1086 | 27287 | 0.87 | 1.03 | 11581.36
4203 | 3 | 176 | 2017-06-25 | 0.54088 | 1 | 0.54088 | 0.60843 | 0.72049 | 0.48222 | 0.49037 | 0.44754 | 0.38569 | 0.40554 | 0.41956 | 0.50692 | 0.45878 | 0.36255 | 0.46628 | 7 | 3 | 27 | 10656 | 4151 | 5601 | 8231 | 1333 | 2175 | 9888 | 1241 | 1030 | 26016 | 0.86 | 1.01 | 11194.145
4204 | 4 | 176 | 2017-06-25 | 0.54717 | 1 | 0.54717 | 0.62048 | 0.6999 | 0.4719 | 0.4782 | 0.43692 | 0.3721 | 0.39458 | 0.40953 | 0.48616 | 0.44695 | 0.35128 | 0.45216 | 7 | 3 | 28 | 10428 | 4048 | 5468 | 7941 | 1297 | 2123 | 9483 | 1209 | 998 | 25228 | 0.87 | 1.03 | 10874.225
4205 | 5 | 176 | 2017-06-25 | 0.57862 | 1 | 0.57862 | 0.63855 | 0.68772 | 0.46678 | 0.47407 | 0.43444 | 0.36339 | 0.39002 | 0.40316 | 0.47432 | 0.44362 | 0.34424 | 0.44382 | 7 | 3 | 29 | 10315 | 4013 | 5437 | 7755 | 1282 | 2090 | 9252 | 1200 | 978 | 24763 | 0.92 | 1.06 | 10684.93
4206 | 6 | 176 | 2017-06-25 | 0.6478 | 1 | 0.6478 | 0.69277 | 0.67866 | 0.46665 | 0.47289 | 0.43572 | 0.36043 | 0.39124 | 0.40239 | 0.46898 | 0.44547 | 0.34284 | 0.44085 | 7 | 3 | 30 | 10312 | 4003 | 5453 | 7692 | 1286 | 2086 | 9148 | 1205 | 974 | 24597 | 1.03 | 1.15 | 10544.215
4207 | 7 | 176 | 2017-06-25 | 0.71069 | 1 | 0.71069 | 0.75904 | 0.66367 | 0.46683 | 0.4749 | 0.43412 | 0.35626 | 0.3958 | 0.39796 | 0.46857 | 0.44547 | 0.33967 | 0.44271 | 7 | 3 | 31 | 10316 | 4020 | 5433 | 7603 | 1301 | 2063 | 9140 | 1205 | 965 | 24701 | 1.13 | 1.26 | 10311.225
4208 | 8 | 176 | 2017-06-25 | 0.73585 | 1 | 0.73585 | 0.74699 | 0.63637 | 0.48244 | 0.49829 | 0.44882 | 0.35579 | 0.40858 | 0.41049 | 0.49657 | 0.45767 | 0.36008 | 0.4606 | 7 | 3 | 32 | 10661 | 4218 | 5617 | 7593 | 1343 | 2128 | 9686 | 1238 | 1023 | 25699 | 1.17 | 1.24 | 9887.07
4209 | 9 | 176 | 2017-06-25 | 0.71698 | 1 | 0.71698 | 0.71084 | 0.65776 | 0.51941 | 0.53703 | 0.4807 | 0.37032 | 0.44235 | 0.43962 | 0.54691 | 0.48392 | 0.40514 | 0.49585 | 7 | 3 | 33 | 11478 | 4546 | 6016 | 7903 | 1454 | 2279 | 10668 | 1309 | 1151 | 27666 | 1.14 | 1.18 | 10219.53
4210 | 10 | 176 | 2017-06-25 | 0.69811 | 1 | 0.69811 | 0.6988 | 0.69482 | 0.55109 | 0.57342 | 0.50875 | 0.39356 | 0.47368 | 0.47222 | 0.59653 | 0.5146 | 0.44386 | 0.53232 | 7 | 3 | 34 | 12178 | 4854 | 6367 | 8399 | 1557 | 2448 | 11636 | 1392 | 1261 | 29701 | 1.11 | 1.16 | 10795.295
4211 | 11 | 176 | 2017-06-25 | 0.7044 | 1 | 0.7044 | 0.72289 | 0.7323 | 0.57476 | 0.60142 | 0.53144 | 0.41587 | 0.49711 | 0.49769 | 0.63847 | 0.53974 | 0.46463 | 0.56288 | 7 | 3 | 35 | 12701 | 5091 | 6651 | 8875 | 1634 | 2580 | 12454 | 1460 | 1320 | 31406 | 1.12 | 1.2 | 11377.635
4212 | 12 | 176 | 2017-06-25 | 0.67925 | 1 | 0.67925 | 0.72289 | 0.74794 | 0.59327 | 0.62386 | 0.55006 | 0.4317 | 0.51719 | 0.5191 | 0.67405 | 0.56081 | 0.48293 | 0.58891 | 7 | 3 | 36 | 13110 | 5281 | 6884 | 9213 | 1700 | 2691 | 13148 | 1517 | 1372 | 32858 | 1.08 | 1.2 | 11620.63
4213 | 13 | 176 | 2017-06-25 | 0.62264 | 1 | 0.62264 | 0.6988 | 0.74218 | 0.6115 | 0.64146 | 0.56085 | 0.44272 | 0.53179 | 0.53434 | 0.70486 | 0.57523 | 0.50792 | 0.60858 | 7 | 3 | 37 | 13513 | 5430 | 7019 | 9448 | 1748 | 2770 | 13749 | 1556 | 1443 | 33956 | 0.99 | 1.16 | 11531.12
4214 | 14 | 176 | 2017-06-25 | 0.63522 | 1 | 0.63522 | 0.6988 | 0.75233 | 0.62359 | 0.65517 | 0.56724 | 0.44974 | 0.53879 | 0.54591 | 0.72926 | 0.58595 | 0.52693 | 0.62436 | 7 | 3 | 38 | 13780 | 5546 | 7099 | 9598 | 1771 | 2830 | 14225 | 1585 | 1497 | 34836 | 1.01 | 1.16 | 11688.74
4215 | 15 | 176 | 2017-06-25 | 0.65409 | 1 | 0.65409 | 0.70482 | 0.7566 | 0.63178 | 0.6645 | 0.57195 | 0.45523 | 0.54457 | 0.55671 | 0.75115 | 0.59113 | 0.53784 | 0.63602 | 7 | 3 | 39 | 13961 | 5625 | 7158 | 9715 | 1790 | 2886 | 14652 | 1599 | 1528 | 35487 | 1.04 | 1.17 | 11755.12
4216 | 16 | 176 | 2017-06-25 | 0.67925 | 1 | 0.67925 | 0.72289 | 0.75794 | 0.63997 | 0.67372 | 0.57954 | 0.4608 | 0.55065 | 0.56559 | 0.76443 | 0.59445 | 0.55192 | 0.64823 | 7 | 3 | 40 | 14142 | 5703 | 7253 | 9834 | 1810 | 2932 | 14911 | 1608 | 1568 | 36168 | 1.08 | 1.2 | 11775.96
4217 | 17 | 176 | 2017-06-25 | 0.73585 | 1 | 0.73585 | 0.78313 | 0.74929 | 0.64893 | 0.68328 | 0.58849 | 0.46319 | 0.55978 | 0.57658 | 0.77212 | 0.59852 | 0.566 | 0.65723 | 7 | 3 | 41 | 14340 | 5784 | 7365 | 9885 | 1840 | 2989 | 15061 | 1619 | 1608 | 36670 | 1.17 | 1.3 | 11641.495
4218 | 18 | 176 | 2017-06-25 | 0.79874 | 1 | 0.79874 | 0.81325 | 0.72694 | 0.65508 | 0.68872 | 0.59201 | 0.46577 | 0.5683 | 0.58623 | 0.76971 | 0.59667 | 0.57867 | 0.66174 | 7 | 3 | 42 | 14476 | 5830 | 7409 | 9940 | 1868 | 3039 | 15014 | 1614 | 1644 | 36922 | 1.27 | 1.35 | 11294.21
4219 | 19 | 176 | 2017-06-25 | 0.83648 | 1 | 0.83648 | 0.8494 | 0.72784 | 0.65196 | 0.68151 | 0.58793 | 0.46708 | 0.5683 | 0.58507 | 0.751 | 0.58817 | 0.57937 | 0.65413 | 7 | 3 | 43 | 14407 | 5769 | 7358 | 9968 | 1868 | 3033 | 14649 | 1591 | 1646 | 36497 | 1.33 | 1.41 | 11308.32
4220 | 20 | 176 | 2017-06-25 | 0.91824 | 1 | 0.91824 | 0.90361 | 0.80601 | 0.64427 | 0.67076 | 0.58194 | 0.46151 | 0.56282 | 0.57542 | 0.72255 | 0.58041 | 0.56881 | 0.64269 | 7 | 3 | 44 | 14237 | 5678 | 7283 | 9849 | 1850 | 2983 | 14094 | 1570 | 1616 | 35859 | 1.46 | 1.5 | 12522.705
4221 | 21 | 176 | 2017-06-25 | 0.91195 | 1 | 0.91195 | 0.93976 | 0.81962 | 0.63712 | 0.65978 | 0.57779 | 0.45406 | 0.55613 | 0.55922 | 0.70055 | 0.57523 | 0.55086 | 0.63515 | 7 | 3 | 45 | 14079 | 5585 | 7231 | 9690 | 1828 | 2899 | 13665 | 1556 | 1565 | 35438 | 1.45 | 1.56 | 12734.27
4222 | 22 | 176 | 2017-06-25 | 0.89308 | 1 | 0.89308 | 0.89759 | 0.81392 | 0.63354 | 0.64879 | 0.58498 | 0.46146 | 0.55856 | 0.55671 | 0.67313 | 0.57708 | 0.54488 | 0.61875 | 7 | 3 | 46 | 14000 | 5492 | 7321 | 9848 | 1836 | 2886 | 13130 | 1561 | 1548 | 34523 | 1.42 | 1.49 | 12645.685
4223 | 23 | 176 | 2017-06-25 | 0.7673 | 1 | 0.7673 | 0.8012 | 0.80175 | 0.60286 | 0.60449 | 0.56213 | 0.46183 | 0.53331 | 0.52816 | 0.62017 | 0.54972 | 0.51355 | 0.57554 | 7 | 3 | 47 | 13322 | 5117 | 7035 | 9856 | 1753 | 2738 | 12097 | 1487 | 1459 | 32112 | 1.22 | 1.33 | 12456.54
4224 | 24 | 176 | 2017-06-25 | 0.69182 | 1 | 0.69182 | 0.69277 | 0.77447 | 0.56087 | 0.56161 | 0.52825 | 0.4393 | 0.49894 | 0.48746 | 0.56234 | 0.51201 | 0.45794 | 0.52895 | 7 | 3 | 48 | 12394 | 4754 | 6611 | 9375 | 1640 | 2527 | 10969 | 1385 | 1301 | 29513 | 1.1 | 1.15 | 12032.68
4225 | 1 | 177 | 2017-06-26 | 0.61635 | 1 | 0.61635 | 0.64458 | 0.80131 | 0.52073 | 0.51837 | 0.48893 | 0.40645 | 0.46547 | 0.44579 | 0.50333 | 0.47283 | 0.39247 | 0.47868 | 1 | 1 | 49 | 11507 | 4388 | 6119 | 8674 | 1530 | 2311 | 9818 | 1279 | 1115 | 26708 | 0.98 | 1.07 | 12449.825
4226 | 2 | 177 | 2017-06-26 | 0.61006 | 1 | 0.61006 | 0.62048 | 0.77242 | 0.4995 | 0.49852 | 0.47255 | 0.38611 | 0.44326 | 0.43075 | 0.47319 | 0.45434 | 0.37276 | 0.45266 | 1 | 1 | 50 | 11038 | 4220 | 5914 | 8240 | 1457 | 2233 | 9230 | 1229 | 1059 | 25256 | 0.97 | 1.03 | 12000.945
4227 | 3 | 177 | 2017-06-26 | 0.59748 | 1 | 0.59748 | 0.62048 | 0.74901 | 0.48778 | 0.48813 | 0.46209 | 0.37262 | 0.42927 | 0.42014 | 0.45314 | 0.44251 | 0.35938 | 0.43638 | 1 | 1 | 51 | 10779 | 4132 | 5783 | 7952 | 1411 | 2178 | 8839 | 1197 | 1021 | 24348 | 0.95 | 1.03 | 11637.225
4228 | 4 | 177 | 2017-06-26 | 0.58491 | 1 | 0.58491 | 0.62048 | 0.73082 | 0.4852 | 0.48198 | 0.45777 | 0.36563 | 0.42379 | 0.41532 | 0.4433 | 0.43919 | 0.35234 | 0.43004 | 1 | 1 | 52 | 10722 | 4080 | 5729 | 7803 | 1393 | 2153 | 8647 | 1188 | 1001 | 23994 | 0.93 | 1.03 | 11354.585
4229 | 5 | 177 | 2017-06-26 | 0.60377 | 1 | 0.60377 | 0.64458 | 0.71832 | 0.49118 | 0.49084 | 0.46464 | 0.36423 | 0.43109 | 0.42072 | 0.44632 | 0.44584 | 0.35199 | 0.43493 | 1 | 1 | 53 | 10854 | 4155 | 5815 | 7773 | 1417 | 2181 | 8706 | 1206 | 1000 | 24267 | 0.96 | 1.07 | 11160.345
4230 | 6 | 177 | 2017-06-26 | 0.67296 | 1 | 0.67296 | 0.6988 | 0.72546 | 0.51652 | 0.51565 | 0.48901 | 0.37426 | 0.45969 | 0.44502 | 0.46827 | 0.46691 | 0.37205 | 0.45845 | 1 | 1 | 54 | 11414 | 4365 | 6120 | 7987 | 1511 | 2307 | 9134 | 1263 | 1057 | 25579 | 1.07 | 1.16 | 11271.335
4231 | 7 | 177 | 2017-06-26 | 0.73585 | 1 | 0.73585 | 0.77108 | 0.7356 | 0.55181 | 0.54719 | 0.52377 | 0.39661 | 0.50502 | 0.47512 | 0.50195 | 0.49612 | 0.40408 | 0.49879 | 1 | 1 | 55 | 12194 | 4632 | 6555 | 8464 | 1660 | 2463 | 9791 | 1342 | 1148 | 27830 | 1.17 | 1.28 | 11428.795
4232 | 8 | 177 | 2017-06-26 | 0.74214 | 1 | 0.74214 | 0.78313 | 0.74366 | 0.58983 | 0.5824 | 0.56213 | 0.43634 | 0.5467 | 0.50463 | 0.53753 | 0.52939 | 0.42767 | 0.53849 | 1 | 1 | 56 | 13034 | 4930 | 7035 | 9312 | 1797 | 2616 | 10485 | 1432 | 1215 | 30045 | 1.18 | 1.3 | 11554.04
4233 | 9 | 177 | 2017-06-26 | 0.74843 | 1 | 0.74843 | 0.74699 | 0.84656 | 0.61888 | 0.60839 | 0.59513 | 0.47884 | 0.57591 | 0.52681 | 0.57008 | 0.5586 | 0.43752 | 0.56813 | 1 | 1 | 57 | 13676 | 5150 | 7448 | 10219 | 1893 | 2731 | 11120 | 1511 | 1243 | 31699 | 1.19 | 1.24 | 13152.805
4234 | 10 | 177 | 2017-06-26 | 0.71698 | 1 | 0.71698 | 0.72892 | 0.91285 | 0.64128 | 0.63131 | 0.61814 | 0.50443 | 0.59781 | 0.54668 | 0.60356 | 0.58447 | 0.45477 | 0.59362 | 1 | 1 | 58 | 14171 | 5344 | 7736 | 10765 | 1965 | 2834 | 11773 | 1581 | 1292 | 33121 | 1.14 | 1.21 | 14182.66
4235 | 11 | 177 | 2017-06-26 | 0.71698 | 1 | 0.71698 | 0.71084 | 0.9624 | 0.66232 | 0.65304 | 0.63787 | 0.5213 | 0.61576 | 0.56385 | 0.63801 | 0.60555 | 0.46885 | 0.61708 | 1 | 1 | 59 | 14636 | 5528 | 7983 | 11125 | 2024 | 2923 | 12445 | 1638 | 1332 | 34430 | 1.14 | 1.18 | 14952.575
4236 | 12 | 177 | 2017-06-26 | 0.69811 | 1 | 0.69811 | 0.68072 | 0.97754 | 0.67472 | 0.66899 | 0.64786 | 0.53493 | 0.62458 | 0.57485 | 0.6701 | 0.62144 | 0.48434 | 0.63637 | 1 | 1 | 60 | 14910 | 5663 | 8108 | 11416 | 2053 | 2980 | 13071 | 1681 | 1376 | 35506 | 1.11 | 1.13 | 15187.805
4237 | 13 | 177 | 2017-06-26 | 0.63522 | 1 | 0.63522 | 0.6506 | 0.95214 | 0.68757 | 0.67939 | 0.65242 | 0.54243 | 0.63219 | 0.57986 | 0.69594 | 0.63031 | 0.50053 | 0.65135 | 1 | 1 | 61 | 15194 | 5751 | 8165 | 11576 | 2078 | 3006 | 13575 | 1705 | 1422 | 36342 | 1.01 | 1.08 | 14793.225
4238 | 14 | 177 | 2017-06-26 | 0.61635 | 1 | 0.61635 | 0.63253 | 0.97576 | 0.69825 | 0.68813 | 0.65865 | 0.54904 | 0.63493 | 0.58488 | 0.72198 | 0.63771 | 0.51214 | 0.6656 | 1 | 1 | 62 | 15430 | 5825 | 8243 | 11717 | 2087 | 3032 | 14083 | 1725 | 1455 | 37137 | 0.98 | 1.05 | 15160.185
4239 | 15 | 177 | 2017-06-26 | 0.61635 | 1 | 0.61635 | 0.65663 | 1 | 0.70196 | 0.69297 | 0.65481 | 0.55658 | 0.6328 | 0.58777 | 0.74198 | 0.63734 | 0.51989 | 0.6768 | 1 | 1 | 63 | 15512 | 5866 | 8195 | 11878 | 2080 | 3047 | 14473 | 1724 | 1477 | 37762 | 0.98 | 1.09 | 15536.75
4240 | 16 | 177 | 2017-06-26 | 0.64151 | 1 | 0.64151 | 0.68072 | 0.99944 | 0.70192 | 0.69817 | 0.64626 | 0.55906 | 0.62793 | 0.58951 | 0.75602 | 0.63697 | 0.52693 | 0.68675 | 1 | 1 | 64 | 15511 | 5910 | 8088 | 11931 | 2064 | 3056 | 14747 | 1723 | 1497 | 38317 | 1.02 | 1.13 | 15528.105
4241 | 17 | 177 | 2017-06-26 | 0.66667 | 1 | 0.66667 | 0.72892 | 0.98608 | 0.70414 | 0.70266 | 0.64091 | 0.55705 | 0.62823 | 0.59491 | 0.76136 | 0.63031 | 0.53432 | 0.69212 | 1 | 1 | 65 | 15560 | 5948 | 8021 | 11888 | 2065 | 3084 | 14851 | 1705 | 1518 | 38617 | 1.06 | 1.21 | 15320.515
4242 | 18 | 177 | 2017-06-26 | 0.68553 | 1 | 0.68553 | 0.77711 | 0.92154 | 0.70368 | 0.70313 | 0.63348 | 0.55424 | 0.63158 | 0.60204 | 0.75961 | 0.61996 | 0.54629 | 0.69038 | 1 | 1 | 66 | 15550 | 5952 | 7928 | 11828 | 2076 | 3121 | 14817 | 1677 | 1552 | 38520 | 1.09 | 1.29 | 14317.695
4243 | 19 | 177 | 2017-06-26 | 0.7044 | 1 | 0.7044 | 0.79518 | 0.8823 | 0.69721 | 0.69557 | 0.62421 | 0.54791 | 0.62975 | 0.60224 | 0.73654 | 0.61035 | 0.54699 | 0.67553 | 1 | 1 | 67 | 15407 | 5888 | 7812 | 11693 | 2070 | 3122 | 14367 | 1651 | 1554 | 37691 | 1.12 | 1.32 | 13708.055
4244 | 20 | 177 | 2017-06-26 | 0.7673 | 1 | 0.7673 | 0.8494 | 0.93549 | 0.6868 | 0.68352 | 0.61758 | 0.53207 | 0.6188 | 0.59221 | 0.70937 | 0.59889 | 0.53889 | 0.65818 | 1 | 1 | 68 | 15177 | 5786 | 7729 | 11355 | 2034 | 3070 | 13837 | 1620 | 1531 | 36723 | 1.22 | 1.41 | 14534.475
4245 | 21 | 177 | 2017-06-26 | 0.83648 | 1 | 0.83648 | 0.89759 | 0.93593 | 0.6745 | 0.67407 | 0.61031 | 0.51811 | 0.60542 | 0.57427 | 0.68845 | 0.59187 | 0.52693 | 0.64344 | 1 | 1 | 69 | 14905 | 5706 | 7638 | 11057 | 1990 | 2977 | 13429 | 1601 | 1497 | 35901 | 1.33 | 1.49 | 14541.295
4246 | 22 | 177 | 2017-06-26 | 0.8239 | 1 | 0.8239 | 0.87349 | 0.9084 | 0.66875 | 0.66592 | 0.6135 | 0.52036 | 0.60207 | 0.57041 | 0.6557 | 0.58669 | 0.52376 | 0.62027 | 1 | 1 | 70 | 14778 | 5637 | 7678 | 11105 | 1979 | 2957 | 12790 | 1587 | 1488 | 34608 | 1.31 | 1.45 | 14113.52
4247 | 23 | 177 | 2017-06-26 | 0.77358 | 1 | 0.77358 | 0.75904 | 0.88374 | 0.63024 | 0.61772 | 0.58226 | 0.51043 | 0.56556 | 0.53588 | 0.59674 | 0.54972 | 0.48821 | 0.56856 | 1 | 1 | 71 | 13927 | 5229 | 7287 | 10893 | 1859 | 2778 | 11640 | 1487 | 1387 | 31723 | 1.23 | 1.26 | 13730.465
4248 | 24 | 177 | 2017-06-26 | 0.7044 | 1 | 0.7044 | 0.68072 | 0.84359 | 0.57879 | 0.5674 | 0.54183 | 0.47383 | 0.5178 | 0.49228 | 0.53732 | 0.50721 | 0.43752 | 0.51646 | 1 | 1 | 72 | 12790 | 4803 | 6781 | 10112 | 1702 | 2552 | 10481 | 1372 | 1243 | 28816 | 1.12 | 1.13 | 13106.685
4249 | 1 | 178 | 2017-06-27 | 0.6478 | 1 | 0.6478 | 0.63253 | 0.80131 | 0.53077 | 0.5342 | 0.51003 | 0.44136 | 0.48312 | 0.46663 | 0.46365 | 0.46617 | 0.38789 | 0.47513 | 2 | 1 | 73 | 11729 | 4522 | 6383 | 9419 | 1588 | 2419 | 9044 | 1261 | 1102 | 26510 | 1.03 | 1.05 | 12449.825
4250 | 2 | 178 | 2017-06-27 | 0.59748 | 1 | 0.59748 | 0.61446 | 0.77242 | 0.50729 | 0.51187 | 0.48797 | 0.41324 | 0.45665 | 0.44811 | 0.43551 | 0.44954 | 0.36501 | 0.44619 | 2 | 1 | 74 | 11210 | 4333 | 6107 | 8819 | 1501 | 2323 | 8495 | 1216 | 1037 | 24895 | 0.95 | 1.02 | 12000.945
4251 | 3 | 178 | 2017-06-27 | 0.57862 | 1 | 0.57862 | 0.59639 | 0.74901 | 0.49394 | 0.499 | 0.47663 | 0.39445 | 0.43931 | 0.43538 | 0.41762 | 0.43919 | 0.35269 | 0.4286 | 2 | 1 | 75 | 10915 | 4224 | 5965 | 8418 | 1444 | 2257 | 8146 | 1188 | 1002 | 23914 | 0.92 | 0.99 | 11637.225
4252 | 4 | 178 | 2017-06-27 | 0.58491 | 1 | 0.58491 | 0.61446 | 0.73082 | 0.48918 | 0.49179 | 0.47263 | 0.38288 | 0.43109 | 0.43036 | 0.4089 | 0.43549 | 0.34565 | 0.42027 | 2 | 1 | 76 | 10810 | 4163 | 5915 | 8171 | 1417 | 2231 | 7976 | 1178 | 982 | 23449 | 0.93 | 1.02 | 11354.585
4253 | 5 | 178 | 2017-06-27 | 0.58491 | 1 | 0.58491 | 0.62048 | 0.71832 | 0.49416 | 0.49841 | 0.47791 | 0.37838 | 0.43718 | 0.43383 | 0.413 | 0.4403 | 0.34706 | 0.42384 | 2 | 1 | 77 | 10920 | 4219 | 5981 | 8075 | 1437 | 2249 | 8056 | 1191 | 986 | 23648 | 0.93 | 1.03 | 11160.345
4254 | 6 | 178 | 2017-06-27 | 0.61635 | 1 | 0.61635 | 0.6747 | 0.72546 | 0.51914 | 0.52239 | 0.50308 | 0.3863 | 0.46577 | 0.45679 | 0.43464 | 0.46211 | 0.36677 | 0.4468 | 2 | 1 | 78 | 11472 | 4422 | 6296 | 8244 | 1531 | 2368 | 8478 | 1250 | 1042 | 24929 | 0.98 | 1.12 | 11271.335
4255 | 7 | 178 | 2017-06-27 | 0.67296 | 1 | 0.67296 | 0.75904 | 0.7356 | 0.55127 | 0.55665 | 0.53831 | 0.40415 | 0.51141 | 0.4863 | 0.47124 | 0.49316 | 0.39599 | 0.48565 | 2 | 1 | 79 | 12182 | 4712 | 6737 | 8625 | 1681 | 2521 | 9192 | 1334 | 1125 | 27097 | 1.07 | 1.26 | 11428.795
4256 | 8 | 178 | 2017-06-27 | 0.72327 | 1 | 0.72327 | 0.74699 | 0.74366 | 0.58675 | 0.58724 | 0.57523 | 0.44009 | 0.54792 | 0.51408 | 0.50841 | 0.52569 | 0.41535 | 0.52508 | 2 | 1 | 80 | 12966 | 4971 | 7199 | 9392 | 1801 | 2665 | 9917 | 1422 | 1180 | 29297 | 1.15 | 1.24 | 11554.04
4257 | 9 | 178 | 2017-06-27 | 0.75472 | 1 | 0.75472 | 0.71084 | 0.84656 | 0.6101 | 0.60827 | 0.60152 | 0.48067 | 0.57408 | 0.53395 | 0.53255 | 0.55268 | 0.42485 | 0.55177 | 2 | 1 | 81 | 13482 | 5149 | 7528 | 10258 | 1887 | 2768 | 10388 | 1495 | 1207 | 30786 | 1.2 | 1.18 | 13152.805
4258 | 10 | 178 | 2017-06-27 | 0.79245 | 1 | 0.79245 | 0.6747 | 0.91285 | 0.62594 | 0.62693 | 0.61998 | 0.50968 | 0.59355 | 0.55208 | 0.55419 | 0.57116 | 0.43541 | 0.57317 | 2 | 1 | 82 | 13832 | 5307 | 7759 | 10877 | 1951 | 2862 | 10810 | 1545 | 1237 | 31980 | 1.26 | 1.12 | 14182.66
4259 | 11 | 178 | 2017-06-27 | 0.73585 | 1 | 0.73585 | 0.6506 | 0.9624 | 0.64241 | 0.64347 | 0.63588 | 0.53048 | 0.60907 | 0.56887 | 0.57505 | 0.58928 | 0.44879 | 0.59348 | 2 | 1 | 83 | 14196 | 5447 | 7958 | 11321 | 2002 | 2949 | 11217 | 1594 | 1275 | 33113 | 1.17 | 1.08 | 14952.575
4260 | 12 | 178 | 2017-06-27 | 0.72327 | 1 | 0.72327 | 0.61446 | 0.97754 | 0.65296 | 0.65422 | 0.64091 | 0.54894 | 0.61637 | 0.57812 | 0.59187 | 0.59667 | 0.46005 | 0.6079 | 2 | 1 | 84 | 14429 | 5538 | 8021 | 11715 | 2026 | 2997 | 11545 | 1614 | 1307 | 33918 | 1.15 | 1.02 | 15187.805
4261 | 13 | 178 | 2017-06-27 | 0.71069 | 1 | 0.71069 | 0.63855 | 0.95214 | 0.66273 | 0.65918 | 0.64171 | 0.56239 | 0.6261 | 0.58353 | 0.60453 | 0.60333 | 0.47554 | 0.6179 | 2 | 1 | 85 | 14645 | 5580 | 8031 | 12002 | 2058 | 3025 | 11792 | 1632 | 1351 | 34476 | 1.13 | 1.06 | 14793.225
4262 | 14 | 178 | 2017-06-27 | 0.69182 | 1 | 0.69182 | 0.62048 | 0.97576 | 0.67164 | 0.66675 | 0.64666 | 0.57275 | 0.6331 | 0.59201 | 0.61945 | 0.60739 | 0.48786 | 0.62873 | 2 | 1 | 86 | 14842 | 5644 | 8093 | 12223 | 2081 | 3069 | 12083 | 1643 | 1386 | 35080 | 1.1 | 1.03 | 15160.185
4263 | 15 | 178 | 2017-06-27 | 0.67296 | 1 | 0.67296 | 0.62048 | 1 | 0.67612 | 0.66722 | 0.64411 | 0.58188 | 0.63401 | 0.59742 | 0.63109 | 0.60333 | 0.49666 | 0.635 | 2 | 1 | 87 | 14941 | 5648 | 8061 | 12418 | 2084 | 3097 | 12310 | 1632 | 1411 | 35430 | 1.07 | 1.03 | 15536.75
4264 | 16 | 178 | 2017-06-27 | 0.68553 | 1 | 0.68553 | 0.63253 | 0.99944 | 0.67721 | 0.66923 | 0.64051 | 0.58709 | 0.63006 | 0.59992 | 0.64139 | 0.59889 | 0.51074 | 0.64063 | 2 | 1 | 88 | 14965 | 5665 | 8016 | 12529 | 2071 | 3110 | 12511 | 1620 | 1451 | 35744 | 1.09 | 1.05 | 15528.105
4265 | 17 | 178 | 2017-06-27 | 0.66667 | 1 | 0.66667 | 0.71084 | 0.98608 | 0.68011 | 0.67041 | 0.64027 | 0.58554 | 0.63006 | 0.6061 | 0.64744 | 0.59778 | 0.52094 | 0.64429 | 2 | 1 | 89 | 15029 | 5675 | 8013 | 12496 | 2071 | 3142 | 12629 | 1617 | 1480 | 35948 | 1.06 | 1.18 | 15320.515
4266 | 18 | 178 | 2017-06-27 | 0.69811 | 1 | 0.69811 | 0.71687 | 0.92154 | 0.68002 | 0.67183 | 0.63508 | 0.5817 | 0.63006 | 0.61111 | 0.64662 | 0.59372 | 0.5308 | 0.64323 | 2 | 1 | 90 | 15027 | 5687 | 7948 | 12414 | 2071 | 3168 | 12613 | 1606 | 1508 | 35889 | 1.11 | 1.19 | 14317.695
4267 | 19 | 178 | 2017-06-27 | 0.72327 | 1 | 0.72327 | 0.76506 | 0.8823 | 0.67603 | 0.66852 | 0.62501 | 0.57476 | 0.62458 | 0.60745 | 0.63401 | 0.58373 | 0.53221 | 0.63099 | 2 | 1 | 91 | 14939 | 5659 | 7822 | 12266 | 2053 | 3149 | 12367 | 1579 | 1512 | 35206 | 1.15 | 1.27 | 13708.055
4268 | 20 | 178 | 2017-06-27 | 0.78616 | 1 | 0.78616 | 0.80723 | 0.93549 | 0.66563 | 0.66001 | 0.61374 | 0.55827 | 0.61424 | 0.59549 | 0.61412 | 0.5756 | 0.52411 | 0.61497 | 2 | 1 | 92 | 14709 | 5587 | 7681 | 11914 | 2019 | 3087 | 11979 | 1557 | 1489 | 34312 | 1.25 | 1.34 | 14534.475
4269 | 21 | 178 | 2017-06-27 | 0.83648 | 1 | 0.83648 | 0.86145 | 0.93593 | 0.65635 | 0.65564 | 0.61119 | 0.54482 | 0.60785 | 0.5816 | 0.59807 | 0.5719 | 0.51109 | 0.60796 | 2 | 1 | 93 | 14504 | 5550 | 7649 | 11627 | 1998 | 3015 | 11666 | 1547 | 1452 | 33921 | 1.33 | 1.43 | 14541.295
4270 | 22 | 178 | 2017-06-27 | 0.81761 | 1 | 0.81761 | 0.8494 | 0.9084 | 0.65562 | 0.65044 | 0.61678 | 0.54726 | 0.60663 | 0.5787 | 0.57977 | 0.5671 | 0.51144 | 0.59077 | 2 | 1 | 94 | 14488 | 5506 | 7719 | 11679 | 1994 | 3000 | 11309 | 1534 | 1453 | 32962 | 1.3 | 1.41 | 14113.52
4271 | 23 | 178 | 2017-06-27 | 0.75472 | 1 | 0.75472 | 0.72892 | 0.88374 | 0.62001 | 0.60732 | 0.58514 | 0.53756 | 0.56891 | 0.54437 | 0.5304 | 0.53346 | 0.48046 | 0.54397 | 2 | 1 | 95 | 13701 | 5141 | 7323 | 11472 | 1870 | 2822 | 10346 | 1443 | 1365 | 30351 | 1.2 | 1.21 | 13730.465
4272 | 24 | 178 | 2017-06-27 | 0.68553 | 1 | 0.68553 | 0.6506 | 0.84359 | 0.57191 | 0.56031 | 0.54391 | 0.50209 | 0.52054 | 0.49981 | 0.47739 | 0.49316 | 0.42555 | 0.49508 | 2 | 1 | 96 | 12638 | 4743 | 6807 | 10715 | 1711 | 2591 | 9312 | 1334 | 1209 | 27623 | 1.09 | 1.08 | 13106.685
4273 | 1 | 179 | 2017-06-28 | 0.61635 | 1 | 0.61635 | 0.62651 | 0.80131 | 0.53435 | 0.52215 | 0.50803 | 0.4579 | 0.49072 | 0.46528 | 0.44412 | 0.4647 | 0.38191 | 0.45343 | 3 | 1 | 97 | 11808 | 4420 | 6358 | 9772 | 1613 | 2412 | 8663 | 1257 | 1085 | 25299 | 0.98 | 1.04 | 12449.825
4274 | 2 | 179 | 2017-06-28 | 0.60377 | 1 | 0.60377 | 0.60241 | 0.77242 | 0.51 | 0.50171 | 0.48638 | 0.42782 | 0.46304 | 0.44676 | 0.41823 | 0.44695 | 0.35727 | 0.42852 | 3 | 1 | 98 | 11270 | 4247 | 6087 | 9130 | 1522 | 2316 | 8158 | 1209 | 1015 | 23909 | 0.96 | 1 | 12000.945
4275 | 3 | 179 | 2017-06-28 | 0.59748 | 1 | 0.59748 | 0.59036 | 0.74901 | 0.49529 | 0.49037 | 0.47375 | 0.40842 | 0.44326 | 0.43383 | 0.40285 | 0.4366 | 0.34319 | 0.41342 | 3 | 1 | 99 | 10945 | 4151 | 5929 | 8716 | 1457 | 2249 | 7858 | 1181 | 975 | 23067 | 0.95 | 0.98 | 11637.225
4276 | 4 | 179 | 2017-06-28 | 0.61635 | 1 | 0.61635 | 0.59036 | 0.73082 | 0.48946 | 0.48801 | 0.4672 | 0.39619 | 0.43505 | 0.42863 | 0.39552 | 0.43253 | 0.3365 | 0.40706 | 3 | 1 | 100 | 10816 | 4131 | 5847 | 8455 | 1430 | 2222 | 7715 | 1170 | 956 | 22712 | 0.98 | 0.98 | 11354.585
4277 | 5 | 179 | 2017-06-28 | 0.64151 | 1 | 0.64151 | 0.60843 | 0.71832 | 0.49461 | 0.49592 | 0.47287 | 0.39122 | 0.44052 | 0.43248 | 0.4007 | 0.43845 | 0.33509 | 0.41188 | 3 | 1 | 101 | 10930 | 4198 | 5918 | 8349 | 1448 | 2242 | 7816 | 1186 | 952 | 22981 | 1.02 | 1.01 | 11160.345
4278 | 6 | 179 | 2017-06-28 | 0.71698 | 1 | 0.71698 | 0.6506 | 0.72546 | 0.5191 | 0.52191 | 0.49828 | 0.39862 | 0.46851 | 0.4537 | 0.42474 | 0.45804 | 0.35234 | 0.4333 | 3 | 1 | 102 | 11471 | 4418 | 6236 | 8507 | 1540 | 2352 | 8285 | 1239 | 1001 | 24176 | 1.14 | 1.08 | 11271.335
4279 | 7 | 179 | 2017-06-28 | 0.77358 | 1 | 0.77358 | 0.68675 | 0.7356 | 0.54991 | 0.55712 | 0.52745 | 0.41713 | 0.50867 | 0.48129 | 0.46088 | 0.48762 | 0.38367 | 0.47167 | 3 | 1 | 103 | 12152 | 4716 | 6601 | 8902 | 1672 | 2495 | 8990 | 1319 | 1090 | 26317 | 1.23 | 1.14 | 11428.795
4280 | 8 | 179 | 2017-06-28 | 0.77987 | 1 | 0.77987 | 0.71687 | 0.74366 | 0.58535 | 0.59031 | 0.56988 | 0.4557 | 0.54974 | 0.51022 | 0.49651 | 0.52458 | 0.40197 | 0.51184 | 3 | 1 | 104 | 12935 | 4997 | 7132 | 9725 | 1807 | 2645 | 9685 | 1419 | 1142 | 28558 | 1.24 | 1.19 | 11554.04
4281 | 9 | 179 | 2017-06-28 | 0.73585 | 1 | 0.73585 | 0.77108 | 0.84656 | 0.61137 | 0.60851 | 0.60224 | 0.49838 | 0.58351 | 0.53221 | 0.5224 | 0.55305 | 0.41042 | 0.53759 | 3 | 1 | 105 | 13510 | 5151 | 7537 | 10636 | 1918 | 2759 | 10190 | 1496 | 1166 | 29995 | 1.17 | 1.28 | 13152.805
4282 | 10 | 179 | 2017-06-28 | 0.67925 | 1 | 0.67925 | 0.74096 | 0.91285 | 0.63227 | 0.62493 | 0.62541 | 0.52851 | 0.61089 | 0.55556 | 0.54537 | 0.57819 | 0.42661 | 0.55948 | 3 | 1 | 106 | 13972 | 5290 | 7827 | 11279 | 2008 | 2880 | 10638 | 1564 | 1212 | 31216 | 1.08 | 1.23 | 14182.66
4283 | 11 | 179 | 2017-06-28 | 0.66667 | 1 | 0.66667 | 0.75301 | 0.9624 | 0.65282 | 0.64194 | 0.65018 | 0.55115 | 0.63432 | 0.57812 | 0.56982 | 0.59926 | 0.44667 | 0.58244 | 3 | 1 | 107 | 14426 | 5434 | 8137 | 11762 | 2085 | 2997 | 11115 | 1621 | 1269 | 32497 | 1.06 | 1.25 | 14952.575
4284 | 12 | 179 | 2017-06-28 | 0.6478 | 1 | 0.6478 | 0.73494 | 0.97754 | 0.66956 | 0.65682 | 0.66328 | 0.57162 | 0.64953 | 0.59471 | 0.59392 | 0.61664 | 0.47307 | 0.60038 | 3 | 1 | 108 | 14796 | 5560 | 8301 | 12199 | 2135 | 3083 | 11585 | 1668 | 1344 | 33498 | 1.03 | 1.22 | 15187.805
4285 | 13 | 179 | 2017-06-28 | 0.66667 | 1 | 0.66667 | 0.71084 | 0.95214 | 0.68536 | 0.66781 | 0.67175 | 0.58535 | 0.66717 | 0.60687 | 0.61509 | 0.62736 | 0.49982 | 0.61471 | 3 | 1 | 109 | 15145 | 5653 | 8407 | 12492 | 2193 | 3146 | 11998 | 1697 | 1420 | 34298 | 1.06 | 1.18 | 14793.225
4286 | 14 | 179 | 2017-06-28 | 0.6478 | 1 | 0.6478 | 0.70482 | 0.97576 | 0.70192 | 0.68045 | 0.68662 | 0.59664 | 0.68117 | 0.61921 | 0.63965 | 0.6414 | 0.52482 | 0.6304 | 3 | 1 | 110 | 15511 | 5760 | 8593 | 12733 | 2239 | 3210 | 12477 | 1735 | 1491 | 35173 | 1.03 | 1.17 | 15160.185
4287 | 15 | 179 | 2017-06-28 | 0.62893 | 1 | 0.62893 | 0.69277 | 1 | 0.71278 | 0.69096 | 0.68901 | 0.61 | 0.6906 | 0.63137 | 0.66251 | 0.64769 | 0.5484 | 0.64312 | 3 | 1 | 111 | 15751 | 5849 | 8623 | 13018 | 2270 | 3273 | 12923 | 1752 | 1558 | 35883 | 1 | 1.15 | 15536.75
4288 | 16 | 179 | 2017-06-28 | 0.67296 | 1 | 0.67296 | 0.69277 | 0.99944 | 0.71939 | 0.70171 | 0.69213 | 0.61862 | 0.69516 | 0.63985 | 0.68276 | 0.64843 | 0.57445 | 0.6568 | 3 | 1 | 112 | 15897 | 5940 | 8662 | 13202 | 2285 | 3317 | 13318 | 1754 | 1632 | 36646 | 1.07 | 1.15 | 15528.105
4289 | 17 | 179 | 2017-06-28 | 0.72327 | 1 | 0.72327 | 0.75301 | 0.98608 | 0.72631 | 0.70868 | 0.69317 | 0.62424 | 0.70368 | 0.65123 | 0.69748 | 0.64991 | 0.59732 | 0.66689 | 3 | 1 | 113 | 16050 | 5999 | 8675 | 13322 | 2313 | 3376 | 13605 | 1758 | 1697 | 37209 | 1.15 | 1.25 | 15320.515
4290 | 18 | 179 | 2017-06-28 | 0.7673 | 1 | 0.7673 | 0.80723 | 0.92154 | 0.72875 | 0.71258 | 0.68789 | 0.62921 | 0.70855 | 0.65702 | 0.70096 | 0.64658 | 0.61492 | 0.66925 | 3 | 1 | 114 | 16104 | 6032 | 8609 | 13428 | 2329 | 3406 | 13673 | 1749 | 1747 | 37341 | 1.22 | 1.34 | 14317.695
4291 | 19 | 179 | 2017-06-28 | 0.77358 | 1 | 0.77358 | 0.83133 | 0.8823 | 0.72224 | 0.70703 | 0.67966 | 0.62851 | 0.70551 | 0.65143 | 0.68487 | 0.63142 | 0.61246 | 0.6571 | 3 | 1 | 115 | 15960 | 5985 | 8506 | 13413 | 2319 | 3377 | 13359 | 1708 | 1740 | 36663 | 1.23 | 1.38 | 13708.055
4292 | 20 | 179 | 2017-06-28 | 0.80503 | 1 | 0.80503 | 0.8494 | 0.93549 | 0.7107 | 0.6951 | 0.66744 | 0.61801 | 0.69182 | 0.63465 | 0.65969 | 0.61627 | 0.59873 | 0.63796 | 3 | 1 | 116 | 15705 | 5884 | 8353 | 13189 | 2274 | 3290 | 12868 | 1667 | 1701 | 35595 | 1.28 | 1.41 | 14534.475
4293 | 21 | 179 | 2017-06-28 | 0.89937 | 1 | 0.89937 | 0.93373 | 0.93593 | 0.69613 | 0.686 | 0.65641 | 0.60339 | 0.67417 | 0.61439 | 0.64185 | 0.60481 | 0.57973 | 0.62601 | 3 | 1 | 117 | 15383 | 5807 | 8215 | 12877 | 2216 | 3185 | 12520 | 1636 | 1647 | 34928 | 1.43 | 1.55 | 14541.295
4294 | 22 | 179 | 2017-06-28 | 0.88679 | 1 | 0.88679 | 0.90964 | 0.9084 | 0.69359 | 0.68139 | 0.65977 | 0.60527 | 0.67387 | 0.60802 | 0.62058 | 0.60111 | 0.57163 | 0.6126 | 3 | 1 | 118 | 15327 | 5768 | 8257 | 12917 | 2215 | 3152 | 12105 | 1626 | 1624 | 34180 | 1.41 | 1.51 | 14113.52
4295 | 23 | 179 | 2017-06-28 | 0.79874 | 1 | 0.79874 | 0.85542 | 0.88374 | 0.65409 | 0.63379 | 0.62525 | 0.59674 | 0.63493 | 0.57195 | 0.56624 | 0.56377 | 0.52904 | 0.56319 | 3 | 1 | 119 | 14454 | 5365 | 7825 | 12735 | 2087 | 2965 | 11045 | 1525 | 1503 | 31423 | 1.27 | 1.42 | 13730.465
4296 | 24 | 179 | 2017-06-28 | 0.7044 | 1 | 0.7044 | 0.77108 | 0.84359 | 0.5991 | 0.58323 | 0.57667 | 0.55588 | 0.57925 | 0.52218 | 0.50825 | 0.52126 | 0.46533 | 0.51241 | 3 | 1 | 120 | 13239 | 4937 | 7217 | 11863 | 1904 | 2707 | 9914 | 1410 | 1322 | 28590 | 1.12 | 1.28 | 13106.685
4297 | 1 | 180 | 2017-06-29 | 0.76101 | 1 | 0.76101 | 0.71687 | 0.80131 | 0.56399 | 0.54235 | 0.55246 | 0.53161 | 0.54487 | 0.49344 | 0.47165 | 0.48577 | 0.41605 | 0.47316 | 4 | 1 | 121 | 12463 | 4591 | 6914 | 11345 | 1791 | 2558 | 9200 | 1314 | 1182 | 26400 | 1.21 | 1.19 | 12449.825
4298 | 2 | 180 | 2017-06-29 | 0.71698 | 1 | 0.71698 | 0.66867 | 0.77242 | 0.53512 | 0.52002 | 0.52353 | 0.49398 | 0.51202 | 0.47029 | 0.44294 | 0.46506 | 0.39036 | 0.44667 | 4 | 1 | 122 | 11825 | 4402 | 6552 | 10542 | 1683 | 2438 | 8640 | 1258 | 1109 | 24922 | 1.14 | 1.11 | 12000.945
4299 | 3 | 180 | 2017-06-29 | 0.7044 | 1 | 0.7044 | 0.64458 | 0.74901 | 0.51756 | 0.50715 | 0.50859 | 0.469 | 0.48707 | 0.45428 | 0.42479 | 0.45213 | 0.37346 | 0.43024 | 4 | 1 | 123 | 11437 | 4293 | 6365 | 10009 | 1601 | 2355 | 8286 | 1223 | 1061 | 24005 | 1.12 | 1.07 | 11637.225
4300 | 4 | 180 | 2017-06-29 | 0.69811 | 1 | 0.69811 | 0.63253 | 0.73082 | 0.5076 | 0.50171 | 0.50012 | 0.45335 | 0.4749 | 0.44792 | 0.41562 | 0.44584 | 0.36642 | 0.42343 | 4 | 1 | 124 | 11217 | 4247 | 6259 | 9675 | 1561 | 2322 | 8107 | 1206 | 1041 | 23625 | 1.11 | 1.05 | 11354.585
4301 | 5 | 180 | 2017-06-29 | 0.69182 | 1 | 0.69182 | 0.63253 | 0.71832 | 0.51263 | 0.50809 | 0.50571 | 0.44525 | 0.47825 | 0.44985 | 0.41982 | 0.45065 | 0.36607 | 0.42798 | 4 | 1 | 125 | 11328 | 4301 | 6329 | 9502 | 1572 | 2332 | 8189 | 1219 | 1040 | 23879 | 1.1 | 1.05 | 11160.345
4302 | 6 | 180 | 2017-06-29 | 0.7044 | 1 | 0.7044 | 0.68072 | 0.72546 | 0.53475 | 0.53526 | 0.52889 | 0.45213 | 0.50593 | 0.47106 | 0.44402 | 0.47098 | 0.38296 | 0.45178 | 4 | 1 | 126 | 11817 | 4531 | 6619 | 9649 | 1663 | 2442 | 8661 | 1274 | 1088 | 25207 | 1.12 | 1.13 | 11271.335
4303 | 7 | 180 | 2017-06-29 | 0.75472 | 1 | 0.75472 | 0.74096 | 0.7356 | 0.56811 | 0.57035 | 0.5634 | 0.47594 | 0.54883 | 0.50251 | 0.48195 | 0.49871 | 0.41288 | 0.49451 | 4 | 1 | 127 | 12554 | 4828 | 7051 | 10157 | 1804 | 2605 | 9401 | 1349 | 1173 | 27591 | 1.2 | 1.23 | 11428.795
4304 | 8 | 180 | 2017-06-29 | 0.81761 | 1 | 0.81761 | 0.77711 | 0.74366 | 0.60548 | 0.60839 | 0.60575 | 0.52214 | 0.59446 | 0.53511 | 0.51938 | 0.53678 | 0.43435 | 0.54148 | 4 | 1 | 128 | 13380 | 5150 | 7581 | 11143 | 1954 | 2774 | 10131 | 1452 | 1234 | 30212 | 1.3 | 1.29 | 11554.04
4305 | 9 | 180 | 2017-06-29 | 0.84277 | 1 | 0.84277 | 0.83133 | 0.84656 | 0.64037 | 0.6365 | 0.64642 | 0.57064 | 0.63797 | 0.56559 | 0.55409 | 0.57634 | 0.44949 | 0.57681 | 4 | 1 | 129 | 14151 | 5388 | 8090 | 12178 | 2097 | 2932 | 10808 | 1559 | 1277 | 32183 | 1.34 | 1.38 | 13152.805
4306 | 10 | 180 | 2017-06-29 | 0.8805 | 1 | 0.8805 | 0.85542 | 0.91285 | 0.67463 | 0.66604 | 0.68526 | 0.60686 | 0.67721 | 0.59973 | 0.593 | 0.61811 | 0.47554 | 0.61086 | 4 | 1 | 130 | 14908 | 5638 | 8576 | 12951 | 2226 | 3109 | 11567 | 1672 | 1351 | 34083 | 1.4 | 1.42 | 14182.66
4307 | 11 | 180 | 2017-06-29 | 0.84906 | 1 | 0.84906 | 0.83133 | 0.9624 | 0.70934 | 0.701 | 0.72561 | 0.63722 | 0.71798 | 0.6358 | 0.63606 | 0.65989 | 0.50827 | 0.64572 | 4 | 1 | 131 | 15675 | 5934 | 9081 | 13599 | 2360 | 3296 | 12407 | 1785 | 1444 | 36028 | 1.35 | 1.38 | 14952.575
4308 | 12 | 180 | 2017-06-29 | 0.8239 | 1 | 0.8239 | 0.78916 | 0.97754 | 0.74156 | 0.72995 | 0.75669 | 0.6697 | 0.7484 | 0.66782 | 0.67882 | 0.69575 | 0.54277 | 0.67793 | 4 | 1 | 132 | 16387 | 6179 | 9470 | 14292 | 2460 | 3462 | 13241 | 1882 | 1542 | 37825 | 1.31 | 1.31 | 15187.805
4309 | 13 | 180 | 2017-06-29 | 0.80503 | 1 | 0.80503 | 0.78916 | 0.95214 | 0.76966 | 0.75369 | 0.78234 | 0.69552 | 0.77974 | 0.69464 | 0.7165 | 0.72384 | 0.57656 | 0.70589 | 4 | 1 | 133 | 17008 | 6380 | 9791 | 14843 | 2563 | 3601 | 13976 | 1958 | 1638 | 39385 | 1.28 | 1.31 | 14793.225
4310 | 14 | 180 | 2017-06-29 | 0.81132 | 1 | 0.81132 | 0.74699 | 0.97576 | 0.79817 | 0.77992 | 0.81111 | 0.71773 | 0.80986 | 0.71914 | 0.75218 | 0.75268 | 0.60718 | 0.73505 | 4 | 1 | 134 | 17638 | 6602 | 10151 | 15317 | 2662 | 3728 | 14672 | 2036 | 1725 | 41012 | 1.29 | 1.24 | 15160.185
4311 | 15 | 180 | 2017-06-29 | 0.76101 | 1 | 0.76101 | 0.74096 | 1 | 0.81704 | 0.79799 | 0.82765 | 0.73952 | 0.82811 | 0.73823 | 0.77976 | 0.76969 | 0.62865 | 0.75946 | 4 | 1 | 135 | 18055 | 6755 | 10358 | 15782 | 2722 | 3827 | 15210 | 2082 | 1786 | 42374 | 1.21 | 1.23 | 15536.75
4312 | 16 | 180 | 2017-06-29 | 0.77358 | 1 | 0.77358 | 0.72892 | 0.99944 | 0.83057 | 0.81996 | 0.84067 | 0.75512 | 0.83572 | 0.75502 | 0.80129 | 0.78558 | 0.65048 | 0.7853 | 4 | 1 | 136 | 18354 | 6941 | 10521 | 16115 | 2747 | 3914 | 15630 | 2125 | 1848 | 43816 | 1.23 | 1.21 | 15528.105
4313 | 17 | 180 | 2017-06-29 | 0.77987 | 1 | 0.77987 | 0.72289 | 0.98608 | 0.83867 | 0.83071 | 0.85082 | 0.76519 | 0.8491 | 0.76775 | 0.8156 | 0.79409 | 0.66737 | 0.80409 | 4 | 1 | 137 | 18533 | 7032 | 10648 | 16330 | 2791 | 3980 | 15909 | 2148 | 1896 | 44864 | 1.24 | 1.2 | 15320.515
4314 | 18 | 180 | 2017-06-29 | 0.83648 | 1 | 0.83648 | 0.77108 | 0.92154 | 0.83854 | 0.83438 | 0.84818 | 0.7674 | 0.85488 | 0.7745 | 0.81457 | 0.79261 | 0.67758 | 0.81203 | 4 | 1 | 138 | 18530 | 7063 | 10615 | 16377 | 2810 | 4015 | 15889 | 2144 | 1925 | 45307 | 1.33 | 1.28 | 14317.695
4315 | 19 | 180 | 2017-06-29 | 0.83648 | 1 | 0.83648 | 0.80723 | 0.8823 | 0.82908 | 0.8228 | 0.83148 | 0.75793 | 0.85062 | 0.76524 | 0.79857 | 0.77893 | 0.67159 | 0.80027 | 4 | 1 | 139 | 18321 | 6965 | 10406 | 16175 | 2796 | 3967 | 15577 | 2107 | 1908 | 44651 | 1.33 | 1.34 | 13708.055
4316 | 20 | 180 | 2017-06-29 | 0.90566 | 1 | 0.90566 | 0.8494 | 0.93549 | 0.80849 | 0.79988 | 0.81071 | 0.73375 | 0.82994 | 0.73978 | 0.77069 | 0.7549 | 0.65118 | 0.77668 | 4 | 1 | 140 | 17866 | 6771 | 10146 | 15659 | 2728 | 3835 | 15033 | 2042 | 1850 | 43335 | 1.44 | 1.41 | 14534.475
4317 | 21 | 180 | 2017-06-29 | 0.98742 | 1 | 0.98742 | 0.88554 | 0.93593 | 0.78324 | 0.78015 | 0.7857 | 0.70784 | 0.79951 | 0.71624 | 0.74967 | 0.7305 | 0.63217 | 0.75792 | 4 | 1 | 141 | 17308 | 6604 | 9833 | 15106 | 2628 | 3713 | 14623 | 1976 | 1796 | 42288 | 1.57 | 1.47 | 14541.295
4318 | 22 | 180 | 2017-06-29 | 1 | 1 | 1 | 0.84337 | 0.9084 | 0.77564 | 0.76799 | 0.77755 | 0.69434 | 0.78674 | 0.70737 | 0.71886 | 0.71497 | 0.62478 | 0.7387 | 4 | 1 | 142 | 17140 | 6501 | 9731 | 14818 | 2586 | 3667 | 14022 | 1934 | 1775 | 41216 | 1.59 | 1.4 | 14113.52
4319 | 23 | 180 | 2017-06-29 | 0.91824 | 1 | 0.91824 | 0.74699 | 0.88374 | 0.72722 | 0.70916 | 0.734 | 0.67082 | 0.7408 | 0.66474 | 0.65785 | 0.66765 | 0.57973 | 0.68035 | 4 | 1 | 143 | 16070 | 6003 | 9186 | 14316 | 2435 | 3446 | 12832 | 1806 | 1647 | 37960 | 1.46 | 1.24 | 13730.465
4320 | 24 | 180 | 2017-06-29 | 0.79245 | 1 | 0.79245 | 0.63855 | 0.84359 | 0.66287 | 0.643 | 0.67431 | 0.61853 | 0.67478 | 0.60783 | 0.59213 | 0.61294 | 0.51003 | 0.61902 | 4 | 1 | 144 | 14648 | 5443 | 8439 | 13200 | 2218 | 3151 | 11550 | 1658 | 1449 | 34538 | 1.26 | 1.06 | 13106.685
4321 | 1 | 181 | 2017-06-30 | 0.64151 | 1 | 0.64151 | 0.59639 | 0.80131 | 0.62535 | 0.61323 | 0.63004 | 0.55311 | 0.61515 | 0.55729 | 0.52451 | 0.57708 | 0.46498 | 0.55797 | 5 | 1 | 1 | 13819 | 5191 | 7885 | 11804 | 2022 | 2889 | 10231 | 1561 | 1321 | 31132 | 1.02 | 0.99 | 12449.825
4322 | 2 | 181 | 2017-06-30 | 0.60377 | 1 | 0.60377 | 0.57831 | 0.77242 | 0.59087 | 0.58039 | 0.59409 | 0.51361 | 0.57408 | 0.52739 | 0.48959 | 0.54566 | 0.43506 | 0.52578 | 5 | 1 | 2 | 13057 | 4913 | 7435 | 10961 | 1887 | 2734 | 9550 | 1476 | 1236 | 29336 | 0.96 | 0.96 | 12000.945
4323 | 3 | 181 | 2017-06-30 | 0.60377 | 1 | 0.60377 | 0.56024 | 0.74901 | 0.5691 | 0.55936 | 0.57315 | 0.48503 | 0.54396 | 0.50617 | 0.46693 | 0.5268 | 0.41288 | 0.50402 | 5 | 1 | 3 | 12576 | 4735 | 7173 | 10351 | 1788 | 2624 | 9108 | 1425 | 1173 | 28122 | 0.96 | 0.93 | 11637.225
4324 | 4 | 181 | 2017-06-30 | 0.59119 | 1 | 0.59119 | 0.54819 | 0.73082 | 0.55521 | 0.54897 | 0.56013 | 0.46572 | 0.52753 | 0.49556 | 0.45504 | 0.51756 | 0.40303 | 0.49302 | 5 | 1 | 4 | 12269 | 4647 | 7010 | 9939 | 1734 | 2569 | 8876 | 1400 | 1145 | 27508 | 0.94 | 0.91 | 11354.585
4325 | 5 | 181 | 2017-06-30 | 0.62893 | 1 | 0.62893 | 0.54819 | 0.71832 | 0.55792 | 0.55097 | 0.56292 | 0.45551 | 0.52692 | 0.49441 | 0.45683 | 0.51719 | 0.39986 | 0.49547 | 5 | 1 | 5 | 12329 | 4664 | 7045 | 9721 | 1732 | 2563 | 8911 | 1399 | 1136 | 27645 | 1 | 0.91 | 11160.345
4326 | 6 | 181 | 2017-06-30 | 0.69182 | 1 | 0.69182 | 0.56627 | 0.72546 | 0.57888 | 0.57177 | 0.5845 | 0.45996 | 0.55187 | 0.5137 | 0.47652 | 0.53678 | 0.41147 | 0.51607 | 5 | 1 | 6 | 12792 | 4840 | 7315 | 9816 | 1814 | 2663 | 9295 | 1452 | 1169 | 28794 | 1.1 | 0.94 | 11271.335
4327 | 7 | 181 | 2017-06-30 | 0.76101 | 1 | 0.76101 | 0.62651 | 0.7356 | 0.61535 | 0.60886 | 0.62477 | 0.48016 | 0.59659 | 0.53858 | 0.51107 | 0.56488 | 0.43541 | 0.55862 | 5 | 1 | 7 | 13598 | 5154 | 7819 | 10247 | 1961 | 2792 | 9969 | 1528 | 1237 | 31168 | 1.21 | 1.04 | 11428.795
4328 | 8 | 181 | 2017-06-30 | 0.77358 | 1 | 0.77358 | 0.6988 | 0.74366 | 0.65748 | 0.64914 | 0.67263 | 0.51989 | 0.64131 | 0.57137 | 0.55429 | 0.60628 | 0.45688 | 0.61057 | 5 | 1 | 8 | 14529 | 5495 | 8418 | 11095 | 2108 | 2962 | 10812 | 1640 | 1298 | 34067 | 1.23 | 1.16 | 11554.04
4329 | 9 | 181 | 2017-06-30 | 0.72327 | 1 | 0.72327 | 0.73494 | 0.84656 | 0.69409 | 0.68706 | 0.71538 | 0.5653 | 0.68451 | 0.60513 | 0.59679 | 0.65028 | 0.47941 | 0.65809 | 5 | 1 | 9 | 15338 | 5816 | 8953 | 12064 | 2250 | 3137 | 11641 | 1759 | 1362 | 36718 | 1.15 | 1.22 | 13152.805
4330 | 10 | 181 | 2017-06-30 | 0.7044 | 1 | 0.7044 | 0.74096 | 0.91285 | 0.72948 | 0.73255 | 0.75645 | 0.60306 | 0.72346 | 0.64333 | 0.64139 | 0.69131 | 0.51214 | 0.70289 | 5 | 1 | 10 | 16120 | 6201 | 9467 | 12870 | 2378 | 3335 | 12511 | 1870 | 1455 | 39218 | 1.12 | 1.23 | 14182.66
4331 | 11 | 181 | 2017-06-30 | 0.72956 | 1 | 0.72956 | 0.73494 | 0.9624 | 0.76799 | 0.77921 | 0.79944 | 0.63446 | 0.76301 | 0.68036 | 0.68743 | 0.73198 | 0.54945 | 0.74881 | 5 | 1 | 11 | 16971 | 6596 | 10005 | 13540 | 2508 | 3527 | 13409 | 1980 | 1561 | 41780 | 1.16 | 1.22 | 14952.575
4332 | 12 | 181 | 2017-06-30 | 0.67925 | 1 | 0.67925 | 0.74096 | 0.97754 | 0.79835 | 0.81949 | 0.82956 | 0.66459 | 0.79221 | 0.70679 | 0.72993 | 0.76747 | 0.58465 | 0.78957 | 5 | 1 | 12 | 17642 | 6937 | 10382 | 14183 | 2604 | 3664 | 14238 | 2076 | 1661 | 44054 | 1.08 | 1.23 | 15187.805
4333 | 13 | 181 | 2017-06-30 | 0.6478 | 1 | 0.6478 | 0.75904 | 0.95214 | 0.82736 | 0.85257 | 0.85378 | 0.68867 | 0.81868 | 0.72994 | 0.76448 | 0.79224 | 0.61528 | 0.8212 | 5 | 1 | 13 | 18283 | 7217 | 10685 | 14697 | 2691 | 3784 | 14912 | 2143 | 1748 | 45819 | 1.03 | 1.26 | 14793.225
4334 | 14 | 181 | 2017-06-30 | 0.6478 | 1 | 0.6478 | 0.77711 | 0.97576 | 0.85076 | 0.8775 | 0.87511 | 0.70723 | 0.83602 | 0.75058 | 0.79509 | 0.81516 | 0.6378 | 0.84966 | 5 | 1 | 14 | 18800 | 7428 | 10952 | 15093 | 2748 | 3891 | 15509 | 2205 | 1812 | 47407 | 1.03 | 1.29 | 15160.185
4335 | 15 | 181 | 2017-06-30 | 0.66038 | 1 | 0.66038 | 0.79518 | 1 | 0.86352 | 0.89368 | 0.88406 | 0.72405 | 0.84332 | 0.76235 | 0.81877 | 0.82625 | 0.65716 | 0.87081 | 5 | 1 | 15 | 19082 | 7565 | 11064 | 15452 | 2772 | 3952 | 15971 | 2235 | 1867 | 48587 | 1.05 | 1.32 | 15536.75
4336 | 16 | 181 | 2017-06-30 | 0.66038 | 1 | 0.66038 | 0.84337 | 0.99944 | 0.86614 | 0.9023 | 0.88222 | 0.73178 | 0.84423 | 0.77508 | 0.83477 | 0.8281 | 0.67159 | 0.88757 | 5 | 1 | 16 | 19140 | 7638 | 11041 | 15617 | 2775 | 4018 | 16283 | 2240 | 1908 | 49522 | 1.05 | 1.4 | 15528.105
4337 | 17 | 181 | 2017-06-30 | 0.67925 | 1 | 0.67925 | 0.87349 | 0.98608 | 0.86913 | 0.90384 | 0.87974 | 0.72794 | 0.84667 | 0.7853 | 0.84005 | 0.83105 | 0.6818 | 0.89472 | 5 | 1 | 17 | 19206 | 7651 | 11010 | 15535 | 2783 | 4071 | 16386 | 2248 | 1937 | 49921 | 1.08 | 1.45 | 15320.515
4338 | 18 | 181 | 2017-06-30 | 0.73585 | 1 | 0.73585 | 0.95783 | 0.92154 | 0.8613 | 0.89356 | 0.86344 | 0.71637 | 0.83998 | 0.78453 | 0.83508 | 0.81959 | 0.68603 | 0.88852 | 5 | 1 | 18 | 19033 | 7564 | 10806 | 15288 | 2761 | 4067 | 16289 | 2217 | 1949 | 49575 | 1.17 | 1.59 | 14317.695
4339 | 19 | 181 | 2017-06-30 | 0.7673 | 1 | 0.7673 | 0.98193 | 0.8823 | 0.83935 | 0.87218 | 0.84051 | 0.69589 | 0.82294 | 0.76852 | 0.81144 | 0.79778 | 0.67758 | 0.8668 | 5 | 1 | 19 | 18548 | 7383 | 10519 | 14851 | 2705 | 3984 | 15828 | 2158 | 1925 | 48363 | 1.22 | 1.63 | 13708.055
4340 | 20 | 181 | 2017-06-30 | 0.86164 | 1 | 0.86164 | 1 | 0.93549 | 0.81034 | 0.84111 | 0.80991 | 0.6667 | 0.79252 | 0.73746 | 0.77545 | 0.76673 | 0.65188 | 0.83371 | 5 | 1 | 20 | 17907 | 7120 | 10136 | 14228 | 2605 | 3823 | 15126 | 2074 | 1852 | 46517 | 1.37 | 1.66 | 14534.475
4341 | 21 | 181 | 2017-06-30 | 0.88679 | 1 | 0.88679 | 0.99398 | 0.93593 | 0.78595 | 0.8124 | 0.78482 | 0.63957 | 0.76422 | 0.71412 | 0.74413 | 0.74085 | 0.62302 | 0.80272 | 5 | 1 | 21 | 17368 | 6877 | 9822 | 13649 | 2512 | 3702 | 14515 | 2004 | 1770 | 44788 | 1.41 | 1.65 | 14541.295
4342 | 22 | 181 | 2017-06-30 | 0.84906 | 1 | 0.84906 | 0.90964 | 0.9084 | 0.76731 | 0.79398 | 0.77235 | 0.62537 | 0.75357 | 0.69888 | 0.71763 | 0.72569 | 0.60894 | 0.77799 | 5 | 1 | 22 | 16956 | 6721 | 9666 | 13346 | 2477 | 3623 | 13998 | 1963 | 1730 | 43408 | 1.35 | 1.51 | 14113.52
4343 | 23 | 181 | 2017-06-30 | 0.7673 | 1 | 0.7673 | 0.79518 | 0.88374 | 0.7274 | 0.73727 | 0.72817 | 0.60794 | 0.71342 | 0.66339 | 0.666 | 0.6854 | 0.58184 | 0.72238 | 5 | 1 | 23 | 16074 | 6241 | 9113 | 12974 | 2345 | 3439 | 12991 | 1854 | 1653 | 40305 | 1.22 | 1.32 | 13730.465
4344 | 24 | 181 | 2017-06-30 | 0.6478 | 1 | 0.6478 | 0.68675 | 0.84359 | 0.66626 | 0.67596 | 0.66552 | 0.56595 | 0.65075 | 0.6113 | 0.60786 | 0.63549 | 0.53221 | 0.66226 | 5 | 1 | 24 | 14723 | 5722 | 8329 | 12078 | 2139 | 3169 | 11857 | 1719 | 1512 | 36951 | 1.03 | 1.14 | 13106.685
4345 | 1 | 182 | 2017-07-01 | 0.58491 | 1 | 0.58491 | 0.64458 | 0.77448 | 0.62006 | 0.62599 | 0.60823 | 0.53442 | 0.5896 | 0.5625 | 0.55973 | 0.61072 | 0.48786 | 0.60228 | 6 | 2 | 25 | 13702 | 5299 | 7612 | 11405 | 1938 | 2916 | 10918 | 1652 | 1386 | 33604 | 0.93 | 1.07 | 12032.86
4346 | 2 | 182 | 2017-07-01 | 0.54717 | 1 | 0.54717 | 0.62048 | 0.74964 | 0.58381 | 0.59197 | 0.57187 | 0.49609 | 0.54639 | 0.53318 | 0.52609 | 0.57634 | 0.45583 | 0.56521 | 6 | 2 | 26 | 12901 | 5011 | 7157 | 10587 | 1796 | 2764 | 10262 | 1559 | 1295 | 31536 | 0.87 | 1.03 | 11646.96
4347 | 3 | 182 | 2017-07-01 | 0.54088 | 1 | 0.54088 | 0.60843 | 0.72838 | 0.55987 | 0.5707 | 0.5479 | 0.46882 | 0.52084 | 0.51408 | 0.50159 | 0.55416 | 0.42943 | 0.53854 | 6 | 2 | 27 | 12372 | 4831 | 6857 | 10005 | 1712 | 2665 | 9784 | 1499 | 1220 | 30048 | 0.86 | 1.01 | 11316.6
4348 | 4 | 182 | 2017-07-01 | 0.54717 | 1 | 0.54717 | 0.62048 | 0.71262 | 0.5439 | 0.55688 | 0.53208 | 0.44806 | 0.50411 | 0.50058 | 0.48672 | 0.53715 | 0.41711 | 0.52058 | 6 | 2 | 28 | 12019 | 4714 | 6659 | 9562 | 1657 | 2595 | 9494 | 1453 | 1185 | 29046 | 0.87 | 1.03 | 11071.73
4349 | 5 | 182 | 2017-07-01 | 0.57862 | 1 | 0.57862 | 0.63855 | 0.70005 | 0.53602 | 0.54991 | 0.52481 | 0.43611 | 0.49437 | 0.49421 | 0.4796 | 0.5305 | 0.4062 | 0.51239 | 6 | 2 | 29 | 11845 | 4655 | 6568 | 9307 | 1625 | 2562 | 9355 | 1435 | 1154 | 28589 | 0.92 | 1.06 | 10876.555
4350 | 6 | 182 | 2017-07-01 | 0.6478 | 1 | 0.6478 | 0.69277 | 0.69248 | 0.53761 | 0.55239 | 0.52705 | 0.43147 | 0.4962 | 0.49614 | 0.48052 | 0.53161 | 0.40479 | 0.51168 | 6 | 2 | 30 | 11880 | 4676 | 6596 | 9208 | 1631 | 2572 | 9373 | 1438 | 1150 | 28549 | 1.03 | 1.15 | 10758.83
4351 | 7 | 182 | 2017-07-01 | 0.71069 | 1 | 0.71069 | 0.75904 | 0.68725 | 0.53729 | 0.55594 | 0.53592 | 0.43241 | 0.49954 | 0.50039 | 0.48395 | 0.53383 | 0.39951 | 0.52017 | 6 | 2 | 31 | 11873 | 4706 | 6707 | 9228 | 1642 | 2594 | 9440 | 1444 | 1135 | 29023 | 1.13 | 1.26 | 10677.68
4352 | 8 | 182 | 2017-07-01 | 0.73585 | 1 | 0.73585 | 0.74699 | 0.67879 | 0.55915 | 0.58724 | 0.55589 | 0.44084 | 0.52267 | 0.52103 | 0.51707 | 0.55527 | 0.41887 | 0.5519 | 6 | 2 | 32 | 12356 | 4971 | 6957 | 9408 | 1718 | 2701 | 10086 | 1502 | 1190 | 30793 | 1.17 | 1.24 | 10546.135
4353 | 9 | 182 | 2017-07-01 | 0.71698 | 1 | 0.71698 | 0.71084 | 0.73509 | 0.60449 | 0.63509 | 0.59561 | 0.47041 | 0.56678 | 0.55536 | 0.57044 | 0.59815 | 0.46392 | 0.59975 | 6 | 2 | 33 | 13358 | 5376 | 7454 | 10039 | 1863 | 2879 | 11127 | 1618 | 1318 | 33463 | 1.14 | 1.18 | 11420.965
4354 | 10 | 182 | 2017-07-01 | 0.69811 | 1 | 0.69811 | 0.6988 | 0.80309 | 0.6482 | 0.68612 | 0.63979 | 0.51118 | 0.60937 | 0.59452 | 0.6235 | 0.6451 | 0.51074 | 0.64719 | 6 | 2 | 34 | 14324 | 5808 | 8007 | 10909 | 2003 | 3082 | 12162 | 1745 | 1451 | 36110 | 1.11 | 1.16 | 12477.48
4355 | 11 | 182 | 2017-07-01 | 0.7044 | 1 | 0.7044 | 0.72289 | 0.84627 | 0.69006 | 0.729 | 0.67791 | 0.5496 | 0.64405 | 0.63021 | 0.67425 | 0.68762 | 0.54417 | 0.6884 | 6 | 2 | 35 | 15249 | 6171 | 8484 | 11729 | 2117 | 3267 | 13152 | 1860 | 1546 | 38409 | 1.12 | 1.2 | 13148.295
4356 | 12 | 182 | 2017-07-01 | 0.67925 | 1 | 0.67925 | 0.72289 | 0.85829 | 0.7216 | 0.76196 | 0.70507 | 0.5809 | 0.67113 | 0.65586 | 0.71798 | 0.72089 | 0.57691 | 0.72195 | 6 | 2 | 36 | 15946 | 6450 | 8824 | 12397 | 2206 | 3400 | 14005 | 1950 | 1639 | 40281 | 1.08 | 1.2 | 13334.96
4357 | 13 | 182 | 2017-07-01 | 0.62264 | 1 | 0.62264 | 0.6988 | 0.83365 | 0.744 | 0.78535 | 0.72385 | 0.60302 | 0.68908 | 0.67303 | 0.75244 | 0.74492 | 0.59979 | 0.74663 | 6 | 2 | 37 | 16441 | 6648 | 9059 | 12869 | 2265 | 3489 | 14677 | 2015 | 1704 | 41658 | 0.99 | 1.16 | 12952.21
4358 | 14 | 182 | 2017-07-01 | 0.63522 | 1 | 0.63522 | 0.6988 | 0.83998 | 0.76102 | 0.79823 | 0.734 | 0.61867 | 0.70246 | 0.68171 | 0.77592 | 0.76155 | 0.61528 | 0.76525 | 6 | 2 | 38 | 16817 | 6757 | 9186 | 13203 | 2309 | 3534 | 15135 | 2060 | 1748 | 42697 | 1.01 | 1.16 | 13050.635
4359 | 15 | 182 | 2017-07-01 | 0.65409 | 1 | 0.65409 | 0.70482 | 0.8466 | 0.77269 | 0.80815 | 0.73751 | 0.62626 | 0.71007 | 0.68731 | 0.79545 | 0.76784 | 0.629 | 0.78045 | 6 | 2 | 39 | 17075 | 6841 | 9230 | 13365 | 2334 | 3563 | 15516 | 2077 | 1787 | 43545 | 1.04 | 1.17 | 13153.435
4360 | 16 | 182 | 2017-07-01 | 0.67925 | 1 | 0.67925 | 0.72289 | 0.84537 | 0.78116 | 0.81772 | 0.73863 | 0.63333 | 0.71372 | 0.69252 | 0.80975 | 0.77043 | 0.63851 | 0.79529 | 6 | 2 | 40 | 17262 | 6922 | 9244 | 13516 | 2346 | 3590 | 15795 | 2084 | 1814 | 44373 | 1.08 | 1.2 | 13134.275
4361 | 17 | 182 | 2017-07-01 | 0.73585 | 1 | 0.73585 | 0.78313 | 0.83299 | 0.78853 | 0.81677 | 0.74047 | 0.63427 | 0.72315 | 0.6956 | 0.81867 | 0.76858 | 0.64273 | 0.8029 | 6 | 2 | 41 | 17425 | 6914 | 9267 | 13536 | 2377 | 3606 | 15969 | 2079 | 1826 | 44798 | 1.17 | 1.3 | 12941.93
4362 | 18 | 182 | 2017-07-01 | 0.79874 | 1 | 0.79874 | 0.81325 | 0.79767 | 0.78482 | 0.81217 | 0.73176 | 0.6302 | 0.72467 | 0.69483 | 0.81739 | 0.76155 | 0.64238 | 0.80133 | 6 | 2 | 42 | 17343 | 6875 | 9158 | 13449 | 2382 | 3602 | 15944 | 2060 | 1825 | 44710 | 1.27 | 1.35 | 12393.195
4363 | 19 | 182 | 2017-07-01 | 0.83648 | 1 | 0.83648 | 0.8494 | 0.79425 | 0.76971 | 0.79752 | 0.71698 | 0.61806 | 0.71646 | 0.6848 | 0.80175 | 0.74196 | 0.63182 | 0.78668 | 6 | 2 | 43 | 17009 | 6751 | 8973 | 13190 | 2355 | 3550 | 15639 | 2007 | 1795 | 43893 | 1.33 | 1.41 | 12340.135
4364 | 20 | 182 | 2017-07-01 | 0.91824 | 1 | 0.91824 | 0.90361 | 0.85572 | 0.74559 | 0.77283 | 0.69541 | 0.59838 | 0.69425 | 0.66512 | 0.7711 | 0.72052 | 0.61035 | 0.76134 | 6 | 2 | 44 | 16476 | 6542 | 8703 | 12770 | 2282 | 3448 | 15041 | 1949 | 1734 | 42479 | 1.46 | 1.5 | 13295.155
4365 | 21 | 182 | 2017-07-01 | 0.91195 | 1 | 0.91195 | 0.93976 | 0.85805 | 0.72115 | 0.73798 | 0.67863 | 0.57514 | 0.66778 | 0.64622 | 0.74408 | 0.70314 | 0.58641 | 0.73768 | 6 | 2 | 45 | 15936 | 6247 | 8493 | 12274 | 2195 | 3350 | 14514 | 1902 | 1666 | 41159 | 1.45 | 1.56 | 13331.25
4366 | 22 | 182 | 2017-07-01 | 0.89308 | 1 | 0.89308 | 0.89759 | 0.84073 | 0.70717 | 0.72357 | 0.67223 | 0.56741 | 0.65196 | 0.63291 | 0.72091 | 0.68872 | 0.57445 | 0.71906 | 6 | 2 | 46 | 15627 | 6125 | 8413 | 12109 | 2143 | 3281 | 14062 | 1863 | 1632 | 40120 | 1.42 | 1.49 | 13062.215
4367 | 23 | 182 | 2017-07-01 | 0.7673 | 1 | 0.7673 | 0.8012 | 0.82665 | 0.67228 | 0.67868 | 0.63971 | 0.55532 | 0.62032 | 0.60417 | 0.67441 | 0.65434 | 0.55051 | 0.67567 | 6 | 2 | 47 | 14856 | 5745 | 8006 | 11851 | 2039 | 3132 | 13155 | 1770 | 1564 | 37699 | 1.22 | 1.33 | 12843.495
4368 | 24 | 182 | 2017-07-01 | 0.69182 | 1 | 0.69182 | 0.69277 | 0.80437 | 0.62295 | 0.628 | 0.59321 | 0.52458 | 0.57317 | 0.56308 | 0.62001 | 0.61035 | 0.50475 | 0.62525 | 6 | 2 | 48 | 13766 | 5316 | 7424 | 11195 | 1884 | 2919 | 12094 | 1651 | 1434 | 34886 | 1.1 | 1.15 | 12497.315
4369 | 1 | 183 | 2017-07-02 | 0.61635 | 1 | 0.61635 | 0.64458 | 0.77096 | 0.57897 | 0.58181 | 0.54622 | 0.50255 | 0.53757 | 0.5135 | 0.56388 | 0.57486 | 0.46287 | 0.57183 | 7 | 3 | 49 | 12794 | 4925 | 6836 | 10725 | 1767 | 2662 | 10999 | 1555 | 1315 | 31905 | 0.98 | 1.07 | 11978.235
4370 | 2 | 183 | 2017-07-02 | 0.61006 | 1 | 0.61006 | 0.62048 | 0.74542 | 0.54362 | 0.55038 | 0.51426 | 0.4676 | 0.50106 | 0.49344 | 0.52702 | 0.54122 | 0.42978 | 0.53736 | 7 | 3 | 50 | 12013 | 4659 | 6436 | 9979 | 1647 | 2558 | 10280 | 1464 | 1221 | 29982 | 0.97 | 1.03 | 11581.36
4371 | 3 | 183 | 2017-07-02 | 0.59748 | 1 | 0.59748 | 0.62048 | 0.72049 | 0.52127 | 0.5303 | 0.49397 | 0.44211 | 0.47551 | 0.47068 | 0.50246 | 0.51608 | 0.39775 | 0.51155 | 7 | 3 | 51 | 11519 | 4489 | 6182 | 9435 | 1563 | 2440 | 9801 | 1396 | 1130 | 28542 | 0.95 | 1.03 | 11194.145
4372 | 4 | 183 | 2017-07-02 | 0.58491 | 1 | 0.58491 | 0.62048 | 0.6999 | 0.50624 | 0.51672 | 0.48094 | 0.42388 | 0.45786 | 0.45679 | 0.48636 | 0.49908 | 0.38296 | 0.49452 | 7 | 3 | 52 | 11187 | 4374 | 6019 | 9046 | 1505 | 2368 | 9487 | 1350 | 1088 | 27592 | 0.93 | 1.03 | 10874.225
4373 | 5 | 183 | 2017-07-02 | 0.60377 | 1 | 0.60377 | 0.64458 | 0.68772 | 0.49719 | 0.50951 | 0.47431 | 0.41184 | 0.44813 | 0.44772 | 0.47867 | 0.49094 | 0.37768 | 0.48463 | 7 | 3 | 53 | 10987 | 4313 | 5936 | 8789 | 1473 | 2321 | 9337 | 1328 | 1073 | 27040 | 0.96 | 1.07 | 10684.93
4374 | 6 | 183 | 2017-07-02 | 0.67296 | 1 | 0.67296 | 0.6988 | 0.67866 | 0.49471 | 0.50419 | 0.47239 | 0.40546 | 0.4463 | 0.44676 | 0.47416 | 0.48799 | 0.3717 | 0.4794 | 7 | 3 | 54 | 10932 | 4268 | 5912 | 8653 | 1467 | 2316 | 9249 | 1320 | 1056 | 26748 | 1.07 | 1.16 | 10544.215
4375 | 7 | 183 | 2017-07-02 | 0.73585 | 1 | 0.73585 | 0.77108 | 0.66367 | 0.49081 | 0.50266 | 0.47151 | 0.39961 | 0.44661 | 0.44271 | 0.47216 | 0.48577 | 0.36431 | 0.47961 | 7 | 3 | 55 | 10846 | 4255 | 5901 | 8528 | 1468 | 2295 | 9210 | 1314 | 1035 | 26760 | 1.17 | 1.28 | 10311.225
4376 | 8 | 183 | 2017-07-02 | 0.74214 | 1 | 0.74214 | 0.78313 | 0.63637 | 0.51045 | 0.52959 | 0.48789 | 0.39947 | 0.4603 | 0.46084 | 0.50487 | 0.50573 | 0.38543 | 0.50587 | 7 | 3 | 56 | 11280 | 4483 | 6106 | 8525 | 1513 | 2389 | 9848 | 1368 | 1095 | 28225 | 1.18 | 1.3 | 9887.07
4377 | 9 | 183 | 2017-07-02 | 0.74843 | 1 | 0.74843 | 0.74699 | 0.65776 | 0.55629 | 0.57767 | 0.52665 | 0.42271 | 0.50685 | 0.50116 | 0.56393 | 0.54529 | 0.43787 | 0.55335 | 7 | 3 | 57 | 12293 | 4890 | 6591 | 9021 | 1666 | 2598 | 11000 | 1475 | 1244 | 30874 | 1.19 | 1.24 | 10219.53
4378 | 10 | 183 | 2017-07-02 | 0.71698 | 1 | 0.71698 | 0.72892 | 0.69482 | 0.60426 | 0.62776 | 0.57139 | 0.46254 | 0.55735 | 0.54803 | 0.62504 | 0.59039 | 0.48997 | 0.60505 | 7 | 3 | 58 | 13353 | 5314 | 7151 | 9871 | 1832 | 2841 | 12192 | 1597 | 1392 | 33759 | 1.14 | 1.21 | 10795.295
4379 | 11 | 183 | 2017-07-02 | 0.71698 | 1 | 0.71698 | 0.71084 | 0.7323 | 0.64825 | 0.67194 | 0.61135 | 0.50822 | 0.60298 | 0.58951 | 0.68261 | 0.63327 | 0.52798 | 0.65294 | 7 | 3 | 59 | 14325 | 5688 | 7651 | 10846 | 1982 | 3056 | 13315 | 1713 | 1500 | 36431 | 1.14 | 1.18 | 11377.635
4380 | 12 | 183 | 2017-07-02 | 0.69811 | 1 | 0.69811 | 0.68072 | 0.74794 | 0.68821 | 0.71164 | 0.6513 | 0.55321 | 0.64557 | 0.62558 | 0.73285 | 0.67209 | 0.56494 | 0.69626 | 7 | 3 | 60 | 15208 | 6024 | 8151 | 11806 | 2122 | 3243 | 14295 | 1818 | 1605 | 38848 | 1.11 | 1.13 | 11620.63
4381 | 13 | 183 | 2017-07-02 | 0.63522 | 1 | 0.63522 | 0.6506 | 0.74218 | 0.72455 | 0.74483 | 0.68102 | 0.59332 | 0.68086 | 0.65799 | 0.77335 | 0.70462 | 0.59908 | 0.73191 | 7 | 3 | 61 | 16011 | 6305 | 8523 | 12662 | 2238 | 3411 | 15085 | 1906 | 1702 | 40837 | 1.01 | 1.08 | 11531.12
4382 | 14 | 183 | 2017-07-02 | 0.61635 | 1 | 0.61635 | 0.63253 | 0.75233 | 0.75048 | 0.77011 | 0.70148 | 0.62663 | 0.70581 | 0.68268 | 0.80283 | 0.73309 | 0.6276 | 0.76044 | 7 | 3 | 62 | 16584 | 6519 | 8779 | 13373 | 2320 | 3539 | 15660 | 1983 | 1783 | 42429 | 0.98 | 1.05 | 11688.74
4383 | 15 | 183 | 2017-07-02 | 0.61635 | 1 | 0.61635 | 0.65663 | 0.7566 | 0.77188 | 0.79079 | 0.72201 | 0.65414 | 0.7265 | 0.70062 | 0.82467 | 0.75268 | 0.64907 | 0.78401 | 7 | 3 | 63 | 17057 | 6694 | 9036 | 13960 | 2388 | 3632 | 16086 | 2036 | 1844 | 43744 | 0.98 | 1.09 | 11755.12
4384 | 16 | 183 | 2017-07-02 | 0.64151 | 1 | 0.64151 | 0.68072 | 0.75794 | 0.79071 | 0.80732 | 0.73999 | 0.67668 | 0.74414 | 0.71682 | 0.83672 | 0.7671 | 0.66209 | 0.80495 | 7 | 3 | 64 | 17473 | 6834 | 9261 | 14441 | 2446 | 3716 | 16321 | 2075 | 1881 | 44912 | 1.02 | 1.13 | 11775.96
4385 | 17 | 183 | 2017-07-02 | 0.66667 | 1 | 0.66667 | 0.72892 | 0.74929 | 0.80745 | 0.81748 | 0.75637 | 0.69125 | 0.76392 | 0.7311 | 0.84451 | 0.77523 | 0.68075 | 0.81973 | 7 | 3 | 65 | 17843 | 6920 | 9466 | 14752 | 2511 | 3790 | 16473 | 2097 | 1934 | 45737 | 1.06 | 1.21 | 11641.495
4386 | 18 | 183 | 2017-07-02 | 0.68553 | 1 | 0.68553 | 0.77711 | 0.72694 | 0.81464 | 0.82115 | 0.75973 | 0.69547 | 0.7767 | 0.74074 | 0.84333 | 0.77116 | 0.69342 | 0.82577 | 7 | 3 | 66 | 18002 | 6951 | 9508 | 14842 | 2553 | 3840 | 16450 | 2086 | 1970 | 46074 | 1.09 | 1.29 | 11294.21
4387 | 19 | 183 | 2017-07-02 | 0.7044 | 1 | 0.7044 | 0.79518 | 0.72784 | 0.80722 | 0.80933 | 0.7515 | 0.68914 | 0.77396 | 0.7338 | 0.82887 | 0.7586 | 0.69166 | 0.81346 | 7 | 3 | 67 | 17838 | 6851 | 9405 | 14707 | 2544 | 3804 | 16168 | 2052 | 1965 | 45387 | 1.12 | 1.32 | 11308.32
4388 | 20 | 183 | 2017-07-02 | 0.7673 | 1 | 0.7673 | 0.8494 | 0.80601 | 0.78704 | 0.78547 | 0.73448 | 0.67377 | 0.7551 | 0.71354 | 0.80001 | 0.74196 | 0.67335 | 0.78912 | 7 | 3 | 68 | 17392 | 6649 | 9192 | 14379 | 2482 | 3699 | 15605 | 2007 | 1913 | 44029 | 1.22 | 1.41 | 12522.705
4389 | 21 | 183 | 2017-07-02 | 0.83648 | 1 | 0.83648 | 0.89759 | 0.81962 | 0.76428 | 0.76019 | 0.71602 | 0.65287 | 0.72954 | 0.68981 | 0.77258 | 0.72348 | 0.64625 | 0.76675 | 7 | 3 | 69 | 16889 | 6435 | 8961 | 13933 | 2398 | 3576 | 15070 | 1957 | 1836 | 42781 | 1.33 | 1.49 | 12734.27
4390 | 22 | 183 | 2017-07-02 | 0.8239 | 1 | 0.8239 | 0.87349 | 0.81392 | 0.74839 | 0.74093 | 0.71011 | 0.64247 | 0.71707 | 0.67323 | 0.7449 | 0.71349 | 0.6283 | 0.74446 | 7 | 3 | 70 | 16538 | 6272 | 8887 | 13711 | 2357 | 3490 | 14530 | 1930 | 1785 | 41537 | 1.31 | 1.45 | 12645.685
4391 | 23 | 183 | 2017-07-02 | 0.77358 | 1 | 0.77358 | 0.75904 | 0.80175 | 0.70608 | 0.68919 | 0.67599 | 0.62874 | 0.6766 | 0.63329 | 0.68769 | 0.67431 | 0.58888 | 0.6908 | 7 | 3 | 71 | 15603 | 5834 | 8460 | 13418 | 2224 | 3283 | 13414 | 1824 | 1673 | 38543 | 1.23 | 1.26 | 12456.54
4392 | 24 | 183 | 2017-07-02 | 0.7044 | 1 | 0.7044 | 0.68072 | 0.77447 | 0.65133 | 0.63674 | 0.62789 | 0.59013 | 0.62641 | 0.5814 | 0.62632 | 0.62292 | 0.52798 | 0.63353 | 7 | 3 | 72 | 14393 | 5390 | 7858 | 12594 | 2059 | 3014 | 12217 | 1685 | 1500 | 35348 | 1.12 | 1.13 | 12032.68
4393 | 1 | 184 | 2017-07-03 | 0.6478 | 1 | 0.6478 | 0.63253 | 0.80131 | 0.59028 | 0.59173 | 0.56173 | 0.53362 | 0.56221 | 0.52064 | 0.57459 | 0.5586 | 0.46287 | 0.57222 | 1 | 1 | 73 | 13044 | 5009 | 7030 | 11388 | 1848 | 2699 | 11208 | 1511 | 1315 | 31927 | 1.03 | 1.05 | 12449.825
4394 | 2 | 184 | 2017-07-03 | 0.59748 | 1 | 0.59748 | 0.61446 | 0.77242 | 0.56118 | 0.56409 | 0.53472 | 0.4966 | 0.53057 | 0.49595 | 0.53989 | 0.5305 | 0.42485 | 0.53888 | 1 | 1 | 74 | 12401 | 4775 | 6692 | 10598 | 1744 | 2571 | 10531 | 1435 | 1207 | 30067 | 0.95 | 1.02 | 12000.945
4395 | 3 | 184 | 2017-07-03 | 0.57862 | 1 | 0.57862 | 0.59639 | 0.74901 | 0.5429 | 0.54637 | 0.51898 | 0.46957 | 0.50928 | 0.47666 | 0.5161 | 0.51238 | 0.4076 | 0.51591 | 1 | 1 | 75 | 11997 | 4625 | 6495 | 10021 | 1674 | 2471 | 10067 | 1386 | 1158 | 28785 | 0.92 | 0.99 | 11637.225
4396 | 4 | 184 | 2017-07-03 | 0.58491 | 1 | 0.58491 | 0.61446 | 0.73082 | 0.53358 | 0.53656 | 0.50931 | 0.45256 | 0.49741 | 0.46894 | 0.50538 | 0.50277 | 0.39388 | 0.50445 | 1 | 1 | 76 | 11791 | 4542 | 6374 | 9658 | 1635 | 2431 | 9858 | 1360 | 1119 | 28146 | 0.93 | 1.02 | 11354.585
4397 | 5 | 184 | 2017-07-03 | 0.58491 | 1 | 0.58491 | 0.62048 | 0.71832 | 0.53656 | 0.5394 | 0.51498 | 0.44468 | 0.49985 | 0.46971 | 0.5081 | 0.50684 | 0.39388 | 0.50619 | 1 | 1 | 77 | 11857 | 4566 | 6445 | 9490 | 1643 | 2435 | 9911 | 1371 | 1119 | 28243 | 0.93 | 1.03 | 11160.345
4398 | 6 | 184 | 2017-07-03 | 0.61635 | 1 | 0.61635 | 0.6747 | 0.72546 | 0.55906 | 0.56054 | 0.53799 | 0.44951 | 0.52632 | 0.48881 | 0.52615 | 0.52532 | 0.40549 | 0.52653 | 1 | 1 | 78 | 12354 | 4745 | 6733 | 9593 | 1730 | 2534 | 10263 | 1421 | 1152 | 29378 | 0.98 | 1.12 | 11271.335
4399 | 7 | 184 | 2017-07-03 | 0.67296 | 1 | 0.67296 | 0.75904 | 0.7356 | 0.59517 | 0.59303 | 0.57579 | 0.47013 | 0.56952 | 0.51678 | 0.55434 | 0.5549 | 0.42555 | 0.56344 | 1 | 1 | 79 | 13152 | 5020 | 7206 | 10033 | 1872 | 2679 | 10813 | 1501 | 1209 | 31437 | 1.07 | 1.26 | 11428.795
4400 | 8 | 184 | 2017-07-03 | 0.72327 | 1 | 0.72327 | 0.74699 | 0.74366 | 0.63359 | 0.63308 | 0.6187 | 0.50986 | 0.61424 | 0.55054 | 0.59597 | 0.59002 | 0.45266 | 0.60896 | 1 | 1 | 80 | 14001 | 5359 | 7743 | 10881 | 2019 | 2854 | 11625 | 1596 | 1286 | 33977 | 1.15 | 1.24 | 11554.04
4401 | 9 | 184 | 2017-07-03 | 0.75472 | 1 | 0.75472 | 0.71084 | 0.84656 | 0.67151 | 0.67679 | 0.66169 | 0.55738 | 0.66018 | 0.58642 | 0.64237 | 0.62994 | 0.48046 | 0.6537 | 1 | 1 | 81 | 14839 | 5729 | 8281 | 11895 | 2170 | 3040 | 12530 | 1704 | 1365 | 36473 | 1.2 | 1.18 | 13152.805
4402 | 10 | 184 | 2017-07-03 | 0.79245 | 1 | 0.79245 | 0.6747 | 0.91285 | 0.71328 | 0.7205 | 0.7006 | 0.59599 | 0.7052 | 0.63465 | 0.69015 | 0.66987 | 0.51848 | 0.69915 | 1 | 1 | 82 | 15762 | 6099 | 8768 | 12719 | 2318 | 3290 | 13462 | 1812 | 1473 | 39009 | 1.26 | 1.12 | 14182.66
4403 | 11 | 184 | 2017-07-03 | 0.73585 | 1 | 0.73585 | 0.6506 | 0.9624 | 0.75912 | 0.76669 | 0.74047 | 0.62734 | 0.75327 | 0.68306 | 0.73982 | 0.71165 | 0.56529 | 0.74437 | 1 | 1 | 83 | 16775 | 6490 | 9267 | 13388 | 2476 | 3541 | 14431 | 1925 | 1606 | 41532 | 1.17 | 1.08 | 14952.575
4404 | 12 | 184 | 2017-07-03 | 0.72327 | 1 | 0.72327 | 0.61446 | 0.97754 | 0.79858 | 0.80874 | 0.77203 | 0.6563 | 0.78978 | 0.72434 | 0.78622 | 0.74492 | 0.61281 | 0.78582 | 1 | 1 | 84 | 17647 | 6846 | 9662 | 14006 | 2596 | 3755 | 15336 | 2015 | 1741 | 43845 | 1.15 | 1.02 | 15187.805
4405 | 13 | 184 | 2017-07-03 | 0.71069 | 1 | 0.71069 | 0.63855 | 0.95214 | 0.83673 | 0.84619 | 0.7964 | 0.67776 | 0.82629 | 0.75907 | 0.82221 | 0.77449 | 0.65716 | 0.82145 | 1 | 1 | 85 | 18490 | 7163 | 9967 | 14464 | 2716 | 3935 | 16038 | 2095 | 1867 | 45833 | 1.13 | 1.06 | 14793.225
4406 | 14 | 184 | 2017-07-03 | 0.69182 | 1 | 0.69182 | 0.62048 | 0.97576 | 0.86705 | 0.87242 | 0.82038 | 0.69041 | 0.85458 | 0.78588 | 0.8523 | 0.80259 | 0.69166 | 0.85282 | 1 | 1 | 86 | 19160 | 7385 | 10267 | 14734 | 2809 | 4074 | 16625 | 2171 | 1965 | 47583 | 1.1 | 1.03 | 15160.185
4407 | 15 | 184 | 2017-07-03 | 0.67296 | 1 | 0.67296 | 0.62048 | 1 | 0.8875 | 0.88919 | 0.82917 | 0.70348 | 0.87435 | 0.80826 | 0.87271 | 0.82033 | 0.71911 | 0.87752 | 1 | 1 | 87 | 19612 | 7527 | 10377 | 15013 | 2874 | 4190 | 17023 | 2219 | 2043 | 48961 | 1.07 | 1.03 | 15536.75
4408 | 16 | 184 | 2017-07-03 | 0.68553 | 1 | 0.68553 | 0.63253 | 0.99944 | 0.90062 | 0.90313 | 0.83308 | 0.71042 | 0.88591 | 0.82639 | 0.88352 | 0.83216 | 0.73918 | 0.89705 | 1 | 1 | 88 | 19902 | 7645 | 10426 | 15161 | 2912 | 4284 | 17234 | 2251 | 2100 | 50051 | 1.09 | 1.05 | 15528.105
4409 | 17 | 184 | 2017-07-03 | 0.66667 | 1 | 0.66667 | 0.71084 | 0.98608 | 0.90927 | 0.90774 | 0.83556 | 0.70985 | 0.89504 | 0.84163 | 0.88732 | 0.83364 | 0.75466 | 0.90802 | 1 | 1 | 89 | 20093 | 7684 | 10457 | 15149 | 2942 | 4363 | 17308 | 2255 | 2144 | 50663 | 1.06 | 1.18 | 15320.515
4410 | 18 | 184 | 2017-07-03 | 0.69811 | 1 | 0.69811 | 0.71687 | 0.92154 | 0.90791 | 0.90561 | 0.82669 | 0.69992 | 0.89839 | 0.84664 | 0.88824 | 0.82588 | 0.76487 | 0.90716 | 1 | 1 | 90 | 20063 | 7666 | 10346 | 14937 | 2953 | 4389 | 17326 | 2234 | 2173 | 50615 | 1.11 | 1.19 | 14317.695
4411 | 19 | 184 | 2017-07-03 | 0.72327 | 1 | 0.72327 | 0.76506 | 0.8823 | 0.89492 | 0.88624 | 0.81039 | 0.68197 | 0.88774 | 0.83546 | 0.8725 | 0.80813 | 0.75854 | 0.8856 | 1 | 1 | 91 | 19776 | 7502 | 10142 | 14554 | 2918 | 4331 | 17019 | 2186 | 2155 | 49412 | 1.15 | 1.27 | 13708.055
4412 | 20 | 184 | 2017-07-03 | 0.78616 | 1 | 0.78616 | 0.80723 | 0.93549 | 0.86859 | 0.85789 | 0.79017 | 0.65526 | 0.86158 | 0.80633 | 0.84159 | 0.7841 | 0.7339 | 0.85409 | 1 | 1 | 92 | 19194 | 7262 | 9889 | 13984 | 2832 | 4180 | 16416 | 2121 | 2085 | 47654 | 1.25 | 1.34 | 14534.475
4413 | 21 | 184 | 2017-07-03 | 0.83648 | 1 | 0.83648 | 0.86145 | 0.93593 | 0.84266 | 0.82918 | 0.7662 | 0.63249 | 0.82994 | 0.7718 | 0.80626 | 0.76044 | 0.70046 | 0.82393 | 1 | 1 | 93 | 18621 | 7019 | 9589 | 13498 | 2728 | 4001 | 15727 | 2057 | 1990 | 45971 | 1.33 | 1.43 | 14541.295
4414 | 22 | 184 | 2017-07-03 | 0.81761 | 1 | 0.81761 | 0.8494 | 0.9084 | 0.81894 | 0.80331 | 0.74902 | 0.61839 | 0.8056 | 0.74402 | 0.77094 | 0.739 | 0.67265 | 0.78894 | 1 | 1 | 94 | 18097 | 6800 | 9374 | 13197 | 2648 | 3857 | 15038 | 1999 | 1911 | 44019 | 1.3 | 1.41 | 14113.52
4415 | 23 | 184 | 2017-07-03 | 0.75472 | 1 | 0.75472 | 0.72892 | 0.88374 | 0.76287 | 0.73975 | 0.703 | 0.5995 | 0.75175 | 0.69232 | 0.70558 | 0.68799 | 0.62337 | 0.72288 | 1 | 1 | 95 | 16858 | 6262 | 8798 | 12794 | 2471 | 3589 | 13763 | 1861 | 1771 | 40333 | 1.2 | 1.21 | 13730.465
4416 | 24 | 184 | 2017-07-03 | 0.68553 | 1 | 0.68553 | 0.6506 | 0.84359 | 0.69685 | 0.67537 | 0.64714 | 0.5548 | 0.6836 | 0.63137 | 0.63955 | 0.63327 | 0.55861 | 0.65682 | 1 | 1 | 96 | 15399 | 5717 | 8099 | 11840 | 2247 | 3273 | 12475 | 1713 | 1587 | 36647 | 1.09 | 1.08 | 13106.685
4417 | 1 | 185 | 2017-07-04 | 0.61635 | 1 | 0.61635 | 0.62651 | 0.80131 | 0.59128 | 0.57472 | 0.52457 | 0.47777 | 0.55674 | 0.5571 | 0.57387 | 0.54196 | 0.47765 | 0.58973 | 2 | 1 | 97 | 13066 | 4865 | 6565 | 10196 | 1830 | 2888 | 11194 | 1466 | 1357 | 32904 | 0.98 | 1.04 | 12449.825
4418 | 2 | 185 | 2017-07-04 | 0.60377 | 1 | 0.60377 | 0.60241 | 0.77242 | 0.55666 | 0.54046 | 0.49541 | 0.44628 | 0.51688 | 0.52469 | 0.5366 | 0.51165 | 0.44351 | 0.55166 | 2 | 1 | 98 | 12301 | 4575 | 6200 | 9524 | 1699 | 2720 | 10467 | 1384 | 1260 | 30780 | 0.96 | 1 | 12000.945
4419 | 3 | 185 | 2017-07-04 | 0.59748 | 1 | 0.59748 | 0.59036 | 0.74901 | 0.53358 | 0.51778 | 0.47727 | 0.42318 | 0.49011 | 0.5 | 0.51005 | 0.49168 | 0.41499 | 0.52309 | 2 | 1 | 99 | 11791 | 4383 | 5973 | 9031 | 1611 | 2592 | 9949 | 1330 | 1179 | 29186 | 0.95 | 0.98 | 11637.225
4420 | 4 | 185 | 2017-07-04 | 0.61635 | 1 | 0.61635 | 0.59036 | 0.73082 | 0.51688 | 0.50384 | 0.4644 | 0.40687 | 0.47095 | 0.48418 | 0.49236 | 0.47874 | 0.3988 | 0.50442 | 2 | 1 | 100 | 11422 | 4265 | 5812 | 8683 | 1548 | 2510 | 9604 | 1295 | 1133 | 28144 | 0.98 | 0.98 | 11354.585
4421 | 5 | 185 | 2017-07-04 | 0.64151 | 1 | 0.64151 | 0.60843 | 0.71832 | 0.50828 | 0.49592 | 0.46009 | 0.39651 | 0.45908 | 0.47434 | 0.48421 | 0.47209 | 0.39141 | 0.49417 | 2 | 1 | 101 | 11232 | 4198 | 5758 | 8462 | 1509 | 2459 | 9445 | 1277 | 1112 | 27572 | 1.02 | 1.01 | 11160.345
4422 | 6 | 185 | 2017-07-04 | 0.71698 | 1 | 0.71698 | 0.6506 | 0.72546 | 0.50584 | 0.4951 | 0.46017 | 0.39197 | 0.45756 | 0.47261 | 0.4838 | 0.4732 | 0.38437 | 0.49071 | 2 | 1 | 102 | 11178 | 4191 | 5759 | 8365 | 1504 | 2450 | 9437 | 1280 | 1092 | 27379 | 1.14 | 1.08 | 11271.335
4423 | 7 | 185 | 2017-07-04 | 0.77358 | 1 | 0.77358 | 0.68675 | 0.7356 | 0.50606 | 0.49522 | 0.45913 | 0.38536 | 0.45665 | 0.4674 | 0.48672 | 0.47098 | 0.37663 | 0.49288 | 2 | 1 | 103 | 11183 | 4192 | 5746 | 8224 | 1501 | 2423 | 9494 | 1274 | 1070 | 27500 | 1.23 | 1.14 | 11428.795
4424 | 8 | 185 | 2017-07-04 | 0.77987 | 1 | 0.77987 | 0.71687 | 0.74366 | 0.52407 | 0.52451 | 0.47847 | 0.3877 | 0.47368 | 0.48746 | 0.52189 | 0.48946 | 0.39845 | 0.51743 | 2 | 1 | 104 | 11581 | 4440 | 5988 | 8274 | 1557 | 2527 | 10180 | 1324 | 1132 | 28870 | 1.24 | 1.19 | 11554.04
4425 | 9 | 185 | 2017-07-04 | 0.73585 | 1 | 0.73585 | 0.77108 | 0.84656 | 0.56987 | 0.57236 | 0.5125 | 0.40753 | 0.5178 | 0.53009 | 0.5791 | 0.52495 | 0.45125 | 0.5601 | 2 | 1 | 105 | 12593 | 4845 | 6414 | 8697 | 1702 | 2748 | 11296 | 1420 | 1282 | 31251 | 1.17 | 1.28 | 13152.805
4426 | 10 | 185 | 2017-07-04 | 0.67925 | 1 | 0.67925 | 0.74096 | 0.91285 | 0.61698 | 0.62233 | 0.54982 | 0.44122 | 0.56343 | 0.58179 | 0.63878 | 0.56155 | 0.50862 | 0.60765 | 2 | 1 | 106 | 13634 | 5268 | 6881 | 9416 | 1852 | 3016 | 12460 | 1519 | 1445 | 33904 | 1.08 | 1.23 | 14182.66
4427 | 11 | 185 | 2017-07-04 | 0.66667 | 1 | 0.66667 | 0.75301 | 0.9624 | 0.66078 | 0.66722 | 0.58274 | 0.47903 | 0.60298 | 0.63156 | 0.69374 | 0.59593 | 0.54981 | 0.65072 | 2 | 1 | 107 | 14602 | 5648 | 7293 | 10223 | 1982 | 3274 | 13532 | 1612 | 1562 | 36307 | 1.06 | 1.25 | 14952.575
4428 | 12 | 185 | 2017-07-04 | 0.6478 | 1 | 0.6478 | 0.73494 | 0.97754 | 0.69862 | 0.7062 | 0.61294 | 0.51389 | 0.63645 | 0.67284 | 0.73977 | 0.6281 | 0.58958 | 0.68942 | 2 | 1 | 108 | 15438 | 5978 | 7671 | 10967 | 2092 | 3488 | 14430 | 1699 | 1675 | 38466 | 1.03 | 1.22 | 15187.805
4429 | 13 | 185 | 2017-07-04 | 0.66667 | 1 | 0.66667 | 0.71084 | 0.95214 | 0.73341 | 0.73656 | 0.6362 | 0.54505 | 0.66626 | 0.70718 | 0.77499 | 0.65545 | 0.6283 | 0.71954 | 2 | 1 | 109 | 16207 | 6235 | 7962 | 11632 | 2190 | 3666 | 15117 | 1773 | 1785 | 40147 | 1.06 | 1.18 | 14793.225
4430 | 14 | 185 | 2017-07-04 | 0.6478 | 1 | 0.6478 | 0.70482 | 0.97576 | 0.75772 | 0.76043 | 0.65298 | 0.57064 | 0.68847 | 0.73495 | 0.80175 | 0.67948 | 0.65892 | 0.7431 | 2 | 1 | 110 | 16744 | 6437 | 8172 | 12178 | 2263 | 3810 | 15639 | 1838 | 1872 | 41461 | 1.03 | 1.17 | 15160.185
4431 | 15 | 185 | 2017-07-04 | 0.62893 | 1 | 0.62893 | 0.69277 | 1 | 0.77618 | 0.77791 | 0.66872 | 0.5921 | 0.70703 | 0.75637 | 0.82047 | 0.69538 | 0.68145 | 0.76071 | 2 | 1 | 111 | 17152 | 6585 | 8369 | 12636 | 2324 | 3921 | 16004 | 1881 | 1936 | 42444 | 1 | 1.15 | 15536.75
4432 | 16 | 185 | 2017-07-04 | 0.67296 | 1 | 0.67296 | 0.69277 | 0.99944 | 0.79197 | 0.79209 | 0.68134 | 0.60855 | 0.72741 | 0.77392 | 0.83046 | 0.70832 | 0.69553 | 0.77566 | 2 | 1 | 112 | 17501 | 6705 | 8527 | 12987 | 2391 | 4012 | 16199 | 1916 | 1976 | 43278 | 1.07 | 1.15 | 15528.105
4433 | 17 | 185 | 2017-07-04 | 0.72327 | 1 | 0.72327 | 0.75301 | 0.98608 | 0.805 | 0.80425 | 0.69612 | 0.61848 | 0.74293 | 0.78781 | 0.83297 | 0.71941 | 0.71067 | 0.78523 | 2 | 1 | 113 | 17789 | 6808 | 8712 | 13199 | 2442 | 4084 | 16248 | 1946 | 2019 | 43812 | 1.15 | 1.25 | 15320.515
4434 | 18 | 185 | 2017-07-04 | 0.7673 | 1 | 0.7673 | 0.80723 | 0.92154 | 0.80799 | 0.80839 | 0.6994 | 0.62171 | 0.74658 | 0.79707 | 0.8261 | 0.72015 | 0.71806 | 0.78656 | 2 | 1 | 114 | 17855 | 6843 | 8753 | 13268 | 2454 | 4132 | 16114 | 1948 | 2040 | 43886 | 1.22 | 1.34 | 14317.695
4435 | 19 | 185 | 2017-07-04 | 0.77358 | 1 | 0.77358 | 0.83133 | 0.8823 | 0.79727 | 0.79504 | 0.69389 | 0.61717 | 0.74232 | 0.78916 | 0.81155 | 0.70906 | 0.71067 | 0.77118 | 2 | 1 | 115 | 17618 | 6730 | 8684 | 13171 | 2440 | 4091 | 15830 | 1918 | 2019 | 43028 | 1.23 | 1.38 | 13708.055
4436 | 20 | 185 | 2017-07-04 | 0.80503 | 1 | 0.80503 | 0.8494 | 0.93549 | 0.77731 | 0.76929 | 0.67926 | 0.60283 | 0.72467 | 0.76601 | 0.78212 | 0.69242 | 0.68849 | 0.74741 | 2 | 1 | 116 | 17177 | 6512 | 8501 | 12865 | 2382 | 3971 | 15256 | 1873 | 1956 | 41702 | 1.28 | 1.41 | 14534.475
4437 | 21 | 185 | 2017-07-04 | 0.89937 | 1 | 0.89937 | 0.93373 | 0.93593 | 0.75853 | 0.74294 | 0.66169 | 0.58235 | 0.71159 | 0.74113 | 0.75346 | 0.67837 | 0.66033 | 0.72723 | 2 | 1 | 117 | 16762 | 6289 | 8281 | 12428 | 2339 | 3842 | 14697 | 1835 | 1876 | 40576 | 1.43 | 1.55 | 14541.295
4438 | 22 | 185 | 2017-07-04 | 0.88679 | 1 | 0.88679 | 0.90964 | 0.9084 | 0.74423 | 0.7231 | 0.65561 | 0.57115 | 0.70399 | 0.72357 | 0.72624 | 0.67098 | 0.64132 | 0.70494 | 2 | 1 | 118 | 16446 | 6121 | 8205 | 12189 | 2314 | 3751 | 14166 | 1815 | 1822 | 39332 | 1.41 | 1.51 | 14113.52
4439 | 23 | 185 | 2017-07-04 | 0.79874 | 1 | 0.79874 | 0.85542 | 0.88374 | 0.70228 | 0.67407 | 0.62301 | 0.56352 | 0.66839 | 0.68345 | 0.6741 | 0.63771 | 0.59838 | 0.65943 | 2 | 1 | 119 | 15519 | 5706 | 7797 | 12026 | 2197 | 3543 | 13149 | 1725 | 1700 | 36793 | 1.27 | 1.42 | 13730.465
4440 | 24 | 185 | 2017-07-04 | 0.7044 | 1 | 0.7044 | 0.77108 | 0.84359 | 0.64965 | 0.62221 | 0.57627 | 0.53362 | 0.61911 | 0.62944 | 0.61699 | 0.59187 | 0.53573 | 0.60953 | 2 | 1 | 120 | 14356 | 5267 | 7212 | 11388 | 2035 | 3263 | 12035 | 1601 | 1522 | 34009 | 1.12 | 1.28 | 13106.685
4441 | 1 | 186 | 2017-07-05 | 0.76101 | 1 | 0.76101 | 0.71687 | 0.80131 | 0.59675 | 0.59256 | 0.53232 | 0.50096 | 0.55522 | 0.52334 | 0.55619 | 0.56118 | 0.43365 | 0.55473 | 3 | 1 | 121 | 13187 | 5016 | 6662 | 10691 | 1825 | 2713 | 10849 | 1518 | 1232 | 30951 | 1.21 | 1.19 | 12449.825
4442 | 2 | 186 | 2017-07-05 | 0.71698 | 1 | 0.71698 | 0.66867 | 0.77242 | 0.56268 | 0.56373 | 0.50292 | 0.46568 | 0.52054 | 0.49711 | 0.52302 | 0.53087 | 0.40162 | 0.52141 | 3 | 1 | 122 | 12434 | 4772 | 6294 | 9938 | 1711 | 2577 | 10202 | 1436 | 1141 | 29092 | 1.14 | 1.11 | 12000.945
4443 | 3 | 186 | 2017-07-05 | 0.7044 | 1 | 0.7044 | 0.64458 | 0.74901 | 0.54041 | 0.54519 | 0.48622 | 0.44403 | 0.49711 | 0.47627 | 0.50113 | 0.51165 | 0.37733 | 0.50033 | 3 | 1 | 123 | 11942 | 4615 | 6085 | 9476 | 1634 | 2469 | 9775 | 1384 | 1072 | 27916 | 1.12 | 1.07 | 11637.225
4444 | 4 | 186 | 2017-07-05 | 0.69811 | 1 | 0.69811 | 0.63253 | 0.73082 | 0.53177 | 0.53597 | 0.47543 | 0.42641 | 0.48342 | 0.46894 | 0.49072 | 0.49982 | 0.36501 | 0.49062 | 3 | 1 | 124 | 11751 | 4537 | 5950 | 9100 | 1589 | 2431 | 9572 | 1352 | 1037 | 27374 | 1.11 | 1.05 | 11354.585
4445 | 5 | 186 | 2017-07-05 | 0.69182 | 1 | 0.69182 | 0.63253 | 0.71832 | 0.5305 | 0.5381 | 0.47687 | 0.41755 | 0.48342 | 0.47087 | 0.49405 | 0.50092 | 0.36044 | 0.49234 | 3 | 1 | 125 | 11723 | 4555 | 5968 | 8911 | 1589 | 2441 | 9637 | 1355 | 1024 | 27470 | 1.1 | 1.05 | 11160.345
4446 | 6 | 186 | 2017-07-05 | 0.7044 | 1 | 0.7044 | 0.68072 | 0.72546 | 0.55227 | 0.55629 | 0.49756 | 0.42388 | 0.51019 | 0.49074 | 0.5163 | 0.51904 | 0.36642 | 0.52019 | 3 | 1 | 126 | 12204 | 4709 | 6227 | 9046 | 1677 | 2544 | 10071 | 1404 | 1041 | 29024 | 1.12 | 1.13 | 11271.335
4447 | 7 | 186 | 2017-07-05 | 0.75472 | 1 | 0.75472 | 0.74096 | 0.7356 | 0.58937 | 0.59114 | 0.52881 | 0.44398 | 0.55005 | 0.52025 | 0.55234 | 0.54713 | 0.39071 | 0.55994 | 3 | 1 | 127 | 13024 | 5004 | 6618 | 9475 | 1808 | 2697 | 10774 | 1480 | 1110 | 31242 | 1.2 | 1.23 | 11428.795
4448 | 8 | 186 | 2017-07-05 | 0.81761 | 1 | 0.81761 | 0.77711 | 0.74366 | 0.62073 | 0.63131 | 0.57179 | 0.48681 | 0.59507 | 0.55575 | 0.5849 | 0.58632 | 0.40725 | 0.60052 | 3 | 1 | 128 | 13717 | 5344 | 7156 | 10389 | 1956 | 2881 | 11409 | 1586 | 1157 | 33506 | 1.3 | 1.29 | 11554.04
4449 | 9 | 186 | 2017-07-05 | 0.84277 | 1 | 0.84277 | 0.83133 | 0.84656 | 0.65744 | 0.66592 | 0.61286 | 0.53367 | 0.63827 | 0.58623 | 0.61884 | 0.63179 | 0.43048 | 0.63577 | 3 | 1 | 129 | 14528 | 5637 | 7670 | 11389 | 2098 | 3039 | 12071 | 1709 | 1223 | 35473 | 1.34 | 1.38 | 13152.805
4450 | 10 | 186 | 2017-07-05 | 0.8805 | 1 | 0.8805 | 0.85542 | 0.91285 | 0.69359 | 0.70715 | 0.65425 | 0.57331 | 0.67934 | 0.62307 | 0.64918 | 0.67837 | 0.46075 | 0.66795 | 3 | 1 | 130 | 15327 | 5986 | 8188 | 12235 | 2233 | 3230 | 12663 | 1835 | 1309 | 37268 | 1.4 | 1.42 | 14182.66
4451 | 11 | 186 | 2017-07-05 | 0.84906 | 1 | 0.84906 | 0.83133 | 0.9624 | 0.7345 | 0.74956 | 0.6966 | 0.61281 | 0.72467 | 0.66127 | 0.68194 | 0.72828 | 0.50053 | 0.6996 | 3 | 1 | 131 | 16231 | 6345 | 8718 | 13078 | 2382 | 3428 | 13302 | 1970 | 1422 | 39034 | 1.35 | 1.38 | 14952.575
4452 | 12 | 186 | 2017-07-05 | 0.8239 | 1 | 0.8239 | 0.78916 | 0.97754 | 0.77193 | 0.78866 | 0.72817 | 0.64697 | 0.76209 | 0.68615 | 0.71214 | 0.7719 | 0.53995 | 0.72616 | 3 | 1 | 132 | 17058 | 6676 | 9113 | 13807 | 2505 | 3557 | 13891 | 2088 | 1534 | 40516 | 1.31 | 1.31 | 15187.805
4453 | 13 | 186 | 2017-07-05 | 0.80503 | 1 | 0.80503 | 0.78916 | 0.95214 | 0.80057 | 0.8254 | 0.75949 | 0.68019 | 0.79586 | 0.71007 | 0.73613 | 0.80628 | 0.57902 | 0.75188 | 3 | 1 | 133 | 17691 | 6987 | 9505 | 14516 | 2616 | 3681 | 14359 | 2181 | 1645 | 41951 | 1.28 | 1.31 | 14793.225
4454 | 14 | 186 | 2017-07-05 | 0.81132 | 1 | 0.81132 | 0.74699 | 0.97576 | 0.83401 | 0.85269 | 0.78977 | 0.7107 | 0.82263 | 0.73148 | 0.75367 | 0.84177 | 0.61 | 0.77321 | 3 | 1 | 134 | 18430 | 7218 | 9884 | 15167 | 2704 | 3792 | 14701 | 2277 | 1733 | 43141 | 1.29 | 1.24 | 15160.185
4455 | 15 | 186 | 2017-07-05 | 0.76101 | 1 | 0.76101 | 0.74096 | 1 | 0.85628 | 0.87336 | 0.81223 | 0.73235 | 0.8418 | 0.75 | 0.76766 | 0.87024 | 0.63675 | 0.79254 | 3 | 1 | 135 | 18922 | 7393 | 10165 | 15629 | 2767 | 3888 | 14974 | 2354 | 1809 | 44220 | 1.21 | 1.23 | 15536.75
4456 | 16 | 186 | 2017-07-05 | 0.77358 | 1 | 0.77358 | 0.72892 | 0.99944 | 0.86768 | 0.89144 | 0.82717 | 0.7517 | 0.85519 | 0.76601 | 0.7773 | 0.8902 | 0.66385 | 0.80697 | 3 | 1 | 136 | 19174 | 7546 | 10352 | 16042 | 2811 | 3971 | 15162 | 2408 | 1886 | 45025 | 1.23 | 1.21 | 15528.105
4457 | 17 | 186 | 2017-07-05 | 0.77987 | 1 | 0.77987 | 0.72289 | 0.98608 | 0.87311 | 0.89852 | 0.83748 | 0.76496 | 0.8634 | 0.77816 | 0.78273 | 0.89501 | 0.68321 | 0.81278 | 3 | 1 | 137 | 19294 | 7606 | 10481 | 16325 | 2838 | 4034 | 15268 | 2421 | 1941 | 45349 | 1.24 | 1.2 | 15320.515
4458 | 18 | 186 | 2017-07-05 | 0.83648 | 1 | 0.83648 | 0.77108 | 0.92154 | 0.86809 | 0.89746 | 0.82757 | 0.76768 | 0.8634 | 0.78144 | 0.77484 | 0.88799 | 0.69588 | 0.80853 | 3 | 1 | 138 | 19183 | 7597 | 10357 | 16383 | 2838 | 4051 | 15114 | 2402 | 1977 | 45112 | 1.33 | 1.28 | 14317.695
4459 | 19 | 186 | 2017-07-05 | 0.83648 | 1 | 0.83648 | 0.80723 | 0.8823 | 0.85198 | 0.88328 | 0.81015 | 0.75076 | 0.85002 | 0.76427 | 0.75218 | 0.8647 | 0.6906 | 0.78211 | 3 | 1 | 139 | 18827 | 7477 | 10139 | 16022 | 2794 | 3962 | 14672 | 2339 | 1962 | 43638 | 1.33 | 1.34 | 13708.055
4460 | 20 | 186 | 2017-07-05 | 0.90566 | 1 | 0.90566 | 0.8494 | 0.93549 | 0.82537 | 0.85257 | 0.78618 | 0.72171 | 0.82476 | 0.73843 | 0.72937 | 0.83623 | 0.66983 | 0.74983 | 3 | 1 | 140 | 18239 | 7217 | 9839 | 15402 | 2711 | 3828 | 14227 | 2262 | 1903 | 41837 | 1.44 | 1.41 | 14534.475
4461 | 21 | 186 | 2017-07-05 | 0.98742 | 1 | 0.98742 | 0.88554 | 0.93593 | 0.80541 | 0.82115 | 0.76332 | 0.69467 | 0.79738 | 0.71354 | 0.70712 | 0.80628 | 0.64097 | 0.72483 | 3 | 1 | 141 | 17798 | 6951 | 9553 | 14825 | 2621 | 3699 | 13793 | 2181 | 1821 | 40442 | 1.57 | 1.47 | 14541.295
4462 | 22 | 186 | 2017-07-05 | 1 | 1 | 1 | 0.84337 | 0.9084 | 0.78844 | 0.80071 | 0.74479 | 0.67907 | 0.78308 | 0.69753 | 0.67928 | 0.78373 | 0.62267 | 0.69666 | 3 | 1 | 142 | 17423 | 6778 | 9321 | 14492 | 2574 | 3616 | 13250 | 2120 | 1769 | 38870 | 1.59 | 1.4 | 14113.52
4463 | 23 | 186 | 2017-07-05 | 0.91824 | 1 | 0.91824 | 0.74699 | 0.88374 | 0.73314 | 0.74495 | 0.69908 | 0.65719 | 0.72954 | 0.65374 | 0.62442 | 0.73309 | 0.57797 | 0.63877 | 3 | 1 | 143 | 16201 | 6306 | 8749 | 14025 | 2398 | 3389 | 12180 | 1983 | 1642 | 35640 | 1.46 | 1.24 | 13730.465
4464 | 24 | 186 | 2017-07-05 | 0.79245 | 1 | 0.79245 | 0.63855 | 0.84359 | 0.67069 | 0.6782 | 0.64219 | 0.61009 | 0.66109 | 0.59452 | 0.56265 | 0.67763 | 0.51074 | 0.58016 | 3 | 1 | 144 | 14821 | 5741 | 8037 | 13020 | 2173 | 3082 | 10975 | 1833 | 1451 | 32370 | 1.26 | 1.06 | 13106.685
4465 | 1 | 187 | 2017-07-06 | 0.64151 | 1 | 0.64151 | 0.59639 | 0.80131 | 0.61173 | 0.61654 | 0.58458 | 0.57003 | 0.59051 | 0.54109 | 0.52938 | 0.59926 | 0.45547 | 0.53928 | 4 | 1 | 1 | 13518 | 5219 | 7316 | 12165 | 1941 | 2805 | 10326 | 1621 | 1294 | 30089 | 1.02 | 0.99 | 12449.825
4466 | 2 | 187 | 2017-07-06 | 0.60377 | 1 | 0.60377 | 0.57831 | 0.77242 | 0.57797 | 0.5837 | 0.55014 | 0.5265 | 0.55461 | 0.51408 | 0.49831 | 0.56895 | 0.42309 | 0.50598 | 4 | 1 | 2 | 12772 | 4941 | 6885 | 11236 | 1823 | 2665 | 9720 | 1539 | 1202 | 28231 | 0.96 | 0.96 | 12000.945
4467 | 3 | 187 | 2017-07-06 | 0.60377 | 1 | 0.60377 | 0.56024 | 0.74901 | 0.55661 | 0.56397 | 0.53168 | 0.4951 | 0.52571 | 0.49402 | 0.47811 | 0.54677 | 0.40444 | 0.48447 | 4 | 1 | 3 | 12300 | 4774 | 6654 | 10566 | 1728 | 2561 | 9326 | 1479 | 1149 | 27031 | 0.96 | 0.93 | 11637.225
4468 | 4 | 187 | 2017-07-06 | 0.59119 | 1 | 0.59119 | 0.54819 | 0.73082 | 0.54263 | 0.55334 | 0.51818 | 0.47345 | 0.51293 | 0.4836 | 0.46991 | 0.53383 | 0.39388 | 0.47261 | 4 | 1 | 4 | 11991 | 4684 | 6485 | 10104 | 1686 | 2507 | 9166 | 1444 | 1119 | 26369 | 0.94 | 0.91 | 11354.585
4469 | 5 | 187 | 2017-07-06 | 0.62893 | 1 | 0.62893 | 0.54819 | 0.71832 | 0.54584 | 0.55629 | 0.51962 | 0.46338 | 0.51506 | 0.48245 | 0.47247 | 0.53567 | 0.39106 | 0.47449 | 4 | 1 | 5 | 12062 | 4709 | 6503 | 9889 | 1693 | 2501 | 9216 | 1449 | 1111 | 26474 | 1 | 0.91 | 11160.345
4470 | 6 | 187 | 2017-07-06 | 0.69182 | 1 | 0.69182 | 0.56627 | 0.72546 | 0.56525 | 0.5785 | 0.54183 | 0.46516 | 0.53514 | 0.50212 | 0.49651 | 0.55564 | 0.41007 | 0.4985 | 4 | 1 | 6 | 12491 | 4897 | 6781 | 9927 | 1759 | 2603 | 9685 | 1503 | 1165 | 27814 | 1.1 | 0.94 | 11271.335
4471 | 7 | 187 | 2017-07-06 | 0.76101 | 1 | 0.76101 | 0.62651 | 0.7356 | 0.5958 | 0.61288 | 0.57635 | 0.48681 | 0.57408 | 0.53434 | 0.53061 | 0.58484 | 0.44139 | 0.53614 | 4 | 1 | 7 | 13166 | 5188 | 7213 | 10389 | 1887 | 2770 | 10350 | 1582 | 1254 | 29914 | 1.21 | 1.04 | 11428.795
4472 | 8 | 187 | 2017-07-06 | 0.77358 | 1 | 0.77358 | 0.6988 | 0.74366 | 0.63051 | 0.65115 | 0.61326 | 0.52692 | 0.61302 | 0.56713 | 0.57577 | 0.62403 | 0.45688 | 0.5776 | 4 | 1 | 8 | 13933 | 5512 | 7675 | 11245 | 2015 | 2940 | 11231 | 1688 | 1298 | 32227 | 1.23 | 1.16 | 11554.04
4473 | 9 | 187 | 2017-07-06 | 0.72327 | 1 | 0.72327 | 0.73494 | 0.84656 | 0.6687 | 0.67915 | 0.65346 | 0.58249 | 0.65227 | 0.59684 | 0.61345 | 0.65915 | 0.4692 | 0.60428 | 4 | 1 | 9 | 14777 | 5749 | 8178 | 12431 | 2144 | 3094 | 11966 | 1783 | 1333 | 33716 | 1.15 | 1.22 | 13152.805
4474 | 10 | 187 | 2017-07-06 | 0.7044 | 1 | 0.7044 | 0.74096 | 0.91285 | 0.70282 | 0.70809 | 0.69037 | 0.64013 | 0.68543 | 0.62191 | 0.65083 | 0.68762 | 0.49032 | 0.62701 | 4 | 1 | 10 | 15531 | 5994 | 8640 | 13661 | 2253 | 3224 | 12695 | 1860 | 1393 | 34984 | 1.12 | 1.23 | 14182.66
4475 | 11 | 187 | 2017-07-06 | 0.72956 | 1 | 0.72956 | 0.73494 | 0.9624 | 0.74011 | 0.73444 | 0.7316 | 0.69383 | 0.71646 | 0.64198 | 0.68358 | 0.71312 | 0.51848 | 0.64594 | 4 | 1 | 11 | 16355 | 6217 | 9156 | 14807 | 2355 | 3328 | 13334 | 1929 | 1473 | 36040 | 1.16 | 1.22 | 14952.575
4476 | 12 | 187 | 2017-07-06 | 0.67925 | 1 | 0.67925 | 0.74096 | 0.97754 | 0.7712 | 0.757 | 0.76372 | 0.74978 | 0.73502 | 0.65374 | 0.71681 | 0.73346 | 0.54488 | 0.66463 | 4 | 1 | 12 | 17042 | 6408 | 9558 | 16001 | 2416 | 3389 | 13982 | 1984 | 1548 | 37083 | 1.08 | 1.23 | 15187.805
4477 | 13 | 187 | 2017-07-06 | 0.6478 | 1 | 0.6478 | 0.75904 | 0.95214 | 0.79998 | 0.77389 | 0.79193 | 0.79963 | 0.75753 | 0.66898 | 0.74731 | 0.74455 | 0.57022 | 0.67721 | 4 | 1 | 13 | 17678 | 6551 | 9911 | 17065 | 2490 | 3468 | 14577 | 2014 | 1620 | 37785 | 1.03 | 1.26 | 14793.225
4478 | 14 | 187 | 2017-07-06 | 0.6478 | 1 | 0.6478 | 0.77711 | 0.97576 | 0.82351 | 0.78972 | 0.82046 | 0.84003 | 0.77943 | 0.68171 | 0.77463 | 0.7597 | 0.58536 | 0.68857 | 4 | 1 | 14 | 18198 | 6685 | 10268 | 17927 | 2562 | 3534 | 15110 | 2055 | 1663 | 38419 | 1.03 | 1.29 | 15160.185
4479 | 15 | 187 | 2017-07-06 | 0.66038 | 1 | 0.66038 | 0.79518 | 1 | 0.84008 | 0.79149 | 0.83971 | 0.86809 | 0.79404 | 0.6902 | 0.79278 | 0.76784 | 0.6026 | 0.69836 | 4 | 1 | 15 | 18564 | 6700 | 10509 | 18526 | 2610 | 3578 | 15464 | 2077 | 1712 | 38965 | 1.05 | 1.32 | 15536.75
4480 | 16 | 187 | 2017-07-06 | 0.66038 | 1 | 0.66038 | 0.84337 | 0.99944 | 0.84971 | 0.79492 | 0.84826 | 0.89476 | 0.7983 | 0.69618 | 0.80929 | 0.76858 | 0.6114 | 0.70402 | 4 | 1 | 16 | 18777 | 6729 | 10616 | 19095 | 2624 | 3609 | 15786 | 2079 | 1737 | 39281 | 1.05 | 1.4 | 15528.105
4481 | 17 | 187 | 2017-07-06 | 0.67925 | 1 | 0.67925 | 0.87349 | 0.98608 | 0.85198 | 0.79398 | 0.85234 | 0.90492 | 0.80438 | 0.70216 | 0.81708 | 0.77264 | 0.62654 | 0.70892 | 4 | 1 | 17 | 18827 | 6721 | 10667 | 19312 | 2644 | 3640 | 15938 | 2090 | 1780 | 39554 | 1.08 | 1.45 | 15320.515
4482 | 18 | 187 | 2017-07-06 | 0.73585 | 1 | 0.73585 | 0.95783 | 0.92154 | 0.8441 | 0.79126 | 0.84435 | 0.90352 | 0.80103 | 0.7039 | 0.81898 | 0.76414 | 0.63217 | 0.70798 | 4 | 1 | 18 | 18653 | 6698 | 10567 | 19282 | 2633 | 3649 | 15975 | 2067 | 1796 | 39502 | 1.17 | 1.59 | 14317.695
4483 | 19 | 187 | 2017-07-06 | 0.7673 | 1 | 0.7673 | 0.98193 | 0.8823 | 0.83089 | 0.77885 | 0.82022 | 0.87878 | 0.78674 | 0.69715 | 0.80473 | 0.74824 | 0.6276 | 0.69069 | 4 | 1 | 19 | 18361 | 6593 | 10265 | 18754 | 2586 | 3614 | 15697 | 2024 | 1783 | 38537 | 1.22 | 1.63 | 13708.055
4484 | 20 | 187 | 2017-07-06 | 0.86164 | 1 | 0.86164 | 1 | 0.93549 | 0.80519 | 0.75936 | 0.79529 | 0.84171 | 0.7624 | 0.67708 | 0.78079 | 0.72865 | 0.60929 | 0.67123 | 4 | 1 | 20 | 17793 | 6428 | 9953 | 17963 | 2506 | 3510 | 15230 | 1971 | 1731 | 37451 | 1.37 | 1.66 | 14534.475
4485 | 21 | 187 | 2017-07-06 | 0.88679 | 1 | 0.88679 | 0.99398 | 0.93593 | 0.78378 | 0.74483 | 0.7702 | 0.80741 | 0.74171 | 0.65702 | 0.75074 | 0.70721 | 0.58958 | 0.65364 | 4 | 1 | 21 | 17320 | 6305 | 9639 | 17231 | 2438 | 3406 | 14644 | 1913 | 1675 | 36470 | 1.41 | 1.65 | 14541.295
4486 | 22 | 187 | 2017-07-06 | 0.84906 | 1 | 0.84906 | 0.90964 | 0.9084 | 0.77039 | 0.73196 | 0.75661 | 0.78262 | 0.73258 | 0.64487 | 0.7228 | 0.68725 | 0.58184 | 0.63724 | 4 | 1 | 22 | 17024 | 6196 | 9469 | 16702 | 2408 | 3343 | 14099 | 1859 | 1653 | 35555 | 1.35 | 1.51 | 14113.52
4487 | 23 | 187 | 2017-07-06 | 0.7673 | 1 | 0.7673 | 0.79518 | 0.88374 | 0.72387 | 0.68139 | 0.7125 | 0.75484 | 0.69182 | 0.60918 | 0.668 | 0.64325 | 0.53854 | 0.59663 | 4 | 1 | 23 | 15996 | 5768 | 8917 | 16109 | 2274 | 3158 | 13030 | 1740 | 1530 | 33289 | 1.22 | 1.32 | 13730.465
4488 | 24 | 187 | 2017-07-06 | 0.6478 | 1 | 0.6478 | 0.68675 | 0.84359 | 0.66413 | 0.62528 | 0.65809 | 0.70278 | 0.6331 | 0.5571 | 0.60566 | 0.59002 | 0.48046 | 0.54331 | 4 | 1 | 24 | 14676 | 5293 | 8236 | 14998 | 2081 | 2888 | 11814 | 1596 | 1365 | 30314 | 1.03 | 1.14 | 13106.685
4489 | 1 | 188 | 2017-07-07 | 0.58491 | 1 | 0.58491 | 0.64458 | 0.80131 | 0.60544 | 0.59457 | 0.59169 | 0.63521 | 0.57864 | 0.53048 | 0.56203 | 0.56969 | 0.4516 | 0.50893 | 5 | 1 | 25 | 13379 | 5033 | 7405 | 13556 | 1902 | 2750 | 10963 | 1541 | 1283 | 28396 | 0.93 | 1.07 | 12449.825
4490 | 2 | 188 | 2017-07-07 | 0.54717 | 1 | 0.54717 | 0.62048 | 0.77242 | 0.57213 | 0.56657 | 0.56069 | 0.58549 | 0.54305 | 0.50231 | 0.5264 | 0.54011 | 0.42027 | 0.48169 | 5 | 1 | 26 | 12643 | 4796 | 7017 | 12495 | 1785 | 2604 | 10268 | 1461 | 1194 | 26876 | 0.87 | 1.03 | 12000.945
4491 | 3 | 188 | 2017-07-07 | 0.54088 | 1 | 0.54088 | 0.60843 | 0.74901 | 0.55222 | 0.54897 | 0.53983 | 0.5481 | 0.51932 | 0.48245 | 0.5042 | 0.52237 | 0.3988 | 0.46438 | 5 | 1 | 27 | 12203 | 4647 | 6756 | 11697 | 1707 | 2501 | 9835 | 1413 | 1133 | 25910 | 0.86 | 1.01 | 11637.225
4492 | 4 | 188 | 2017-07-07 | 0.54717 | 1 | 0.54717 | 0.62048 | 0.73082 | 0.54199 | 0.54129 | 0.52673 | 0.52209 | 0.50593 | 0.47299 | 0.49246 | 0.51349 | 0.38754 | 0.45608 | 5 | 1 | 28 | 11977 | 4582 | 6592 | 11142 | 1663 | 2452 | 9606 | 1389 | 1101 | 25447 | 0.87 | 1.03 | 11354.585
4493 | 5 | 188 | 2017-07-07 | 0.57862 | 1 | 0.57862 | 0.63855 | 0.71832 | 0.54326 | 0.54566 | 0.5304 | 0.50733 | 0.50806 | 0.47473 | 0.49313 | 0.51497 | 0.38578 | 0.46008 | 5 | 1 | 29 | 12005 | 4619 | 6638 | 10827 | 1670 | 2461 | 9619 | 1393 | 1096 | 25670 | 0.92 | 1.06 | 11160.345
4494 | 6 | 188 | 2017-07-07 | 0.6478 | 1 | 0.6478 | 0.69277 | 0.72546 | 0.5639 | 0.56787 | 0.5495 | 0.50724 | 0.5321 | 0.49614 | 0.51169 | 0.53346 | 0.39669 | 0.48114 | 5 | 1 | 30 | 12461 | 4807 | 6877 | 10825 | 1749 | 2572 | 9981 | 1443 | 1127 | 26845 | 1.03 | 1.15 | 11271.335
4495 | 7 | 188 | 2017-07-07 | 0.71069 | 1 | 0.71069 | 0.75904 | 0.7356 | 0.5958 | 0.60437 | 0.58354 | 0.52059 | 0.57438 | 0.52546 | 0.54106 | 0.56636 | 0.41746 | 0.51781 | 5 | 1 | 31 | 13166 | 5116 | 7303 | 11110 | 1888 | 2724 | 10554 | 1532 | 1186 | 28891 | 1.13 | 1.26 | 11428.795
4496 | 8 | 188 | 2017-07-07 | 0.73585 | 1 | 0.73585 | 0.74699 | 0.74366 | 0.63227 | 0.64052 | 0.62357 | 0.55733 | 0.61728 | 0.55941 | 0.58387 | 0.60185 | 0.43858 | 0.55971 | 5 | 1 | 32 | 13972 | 5422 | 7804 | 11894 | 2029 | 2900 | 11389 | 1628 | 1246 | 31229 | 1.17 | 1.24 | 11554.04
4497 | 9 | 188 | 2017-07-07 | 0.71698 | 1 | 0.71698 | 0.71084 | 0.84656 | 0.66653 | 0.66828 | 0.66193 | 0.60377 | 0.65713 | 0.59356 | 0.62934 | 0.63845 | 0.46815 | 0.59495 | 5 | 1 | 33 | 14729 | 5657 | 8284 | 12885 | 2160 | 3077 | 12276 | 1727 | 1330 | 33195 | 1.14 | 1.18 | 13152.805
4498 | 10 | 188 | 2017-07-07 | 0.69811 | 1 | 0.69811 | 0.6988 | 0.91285 | 0.70278 | 0.69805 | 0.69596 | 0.64706 | 0.69577 | 0.63252 | 0.67825 | 0.66802 | 0.50229 | 0.62608 | 5 | 1 | 34 | 15530 | 5909 | 8710 | 13809 | 2287 | 3279 | 13230 | 1807 | 1427 | 34932 | 1.11 | 1.16 | 14182.66
4499 | 11 | 188 | 2017-07-07 | 0.7044 | 1 | 0.7044 | 0.72289 | 0.9624 | 0.74283 | 0.72711 | 0.7312 | 0.6831 | 0.73684 | 0.67188 | 0.72485 | 0.70166 | 0.54417 | 0.6552 | 5 | 1 | 35 | 16415 | 6155 | 9151 | 14578 | 2422 | 3483 | 14139 | 1898 | 1546 | 36557 | 1.12 | 1.2 | 14952.575
4500 | 12 | 188 | 2017-07-07 | 0.67925 | 1 | 0.67925 | 0.72289 | 0.97754 | 0.77505 | 0.75251 | 0.75429 | 0.71791 | 0.76422 | 0.70255 | 0.76474 | 0.72939 | 0.58501 | 0.67943 | 5 | 1 | 36 | 17127 | 6370 | 9440 | 15321 | 2512 | 3642 | 14917 | 1973 | 1662 | 37909 | 1.08 | 1.2 | 15187.805
4501 | 13 | 188 | 2017-07-07 | 0.62264 | 1 | 0.62264 | 0.6988 | 0.95214 | 0.80582 | 0.77224 | 0.77259 | 0.74148 | 0.7916 | 0.72917 | 0.79663 | 0.75157 | 0.61985 | 0.69945 | 5 | 1 | 37 | 17807 | 6537 | 9669 | 15824 | 2602 | 3780 | 15539 | 2033 | 1761 | 39026 | 0.99 | 1.16 | 14793.225
4502 | 14 | 188 | 2017-07-07 | 0.63522 | 1 | 0.63522 | 0.6988 | 0.97576 | 0.83202 | 0.78842 | 0.78961 | 0.75498 | 0.81351 | 0.75482 | 0.82436 | 0.76784 | 0.64555 | 0.71868 | 5 | 1 | 38 | 18386 | 6674 | 9882 | 16112 | 2674 | 3913 | 16080 | 2077 | 1834 | 40099 | 1.01 | 1.16 | 15160.185
4503 | 15 | 188 | 2017-07-07 | 0.65409 | 1 | 0.65409 | 0.70482 | 1 | 0.84809 | 0.8 | 0.79521 | 0.76594 | 0.81594 | 0.7716 | 0.84441 | 0.77375 | 0.6723 | 0.73578 | 5 | 1 | 39 | 18741 | 6772 | 9952 | 16346 | 2682 | 4000 | 16471 | 2093 | 1910 | 41053 | 1.04 | 1.17 | 15536.75
4504 | 16 | 188 | 2017-07-07 | 0.67925 | 1 | 0.67925 | 0.72289 | 0.99944 | 0.85646 | 0.80744 | 0.79017 | 0.76622 | 0.8059 | 0.78453 | 0.8541 | 0.77671 | 0.69095 | 0.75109 | 5 | 1 | 40 | 18926 | 6835 | 9889 | 16352 | 2649 | 4067 | 16660 | 2101 | 1963 | 41907 | 1.08 | 1.2 | 15528.105
4505 | 17 | 188 | 2017-07-07 | 0.73585 | 1 | 0.73585 | 0.78313 | 0.98608 | 0.86085 | 0.81264 | 0.78362 | 0.75578 | 0.80347 | 0.79379 | 0.85886 | 0.77745 | 0.70679 | 0.76247 | 5 | 1 | 41 | 19023 | 6879 | 9807 | 16129 | 2641 | 4115 | 16753 | 2103 | 2008 | 42542 | 1.17 | 1.3 | 15320.515
4506 | 18 | 188 | 2017-07-07 | 0.79874 | 1 | 0.79874 | 0.81325 | 0.92154 | 0.85202 | 0.80827 | 0.76516 | 0.73736 | 0.7913 | 0.78935 | 0.8562 | 0.75712 | 0.71383 | 0.76349 | 5 | 1 | 42 | 18828 | 6842 | 9576 | 15736 | 2601 | 4092 | 16701 | 2048 | 2028 | 42599 | 1.27 | 1.35 | 14317.695
4507 | 19 | 188 | 2017-07-07 | 0.83648 | 1 | 0.83648 | 0.8494 | 0.8823 | 0.82754 | 0.78937 | 0.74127 | 0.71257 | 0.76696 | 0.76871 | 0.83287 | 0.72791 | 0.70891 | 0.74448 | 5 | 1 | 43 | 18287 | 6682 | 9277 | 15207 | 2521 | 3985 | 16246 | 1969 | 2014 | 41538 | 1.33 | 1.41 | 13708.055
4508 | 20 | 188 | 2017-07-07 | 0.91824 | 1 | 0.91824 | 0.90361 | 0.93549 | 0.79473 | 0.76279 | 0.71402 | 0.68071 | 0.73623 | 0.73573 | 0.79975 | 0.69834 | 0.68004 | 0.71386 | 5 | 1 | 44 | 17562 | 6457 | 8936 | 14527 | 2420 | 3814 | 15600 | 1889 | 1932 | 39830 | 1.46 | 1.5 | 14534.475
4509 | 21 | 188 | 2017-07-07 | 0.91195 | 1 | 0.91195 | 0.93976 | 0.93593 | 0.76573 | 0.73952 | 0.69093 | 0.65217 | 0.70794 | 0.70486 | 0.7672 | 0.67616 | 0.64344 | 0.69381 | 5 | 1 | 45 | 16921 | 6260 | 8647 | 13918 | 2327 | 3654 | 14965 | 1829 | 1828 | 38711 | 1.45 | 1.56 | 14541.295
4510 | 22 | 188 | 2017-07-07 | 0.89308 | 1 | 0.89308 | 0.89759 | 0.9084 | 0.74636 | 0.72262 | 0.6815 | 0.63038 | 0.69486 | 0.69059 | 0.7431 | 0.65878 | 0.62619 | 0.67759 | 5 | 1 | 46 | 16493 | 6117 | 8529 | 13453 | 2284 | 3580 | 14495 | 1782 | 1779 | 37806 | 1.42 | 1.49 | 14113.52
4511 | 23 | 188 | 2017-07-07 | 0.7673 | 1 | 0.7673 | 0.8012 | 0.88374 | 0.70224 | 0.67738 | 0.64307 | 0.61276 | 0.65713 | 0.65374 | 0.69194 | 0.62292 | 0.59838 | 0.63348 | 5 | 1 | 47 | 15518 | 5734 | 8048 | 13077 | 2160 | 3389 | 13497 | 1685 | 1700 | 35345 | 1.22 | 1.33 | 13730.465
4512 | 24 | 188 | 2017-07-07 | 0.69182 | 1 | 0.69182 | 0.69277 | 0.84359 | 0.64205 | 0.6215 | 0.58969 | 0.57073 | 0.60055 | 0.6032 | 0.6355 | 0.57967 | 0.5484 | 0.58242 | 5 | 1 | 48 | 14188 | 5261 | 7380 | 12180 | 1974 | 3127 | 12396 | 1568 | 1558 | 32496 | 1.1 | 1.15 | 13106.685
4513 | 1 | 189 | 2017-07-08 | 0.61635 | 1 | 0.61635 | 0.64458 | 0.77448 | 0.6039 | 0.58145 | 0.55358 | 0.53357 | 0.54274 | 0.55806 | 0.58761 | 0.54418 | 0.48645 | 0.55028 | 6 | 2 | 49 | 13345 | 4922 | 6928 | 11387 | 1784 | 2893 | 11462 | 1472 | 1382 | 30703 | 0.98 | 1.07 | 12032.86
4514 | 2 | 189 | 2017-07-08 | 0.61006 | 1 | 0.61006 | 0.62048 | 0.74964 | 0.5701 | 0.55157 | 0.52489 | 0.49454 | 0.50076 | 0.52488 | 0.55039 | 0.51571 | 0.4509 | 0.51576 | 6 | 2 | 50 | 12598 | 4669 | 6569 | 10554 | 1646 | 2721 | 10736 | 1395 | 1281 | 28777 | 0.97 | 1.03 | 11646.96
4515 | 3 | 189 | 2017-07-08 | 0.59748 | 1 | 0.59748 | 0.62048 | 0.72838 | 0.54489 | 0.53243 | 0.50228 | 0.46652 | 0.47703 | 0.49788 | 0.52358 | 0.49797 | 0.42239 | 0.49175 | 6 | 2 | 51 | 12041 | 4507 | 6286 | 9956 | 1568 | 2581 | 10213 | 1347 | 1200 | 27437 | 0.95 | 1.03 | 11316.6
4516 | 4 | 189 | 2017-07-08 | 0.58491 | 1 | 0.58491 | 0.62048 | 0.71262 | 0.53041 | 0.51991 | 0.48925 | 0.44614 | 0.45969 | 0.48245 | 0.50538 | 0.48429 | 0.40549 | 0.47567 | 6 | 2 | 52 | 11721 | 4401 | 6123 | 9521 | 1511 | 2501 | 9858 | 1310 | 1152 | 26540 | 0.93 | 1.03 | 11071.73
4517 | 5 | 189 | 2017-07-08 | 0.60377 | 1 | 0.60377 | 0.64458 | 0.70005 | 0.52159 | 0.5127 | 0.48174 | 0.43423 | 0.45117 | 0.47434 | 0.49626 | 0.48022 | 0.39282 | 0.4689 | 6 | 2 | 53 | 11526 | 4340 | 6029 | 9267 | 1483 | 2459 | 9680 | 1299 | 1116 | 26162 | 0.96 | 1.07 | 10876.555
4518 | 6 | 189 | 2017-07-08 | 0.67296 | 1 | 0.67296 | 0.6988 | 0.69248 | 0.52417 | 0.51518 | 0.48614 | 0.42917 | 0.45421 | 0.47531 | 0.49436 | 0.48392 | 0.39036 | 0.4692 | 6 | 2 | 54 | 11583 | 4361 | 6084 | 9159 | 1493 | 2464 | 9643 | 1309 | 1109 | 26179 | 1.07 | 1.16 | 10758.83
4519 | 7 | 189 | 2017-07-08 | 0.73585 | 1 | 0.73585 | 0.77108 | 0.68725 | 0.52331 | 0.51943 | 0.48965 | 0.42749 | 0.46182 | 0.47917 | 0.49723 | 0.48577 | 0.38437 | 0.47642 | 6 | 2 | 55 | 11564 | 4397 | 6128 | 9123 | 1518 | 2484 | 9699 | 1314 | 1092 | 26582 | 1.17 | 1.28 | 10677.68
4520 | 8 | 189 | 2017-07-08 | 0.74214 | 1 | 0.74214 | 0.78313 | 0.67879 | 0.54041 | 0.54566 | 0.51027 | 0.43419 | 0.47946 | 0.49479 | 0.53209 | 0.50832 | 0.40373 | 0.5058 | 6 | 2 | 56 | 11942 | 4619 | 6386 | 9266 | 1576 | 2565 | 10379 | 1375 | 1147 | 28221 | 1.18 | 1.3 | 10546.135
4521 | 9 | 189 | 2017-07-08 | 0.74843 | 1 | 0.74843 | 0.74699 | 0.73509 | 0.57725 | 0.58736 | 0.54519 | 0.4594 | 0.51445 | 0.52681 | 0.58956 | 0.54381 | 0.44843 | 0.55184 | 6 | 2 | 57 | 12756 | 4972 | 6823 | 9804 | 1691 | 2731 | 11500 | 1471 | 1274 | 30790 | 1.19 | 1.24 | 11420.965
4522 | 10 | 189 | 2017-07-08 | 0.71698 | 1 | 0.71698 | 0.72892 | 0.80309 | 0.61716 | 0.63142 | 0.5797 | 0.49642 | 0.54944 | 0.55941 | 0.64698 | 0.57597 | 0.49419 | 0.59665 | 6 | 2 | 58 | 13638 | 5345 | 7255 | 10594 | 1806 | 2900 | 12620 | 1558 | 1404 | 33290 | 1.14 | 1.21 | 12477.48
4523 | 11 | 189 | 2017-07-08 | 0.71698 | 1 | 0.71698 | 0.71084 | 0.84627 | 0.65667 | 0.66474 | 0.60575 | 0.53156 | 0.57591 | 0.58816 | 0.70076 | 0.60148 | 0.53326 | 0.63509 | 6 | 2 | 59 | 14511 | 5627 | 7581 | 11344 | 1893 | 3049 | 13669 | 1627 | 1515 | 35435 | 1.14 | 1.18 | 13148.295
4524 | 12 | 189 | 2017-07-08 | 0.69811 | 1 | 0.69811 | 0.68072 | 0.85829 | 0.68834 | 0.69037 | 0.62293 | 0.55775 | 0.59629 | 0.60976 | 0.74721 | 0.61848 | 0.56952 | 0.66592 | 6 | 2 | 60 | 15211 | 5844 | 7796 | 11903 | 1960 | 3161 | 14575 | 1673 | 1618 | 37155 | 1.11 | 1.13 | 13334.96
4525 | 13 | 189 | 2017-07-08 | 0.63522 | 1 | 0.63522 | 0.6506 | 0.83365 | 0.70825 | 0.70762 | 0.63508 | 0.57935 | 0.6115 | 0.62558 | 0.78586 | 0.63031 | 0.59521 | 0.69078 | 6 | 2 | 61 | 15651 | 5990 | 7948 | 12364 | 2010 | 3243 | 15329 | 1705 | 1691 | 38542 | 1.01 | 1.08 | 12952.21
4526 | 14 | 189 | 2017-07-08 | 0.61635 | 1 | 0.61635 | 0.63253 | 0.83998 | 0.72287 | 0.71719 | 0.64123 | 0.59524 | 0.62124 | 0.63657 | 0.80939 | 0.63771 | 0.61281 | 0.71383 | 6 | 2 | 62 | 15974 | 6071 | 8025 | 12703 | 2042 | 3300 | 15788 | 1725 | 1741 | 39828 | 0.98 | 1.05 | 13050.635
4527 | 15 | 189 | 2017-07-08 | 0.61635 | 1 | 0.61635 | 0.65663 | 0.8466 | 0.73835 | 0.72558 | 0.6477 | 0.60677 | 0.62732 | 0.64622 | 0.8279 | 0.64436 | 0.6276 | 0.72928 | 6 | 2 | 63 | 16316 | 6142 | 8106 | 12949 | 2062 | 3350 | 16149 | 1743 | 1783 | 40690 | 0.98 | 1.09 | 13153.435
4528 | 16 | 189 | 2017-07-08 | 0.64151 | 1 | 0.64151 | 0.68072 | 0.84537 | 0.7512 | 0.73337 | 0.65058 | 0.61736 | 0.63219 | 0.6495 | 0.8379 | 0.64917 | 0.63956 | 0.74345 | 6 | 2 | 64 | 16600 | 6208 | 8142 | 13175 | 2078 | 3367 | 16344 | 1756 | 1817 | 41481 | 1.02 | 1.13 | 13134.275
4529 | 17 | 189 | 2017-07-08 | 0.66667 | 1 | 0.66667 | 0.72892 | 0.83299 | 0.75939 | 0.73668 | 0.65649 | 0.62387 | 0.63949 | 0.65336 | 0.83841 | 0.65471 | 0.64484 | 0.75414 | 6 | 2 | 65 | 16781 | 6236 | 8216 | 13314 | 2102 | 3387 | 16354 | 1771 | 1832 | 42077 | 1.06 | 1.21 | 12941.93
4530 | 18 | 189 | 2017-07-08 | 0.68553 | 1 | 0.68553 | 0.77711 | 0.79767 | 0.75953 | 0.7355 | 0.65425 | 0.6205 | 0.6404 | 0.65625 | 0.83426 | 0.65139 | 0.64414 | 0.75367 | 6 | 2 | 66 | 16784 | 6226 | 8188 | 13242 | 2105 | 3402 | 16273 | 1762 | 1830 | 42051 | 1.09 | 1.29 | 12393.195
4531 | 19 | 189 | 2017-07-08 | 0.7044 | 1 | 0.7044 | 0.79518 | 0.79425 | 0.74152 | 0.7238 | 0.64035 | 0.60897 | 0.63219 | 0.64738 | 0.82534 | 0.63845 | 0.63288 | 0.7398 | 6 | 2 | 67 | 16386 | 6127 | 8014 | 12996 | 2078 | 3356 | 16099 | 1727 | 1798 | 41277 | 1.12 | 1.32 | 12340.135
4532 | 20 | 189 | 2017-07-08 | 0.7673 | 1 | 0.7673 | 0.8494 | 0.85572 | 0.71323 | 0.70136 | 0.62341 | 0.59032 | 0.61333 | 0.62809 | 0.79832 | 0.62218 | 0.60929 | 0.71367 | 6 | 2 | 68 | 15761 | 5937 | 7802 | 12598 | 2016 | 3256 | 15572 | 1683 | 1731 | 39819 | 1.22 | 1.41 | 13295.155
4533 | 21 | 189 | 2017-07-08 | 0.83648 | 1 | 0.83648 | 0.89759 | 0.85805 | 0.68744 | 0.67773 | 0.60655 | 0.57054 | 0.59112 | 0.6088 | 0.76505 | 0.60407 | 0.58078 | 0.69076 | 6 | 2 | 69 | 15191 | 5737 | 7591 | 12176 | 1943 | 3156 | 14923 | 1634 | 1650 | 38541 | 1.33 | 1.49 | 13331.25
4534 | 22 | 189 | 2017-07-08 | 0.8239 | 1 | 0.8239 | 0.87349 | 0.84073 | 0.6721 | 0.6645 | 0.60104 | 0.55307 | 0.57803 | 0.59973 | 0.73131 | 0.59556 | 0.56565 | 0.6685 | 6 | 2 | 70 | 14852 | 5625 | 7522 | 11803 | 1900 | 3109 | 14265 | 1611 | 1607 | 37299 | 1.31 | 1.45 | 13062.215
4535 | 23 | 189 | 2017-07-08 | 0.77358 | 1 | 0.77358 | 0.75904 | 0.82665 | 0.63739 | 0.62563 | 0.57587 | 0.54341 | 0.5467 | 0.57253 | 0.6803 | 0.56858 | 0.54101 | 0.62787 | 6 | 2 | 71 | 14085 | 5296 | 7207 | 11597 | 1797 | 2968 | 13270 | 1538 | 1537 | 35032 | 1.23 | 1.26 | 12843.495
4536 | 24 | 189 | 2017-07-08 | 0.7044 | 1 | 0.7044 | 0.68072 | 0.80437 | 0.59051 | 0.57767 | 0.5352 | 0.5183 | 0.50228 | 0.5326 | 0.62555 | 0.53272 | 0.49736 | 0.57978 | 6 | 2 | 72 | 13049 | 4890 | 6698 | 11061 | 1651 | 2761 | 12202 | 1441 | 1413 | 32349 | 1.12 | 1.13 | 12497.315
4537 | 1 | 190 | 2017-07-09 | 0.6478 | 1 | 0.6478 | 0.63253 | 0.77096 | 0.5281 | 0.52061 | 0.48678 | 0.48053 | 0.44509 | 0.47724 | 0.55696 | 0.49205 | 0.44562 | 0.52481 | 7 | 3 | 73 | 11670 | 4407 | 6092 | 10255 | 1463 | 2474 | 10864 | 1331 | 1266 | 29282 | 1.03 | 1.05 | 11978.235
4538 | 2 | 190 | 2017-07-09 | 0.59748 | 1 | 0.59748 | 0.61446 | 0.74542 | 0.49914 | 0.49368 | 0.46241 | 0.44773 | 0.41801 | 0.45505 | 0.51887 | 0.46691 | 0.40936 | 0.49021 | 7 | 3 | 74 | 11030 | 4179 | 5787 | 9555 | 1374 | 2359 | 10121 | 1263 | 1163 | 27351 | 0.95 | 1.02 | 11581.36
4539 | 3 | 190 | 2017-07-09 | 0.57862 | 1 | 0.57862 | 0.59639 | 0.72049 | 0.48086 | 0.47501 | 0.44666 | 0.42449 | 0.39976 | 0.43634 | 0.49139 | 0.4488 | 0.3812 | 0.46567 | 7 | 3 | 75 | 10626 | 4021 | 5590 | 9059 | 1314 | 2262 | 9585 | 1214 | 1083 | 25982 | 0.92 | 0.99 | 11194.145
4540 | 4 | 190 | 2017-07-09 | 0.58491 | 1 | 0.58491 | 0.61446 | 0.6999 | 0.46864 | 0.46214 | 0.43548 | 0.40743 | 0.3885 | 0.42477 | 0.47191 | 0.43808 | 0.36677 | 0.44938 | 7 | 3 | 76 | 10356 | 3912 | 5450 | 8695 | 1277 | 2202 | 9205 | 1185 | 1042 | 25073 | 0.93 | 1.02 | 10874.225
4541 | 5 | 190 | 2017-07-09 | 0.58491 | 1 | 0.58491 | 0.62048 | 0.68772 | 0.46285 | 0.45552 | 0.43124 | 0.39684 | 0.38333 | 0.41667 | 0.4614 | 0.43475 | 0.35692 | 0.43936 | 7 | 3 | 77 | 10228 | 3856 | 5397 | 8469 | 1260 | 2160 | 9000 | 1176 | 1014 | 24514 | 0.93 | 1.03 | 10684.93
4542 | 6 | 190 | 2017-07-09 | 0.61635 | 1 | 0.61635 | 0.6747 | 0.67866 | 0.46253 | 0.45292 | 0.43236 | 0.39131 | 0.38242 | 0.41435 | 0.45412 | 0.43438 | 0.34988 | 0.43368 | 7 | 3 | 78 | 10221 | 3834 | 5411 | 8351 | 1257 | 2148 | 8858 | 1175 | 994 | 24197 | 0.98 | 1.12 | 10544.215
4543 | 7 | 190 | 2017-07-09 | 0.67296 | 1 | 0.67296 | 0.75904 | 0.66367 | 0.46009 | 0.45032 | 0.42972 | 0.38456 | 0.3812 | 0.40895 | 0.45053 | 0.43142 | 0.34319 | 0.43305 | 7 | 3 | 79 | 10167 | 3812 | 5378 | 8207 | 1253 | 2120 | 8788 | 1167 | 975 | 24162 | 1.07 | 1.26 | 10311.225
4544 | 8 | 190 | 2017-07-09 | 0.72327 | 1 | 0.72327 | 0.74699 | 0.63637 | 0.47579 | 0.47312 | 0.44299 | 0.38695 | 0.39641 | 0.42052 | 0.4757 | 0.44806 | 0.36255 | 0.45552 | 7 | 3 | 80 | 10514 | 4005 | 5544 | 8258 | 1303 | 2180 | 9279 | 1212 | 1030 | 25416 | 1.15 | 1.24 | 9887.07
4545 | 9 | 190 | 2017-07-09 | 0.75472 | 1 | 0.75472 | 0.71084 | 0.65776 | 0.51534 | 0.51223 | 0.47359 | 0.41221 | 0.43322 | 0.45274 | 0.52527 | 0.48059 | 0.41253 | 0.4961 | 7 | 3 | 81 | 11388 | 4336 | 5927 | 8797 | 1424 | 2347 | 10246 | 1300 | 1172 | 27680 | 1.2 | 1.18 | 10219.53
4546 | 10 | 190 | 2017-07-09 | 0.79245 | 1 | 0.79245 | 0.6747 | 0.69482 | 0.55331 | 0.55357 | 0.50771 | 0.45068 | 0.46851 | 0.489 | 0.57341 | 0.51608 | 0.46181 | 0.53763 | 7 | 3 | 82 | 12227 | 4686 | 6354 | 9618 | 1540 | 2535 | 11185 | 1396 | 1312 | 29997 | 1.26 | 1.12 | 10795.295
4547 | 11 | 190 | 2017-07-09 | 0.73585 | 1 | 0.73585 | 0.6506 | 0.7323 | 0.58788 | 0.58606 | 0.53592 | 0.49323 | 0.49681 | 0.51987 | 0.61396 | 0.5464 | 0.49806 | 0.57426 | 7 | 3 | 83 | 12991 | 4961 | 6707 | 10526 | 1633 | 2695 | 11976 | 1478 | 1415 | 32041 | 1.17 | 1.08 | 11377.635
4548 | 12 | 190 | 2017-07-09 | 0.72327 | 1 | 0.72327 | 0.61446 | 0.74794 | 0.6196 | 0.61583 | 0.56324 | 0.53437 | 0.52114 | 0.54958 | 0.6498 | 0.57375 | 0.53643 | 0.60543 | 7 | 3 | 84 | 13692 | 5213 | 7049 | 11404 | 1713 | 2849 | 12675 | 1552 | 1524 | 33780 | 1.15 | 1.02 | 11620.63
4549 | 13 | 190 | 2017-07-09 | 0.71069 | 1 | 0.71069 | 0.63855 | 0.74218 | 0.6511 | 0.6404 | 0.58538 | 0.57078 | 0.54001 | 0.57292 | 0.6803 | 0.59593 | 0.57057 | 0.63102 | 7 | 3 | 85 | 14388 | 5421 | 7326 | 12181 | 1775 | 2970 | 13270 | 1612 | 1621 | 35208 | 1.13 | 1.06 | 11531.12
4550 | 14 | 190 | 2017-07-09 | 0.69182 | 1 | 0.69182 | 0.62048 | 0.75233 | 0.67563 | 0.65859 | 0.60376 | 0.5996 | 0.554 | 0.59163 | 0.70691 | 0.61442 | 0.60155 | 0.65108 | 7 | 3 | 86 | 14930 | 5575 | 7556 | 12796 | 1821 | 3067 | 13789 | 1662 | 1709 | 36327 | 1.1 | 1.03 | 11688.74
4551 | 15 | 190 | 2017-07-09 | 0.67296 | 1 | 0.67296 | 0.62048 | 0.7566 | 0.69667 | 0.67549 | 0.62277 | 0.62467 | 0.5683 | 0.60957 | 0.72998 | 0.62773 | 0.62513 | 0.66838 | 7 | 3 | 87 | 15395 | 5718 | 7794 | 13331 | 1868 | 3160 | 14239 | 1698 | 1776 | 37292 | 1.07 | 1.03 | 11755.12
4552 | 16 | 190 | 2017-07-09 | 0.68553 | 1 | 0.68553 | 0.63253 | 0.75794 | 0.71676 | 0.69179 | 0.64115 | 0.64594 | 0.58503 | 0.62847 | 0.74823 | 0.63919 | 0.64379 | 0.68366 | 7 | 3 | 88 | 15839 | 5856 | 8024 | 13785 | 1923 | 3258 | 14595 | 1729 | 1829 | 38145 | 1.09 | 1.05 | 11775.96
4553 | 17 | 190 | 2017-07-09 | 0.66667 | 1 | 0.66667 | 0.71084 | 0.74929 | 0.73622 | 0.70727 | 0.66049 | 0.6607 | 0.60572 | 0.64796 | 0.76018 | 0.64917 | 0.65822 | 0.69614 | 7 | 3 | 89 | 16269 | 5987 | 8266 | 14100 | 1991 | 3359 | 14828 | 1756 | 1870 | 38841 | 1.06 | 1.18 | 11641.495
4554 | 18 | 190 | 2017-07-09 | 0.69811 | 1 | 0.69811 | 0.71687 | 0.72694 | 0.74658 | 0.71672 | 0.67024 | 0.66665 | 0.62124 | 0.66146 | 0.76284 | 0.65176 | 0.67089 | 0.70082 | 7 | 3 | 90 | 16498 | 6067 | 8388 | 14227 | 2042 | 3429 | 14880 | 1763 | 1906 | 39102 | 1.11 | 1.19 | 11294.21
4555 | 19 | 190 | 2017-07-09 | 0.72327 | 1 | 0.72327 | 0.76506 | 0.72784 | 0.74061 | 0.71057 | 0.66648 | 0.66342 | 0.62519 | 0.65567 | 0.75044 | 0.64473 | 0.66561 | 0.69012 | 7 | 3 | 91 | 16366 | 6015 | 8341 | 14158 | 2055 | 3399 | 14638 | 1744 | 1891 | 38505 | 1.15 | 1.27 | 11308.32
4556 | 20 | 190 | 2017-07-09 | 0.78616 | 1 | 0.78616 | 0.80723 | 0.80601 | 0.72464 | 0.69344 | 0.65425 | 0.64753 | 0.6188 | 0.64005 | 0.72311 | 0.6329 | 0.6466 | 0.67042 | 7 | 3 | 92 | 16013 | 5870 | 8188 | 13819 | 2034 | 3318 | 14105 | 1712 | 1837 | 37406 | 1.25 | 1.34 | 12522.705
4557 | 21 | 190 | 2017-07-09 | 0.83648 | 1 | 0.83648 | 0.86145 | 0.81962 | 0.70436 | 0.67135 | 0.637 | 0.62462 | 0.60055 | 0.61902 | 0.69697 | 0.61959 | 0.62056 | 0.6575 | 7 | 3 | 93 | 15565 | 5683 | 7972 | 13330 | 1974 | 3209 | 13595 | 1676 | 1763 | 36685 | 1.33 | 1.43 | 12734.27
4558 | 22 | 190 | 2017-07-09 | 0.81761 | 1 | 0.81761 | 0.8494 | 0.81392 | 0.68825 | 0.65694 | 0.63516 | 0.61126 | 0.59264 | 0.60455 | 0.67174 | 0.61738 | 0.60049 | 0.64185 | 7 | 3 | 94 | 15209 | 5561 | 7949 | 13045 | 1948 | 3134 | 13103 | 1670 | 1706 | 35812 | 1.3 | 1.41 | 12645.685
4559 | 23 | 190 | 2017-07-09 | 0.75472 | 1 | 0.75472 | 0.72892 | 0.80175 | 0.64707 | 0.61559 | 0.60695 | 0.60339 | 0.56647 | 0.57137 | 0.61837 | 0.58743 | 0.55649 | 0.59935 | 7 | 3 | 95 | 14299 | 5211 | 7596 | 12877 | 1862 | 2962 | 12062 | 1589 | 1581 | 33441 | 1.2 | 1.21 | 12456.54
4560 | 24 | 190 | 2017-07-09 | 0.68553 | 1 | 0.68553 | 0.6506 | 0.77447 | 0.60037 | 0.56846 | 0.56644 | 0.56956 | 0.52753 | 0.52623 | 0.56065 | 0.5464 | 0.49877 | 0.55055 | 7 | 3 | 96 | 13267 | 4812 | 7089 | 12155 | 1734 | 2728 | 10936 | 1478 | 1417 | 30718 | 1.09 | 1.08 | 12032.68
4561 | 1 | 191 | 2017-07-10 | 0.61635 | 1 | 0.61635 | 0.62651 | 0.80131 | 0.54765 | 0.52617 | 0.52002 | 0.51844 | 0.4965 | 0.50347 | 0.52097 | 0.50092 | 0.44949 | 0.4994 | 1 | 1 | 97 | 12102 | 4454 | 6508 | 11064 | 1632 | 2610 | 10162 | 1355 | 1277 | 27864 | 0.98 | 1.04 | 12449.825
4562 | 2 | 191 | 2017-07-10 | 0.60377 | 1 | 0.60377 | 0.60241 | 0.77242 | 0.52267 | 0.50526 | 0.49636 | 0.48512 | 0.47125 | 0.47897 | 0.49031 | 0.47616 | 0.41077 | 0.47126 | 1 | 1 | 98 | 11550 | 4277 | 6212 | 10353 | 1549 | 2483 | 9564 | 1288 | 1167 | 26294 | 0.96 | 1 | 12000.945
4563 | 3 | 191 | 2017-07-10 | 0.59748 | 1 | 0.59748 | 0.59036 | 0.74901 | 0.50738 | 0.49238 | 0.48238 | 0.46151 | 0.45695 | 0.46373 | 0.47062 | 0.461 | 0.39176 | 0.45391 | 1 | 1 | 99 | 11212 | 4168 | 6037 | 9849 | 1502 | 2404 | 9180 | 1247 | 1113 | 25326 | 0.95 | 0.98 | 11637.225
4564 | 4 | 191 | 2017-07-10 | 0.61635 | 1 | 0.61635 | 0.59036 | 0.73082 | 0.49991 | 0.48718 | 0.47415 | 0.446 | 0.44904 | 0.45775 | 0.46247 | 0.45434 | 0.37768 | 0.4468 | 1 | 1 | 100 | 11047 | 4124 | 5934 | 9518 | 1476 | 2373 | 9021 | 1229 | 1073 | 24929 | 0.98 | 0.98 | 11354.585
4565 | 5 | 191 | 2017-07-10 | 0.64151 | 1 | 0.64151 | 0.60843 | 0.71832 | 0.50507 | 0.49179 | 0.47942 | 0.43911 | 0.45269 | 0.45737 | 0.46678 | 0.45841 | 0.37592 | 0.45103 | 1 | 1 | 101 | 11161 | 4163 | 6000 | 9371 | 1488 | 2371 | 9105 | 1240 | 1068 | 25165 | 1.02 | 1.01 | 11160.345
4566 | 6 | 191 | 2017-07-10 | 0.71698 | 1 | 0.71698 | 0.6506 | 0.72546 | 0.52548 | 0.51412 | 0.50068 | 0.44595 | 0.47673 | 0.47647 | 0.48688 | 0.478 | 0.39 | 0.47296 | 1 | 1 | 102 | 11612 | 4352 | 6266 | 9517 | 1567 | 2470 | 9497 | 1293 | 1108 | 26389 | 1.14 | 1.08 | 11271.335
4567 | 7 | 191 | 2017-07-10 | 0.77358 | 1 | 0.77358 | 0.68675 | 0.7356 | 0.55557 | 0.54389 | 0.534 | 0.4675 | 0.51445 | 0.50309 | 0.51661 | 0.50314 | 0.41112 | 0.50951 | 1 | 1 | 103 | 12277 | 4604 | 6683 | 9977 | 1691 | 2608 | 10077 | 1361 | 1168 | 28428 | 1.23 | 1.14 | 11428.795
4568 | 8 | 191 | 2017-07-10 | 0.77987 | 1 | 0.77987 | 0.71687 | 0.74366 | 0.58951 | 0.57708 | 0.57347 | 0.50963 | 0.55126 | 0.52739 | 0.55762 | 0.54159 | 0.43471 | 0.55236 | 1 | 1 | 104 | 13027 | 4885 | 7177 | 10876 | 1812 | 2734 | 10877 | 1465 | 1235 | 30819 | 1.24 | 1.19 | 11554.04
4569 | 9 | 191 | 2017-07-10 | 0.73585 | 1 | 0.73585 | 0.77108 | 0.84656 | 0.62512 | 0.60815 | 0.61342 | 0.5586 | 0.59355 | 0.56443 | 0.60284 | 0.57856 | 0.4597 | 0.59104 | 1 | 1 | 105 | 13814 | 5148 | 7677 | 11921 | 1951 | 2926 | 11759 | 1565 | 1306 | 32977 | 1.17 | 1.28 | 13152.805
4570 | 10 | 191 | 2017-07-10 | 0.67925 | 1 | 0.67925 | 0.74096 | 0.91285 | 0.65983 | 0.64064 | 0.64738 | 0.59978 | 0.6331 | 0.60976 | 0.65001 | 0.61146 | 0.4949 | 0.62875 | 1 | 1 | 106 | 14581 | 5423 | 8102 | 12800 | 2081 | 3161 | 12679 | 1654 | 1406 | 35081 | 1.08 | 1.23 | 14182.66
4571 | 11 | 191 | 2017-07-10 | 0.66667 | 1 | 0.66667 | 0.75301 | 0.9624 | 0.69825 | 0.67336 | 0.6827 | 0.63619 | 0.67235 | 0.65451 | 0.69768 | 0.64362 | 0.54241 | 0.6654 | 1 | 1 | 107 | 15430 | 5700 | 8544 | 13577 | 2210 | 3393 | 13609 | 1741 | 1541 | 37126 | 1.06 | 1.25 | 14952.575
4572 | 12 | 191 | 2017-07-10 | 0.6478 | 1 | 0.6478 | 0.73494 | 0.97754 | 0.72812 | 0.70396 | 0.71027 | 0.67124 | 0.70125 | 0.69117 | 0.7431 | 0.67135 | 0.59029 | 0.69872 | 1 | 1 | 108 | 16090 | 5959 | 8889 | 14325 | 2305 | 3583 | 14495 | 1816 | 1677 | 38985 | 1.03 | 1.22 | 15187.805
4573 | 13 | 191 | 2017-07-10 | 0.66667 | 1 | 0.66667 | 0.71084 | 0.95214 | 0.75939 | 0.729 | 0.73216 | 0.69955 | 0.7268 | 0.72184 | 0.78007 | 0.69464 | 0.63393 | 0.72741 | 1 | 1 | 109 | 16781 | 6171 | 9163 | 14929 | 2389 | 3742 | 15216 | 1879 | 1801 | 40586 | 1.06 | 1.18 | 14793.225
4574 | 14 | 191 | 2017-07-10 | 0.6478 | 1 | 0.6478 | 0.70482 | 0.97576 | 0.78356 | 0.75097 | 0.75406 | 0.71974 | 0.74475 | 0.7446 | 0.81401 | 0.71793 | 0.66807 | 0.75593 | 1 | 1 | 110 | 17315 | 6357 | 9437 | 15360 | 2448 | 3860 | 15878 | 1942 | 1898 | 42177 | 1.03 | 1.17 | 15160.185
4575 | 15 | 191 | 2017-07-10 | 0.62893 | 1 | 0.62893 | 0.69277 | 1 | 0.79813 | 0.76964 | 0.76548 | 0.73994 | 0.75875 | 0.76215 | 0.836 | 0.73604 | 0.69553 | 0.7808 | 1 | 1 | 111 | 17637 | 6515 | 9580 | 15791 | 2494 | 3951 | 16307 | 1991 | 1976 | 43565 | 1 | 1.15 | 15536.75
4576 | 16 | 191 | 2017-07-10 | 0.67296 | 1 | 0.67296 | 0.69277 | 0.99944 | 0.80867 | 0.78571 | 0.77427 | 0.75554 | 0.76666 | 0.77758 | 0.85205 | 0.74824 | 0.71207 | 0.80292 | 1 | 1 | 112 | 17870 | 6651 | 9690 | 16124 | 2520 | 4031 | 16620 | 2024 | 2023 | 44799 | 1.07 | 1.15 | 15528.105
4577 | 17 | 191 | 2017-07-10 | 0.72327 | 1 | 0.72327 | 0.75301 | 0.98608 | 0.81686 | 0.79787 | 0.78418 | 0.76346 | 0.77517 | 0.78897 | 0.86117 | 0.75712 | 0.72756 | 0.81934 | 1 | 1 | 113 | 18051 | 6754 | 9814 | 16293 | 2548 | 4090 | 16798 | 2048 | 2067 | 45715 | 1.15 | 1.25 | 15320.515
4578 | 18 | 191 | 2017-07-10 | 0.7673 | 1 | 0.7673 | 0.80723 | 0.92154 | 0.81632 | 0.80343 | 0.78674 | 0.76313 | 0.78187 | 0.7934 | 0.86686 | 0.75268 | 0.74164 | 0.82678 | 1 | 1 | 114 | 18039 | 6801 | 9846 | 16286 | 2570 | 4113 | 16909 | 2036 | 2107 | 46130 | 1.22 | 1.34 | 14317.695
4579 | 19 | 191 | 2017-07-10 | 0.77358 | 1 | 0.77358 | 0.83133 | 0.8823 | 0.80473 | 0.79527 | 0.77922 | 0.75652 | 0.7773 | 0.78395 | 0.85307 | 0.74159 | 0.73601 | 0.81161 | 1 | 1 | 115 | 17783 | 6732 | 9752 | 16145 | 2555 | 4064 | 16640 | 2006 | 2091 | 45284 | 1.23 | 1.38 | 13708.055
4580 | 20 | 191 | 2017-07-10 | 0.80503 | 1 | 0.80503 | 0.8494 | 0.93549 | 0.78523 | 0.77129 | 0.76276 | 0.73408 | 0.75875 | 0.75559 | 0.82349 | 0.72237 | 0.71102 | 0.78382 | 1 | 1 | 116 | 17352 | 6529 | 9546 | 15666 | 2494 | 3917 | 16063 | 1954 | 2020 | 43733 | 1.28 | 1.41 | 14534.475
4581 | 21 | 191 | 2017-07-10 | 0.89937 | 1 | 0.89937 | 0.93373 | 0.93593 | 0.76097 | 0.74968 | 0.73919 | 0.70901 | 0.73471 | 0.72454 | 0.78571 | 0.69612 | 0.67969 | 0.75711 | 1 | 1 | 117 | 16816 | 6346 | 9251 | 15131 | 2415 | 3756 | 15326 | 1883 | 1931 | 42243 | 1.43 | 1.55 | 14541.295
4582 | 22 | 191 | 2017-07-10 | 0.88679 | 1 | 0.88679 | 0.90964 | 0.9084 | 0.74314 | 0.73136 | 0.72257 | 0.68858 | 0.71981 | 0.70602 | 0.74977 | 0.68281 | 0.65259 | 0.73085 | 1 | 1 | 118 | 16422 | 6191 | 9043 | 14695 | 2366 | 3660 | 14625 | 1847 | 1854 | 40778 | 1.41 | 1.51 | 14113.52
4583 | 23 | 191 | 2017-07-10 | 0.79874 | 1 | 0.79874 | 0.85542 | 0.88374 | 0.69522 | 0.67927 | 0.68102 | 0.66857 | 0.6763 | 0.66011 | 0.68446 | 0.64399 | 0.59908 | 0.67282 | 1 | 1 | 119 | 15363 | 5750 | 8523 | 14268 | 2223 | 3422 | 13351 | 1742 | 1702 | 37540 | 1.27 | 1.42 | 13730.465
4584 | 24 | 191 | 2017-07-10 | 0.7044 | 1 | 0.7044 | 0.77108 | 0.84359 | 0.63793 | 0.6202 | 0.62924 | 0.61872 | 0.6188 | 0.60494 | 0.61889 | 0.59039 | 0.53819 | 0.61226 | 1 | 1 | 120 | 14097 | 5250 | 7875 | 13204 | 2034 | 3136 | 12072 | 1597 | 1529 | 34161 | 1.12 | 1.28 | 13106.685
4585 | 1 | 192 | 2017-07-11 | 0.76101 | 1 | 0.76101 | 0.71687 | 0.80131 | 0.62526 | 0.60047 | 0.602 | 0.59814 | 0.62641 | 0.6034 | 0.61002 | 0.57375 | 0.49173 | 0.59251 | 2 | 1 | 121 | 13817 | 5083 | 7534 | 12765 | 2059 | 3128 | 11899 | 1552 | 1397 | 33059 | 1.21 | 1.19 | 12449.825
4586 | 2 | 192 | 2017-07-11 | 0.71698 | 1 | 0.71698 | 0.66867 | 0.77242 | 0.58996 | 0.56905 | 0.56564 | 0.55396 | 0.58716 | 0.5706 | 0.5728 | 0.54603 | 0.45371 | 0.55758 | 2 | 1 | 122 | 13037 | 4817 | 7079 | 11822 | 1930 | 2958 | 11173 | 1477 | 1289 | 31110 | 1.14 | 1.11 | 12000.945
4587 | 3 | 192 | 2017-07-11 | 0.7044 | 1 | 0.7044 | 0.64458 | 0.74901 | 0.56937 | 0.55286 | 0.54503 | 0.5213 | 0.56069 | 0.54205 | 0.54804 | 0.52569 | 0.42802 | 0.53467 | 2 | 1 | 123 | 12582 | 4680 | 6821 | 11125 | 1843 | 2810 | 10690 | 1422 | 1216 | 29832 | 1.12 | 1.07 | 11637.225
4588 | 4 | 192 | 2017-07-11 | 0.69811 | 1 | 0.69811 | 0.63253 | 0.73082 | 0.55892 | 0.54141 | 0.53304 | 0.49927 | 0.54487 | 0.52604 | 0.52912 | 0.51645 | 0.41218 | 0.52277 | 2 | 1 | 124 | 12351 | 4583 | 6671 | 10655 | 1791 | 2727 | 10321 | 1397 | 1171 | 29168 | 1.11 | 1.05 | 11354.585
4589 | 5 | 192 | 2017-07-11 | 0.69182 | 1 | 0.69182 | 0.63253 | 0.71832 | 0.55969 | 0.54436 | 0.53448 | 0.48845 | 0.54487 | 0.52469 | 0.5284 | 0.51756 | 0.40549 | 0.52541 | 2 | 1 | 125 | 12368 | 4608 | 6689 | 10424 | 1791 | 2720 | 10307 | 1400 | 1152 | 29315 | 1.1 | 1.05 | 11160.345
4590 | 6 | 192 | 2017-07-11 | 0.7044 | 1 | 0.7044 | 0.68072 | 0.72546 | 0.57919 | 0.5661 | 0.55302 | 0.49285 | 0.56891 | 0.54784 | 0.5404 | 0.53567 | 0.41781 | 0.54659 | 2 | 1 | 126 | 12799 | 4792 | 6921 | 10518 | 1870 | 2840 | 10541 | 1449 | 1187 | 30497 | 1.12 | 1.13 | 11271.335
4591 | 7 | 192 | 2017-07-11 | 0.75472 | 1 | 0.75472 | 0.74096 | 0.7356 | 0.60757 | 0.60165 | 0.59033 | 0.5161 | 0.6118 | 0.58816 | 0.57511 | 0.56895 | 0.43647 | 0.58581 | 2 | 1 | 127 | 13426 | 5093 | 7388 | 11014 | 2011 | 3049 | 11218 | 1539 | 1240 | 32685 | 1.2 | 1.23 | 11428.795
4592 | 8 | 192 | 2017-07-11 | 0.81761 | 1 | 0.81761 | 0.77711 | 0.74366 | 0.65146 | 0.64182 | 0.63604 | 0.55667 | 0.65683 | 0.61285 | 0.62135 | 0.61257 | 0.45618 | 0.63821 | 2 | 1 | 128 | 14396 | 5433 | 7960 | 11880 | 2159 | 3177 | 12120 | 1657 | 1296 | 35609 | 1.3 | 1.29 | 11554.04
4593 | 9 | 192 | 2017-07-11 | 0.84277 | 1 | 0.84277 | 0.83133 | 0.84656 | 0.68911 | 0.67903 | 0.67367 | 0.60288 | 0.69547 | 0.64699 | 0.66913 | 0.6573 | 0.48258 | 0.68822 | 2 | 1 | 129 | 15228 | 5748 | 8431 | 12866 | 2286 | 3354 | 13052 | 1778 | 1371 | 38399 | 1.34 | 1.38 | 13152.805
4594 | 10 | 192 | 2017-07-11 | 0.8805 | 1 | 0.8805 | 0.85542 | 0.91285 | 0.72414 | 0.71683 | 0.70907 | 0.64542 | 0.72954 | 0.6875 | 0.72342 | 0.70462 | 0.52306 | 0.73671 | 2 | 1 | 130 | 16002 | 6068 | 8874 | 13774 | 2398 | 3564 | 14111 | 1906 | 1486 | 41105 | 1.4 | 1.42 | 14182.66
4595 | 11 | 192 | 2017-07-11 | 0.84906 | 1 | 0.84906 | 0.83133 | 0.9624 | 0.76183 | 0.76137 | 0.74399 | 0.68244 | 0.77031 | 0.73515 | 0.77843 | 0.74972 | 0.56635 | 0.7865 | 2 | 1 | 131 | 16835 | 6445 | 9311 | 14564 | 2532 | 3811 | 15184 | 2028 | 1609 | 43883 | 1.35 | 1.38 | 14952.575
4596 | 12 | 192 | 2017-07-11 | 0.8239 | 1 | 0.8239 | 0.78916 | 0.97754 | 0.80098 | 0.80496 | 0.77227 | 0.71913 | 0.80073 | 0.77855 | 0.82662 | 0.79261 | 0.61774 | 0.83106 | 2 | 1 | 132 | 17700 | 6814 | 9665 | 15347 | 2632 | 4036 | 16124 | 2144 | 1755 | 46369 | 1.31 | 1.31 | 15187.805
4597 | 13 | 192 | 2017-07-11 | 0.80503 | 1 | 0.80503 | 0.78916 | 0.95214 | 0.83465 | 0.83851 | 0.79888 | 0.74832 | 0.82537 | 0.81559 | 0.86609 | 0.83031 | 0.66103 | 0.86732 | 2 | 1 | 133 | 18444 | 7098 | 9998 | 15970 | 2713 | 4228 | 16894 | 2246 | 1878 | 48392 | 1.28 | 1.31 | 14793.225
4598 | 14 | 192 | 2017-07-11 | 0.81132 | 1 | 0.81132 | 0.74699 | 0.97576 | 0.86587 | 0.86698 | 0.82325 | 0.77344 | 0.83845 | 0.84587 | 0.89957 | 0.86359 | 0.70046 | 0.89985 | 2 | 1 | 134 | 19134 | 7339 | 10303 | 16506 | 2756 | 4385 | 17547 | 2336 | 1990 | 50207 | 1.29 | 1.24 | 15160.185
4599 | 15 | 192 | 2017-07-11 | 0.76101 | 1 | 0.76101 | 0.74096 | 1 | 0.87945 | 0.88754 | 0.83508 | 0.79767 | 0.84545 | 0.86555 | 0.91941 | 0.88688 | 0.73284 | 0.9253 | 2 | 1 | 135 | 19434 | 7513 | 10451 | 17023 | 2779 | 4487 | 17934 | 2399 | 2082 | 51627 | 1.21 | 1.23 | 15536.75
4600 | 16 | 192 | 2017-07-11 | 0.77358 | 1 | 0.77358 | 0.72892 | 0.99944 | 0.88931 | 0.90289 | 0.84379 | 0.81102 | 0.84667 | 0.87558 | 0.93484 | 0.8939 | 0.76206 | 0.94516 | 2 | 1 | 136 | 19652 | 7643 | 10560 | 17308 | 2783 | 4539 | 18235 | 2418 | 2165 | 52735 | 1.23 | 1.21 | 15528.105
4601 | 17 | 192 | 2017-07-11 | 0.77987 | 1 | 0.77987 | 0.72289 | 0.98608 | 0.8942 | 0.91234 | 0.84626 | 0.81824 | 0.84484 | 0.89622 | 0.94412 | 0.90055 | 0.78071 | 0.95871 | 2 | 1 | 137 | 19760 | 7723 | 10591 | 17462 | 2777 | 4646 | 18416 | 2436 | 2218 | 53491 | 1.24 | 1.2 | 15320.515
4602 | 18 | 192 | 2017-07-11 | 0.83648 | 1 | 0.83648 | 0.77108 | 0.92154 | 0.8889 | 0.91069 | 0.83875 | 0.81468 | 0.83632 | 0.8941 | 0.9433 | 0.89686 | 0.78705 | 0.96172 | 2 | 1 | 138 | 19643 | 7709 | 10497 | 17386 | 2749 | 4635 | 18400 | 2426 | 2236 | 53659 | 1.33 | 1.28 | 14317.695
4603 | 19 | 192 | 2017-07-11 | 0.83648 | 1 | 0.83648 | 0.80723 | 0.8823 | 0.87497 | 0.8964 | 0.81846 | 0.79701 | 0.81838 | 0.87982 | 0.92987 | 0.87726 | 0.76804 | 0.94372 | 2 | 1 | 139 | 19335 | 7588 | 10243 | 17009 | 2690 | 4561 | 18138 | 2373 | 2182 | 52655 | 1.33 | 1.34 | 13708.055
4604 | 20 | 192 | 2017-07-11 | 0.90566 | 1 | 0.90566 | 0.8494 | 0.93549 | 0.84732 | 0.86367 | 0.79289 | 0.76782 | 0.79008 | 0.85397 | 0.89875 | 0.84621 | 0.74058 | 0.9075 | 2 | 1 | 140 | 18724 | 7311 | 9923 | 16386 | 2597 | 4427 | 17531 | 2289 | 2104 | 50634 | 1.44 | 1.41 | 14534.475
4605 | 21 | 192 | 2017-07-11 | 0.98742 | 1 | 0.98742 | 0.88554 | 0.93593 | 0.81994 | 0.83402 | 0.77299 | 0.74125 | 0.76392 | 0.83237 | 0.86553 | 0.81442 | 0.70503 | 0.87601 | 2 | 1 | 141 | 18119 | 7060 | 9674 | 15819 | 2511 | 4315 | 16883 | 2203 | 2003 | 48877 | 1.57 | 1.47 | 14541.295
4606 | 22 | 192 | 2017-07-11 | 1 | 1 | 1 | 0.84337 | 0.9084 | 0.80071 | 0.80933 | 0.75781 | 0.7226 | 0.7484 | 0.80768 | 0.82944 | 0.79187 | 0.67617 | 0.84362 | 2 | 1 | 142 | 17694 | 6851 | 9484 | 15421 | 2460 | 4187 | 16179 | 2142 | 1921 | 47070 | 1.59 | 1.4 | 14113.52
4607 | 23 | 192 | 2017-07-11 | 0.91824 | 1 | 0.91824 | 0.74699 | 0.88374 | 0.75025 | 0.74802 | 0.70923 | 0.69528 | 0.70551 | 0.75231 | 0.76125 | 0.74122 | 0.62654 | 0.77953 | 2 | 1 | 143 | 16579 | 6332 | 8876 | 14838 | 2319 | 3900 | 14849 | 2005 | 1780 | 43494 | 1.46 | 1.24 | 13730.465
4608 | 24 | 192 | 2017-07-11 | 0.79245 | 1 | 0.79245 | 0.63855 | 0.84359 | 0.68916 | 0.68116 | 0.65106 | 0.64477 | 0.64527 | 0.68943 | 0.68922 | 0.68207 | 0.56177 | 0.71173 | 2 | 1 | 144 | 15229 | 5766 | 8148 | 13760 | 2121 | 3574 | 13444 | 1845 | 1596 | 39711 | 1.26 | 1.06 | 13106.685
4609 | 1 | 193 | 2017-07-12 | 0.64151 | 1 | 0.64151 | 0.59639 | 0.80131 | 0.63988 | 0.63343 | 0.64211 | 0.63287 | 0.63979 | 0.6414 | 0.63252 | 0.60924 | 0.50229 | 0.62337 | 3 | 1 | 1 | 14140 | 5362 | 8036 | 13506 | 2103 | 3325 | 12338 | 1648 | 1427 | 34781 | 1.02 | 0.99 | 12449.825
4610 | 2 | 193 | 2017-07-12 | 0.60377 | 1 | 0.60377 | 0.57831 | 0.77242 | 0.60281 | 0.59941 | 0.60663 | 0.5846 | 0.60176 | 0.60282 | 0.59223 | 0.57634 | 0.46639 | 0.5864 | 3 | 1 | 2 | 13321 | 5074 | 7592 | 12476 | 1978 | 3125 | 11552 | 1559 | 1325 | 32718 | 0.96 | 0.96 | 12000.945
4611 | 3 | 193 | 2017-07-12 | 0.60377 | 1 | 0.60377 | 0.56024 | 0.74901 | 0.57874 | 0.57755 | 0.58354 | 0.54993 | 0.57438 | 0.57581 | 0.56306 | 0.55527 | 0.43823 | 0.5617 | 3 | 1 | 3 | 12789 | 4889 | 7303 | 11736 | 1888 | 2985 | 10983 | 1502 | 1245 | 31340 | 0.96 | 0.93 | 11637.225
4612 | 4 | 193 | 2017-07-12 | 0.59119 | 1 | 0.59119 | 0.54819 | 0.73082 | 0.56458 | 0.56633 | 0.57083 | 0.52467 | 0.55826 | 0.55922 | 0.54691 | 0.54159 | 0.41781 | 0.54793 | 3 | 1 | 4 | 12476 | 4794 | 7144 | 11197 | 1835 | 2899 | 10668 | 1465 | 1187 | 30572 | 0.94 | 0.91 | 11354.585
4613 | 5 | 193 | 2017-07-12 | 0.62893 | 1 | 0.62893 | 0.54819 | 0.71832 | 0.56557 | 0.56751 | 0.56996 | 0.5116 | 0.55826 | 0.55575 | 0.54558 | 0.54011 | 0.41042 | 0.54871 | 3 | 1 | 5 | 12498 | 4804 | 7133 | 10918 | 1835 | 2881 | 10642 | 1461 | 1166 | 30615 | 1 | 0.91 | 11160.345
4614 | 6 | 193 | 2017-07-12 | 0.69182 | 1 | 0.69182 | 0.56627 | 0.72546 | 0.58499 | 0.58925 | 0.59113 | 0.51314 | 0.58199 | 0.57562 | 0.56126 | 0.56007 | 0.41851 | 0.57039 | 3 | 1 | 6 | 12927 | 4988 | 7398 | 10951 | 1913 | 2984 | 10948 | 1515 | 1189 | 31825 | 1.1 | 0.94 | 11271.335
4615 | 7 | 193 | 2017-07-12 | 0.76101 | 1 | 0.76101 | 0.62651 | 0.7356 | 0.61503 | 0.62469 | 0.62429 | 0.53596 | 0.6188 | 0.60918 | 0.59033 | 0.58928 | 0.43471 | 0.6079 | 3 | 1 | 7 | 13591 | 5288 | 7813 | 11438 | 2034 | 3158 | 11515 | 1594 | 1235 | 33918 | 1.21 | 1.04 | 11428.795
4616 | 8 | 193 | 2017-07-12 | 0.77358 | 1 | 0.77358 | 0.6988 | 0.74366 | 0.65096 | 0.66273 | 0.67199 | 0.57359 | 0.66626 | 0.64487 | 0.6295 | 0.63105 | 0.45371 | 0.65515 | 3 | 1 | 8 | 14385 | 5610 | 8410 | 12241 | 2190 | 3343 | 12279 | 1707 | 1289 | 36554 | 1.23 | 1.16 | 11554.04
4617 | 9 | 193 | 2017-07-12 | 0.72327 | 1 | 0.72327 | 0.73494 | 0.84656 | 0.69495 | 0.69864 | 0.71834 | 0.62715 | 0.71646 | 0.68634 | 0.68138 | 0.67505 | 0.48152 | 0.69951 | 3 | 1 | 9 | 15357 | 5914 | 8990 | 13384 | 2355 | 3558 | 13291 | 1826 | 1368 | 39029 | 1.15 | 1.22 | 13152.805
4618 | 10 | 193 | 2017-07-12 | 0.7044 | 1 | 0.7044 | 0.74096 | 0.91285 | 0.74156 | 0.73774 | 0.76388 | 0.6816 | 0.76483 | 0.73765 | 0.73675 | 0.71349 | 0.52165 | 0.74317 | 3 | 1 | 10 | 16387 | 6245 | 9560 | 14546 | 2514 | 3824 | 14371 | 1930 | 1482 | 41465 | 1.12 | 1.23 | 14182.66
4619 | 11 | 193 | 2017-07-12 | 0.72956 | 1 | 0.72956 | 0.73494 | 0.9624 | 0.79224 | 0.78169 | 0.81662 | 0.73366 | 0.81594 | 0.7907 | 0.79288 | 0.76044 | 0.56987 | 0.78767 | 3 | 1 | 11 | 17507 | 6617 | 10220 | 15657 | 2682 | 4099 | 15466 | 2057 | 1619 | 43948 | 1.16 | 1.22 | 14952.575
4620 | 12 | 193 | 2017-07-12 | 0.67925 | 1 | 0.67925 | 0.74096 | 0.97754 | 0.84062 | 0.82174 | 0.85785 | 0.78722 | 0.85945 | 0.83218 | 0.84277 | 0.79852 | 0.62337 | 0.82758 | 3 | 1 | 12 | 18576 | 6956 | 10736 | 16800 | 2825 | 4314 | 16439 | 2160 | 1771 | 46175 | 1.08 | 1.23 | 15187.805
4621 | 13 | 193 | 2017-07-12 | 0.6478 | 1 | 0.6478 | 0.75904 | 0.95214 | 0.88257 | 0.85694 | 0.89037 | 0.83276 | 0.89474 | 0.86902 | 0.88286 | 0.83031 | 0.66948 | 0.8602 | 3 | 1 | 13 | 19503 | 7254 | 11143 | 17772 | 2941 | 4505 | 17221 | 2246 | 1902 | 47995 | 1.03 | 1.26 | 14793.225
4622 | 14 | 193 | 2017-07-12 | 0.6478 | 1 | 0.6478 | 0.77711 | 0.97576 | 0.91913 | 0.88659 | 0.92121 | 0.87133 | 0.92333 | 0.89969 | 0.91567 | 0.86543 | 0.70679 | 0.88857 | 3 | 1 | 14 | 20311 | 7505 | 11529 | 18595 | 3035 | 4664 | 17861 | 2341 | 2008 | 49578 | 1.03 | 1.29 | 15160.185
4623 | 15 | 193 | 2017-07-12 | 0.66038 | 1 | 0.66038 | 0.79518 | 1 | 0.94208 | 0.90916 | 0.94007 | 0.90647 | 0.93733 | 0.92303 | 0.93525 | 0.88872 | 0.73601 | 0.91067 | 3 | 1 | 15 | 20818 | 7696 | 11765 | 19345 | 3081 | 4785 | 18243 | 2404 | 2091 | 50811 | 1.05 | 1.32 | 15536.75
4624 | 16 | 193 | 2017-07-12 | 0.66038 | 1 | 0.66038 | 0.84337 | 0.99944 | 0.95606 | 0.92676 | 0.94782 | 0.92849 | 0.94068 | 0.93711 | 0.94663 | 0.9024 | 0.75642 | 0.92831 | 3 | 1 | 16 | 21127 | 7845 | 11862 | 19815 | 3092 | 4858 | 18465 | 2441 | 2149 | 51795 | 1.05 | 1.4 | 15528.105
4625 | 17 | 193 | 2017-07-12 | 0.67925 | 1 | 0.67925 | 0.87349 | 0.98608 | 0.96407 | 0.93987 | 0.95382 | 0.93777 | 0.9428 | 0.94734 | 0.9533 | 0.91201 | 0.77332 | 0.93994 | 3 | 1 | 17 | 21304 | 7956 | 11937 | 20013 | 3099 | 4911 | 18595 | 2467 | 2197 | 52444 | 1.08 | 1.45 | 15320.515
4626 | 18 | 193 | 2017-07-12 | 0.73585 | 1 | 0.73585 | 0.95783 | 0.92154 | 0.96095 | 0.94259 | 0.94782 | 0.93477 | 0.94189 | 0.94174 | 0.95094 | 0.90943 | 0.78388 | 0.94163 | 3 | 1 | 18 | 21235 | 7979 | 11862 | 19949 | 3096 | 4882 | 18549 | 2460 | 2227 | 52538 | 1.17 | 1.59 | 14317.695
4627 | 19 | 193 | 2017-07-12 | 0.7673 | 1 | 0.7673 | 0.98193 | 0.8823 | 0.94402 | 0.93101 | 0.93016 | 0.91964 | 0.92911 | 0.924 | 0.93689 | 0.88983 | 0.78353 | 0.92037 | 3 | 1 | 19 | 20861 | 7881 | 11641 | 19626 | 3054 | 4790 | 18275 | 2407 | 2226 | 51352 | 1.22 | 1.63 | 13708.055
4628 | 20 | 193 | 2017-07-12 | 0.86164 | 1 | 0.86164 | 1 | 0.93549 | 0.91284 | 0.89911 | 0.90435 | 0.88656 | 0.90265 | 0.8941 | 0.90531 | 0.86322 | 0.75678 | 0.88771 | 3 | 1 | 20 | 20172 | 7611 | 11318 | 18920 | 2967 | 4635 | 17659 | 2335 | 2150 | 49530 | 1.37 | 1.66 | 14534.475
4629 | 21 | 193 | 2017-07-12 | 0.88679 | 1 | 0.88679 | 0.99398 | 0.93593 | 0.88003 | 0.87218 | 0.87663 | 0.85207 | 0.86584 | 0.86844 | 0.87604 | 0.83253 | 0.72193 | 0.86529 | 3 | 1 | 21 | 19447 | 7383 | 10971 | 18184 | 2846 | 4502 | 17088 | 2252 | 2051 | 48279 | 1.41 | 1.65 | 14541.295
4630 | 22 | 193 | 2017-07-12 | 0.84906 | 1 | 0.84906 | 0.90964 | 0.9084 | 0.85655 | 0.84903 | 0.86193 | 0.82934 | 0.84515 | 0.83796 | 0.84159 | 0.80924 | 0.69201 | 0.83266 | 3 | 1 | 22 | 18928 | 7187 | 10787 | 17699 | 2778 | 4344 | 16416 | 2189 | 1966 | 46458 | 1.35 | 1.51 | 14113.52
4631 | 23 | 193 | 2017-07-12 | 0.7673 | 1 | 0.7673 | 0.79518 | 0.88374 | 0.80093 | 0.78665 | 0.8135 | 0.7979 | 0.79434 | 0.78164 | 0.77417 | 0.76081 | 0.64168 | 0.76993 | 3 | 1 | 23 | 17699 | 6659 | 10181 | 17028 | 2611 | 4052 | 15101 | 2058 | 1823 | 42958 | 1.22 | 1.32 | 13730.465
4632 | 24 | 193 | 2017-07-12 | 0.6478 | 1 | 0.6478 | 0.68675 | 0.84359 | 0.73255 | 0.72014 | 0.74726 | 0.73858 | 0.72863 | 0.71373 | 0.70178 | 0.70092 | 0.57269 | 0.70641 | 3 | 1 | 24 | 16188 | 6096 | 9352 | 15762 | 2395 | 3700 | 13689 | 1896 | 1627 | 39414 | 1.03 | 1.14 | 13106.685
4633 | 1 | 194 | 2017-07-13 | 0.58491 | 1 | 0.58491 | 0.64458 | 0.80131 | 0.68576 | 0.6567 | 0.69525 | 0.68999 | 0.67356 | 0.63908 | 0.64165 | 0.65767 | 0.52482 | 0.64649 | 4 | 1 | 25 | 15154 | 5559 | 8701 | 14725 | 2214 | 3313 | 12516 | 1779 | 1491 | 36071 | 0.93 | 1.07 | 12449.825
4634 | 2 | 194 | 2017-07-13 | 0.54717 | 1 | 0.54717 | 0.62048 | 0.77242 | 0.64757 | 0.62363 | 0.65497 | 0.63736 | 0.6328 | 0.60262 | 0.60007 | 0.62366 | 0.48504 | 0.6072 | 4 | 1 | 26 | 14310 | 5279 | 8197 | 13602 | 2080 | 3124 | 11705 | 1687 | 1378 | 33879 | 0.87 | 1.03 | 12000.945
4635 | 3 | 194 | 2017-07-13 | 0.54088 | 1 | 0.54088 | 0.60843 | 0.74901 | 0.62096 | 0.59941 | 0.63116 | 0.60077 | 0.60055 | 0.5735 | 0.57316 | 0.59704 | 0.46181 | 0.57966 | 4 | 1 | 27 | 13722 | 5074 | 7899 | 12821 | 1974 | 2973 | 11180 | 1615 | 1312 | 32342 | 0.86 | 1.01 | 11637.225
4636 | 4 | 194 | 2017-07-13 | 0.54717 | 1 | 0.54717 | 0.62048 | 0.73082 | 0.60453 | 0.58535 | 0.6139 | 0.5735 | 0.5829 | 0.55845 | 0.5546 | 0.58078 | 0.44245 | 0.56376 | 4 | 1 | 28 | 13359 | 4955 | 7683 | 12239 | 1916 | 2895 | 10818 | 1571 | 1257 | 31455 | 0.87 | 1.03 | 11354.585
4637 | 5 | 194 | 2017-07-13 | 0.57862 | 1 | 0.57862 | 0.63855 | 0.71832 | 0.60377 | 0.58523 | 0.61215 | 0.55588 | 0.58108 | 0.55363 | 0.55168 | 0.57819 | 0.43295 | 0.56301 | 4 | 1 | 29 | 13342 | 4954 | 7661 | 11863 | 1910 | 2870 | 10761 | 1564 | 1230 | 31413 | 0.92 | 1.06 | 11160.345
4638 | 6 | 194 | 2017-07-13 | 0.6478 | 1 | 0.6478 | 0.69277 | 0.72546 | 0.6234 | 0.60638 | 0.633 | 0.5541 | 0.60268 | 0.57195 | 0.56967 | 0.59704 | 0.44491 | 0.58324 | 4 | 1 | 30 | 13776 | 5133 | 7922 | 11825 | 1981 | 2965 | 11112 | 1615 | 1264 | 32542 | 1.03 | 1.15 | 11271.335
4639 | 7 | 194 | 2017-07-13 | 0.71069 | 1 | 0.71069 | 0.75904 | 0.7356 | 0.65676 | 0.63875 | 0.67095 | 0.57059 | 0.64314 | 0.60359 | 0.5991 | 0.62736 | 0.4692 | 0.62129 | 4 | 1 | 31 | 14513 | 5407 | 8397 | 12177 | 2114 | 3129 | 11686 | 1697 | 1333 | 34665 | 1.13 | 1.26 | 11428.795
4640 | 8 | 194 | 2017-07-13 | 0.73585 | 1 | 0.73585 | 0.74699 | 0.74366 | 0.69513 | 0.67915 | 0.71298 | 0.61014 | 0.68908 | 0.63966 | 0.64467 | 0.6647 | 0.48469 | 0.67445 | 4 | 1 | 32 | 15361 | 5749 | 8923 | 13021 | 2265 | 3316 | 12575 | 1798 | 1377 | 37631 | 1.17 | 1.24 | 11554.04
4641 | 9 | 194 | 2017-07-13 | 0.71698 | 1 | 0.71698 | 0.71084 | 0.84656 | 0.73794 | 0.71979 | 0.75725 | 0.6555 | 0.7338 | 0.68383 | 0.69686 | 0.70795 | 0.51109 | 0.72517 | 4 | 1 | 33 | 16307 | 6093 | 9477 | 13989 | 2412 | 3545 | 13593 | 1915 | 1452 | 40461 | 1.14 | 1.18 | 13152.805
4642 | 10 | 194 | 2017-07-13 | 0.69811 | 1 | 0.69811 | 0.6988 | 0.91285 | 0.78224 | 0.76503 | 0.79537 | 0.69416 | 0.77578 | 0.73785 | 0.75623 | 0.75712 | 0.55016 | 0.77745 | 4 | 1 | 34 | 17286 | 6476 | 9954 | 14814 | 2550 | 3825 | 14751 | 2048 | 1563 | 43378 | 1.11 | 1.16 | 14182.66
4643 | 11 | 194 | 2017-07-13 | 0.7044 | 1 | 0.7044 | 0.72289 | 0.9624 | 0.82985 | 0.81099 | 0.84219 | 0.72625 | 0.82263 | 0.7907 | 0.81575 | 0.80296 | 0.59768 | 0.8309 | 4 | 1 | 35 | 18338 | 6865 | 10540 | 15499 | 2704 | 4099 | 15912 | 2172 | 1698 | 46360 | 1.12 | 1.2 | 14952.575
4644 | 12 | 194 | 2017-07-13 | 0.67925 | 1 | 0.67925 | 0.72289 | 0.97754 | 0.8704 | 0.85741 | 0.87679 | 0.75995 | 0.85762 | 0.83603 | 0.86855 | 0.84473 | 0.64414 | 0.87845 | 4 | 1 | 36 | 19234 | 7258 | 10973 | 16218 | 2819 | 4334 | 16942 | 2285 | 1830 | 49013 | 1.08 | 1.2 | 15187.805
4645 | 13 | 194 | 2017-07-13 | 0.62264 | 1 | 0.62264 | 0.6988 | 0.95214 | 0.90329 | 0.88931 | 0.90124 | 0.78005 | 0.88652 | 0.87693 | 0.90941 | 0.8817 | 0.68145 | 0.91695 | 4 | 1 | 37 | 19961 | 7528 | 11279 | 16647 | 2914 | 4546 | 17739 | 2385 | 1936 | 51161 | 0.99 | 1.16 | 14793.225
4646 | 14 | 194 | 2017-07-13 | 0.63522 | 1 | 0.63522 | 0.6988 | 0.97576 | 0.92637 | 0.9166 | 0.92801 | 0.79401 | 0.91117 | 0.90799 | 0.94166 | 0.91054 | 0.71102 | 0.95166 | 4 | 1 | 38 | 20471 | 7759 | 11614 | 16945 | 2995 | 4707 | 18368 | 2463 | 2020 | 53098 | 1.01 | 1.16 | 15160.185
4647 | 15 | 194 | 2017-07-13 | 0.65409 | 1 | 0.65409 | 0.70482 | 1 | 0.93954 | 0.93219 | 0.93256 | 0.80915 | 0.92181 | 0.93094 | 0.96001 | 0.92643 | 0.7353 | 0.97356 | 4 | 1 | 39 | 20762 | 7891 | 11671 | 17268 | 3030 | 4826 | 18726 | 2506 | 2089 | 54320 | 1.04 | 1.17 | 15536.75
4648 | 16 | 194 | 2017-07-13 | 0.67925 | 1 | 0.67925 | 0.72289 | 0.99944 | 0.94036 | 0.94152 | 0.92881 | 0.81557 | 0.9206 | 0.94425 | 0.97462 | 0.93235 | 0.74762 | 0.99131 | 4 | 1 | 40 | 20780 | 7970 | 11624 | 17405 | 3026 | 4895 | 19011 | 2522 | 2124 | 55310 | 1.08 | 1.2 | 15528.105
4649 | 17 | 194 | 2017-07-13 | 0.73585 | 1 | 0.73585 | 0.78313 | 0.98608 | 0.94257 | 0.94684 | 0.92841 | 0.81702 | 0.91755 | 0.95216 | 0.98288 | 0.92458 | 0.7617 | 1 | 4 | 1 | 41 | 20829 | 8015 | 11619 | 17436 | 3016 | 4936 | 19172 | 2501 | 2164 | 55795 | 1.17 | 1.3 | 15320.515
4650 | 18 | 194 | 2017-07-13 | 0.79874 | 1 | 0.79874 | 0.81325 | 0.92154 | 0.93683 | 0.94022 | 0.91354 | 0.81201 | 0.90964 | 0.94657 | 0.97862 | 0.90388 | 0.77367 | 0.99762 | 4 | 1 | 42 | 20702 | 7959 | 11433 | 17329 | 2990 | 4907 | 19089 | 2445 | 2198 | 55662 | 1.27 | 1.35 | 14317.695
4651 | 19 | 194 | 2017-07-13 | 0.83648 | 1 | 0.83648 | 0.8494 | 0.8823 | 0.91841 | 0.9238 | 0.89141 | 0.79935 | 0.89322 | 0.92265 | 0.96186 | 0.88022 | 0.76487 | 0.97525 | 4 | 1 | 43 | 20295 | 7820 | 11156 | 17059 | 2936 | 4783 | 18762 | 2381 | 2173 | 54414 | 1.33 | 1.41 | 13708.055
4652 | 20 | 194 | 2017-07-13 | 0.91824 | 1 | 0.91824 | 0.90361 | 0.93549 | 0.88718 | 0.89179 | 0.85881 | 0.77241 | 0.86462 | 0.8885 | 0.92771 | 0.85028 | 0.74234 | 0.93802 | 4 | 1 | 44 | 19605 | 7549 | 10748 | 16484 | 2842 | 4606 | 18096 | 2300 | 2109 | 52337 | 1.46 | 1.5 | 14534.475
4653 | 21 | 194 | 2017-07-13 | 0.91195 | 1 | 0.91195 | 0.93976 | 0.93593 | 0.86216 | 0.85765 | 0.8322 | 0.73788 | 0.82994 | 0.85841 | 0.89178 | 0.82477 | 0.71383 | 0.90386 | 4 | 1 | 45 | 19052 | 7260 | 10415 | 15747 | 2728 | 4450 | 17395 | 2231 | 2028 | 50431 | 1.45 | 1.56 | 14541.295
4654 | 22 | 194 | 2017-07-13 | 0.89308 | 1 | 0.89308 | 0.89759 | 0.9084 | 0.84189 | 0.83249 | 0.8155 | 0.71093 | 0.80894 | 0.82735 | 0.85594 | 0.79889 | 0.69342 | 0.86875 | 4 | 1 | 46 | 18604 | 7047 | 10206 | 15172 | 2659 | 4289 | 16696 | 2161 | 1970 | 48472 | 1.42 | 1.49 | 14113.52
4655 | 23 | 194 | 2017-07-13 | 0.7673 | 1 | 0.7673 | 0.8012 | 0.88374 | 0.78781 | 0.77177 | 0.76596 | 0.68422 | 0.76027 | 0.77411 | 0.78878 | 0.74824 | 0.64484 | 0.80149 | 4 | 1 | 47 | 17409 | 6533 | 9586 | 14602 | 2499 | 4013 | 15386 | 2024 | 1832 | 44719 | 1.22 | 1.33 | 13730.465
4656 | 24 | 194 | 2017-07-13 | 0.69182 | 1 | 0.69182 | 0.69277 | 0.84359 | 0.72065 | 0.70656 | 0.70435 | 0.62973 | 0.6979 | 0.70718 | 0.71634 | 0.68983 | 0.57621 | 0.7341 | 4 | 1 | 48 | 15925 | 5981 | 8815 | 13439 | 2294 | 3666 | 13973 | 1866 | 1637 | 40959 | 1.1 | 1.15 | 13106.685
4657 | 1 | 195 | 2017-07-14 | 0.61635 | 1 | 0.61635 | 0.64458 | 0.80131 | 0.68133 | 0.64654 | 0.63676 | 0.59885 | 0.6401 | 0.65336 | 0.66082 | 0.61109 | 0.51566 | 0.63676 | 5 | 1 | 49 | 15056 | 5473 | 7969 | 12780 | 2104 | 3387 | 12890 | 1653 | 1465 | 35528 | 0.98 | 1.07 | 12449.825
4658 | 2 | 195 | 2017-07-14 | 0.61006 | 1 | 0.61006 | 0.62048 | 0.77242 | 0.64522 | 0.61418 | 0.60248 | 0.55204 | 0.60085 | 0.61651 | 0.61853 | 0.57597 | 0.48082 | 0.59817 | 5 | 1 | 50 | 14258 | 5199 | 7540 | 11781 | 1975 | 3196 | 12065 | 1558 | 1366 | 33375 | 0.97 | 1.03 | 12000.945
4659 | 3 | 195 | 2017-07-14 | 0.59748 | 1 | 0.59748 | 0.62048 | 0.74901 | 0.62227 | 0.59327 | 0.57715 | 0.51834 | 0.57408 | 0.5897 | 0.58951 | 0.55675 | 0.45618 | 0.57007 | 5 | 1 | 51 | 13751 | 5022 | 7223 | 11062 | 1887 | 3057 | 11499 | 1506 | 1296 | 31807 | 0.95 | 1.03 | 11637.225
4660 | 4 | 195 | 2017-07-14 | 0.58491 | 1 | 0.58491 | 0.62048 | 0.73082 | 0.60643 | 0.58393 | 0.56316 | 0.4929 | 0.55704 | 0.5735 | 0.5728 | 0.5464 | 0.44456 | 0.55349 | 5 | 1 | 52 | 13401 | 4943 | 7048 | 10519 | 1831 | 2973 | 11173 | 1478 | 1263 | 30882 | 0.93 | 1.03 | 11354.585
4661 | 5 | 195 | 2017-07-14 | 0.60377 | 1 | 0.60377 | 0.64458 | 0.71832 | 0.60571 | 0.58464 | 0.56492 | 0.47969 | 0.55643 | 0.5679 | 0.56793 | 0.54713 | 0.43963 | 0.55034 | 5 | 1 | 53 | 13385 | 4949 | 7070 | 10237 | 1829 | 2944 | 11078 | 1480 | 1249 | 30706 | 0.96 | 1.07 | 11160.345
4662 | 6 | 195 | 2017-07-14 | 0.67296 | 1 | 0.67296 | 0.6988 | 0.72546 | 0.62322 | 0.60307 | 0.58306 | 0.48044 | 0.58108 | 0.58681 | 0.58305 | 0.56747 | 0.45125 | 0.56589 | 5 | 1 | 54 | 13772 | 5105 | 7297 | 10253 | 1910 | 3042 | 11373 | 1535 | 1282 | 31574 | 1.07 | 1.16 | 11271.335
4663 | 7 | 195 | 2017-07-14 | 0.73585 | 1 | 0.73585 | 0.77108 | 0.7356 | 0.65513 | 0.64028 | 0.61766 | 0.49403 | 0.62336 | 0.61767 | 0.6033 | 0.6 | 0.47518 | 0.59774 | 5 | 1 | 55 | 14477 | 5420 | 7730 | 10543 | 2049 | 3202 | 11768 | 1623 | 1350 | 33351 | 1.17 | 1.28 | 11428.795
4664 | 8 | 195 | 2017-07-14 | 0.74214 | 1 | 0.74214 | 0.78313 | 0.74366 | 0.69273 | 0.67501 | 0.65801 | 0.52884 | 0.66565 | 0.64738 | 0.64842 | 0.63364 | 0.49032 | 0.64214 | 5 | 1 | 56 | 15308 | 5714 | 8235 | 11286 | 2188 | 3356 | 12648 | 1714 | 1393 | 35828 | 1.18 | 1.3 | 11554.04
4665 | 9 | 195 | 2017-07-14 | 0.74843 | 1 | 0.74843 | 0.74699 | 0.84656 | 0.72925 | 0.70585 | 0.69381 | 0.56797 | 0.69942 | 0.67824 | 0.7023 | 0.67024 | 0.51672 | 0.68051 | 5 | 1 | 57 | 16115 | 5975 | 8683 | 12121 | 2299 | 3516 | 13699 | 1813 | 1468 | 37969 | 1.19 | 1.24 | 13152.805
4666 | 10 | 195 | 2017-07-14 | 0.71698 | 1 | 0.71698 | 0.72892 | 0.91285 | 0.76722 | 0.7407 | 0.72705 | 0.59889 | 0.72863 | 0.71354 | 0.75818 | 0.70166 | 0.55333 | 0.71601 | 5 | 1 | 58 | 16954 | 6270 | 9099 | 12781 | 2395 | 3699 | 14789 | 1898 | 1572 | 39950 | 1.14 | 1.21 | 14182.66
4667 | 11 | 195 | 2017-07-14 | 0.71698 | 1 | 0.71698 | 0.71084 | 0.9624 | 0.80709 | 0.77318 | 0.75909 | 0.62546 | 0.75662 | 0.74633 | 0.80442 | 0.73161 | 0.59486 | 0.74661 | 5 | 1 | 59 | 17835 | 6545 | 9500 | 13348 | 2487 | 3869 | 15691 | 1979 | 1690 | 41657 | 1.14 | 1.18 | 14952.575
4668 | 12 | 195 | 2017-07-14 | 0.69811 | 1 | 0.69811 | 0.68072 | 0.97754 | 0.837 | 0.80555 | 0.78122 | 0.6481 | 0.77487 | 0.77643 | 0.8463 | 0.75786 | 0.64027 | 0.76829 | 5 | 1 | 60 | 18496 | 6819 | 9777 | 13831 | 2547 | 4025 | 16508 | 2050 | 1819 | 42867 | 1.11 | 1.13 | 15187.805
4669 | 13 | 195 | 2017-07-14 | 0.63522 | 1 | 0.63522 | 0.6506 | 0.95214 | 0.86356 | 0.82351 | 0.79808 | 0.6637 | 0.79069 | 0.80536 | 0.87117 | 0.77412 | 0.66807 | 0.78658 | 5 | 1 | 61 | 19083 | 6971 | 9988 | 14164 | 2599 | 4175 | 16993 | 2094 | 1898 | 43887 | 1.01 | 1.08 | 14793.225
4670 | 14 | 195 | 2017-07-14 | 0.61635 | 1 | 0.61635 | 0.63253 | 0.97576 | 0.88429 | 0.84099 | 0.80927 | 0.6764 | 0.80073 | 0.82735 | 0.89537 | 0.79076 | 0.68145 | 0.79944 | 5 | 1 | 62 | 19541 | 7119 | 10128 | 14435 | 2632 | 4289 | 17465 | 2139 | 1936 | 44605 | 0.98 | 1.05 | 15160.185
4671 | 15 | 195 | 2017-07-14 | 0.61635 | 1 | 0.61635 | 0.65663 | 1 | 0.89203 | 0.84796 | 0.81079 | 0.69181 | 0.79799 | 0.84066 | 0.90249 | 0.79409 | 0.69483 | 0.80595 | 5 | 1 | 63 | 19712 | 7178 | 10147 | 14764 | 2623 | 4358 | 17604 | 2148 | 1974 | 44968 | 0.98 | 1.09 | 15536.75
4672 | 16 | 195 | 2017-07-14 | 0.64151 | 1 | 0.64151 | 0.68072 | 0.99944 | 0.89157 | 0.84903 | 0.80479 | 0.69912 | 0.78765 | 0.84838 | 0.91305 | 0.79298 | 0.69412 | 0.81002 | 5 | 1 | 64 | 19702 | 7187 | 10072 | 14920 | 2589 | 4398 | 17810 | 2145 | 1972 | 45195 | 1.02 | 1.13 | 15528.105
4673 | 17 | 195 | 2017-07-14 | 0.66667 | 1 | 0.66667 | 0.72892 | 0.98608 | 0.88945 | 0.85222 | 0.79553 | 0.69538 | 0.78065 | 0.85745 | 0.9151 | 0.79852 | 0.69095 | 0.81242 | 5 | 1 | 65 | 19655 | 7214 | 9956 | 14840 | 2566 | 4445 | 17850 | 2160 | 1963 | 45329 | 1.06 | 1.21 | 15320.515
4674 | 18 | 195 | 2017-07-14 | 0.68553 | 1 | 0.68553 | 0.77711 | 0.92154 | 0.8808 | 0.84312 | 0.77723 | 0.68535 | 0.76514 | 0.85012 | 0.91326 | 0.7841 | 0.69483 | 0.80787 | 5 | 1 | 66 | 19464 | 7137 | 9727 | 14626 | 2515 | 4407 | 17814 | 2121 | 1974 | 45075 | 1.09 | 1.29 | 14317.695
4675 | 19 | 195 | 2017-07-14 | 0.7044 | 1 | 0.7044 | 0.79518 | 0.8823 | 0.85564 | 0.82245 | 0.75477 | 0.67026 | 0.74293 | 0.82292 | 0.8888 | 0.75896 | 0.68779 | 0.7855 | 5 | 1 | 67 | 18908 | 6962 | 9446 | 14304 | 2442 | 4266 | 17337 | 2053 | 1954 | 43827 | 1.12 | 1.32 | 13708.055
4676 | 20 | 195 | 2017-07-14 | 0.7673 | 1 | 0.7673 | 0.8494 | 0.93549 | 0.81958 | 0.79185 | 0.72585 | 0.648 | 0.71433 | 0.78723 | 0.85645 | 0.72643 | 0.66913 | 0.75279 | 5 | 1 | 68 | 18111 | 6703 | 9084 | 13829 | 2348 | 4081 | 16706 | 1965 | 1901 | 42002 | 1.22 | 1.41 | 14534.475
4677 | 21 | 195 | 2017-07-14 | 0.83648 | 1 | 0.83648 | 0.89759 | 0.93593 | 0.79315 | 0.76527 | 0.70396 | 0.62495 | 0.68756 | 0.75926 | 0.81621 | 0.70092 | 0.63992 | 0.72867 | 5 | 1 | 69 | 17527 | 6478 | 8810 | 13337 | 2260 | 3936 | 15921 | 1896 | 1818 | 40656 | 1.33 | 1.49 | 14541.295
4678 | 22 | 195 | 2017-07-14 | 0.8239 | 1 | 0.8239 | 0.87349 | 0.9084 | 0.76536 | 0.75062 | 0.69117 | 0.60395 | 0.67417 | 0.73302 | 0.78658 | 0.6817 | 0.62724 | 0.7085 | 5 | 1 | 70 | 16913 | 6354 | 8650 | 12889 | 2216 | 3800 | 15343 | 1844 | 1782 | 39531 | 1.31 | 1.45 | 14113.52
4679 | 23 | 195 | 2017-07-14 | 0.77358 | 1 | 0.77358 | 0.75904 | 0.88374 | 0.72142 | 0.70171 | 0.65146 | 0.59172 | 0.6404 | 0.69483 | 0.73008 | 0.64436 | 0.5938 | 0.66411 | 5 | 1 | 71 | 15942 | 5940 | 8153 | 12628 | 2105 | 3602 | 14241 | 1743 | 1687 | 37054 | 1.23 | 1.26 | 13730.465
4680 | 24 | 195 | 2017-07-14 | 0.7044 | 1 | 0.7044 | 0.68072 | 0.84359 | 0.66454 | 0.64347 | 0.59952 | 0.55461 | 0.58625 | 0.64217 | 0.67225 | 0.59704 | 0.54945 | 0.61126 | 5 | 1 | 72 | 14685 | 5447 | 7503 | 11836 | 1927 | 3329 | 13113 | 1615 | 1561 | 34105 | 1.12 | 1.13 | 13106.685
4681 | 1 | 196 | 2017-07-15 | 0.6478 | 1 | 0.6478 | 0.63253 | 0.77448 | 0.60888 | 0.60532 | 0.56836 | 0.49717 | 0.55765 | 0.60494 | 0.63155 | 0.57301 | 0.50862 | 0.5762 | 6 | 2 | 73 | 13455 | 5124 | 7113 | 10610 | 1833 | 3136 | 12319 | 1550 | 1445 | 32149 | 1.03 | 1.05 | 12032.86
4682 | 2 | 196 | 2017-07-15 | 0.59748 | 1 | 0.59748 | 0.61446 | 0.74964 | 0.5724 | 0.57791 | 0.53248 | 0.46291 | 0.51688 | 0.56964 | 0.59136 | 0.54011 | 0.47026 | 0.54021 | 6 | 2 | 74 | 12649 | 4892 | 6664 | 9879 | 1699 | 2953 | 11535 | 1461 | 1336 | 30141 | 0.95 | 1.02 | 11646.96
4683 | 3 | 196 | 2017-07-15 | 0.57862 | 1 | 0.57862 | 0.59639 | 0.72838 | 0.54774 | 0.55535 | 0.50939 | 0.43948 | 0.49224 | 0.54032 | 0.56203 | 0.51941 | 0.44069 | 0.5154 | 6 | 2 | 75 | 12104 | 4701 | 6375 | 9379 | 1618 | 2801 | 10963 | 1405 | 1252 | 28757 | 0.92 | 0.99 | 11316.6
4684 | 4 | 196 | 2017-07-15 | 0.58491 | 1 | 0.58491 | 0.61446 | 0.71262 | 0.53322 | 0.54483 | 0.49245 | 0.42219 | 0.47521 | 0.52199 | 0.54024 | 0.50462 | 0.42379 | 0.49877 | 6 | 2 | 76 | 11783 | 4612 | 6163 | 9010 | 1562 | 2706 | 10538 | 1365 | 1204 | 27829 | 0.93 | 1.02 | 11071.73
4685 | 5 | 196 | 2017-07-15 | 0.58491 | 1 | 0.58491 | 0.62048 | 0.70005 | 0.52521 | 0.53739 | 0.48238 | 0.41277 | 0.46638 | 0.51177 | 0.52799 | 0.49908 | 0.40795 | 0.49105 | 6 | 2 | 77 | 11606 | 4549 | 6037 | 8809 | 1533 | 2653 | 10299 | 1350 | 1159 | 27398 | 0.93 | 1.03 | 10876.555
4686 | 6 | 196 | 2017-07-15 | 0.61635 | 1 | 0.61635 | 0.6747 | 0.69248 | 0.52765 | 0.53904 | 0.4855 | 0.41038 | 0.46912 | 0.51196 | 0.52645 | 0.50166 | 0.4062 | 0.48994 | 6 | 2 | 78 | 11660 | 4563 | 6076 | 8758 | 1542 | 2654 | 10269 | 1357 | 1154 | 27336 | 0.98 | 1.12 | 10758.83
4687 | 7 | 196 | 2017-07-15 | 0.67296 | 1 | 0.67296 | 0.75904 | 0.68725 | 0.5281 | 0.54247 | 0.48797 | 0.41479 | 0.47277 | 0.51466 | 0.52902 | 0.50425 | 0.39951 | 0.49512 | 6 | 2 | 79 | 11670 | 4592 | 6107 | 8852 | 1554 | 2668 | 10319 | 1364 | 1135 | 27625 | 1.07 | 1.26 | 10677.68
4688 | 8 | 196 | 2017-07-15 | 0.72327 | 1 | 0.72327 | 0.74699 | 0.67879 | 0.5472 | 0.56846 | 0.51179 | 0.4213 | 0.49194 | 0.5299 | 0.56593 | 0.52606 | 0.41781 | 0.52395 | 6 | 2 | 80 | 12092 | 4812 | 6405 | 8991 | 1617 | 2747 | 11039 | 1423 | 1187 | 29234 | 1.15 | 1.24 | 10546.135
4689 | 9 | 196 | 2017-07-15 | 0.75472 | 1 | 0.75472 | 0.71084 | 0.73509 | 0.5863 | 0.60933 | 0.54359 | 0.45003 | 0.53057 | 0.56867 | 0.62478 | 0.56414 | 0.46251 | 0.56821 | 6 | 2 | 81 | 12956 | 5158 | 6803 | 9604 | 1744 | 2948 | 12187 | 1526 | 1314 | 31703 | 1.2 | 1.18 | 11420.965
4690 | 10 | 196 | 2017-07-15 | 0.79245 | 1 | 0.79245 | 0.6747 | 0.80309 | 0.63024 | 0.65174 | 0.58386 | 0.48559 | 0.57073 | 0.61304 | 0.67907 | 0.59926 | 0.50862 | 0.61172 | 6 | 2 | 82 | 13927 | 5517 | 7307 | 10363 | 1876 | 3178 | 13246 | 1621 | 1445 | 34131 | 1.26 | 1.12 | 12477.48
4691 | 11 | 196 | 2017-07-15 | 0.73585 | 1 | 0.73585 | 0.6506 | 0.84627 | 0.67083 | 0.68447 | 0.61159 | 0.52186 | 0.60268 | 0.65394 | 0.73177 | 0.62884 | 0.5484 | 0.64916 | 6 | 2 | 83 | 14824 | 5794 | 7654 | 11137 | 1981 | 3390 | 14274 | 1701 | 1558 | 36220 | 1.17 | 1.08 | 13148.295
4692 | 12 | 196 | 2017-07-15 | 0.72327 | 1 | 0.72327 | 0.61446 | 0.85829 | 0.70382 | 0.7114 | 0.63604 | 0.55157 | 0.62489 | 0.6875 | 0.77392 | 0.65508 | 0.58501 | 0.67805 | 6 | 2 | 84 | 15553 | 6022 | 7960 | 11771 | 2054 | 3564 | 15096 | 1772 | 1662 | 37832 | 1.15 | 1.02 | 13334.96
4693 | 13 | 196 | 2017-07-15 | 0.71069 | 1 | 0.71069 | 0.63855 | 0.83365 | 0.72776 | 0.72499 | 0.65122 | 0.5764 | 0.63949 | 0.71084 | 0.8058 | 0.6732 | 0.6114 | 0.70003 | 6 | 2 | 85 | 16082 | 6137 | 8150 | 12301 | 2102 | 3685 | 15718 | 1821 | 1737 | 39058 | 1.13 | 1.06 | 12952.21
4694 | 14 | 196 | 2017-07-15 | 0.69182 | 1 | 0.69182 | 0.62048 | 0.83998 | 0.74839 | 0.73833 | 0.66153 | 0.5943 | 0.65318 | 0.72762 | 0.82539 | 0.68688 | 0.63076 | 0.71748 | 6 | 2 | 86 | 16538 | 6250 | 8279 | 12683 | 2147 | 3772 | 16100 | 1858 | 1792 | 40032 | 1.1 | 1.03 | 13050.635
4695 | 15 | 196 | 2017-07-15 | 0.67296 | 1 | 0.67296 | 0.62048 | 0.8466 | 0.76174 | 0.75157 | 0.6684 | 0.61126 | 0.66474 | 0.74074 | 0.83974 | 0.69575 | 0.64414 | 0.7311 | 6 | 2 | 87 | 16833 | 6362 | 8365 | 13045 | 2185 | 3840 | 16380 | 1882 | 1830 | 40792 | 1.07 | 1.03 | 13153.435
4696 | 16 | 196 | 2017-07-15 | 0.68553 | 1 | 0.68553 | 0.63253 | 0.84537 | 0.77364 | 0.76137 | 0.67183 | 0.62659 | 0.67934 | 0.75559 | 0.84958 | 0.70314 | 0.65259 | 0.746 | 6 | 2 | 88 | 17096 | 6445 | 8408 | 13372 | 2233 | 3917 | 16572 | 1902 | 1854 | 41623 | 1.09 | 1.05 | 13134.275
4697 | 17 | 196 | 2017-07-15 | 0.66667 | 1 | 0.66667 | 0.71084 | 0.83299 | 0.78432 | 0.77047 | 0.6799 | 0.64046 | 0.69395 | 0.76813 | 0.85415 | 0.70869 | 0.6547 | 0.76096 | 6 | 2 | 89 | 17332 | 6522 | 8509 | 13668 | 2281 | 3982 | 16661 | 1917 | 1860 | 42458 | 1.06 | 1.18 | 12941.93
4698 | 18 | 196 | 2017-07-15 | 0.69811 | 1 | 0.69811 | 0.71687 | 0.79767 | 0.78541 | 0.77259 | 0.68318 | 0.64931 | 0.69973 | 0.77045 | 0.84928 | 0.70721 | 0.65646 | 0.76693 | 6 | 2 | 90 | 17356 | 6540 | 8550 | 13857 | 2300 | 3994 | 16566 | 1913 | 1865 | 42791 | 1.11 | 1.19 | 12393.195
4699 | 19 | 196 | 2017-07-15 | 0.72327 | 1 | 0.72327 | 0.76506 | 0.79425 | 0.77183 | 0.76031 | 0.67463 | 0.64496 | 0.69303 | 0.7581 | 0.82805 | 0.69316 | 0.65048 | 0.75462 | 6 | 2 | 91 | 17056 | 6436 | 8443 | 13764 | 2278 | 3930 | 16152 | 1875 | 1848 | 42104 | 1.15 | 1.27 | 12340.135
4700 | 20 | 196 | 2017-07-15 | 0.78616 | 1 | 0.78616 | 0.80723 | 0.85572 | 0.74654 | 0.7342 | 0.65505 | 0.62832 | 0.67295 | 0.73438 | 0.79386 | 0.67652 | 0.63182 | 0.72636 | 6 | 2 | 92 | 16497 | 6215 | 8198 | 13409 | 2212 | 3807 | 15485 | 1830 | 1795 | 40527 | 1.25 | 1.34 | 13295.155
4701 | 21 | 196 | 2017-07-15 | 0.83648 | 1 | 0.83648 | 0.86145 | 0.85805 | 0.71821 | 0.70242 | 0.6302 | 0.60157 | 0.64527 | 0.70795 | 0.76371 | 0.65693 | 0.6026 | 0.69854 | 6 | 2 | 93 | 15871 | 5946 | 7887 | 12838 | 2121 | 3670 | 14897 | 1777 | 1712 | 38975 | 1.33 | 1.43 | 13331.25
4702 | 22 | 196 | 2017-07-15 | 0.81761 | 1 | 0.81761 | 0.8494 | 0.84073 | 0.70047 | 0.69179 | 0.62277 | 0.59247 | 0.6261 | 0.68519 | 0.73347 | 0.64473 | 0.59029 | 0.68108 | 6 | 2 | 94 | 15479 | 5856 | 7794 | 12644 | 2058 | 3552 | 14307 | 1744 | 1677 | 38001 | 1.3 | 1.41 | 13062.215
4703 | 23 | 196 | 2017-07-15 | 0.75472 | 1 | 0.75472 | 0.72892 | 0.82665 | 0.66282 | 0.64903 | 0.59409 | 0.57889 | 0.59355 | 0.65046 | 0.6823 | 0.61368 | 0.56213 | 0.63963 | 6 | 2 | 95 | 14647 | 5494 | 7435 | 12354 | 1951 | 3372 | 13309 | 1660 | 1597 | 35688 | 1.2 | 1.21 | 12843.495
4704 | 24 | 196 | 2017-07-15 | 0.68553 | 1 | 0.68553 | 0.6506 | 0.80437 | 0.61499 | 0.59988 | 0.54974 | 0.54351 | 0.54639 | 0.60282 | 0.62647 | 0.57412 | 0.51954 | 0.59091 | 6 | 2 | 96 | 13590 | 5078 | 6880 | 11599 | 1796 | 3125 | 12220 | 1553 | 1476 | 32970 | 1.09 | 1.08 | 12497.315
4705 | 1 | 197 | 2017-07-16 | 0.61635 | 1 | 0.61635 | 0.62651 | 0.77096 | 0.56688 | 0.55157 | 0.51818 | 0.50719 | 0.48585 | 0.53858 | 0.57152 | 0.53715 | 0.45688 | 0.53709 | 7 | 3 | 97 | 12527 | 4669 | 6485 | 10824 | 1597 | 2792 | 11148 | 1453 | 1298 | 29967 | 0.98 | 1.04 | 11978.235
4706 | 2 | 197 | 2017-07-16 | 0.60377 | 1 | 0.60377 | 0.60241 | 0.74542 | 0.53398 | 0.52109 | 0.48941 | 0.47303 | 0.45361 | 0.50656 | 0.53378 | 0.50943 | 0.41992 | 0.5025 | 7 | 3 | 98 | 11800 | 4411 | 6125 | 10095 | 1491 | 2626 | 10412 | 1378 | 1193 | 28037 | 0.96 | 1 | 11581.36
4707 | 3 | 197 | 2017-07-16 | 0.59748 | 1 | 0.59748 | 0.59036 | 0.72049 | 0.51231 | 0.50207 | 0.47215 | 0.44646 | 0.43231 | 0.4811 | 0.5081 | 0.48762 | 0.39423 | 0.47793 | 7 | 3 | 99 | 11321 | 4250 | 5909 | 9528 | 1421 | 2494 | 9911 | 1319 | 1120 | 26666 | 0.95 | 0.98 | 11194.145
4708 | 4 | 197 | 2017-07-16 | 0.61635 | 1 | 0.61635 | 0.59036 | 0.6999 | 0.49751 | 0.48895 | 0.45905 | 0.42721 | 0.41801 | 0.46586 | 0.49057 | 0.47394 | 0.37874 | 0.46171 | 7 | 3 | 100 | 10994 | 4139 | 5745 | 9117 | 1374 | 2415 | 9569 | 1282 | 1076 | 25761 | 0.98 | 0.98 | 10874.225
4709 | 5 | 197 | 2017-07-16 | 0.64151 | 1 | 0.64151 | 0.60843 | 0.68772 | 0.49041 | 0.47998 | 0.45258 | 0.41329 | 0.40919 | 0.45563 | 0.48154 | 0.46913 | 0.36888 | 0.45235 | 7 | 3 | 101 | 10837 | 4063 | 5664 | 8820 | 1345 | 2362 | 9393 | 1269 | 1048 | 25239 | 1.02 | 1.01 | 10684.93
4710 | 6 | 197 | 2017-07-16 | 0.71698 | 1 | 0.71698 | 0.6506 | 0.67866 | 0.48842 | 0.47679 | 0.45186 | 0.40678 | 0.40767 | 0.45255 | 0.47585 | 0.46691 | 0.36114 | 0.4469 | 7 | 3 | 102 | 10793 | 4036 | 5655 | 8681 | 1340 | 2346 | 9282 | 1263 | 1026 | 24935 | 1.14 | 1.08 | 10544.215
4711 | 7 | 197 | 2017-07-16 | 0.77358 | 1 | 0.77358 | 0.68675 | 0.66367 | 0.48579 | 0.47537 | 0.44786 | 0.39928 | 0.40645 | 0.4483 | 0.47268 | 0.4647 | 0.3534 | 0.44569 | 7 | 3 | 103 | 10735 | 4024 | 5605 | 8521 | 1336 | 2324 | 9220 | 1257 | 1004 | 24867 | 1.23 | 1.14 | 10311.225
4712 | 8 | 197 | 2017-07-16 | 0.77987 | 1 | 0.77987 | 0.71687 | 0.63637 | 0.50507 | 0.49592 | 0.46496 | 0.3982 | 0.42288 | 0.46393 | 0.50477 | 0.48133 | 0.37452 | 0.47185 | 7 | 3 | 104 | 11161 | 4198 | 5819 | 8498 | 1390 | 2405 | 9846 | 1302 | 1064 | 26327 | 1.24 | 1.19 | 9887.07
4713 | 9 | 197 | 2017-07-16 | 0.73585 | 1 | 0.73585 | 0.77108 | 0.65776 | 0.54788 | 0.5394 | 0.4966 | 0.41774 | 0.46334 | 0.50637 | 0.56306 | 0.51423 | 0.4252 | 0.51713 | 7 | 3 | 105 | 12107 | 4566 | 6215 | 8915 | 1523 | 2625 | 10983 | 1391 | 1208 | 28853 | 1.17 | 1.28 | 10219.53
4714 | 10 | 197 | 2017-07-16 | 0.67925 | 1 | 0.67925 | 0.74096 | 0.69482 | 0.59091 | 0.58535 | 0.5336 | 0.4481 | 0.50593 | 0.55343 | 0.62155 | 0.55046 | 0.47448 | 0.56491 | 7 | 3 | 106 | 13058 | 4955 | 6678 | 9563 | 1663 | 2869 | 12124 | 1489 | 1348 | 31519 | 1.08 | 1.23 | 10795.295
4715 | 11 | 197 | 2017-07-16 | 0.66667 | 1 | 0.66667 | 0.75301 | 0.7323 | 0.62739 | 0.62386 | 0.56836 | 0.47833 | 0.54335 | 0.5951 | 0.67502 | 0.58152 | 0.51813 | 0.60821 | 7 | 3 | 107 | 13864 | 5281 | 7113 | 10208 | 1786 | 3085 | 13167 | 1573 | 1472 | 33935 | 1.06 | 1.25 | 11377.635
4716 | 12 | 197 | 2017-07-16 | 0.6478 | 1 | 0.6478 | 0.73494 | 0.74794 | 0.66119 | 0.66108 | 0.60024 | 0.50368 | 0.57651 | 0.63329 | 0.71855 | 0.61627 | 0.56107 | 0.64692 | 7 | 3 | 108 | 14611 | 5596 | 7512 | 10749 | 1895 | 3283 | 14016 | 1667 | 1594 | 36095 | 1.03 | 1.22 | 11620.63
4717 | 13 | 197 | 2017-07-16 | 0.66667 | 1 | 0.66667 | 0.71084 | 0.74218 | 0.69214 | 0.69273 | 0.62549 | 0.52223 | 0.6045 | 0.66705 | 0.75561 | 0.6451 | 0.59908 | 0.67773 | 7 | 3 | 109 | 15295 | 5864 | 7828 | 11145 | 1987 | 3458 | 14739 | 1745 | 1702 | 37814 | 1.06 | 1.18 | 11531.12
4718 | 14 | 197 | 2017-07-16 | 0.6478 | 1 | 0.6478 | 0.70482 | 0.75233 | 0.71454 | 0.71861 | 0.64475 | 0.5346 | 0.62732 | 0.69329 | 0.78443 | 0.6695 | 0.63041 | 0.70272 | 7 | 3 | 110 | 15790 | 6083 | 8069 | 11409 | 2062 | 3594 | 15301 | 1811 | 1791 | 39208 | 1.03 | 1.17 | 11688.74
4719 | 15 | 197 | 2017-07-16 | 0.62893 | 1 | 0.62893 | 0.69277 | 0.7566 | 0.73518 | 0.7407 | 0.66025 | 0.54238 | 0.64375 | 0.71258 | 0.80437 | 0.69316 | 0.65435 | 0.72308 | 7 | 3 | 111 | 16246 | 6270 | 8263 | 11575 | 2116 | 3694 | 15690 | 1875 | 1859 | 40344 | 1 | 1.15 | 11755.12
4720 | 16 | 197 | 2017-07-16 | 0.67296 | 1 | 0.67296 | 0.69277 | 0.75794 | 0.75387 | 0.75806 | 0.67879 | 0.54782 | 0.66444 | 0.73129 | 0.82103 | 0.71054 | 0.67054 | 0.74034 | 7 | 3 | 112 | 16659 | 6417 | 8495 | 11691 | 2184 | 3791 | 16015 | 1922 | 1905 | 41307 | 1.07 | 1.15 | 11775.96
4721 | 17 | 197 | 2017-07-16 | 0.72327 | 1 | 0.72327 | 0.75301 | 0.74929 | 0.77242 | 0.78039 | 0.69437 | 0.54777 | 0.68695 | 0.75174 | 0.8342 | 0.722 | 0.68215 | 0.75403 | 7 | 3 | 113 | 17069 | 6606 | 8690 | 11690 | 2258 | 3897 | 16272 | 1953 | 1938 | 42071 | 1.15 | 1.25 | 11641.495
4722 | 18 | 197 | 2017-07-16 | 0.7673 | 1 | 0.7673 | 0.80723 | 0.72694 | 0.78188 | 0.78913 | 0.70156 | 0.54487 | 0.70307 | 0.76948 | 0.83913 | 0.72458 | 0.69835 | 0.76032 | 7 | 3 | 114 | 17278 | 6680 | 8780 | 11628 | 2311 | 3989 | 16368 | 1960 | 1984 | 42422 | 1.22 | 1.34 | 11294.21
4723 | 19 | 197 | 2017-07-16 | 0.77358 | 1 | 0.77358 | 0.83133 | 0.72784 | 0.77595 | 0.78252 | 0.69509 | 0.53976 | 0.70399 | 0.76755 | 0.8261 | 0.71756 | 0.69729 | 0.75053 | 7 | 3 | 115 | 17147 | 6624 | 8699 | 11519 | 2314 | 3979 | 16114 | 1941 | 1981 | 41876 | 1.23 | 1.38 | 11308.32
4724 | 20 | 197 | 2017-07-16 | 0.80503 | 1 | 0.80503 | 0.8494 | 0.80601 | 0.75862 | 0.76007 | 0.67767 | 0.52706 | 0.69242 | 0.75231 | 0.79842 | 0.7024 | 0.67934 | 0.72921 | 7 | 3 | 116 | 16764 | 6434 | 8481 | 11248 | 2276 | 3900 | 15574 | 1900 | 1930 | 40686 | 1.28 | 1.41 | 12522.705
4725 | 21 | 197 | 2017-07-16 | 0.89937 | 1 | 0.89937 | 0.93373 | 0.81962 | 0.73346 | 0.73833 | 0.65425 | 0.51389 | 0.67082 | 0.72666 | 0.77094 | 0.68872 | 0.64836 | 0.71152 | 7 | 3 | 117 | 16208 | 6250 | 8188 | 10967 | 2205 | 3767 | 15038 | 1863 | 1842 | 39699 | 1.43 | 1.55 | 12734.27
4726 | 22 | 197 | 2017-07-16 | 0.88679 | 1 | 0.88679 | 0.90964 | 0.81392 | 0.72065 | 0.72191 | 0.64626 | 0.5108 | 0.65592 | 0.70949 | 0.74285 | 0.68466 | 0.6276 | 0.69578 | 7 | 3 | 118 | 15925 | 6111 | 8088 | 10901 | 2156 | 3678 | 14490 | 1852 | 1783 | 38821 | 1.41 | 1.51 | 12645.685
4727 | 23 | 197 | 2017-07-16 | 0.79874 | 1 | 0.79874 | 0.85542 | 0.80175 | 0.68128 | 0.67171 | 0.61814 | 0.5034 | 0.62032 | 0.66956 | 0.68312 | 0.65065 | 0.58501 | 0.64832 | 7 | 3 | 119 | 15055 | 5686 | 7736 | 10743 | 2039 | 3471 | 13325 | 1760 | 1662 | 36173 | 1.27 | 1.42 | 12456.54
4728 | 24 | 197 | 2017-07-16 | 0.7044 | 1 | 0.7044 | 0.77108 | 0.77447 | 0.62983 | 0.61961 | 0.57731 | 0.47584 | 0.57469 | 0.61516 | 0.62289 | 0.60665 | 0.52306 | 0.59523 | 7 | 3 | 120 | 13918 | 5245 | 7225 | 10155 | 1889 | 3189 | 12150 | 1641 | 1486 | 33211 | 1.12 | 1.28 | 12032.68
4729 | 1 | 198 | 2017-07-17 | 0.76101 | 1 | 0.76101 | 0.71687 | 0.80131 | 0.58281 | 0.57637 | 0.54007 | 0.45682 | 0.54366 | 0.57427 | 0.56588 | 0.55601 | 0.47554 | 0.5398 | 1 | 1 | 121 | 12879 | 4879 | 6759 | 9749 | 1787 | 2977 | 11038 | 1504 | 1351 | 30118 | 1.21 | 1.19 | 12449.825
4730 | 2 | 198 | 2017-07-17 | 0.71698 | 1 | 0.71698 | 0.66867 | 0.77242 | 0.55308 | 0.55027 | 0.5125 | 0.4317 | 0.51415 | 0.53858 | 0.53266 | 0.52976 | 0.43471 | 0.50947 | 1 | 1 | 122 | 12222 | 4658 | 6414 | 9213 | 1690 | 2792 | 10390 | 1433 | 1235 | 28426 | 1.14 | 1.11 | 12000.945
4731 | 3 | 198 | 2017-07-17 | 0.7044 | 1 | 0.7044 | 0.64458 | 0.74901 | 0.53543 | 0.53408 | 0.49565 | 0.41404 | 0.4965 | 0.51601 | 0.51174 | 0.51054 | 0.4164 | 0.48974 | 1 | 1 | 123 | 11832 | 4521 | 6203 | 8836 | 1632 | 2675 | 9982 | 1381 | 1183 | 27325 | 1.12 | 1.07 | 11637.225
4732 | 4 | 198 | 2017-07-17 | 0.69811 | 1 | 0.69811 | 0.63253 | 0.73082 | 0.52738 | 0.52451 | 0.48494 | 0.40429 | 0.48555 | 0.50347 | 0.50195 | 0.50166 | 0.40092 | 0.48106 | 1 | 1 | 124 | 11654 | 4440 | 6069 | 8628 | 1596 | 2610 | 9791 | 1357 | 1139 | 26841 | 1.11 | 1.05 | 11354.585
4733 | 5 | 198 | 2017-07-17 | 0.69182 | 1 | 0.69182 | 0.63253 | 0.71832 | 0.53018 | 0.5264 | 0.48646 | 0.40068 | 0.48798 | 0.50154 | 0.5059 | 0.50573 | 0.3974 | 0.48544 | 1 | 1 | 125 | 11716 | 4456 | 6088 | 8551 | 1604 | 2600 | 9868 | 1368 | 1129 | 27085 | 1.1 | 1.05 | 11160.345
4734 | 6 | 198 | 2017-07-17 | 0.7044 | 1 | 0.7044 | 0.68072 | 0.72546 | 0.55258 | 0.54849 | 0.50755 | 0.40987 | 0.51263 | 0.52103 | 0.52456 | 0.52532 | 0.40831 | 0.50861 | 1 | 1 | 126 | 12211 | 4643 | 6352 | 8747 | 1685 | 2701 | 10232 | 1421 | 1160 | 28378 | 1.12 | 1.13 | 11271.335
4735 | 7 | 198 | 2017-07-17 | 0.75472 | 1 | 0.75472 | 0.74096 | 0.7356 | 0.59146 | 0.58323 | 0.53799 | 0.43325 | 0.554 | 0.55266 | 0.55306 | 0.55564 | 0.42872 | 0.5474 | 1 | 1 | 127 | 13070 | 4937 | 6733 | 9246 | 1821 | 2865 | 10788 | 1503 | 1218 | 30542 | 1.2 | 1.23 | 11428.795
4736 | 8 | 198 | 2017-07-17 | 0.81761 | 1 | 0.81761 | 0.77711 | 0.74366 | 0.62503 | 0.61914 | 0.57683 | 0.47214 | 0.59507 | 0.59047 | 0.59448 | 0.59113 | 0.44879 | 0.59469 | 1 | 1 | 128 | 13812 | 5241 | 7219 | 10076 | 1956 | 3061 | 11596 | 1599 | 1275 | 33181 | 1.3 | 1.29 | 11554.04
4737 | 9 | 198 | 2017-07-17 | 0.84277 | 1 | 0.84277 | 0.83133 | 0.84656 | 0.65816 | 0.65812 | 0.61598 | 0.51563 | 0.63432 | 0.63156 | 0.64226 | 0.63068 | 0.47589 | 0.63658 | 1 | 1 | 129 | 14544 | 5571 | 7709 | 11004 | 2085 | 3274 | 12528 | 1706 | 1352 | 35518 | 1.34 | 1.38 | 13152.805
4738 | 10 | 198 | 2017-07-17 | 0.8805 | 1 | 0.8805 | 0.85542 | 0.91285 | 0.69545 | 0.69722 | 0.65234 | 0.54913 | 0.67052 | 0.68036 | 0.68779 | 0.66987 | 0.51109 | 0.67678 | 1 | 1 | 130 | 15368 | 5902 | 8164 | 11719 | 2204 | 3527 | 13416 | 1812 | 1452 | 37761 | 1.4 | 1.42 | 14182.66
4739 | 11 | 198 | 2017-07-17 | 0.84906 | 1 | 0.84906 | 0.83133 | 0.9624 | 0.73545 | 0.73987 | 0.69085 | 0.57504 | 0.70703 | 0.72647 | 0.73521 | 0.70943 | 0.5572 | 0.71641 | 1 | 1 | 131 | 16252 | 6263 | 8646 | 12272 | 2324 | 3766 | 14341 | 1919 | 1583 | 39972 | 1.35 | 1.38 | 14952.575
4740 | 12 | 198 | 2017-07-17 | 0.8239 | 1 | 0.8239 | 0.78916 | 0.97754 | 0.7664 | 0.77779 | 0.71938 | 0.59847 | 0.73167 | 0.7662 | 0.77402 | 0.7475 | 0.60824 | 0.75082 | 1 | 1 | 132 | 16936 | 6584 | 9003 | 12772 | 2405 | 3972 | 15098 | 2022 | 1728 | 41892 | 1.31 | 1.31 | 15187.805
4741 | 13 | 198 | 2017-07-17 | 0.80503 | 1 | 0.80503 | 0.78916 | 0.95214 | 0.80116 | 0.81051 | 0.74678 | 0.61717 | 0.75783 | 0.79784 | 0.80626 | 0.78004 | 0.64872 | 0.77867 | 1 | 1 | 133 | 17704 | 6861 | 9346 | 13171 | 2491 | 4136 | 15727 | 2110 | 1843 | 43446 | 1.28 | 1.31 | 14793.225
4742 | 14 | 198 | 2017-07-17 | 0.81132 | 1 | 0.81132 | 0.74699 | 0.97576 | 0.82401 | 0.84017 | 0.7698 | 0.63427 | 0.77457 | 0.82658 | 0.83118 | 0.81109 | 0.67969 | 0.8021 | 1 | 1 | 134 | 18209 | 7112 | 9634 | 13536 | 2546 | 4285 | 16213 | 2194 | 1931 | 44753 | 1.29 | 1.24 | 15160.185
4743 | 15 | 198 | 2017-07-17 | 0.76101 | 1 | 0.76101 | 0.74096 | 1 | 0.8413 | 0.86426 | 0.77787 | 0.65203 | 0.78278 | 0.84915 | 0.84343 | 0.83401 | 0.70222 | 0.81833 | 1 | 1 | 135 | 18591 | 7316 | 9735 | 13915 | 2573 | 4402 | 16452 | 2256 | 1995 | 45659 | 1.21 | 1.23 | 15536.75
4744 | 16 | 198 | 2017-07-17 | 0.77358 | 1 | 0.77358 | 0.72892 | 0.99944 | 0.84886 | 0.87939 | 0.78338 | 0.66445 | 0.79008 | 0.86304 | 0.85148 | 0.84769 | 0.71172 | 0.82923 | 1 | 1 | 136 | 18758 | 7444 | 9804 | 14180 | 2597 | 4474 | 16609 | 2293 | 2022 | 46267 | 1.23 | 1.21 | 15528.105
4745 | 17 | 198 | 2017-07-17 | 0.77987 | 1 | 0.77987 | 0.72289 | 0.98608 | 0.85573 | 0.88766 | 0.78434 | 0.66881 | 0.79312 | 0.87654 | 0.85307 | 0.8525 | 0.71841 | 0.83491 | 1 | 1 | 137 | 18910 | 7514 | 9816 | 14273 | 2607 | 4544 | 16640 | 2306 | 2041 | 46584 | 1.24 | 1.2 | 15320.515
4746 | 18 | 198 | 2017-07-17 | 0.83648 | 1 | 0.83648 | 0.77108 | 0.92154 | 0.8556 | 0.88576 | 0.77507 | 0.66932 | 0.79404 | 0.88329 | 0.85153 | 0.84436 | 0.73178 | 0.83221 | 1 | 1 | 138 | 18907 | 7498 | 9700 | 14284 | 2610 | 4579 | 16610 | 2284 | 2079 | 46433 | 1.33 | 1.28 | 14317.695
4747 | 19 | 198 | 2017-07-17 | 0.83648 | 1 | 0.83648 | 0.80723 | 0.8823 | 0.84605 | 0.86923 | 0.75917 | 0.66539 | 0.78187 | 0.87404 | 0.836 | 0.82625 | 0.72686 | 0.8114 | 1 | 1 | 139 | 18696 | 7358 | 9501 | 14200 | 2570 | 4531 | 16307 | 2235 | 2065 | 45272 | 1.33 | 1.34 | 13708.055
4748 | 20 | 198 | 2017-07-17 | 0.90566 | 1 | 0.90566 | 0.8494 | 0.93549 | 0.82229 | 0.8391 | 0.7356 | 0.64702 | 0.75936 | 0.85031 | 0.81067 | 0.80074 | 0.70855 | 0.78378 | 1 | 1 | 140 | 18171 | 7103 | 9206 | 13808 | 2496 | 4408 | 15813 | 2166 | 2013 | 43731 | 1.44 | 1.41 | 14534.475
4749 | 21 | 198 | 2017-07-17 | 0.98742 | 1 | 0.98742 | 0.88554 | 0.93593 | 0.80093 | 0.81536 | 0.70955 | 0.62752 | 0.73623 | 0.81925 | 0.78268 | 0.77819 | 0.67687 | 0.75802 | 1 | 1 | 141 | 17699 | 6902 | 8880 | 13392 | 2420 | 4247 | 15267 | 2105 | 1923 | 42294 | 1.57 | 1.47 | 14541.295
4750 | 22 | 198 | 2017-07-17 | 1 | 1 | 1 | 0.84337 | 0.9084 | 0.78089 | 0.79268 | 0.69549 | 0.61782 | 0.71859 | 0.79147 | 0.74951 | 0.75712 | 0.654 | 0.72999 | 1 | 1 | 142 | 17256 | 6710 | 8704 | 13185 | 2362 | 4103 | 14620 | 2048 | 1858 | 40730 | 1.59 | 1.4 | 14113.52
4751 | 23 | 198 | 2017-07-17 | 0.91824 | 1 | 0.91824 | 0.74699 | 0.88374 | 0.7269 | 0.7316 | 0.65505 | 0.59796 | 0.67508 | 0.739 | 0.68722 | 0.7061 | 0.60507 | 0.67196 | 1 | 1 | 143 | 16063 | 6193 | 8198 | 12761 | 2219 | 3831 | 13405 | 1910 | 1719 | 37492 | 1.46 | 1.24 | 13730.465
4752 | 24 | 198 | 2017-07-17 | 0.79245 | 1 | 0.79245 | 0.63855 | 0.84359 | 0.66146 | 0.66663 | 0.60392 | 0.55377 | 0.61728 | 0.67496 | 0.62668 | 0.6488 | 0.54558 | 0.6126 | 1 | 1 | 144 | 14617 | 5643 | 7558 | 11818 | 2029 | 3499 | 12224 | 1755 | 1550 | 34180 | 1.26 | 1.06 | 13106.685
4753 | 1 | 199 | 2017-07-18 | 0.64151 | 1 | 0.64151 | 0.59639 | 0.80131 | 0.62241 | 0.61453 | 0.57819 | 0.48489 | 0.59142 | 0.6196 | 0.57716 | 0.58928 | 0.50862 | 0.58313 | 2 | 1 | 1 | 13754 | 5202 | 7236 | 10348 | 1944 | 3212 | 11258 | 1594 | 1445 | 32536 | 1.02 | 0.99 | 12449.825
4754 | 2 | 199 | 2017-07-18 | 0.60377 | 1 | 0.60377 | 0.57831 | 0.77242 | 0.58612 | 0.58133 | 0.54934 | 0.45218 | 0.55309 | 0.58237 | 0.54347 | 0.55749 | 0.4692 | 0.54892 | 2 | 1 | 2 | 12952 | 4921 | 6875 | 9650 | 1818 | 3019 | 10601 | 1508 | 1333 | 30627 | 0.96 | 0.96 | 12000.945
4755 | 3 | 199 | 2017-07-18 | 0.60377 | 1 | 0.60377 | 0.56024 | 0.74901 | 0.56249 | 0.56515 | 0.53 | 0.42899 | 0.52479 | 0.55285 | 0.52251 | 0.53604 | 0.44421 | 0.52723 | 2 | 1 | 3 | 12430 | 4784 | 6633 | 9155 | 1725 | 2866 | 10192 | 1450 | 1262 | 29417 | 0.96 | 0.93 | 11637.225
4756 | 4 | 199 | 2017-07-18 | 0.59119 | 1 | 0.59119 | 0.54819 | 0.73082 | 0.54801 | 0.5531 | 0.5201 | 0.41287 | 0.50806 | 0.53723 | 0.512 | 0.52163 | 0.42661 | 0.51591 | 2 | 1 | 4 | 12110 | 4682 | 6509 | 8811 | 1670 | 2785 | 9987 | 1411 | 1212 | 28785 | 0.94 | 0.91 | 11354.585
4757 | 5 | 199 | 2017-07-18 | 0.62893 | 1 | 0.62893 | 0.54819 | 0.71832 | 0.5501 | 0.55416 | 0.52409 | 0.40631 | 0.50715 | 0.53414 | 0.51564 | 0.52015 | 0.41816 | 0.51834 | 2 | 1 | 5 | 12156 | 4691 | 6559 | 8671 | 1667 | 2769 | 10058 | 1407 | 1188 | 28921 | 1 | 0.91 | 11160.345
4758 | 6 | 199 | 2017-07-18 | 0.69182 | 1 | 0.69182 | 0.56627 | 0.72546 | 0.5715 | 0.57496 | 0.54543 | 0.41123 | 0.5324 | 0.55324 | 0.53809 | 0.54122 | 0.42661 | 0.54127 | 2 | 1 | 6 | 12629 | 4867 | 6826 | 8776 | 1750 | 2868 | 10496 | 1464 | 1212 | 30200 | 1.1 | 0.94 | 11271.335
4759 | 7 | 199 | 2017-07-18 | 0.76101 | 1 | 0.76101 | 0.62651 | 0.7356 | 0.60852 | 0.60662 | 0.5833 | 0.42997 | 0.57682 | 0.5897 | 0.57393 | 0.57043 | 0.44597 | 0.5807 | 2 | 1 | 7 | 13447 | 5135 | 7300 | 9176 | 1896 | 3057 | 11195 | 1543 | 1267 | 32400 | 1.21 | 1.04 | 11428.795
4760 | 8 | 199 | 2017-07-18 | 0.77358 | 1 | 0.77358 | 0.6988 | 0.74366 | 0.64182 | 0.64265 | 0.62046 | 0.46427 | 0.61941 | 0.61844 | 0.61494 | 0.60702 | 0.46427 | 0.63188 | 2 | 1 | 8 | 14183 | 5440 | 7765 | 9908 | 2036 | 3206 | 11995 | 1642 | 1319 | 35256 | 1.23 | 1.16 | 11554.04
4761 | 9 | 199 | 2017-07-18 | 0.72327 | 1 | 0.72327 | 0.73494 | 0.84656 | 0.6783 | 0.68021 | 0.65657 | 0.50579 | 0.65805 | 0.6576 | 0.65406 | 0.65102 | 0.48926 | 0.67519 | 2 | 1 | 9 | 14989 | 5758 | 8217 | 10794 | 2163 | 3409 | 12758 | 1761 | 1390 | 37672 | 1.15 | 1.22 | 13152.805
4762 | 10 | 199 | 2017-07-18 | 0.7044 | 1 | 0.7044 | 0.74096 | 0.91285 | 0.72047 | 0.72144 | 0.69796 | 0.54295 | 0.69821 | 0.7037 | 0.6942 | 0.69427 | 0.52658 | 0.71713 | 2 | 1 | 10 | 15921 | 6107 | 8735 | 11587 | 2295 | 3648 | 13541 | 1878 | 1496 | 40012 | 1.12 | 1.23 | 14182.66
4763 | 11 | 199 | 2017-07-18 | 0.72956 | 1 | 0.72956 | 0.73494 | 0.9624 | 0.76871 | 0.76763 | 0.73512 | 0.57621 | 0.74049 | 0.75231 | 0.73977 | 0.73604 | 0.57022 | 0.75973 | 2 | 1 | 11 | 16987 | 6498 | 9200 | 12297 | 2434 | 3900 | 14430 | 1991 | 1620 | 42389 | 1.16 | 1.22 | 14952.575
4764 | 12 | 199 | 2017-07-18 | 0.67925 | 1 | 0.67925 | 0.74096 | 0.97754 | 0.81111 | 0.8065 | 0.77012 | 0.61112 | 0.77457 | 0.79244 | 0.78027 | 0.77708 | 0.6195 | 0.79618 | 2 | 1 | 12 | 17924 | 6827 | 9638 | 13042 | 2546 | 4108 | 15220 | 2102 | 1760 | 44423 | 1.08 | 1.23 | 15187.805
4765 | 13 | 199 | 2017-07-18 | 0.6478 | 1 | 0.6478 | 0.75904 | 0.95214 | 0.84926 | 0.84347 | 0.80024 | 0.64228 | 0.80773 | 0.83025 | 0.81688 | 0.81257 | 0.65505 | 0.8257 | 2 | 1 | 13 | 18767 | 7140 | 10015 | 13707 | 2655 | 4304 | 15934 | 2198 | 1861 | 46070 | 1.03 | 1.26 | 14793.225
4766 | 14 | 199 | 2017-07-18 | 0.6478 | 1 | 0.6478 | 0.77711 | 0.97576 | 0.88438 | 0.87312 | 0.83172 | 0.67138 | 0.83572 | 0.8615 | 0.84651 | 0.84473 | 0.68779 | 0.85189 | 2 | 1 | 14 | 19543 | 7391 | 10409 | 14328 | 2747 | 4466 | 16512 | 2285 | 1954 | 47531 | 1.03 | 1.29 | 15160.185
4767 | 15 | 199 | 2017-07-18 | 0.66038 | 1 | 0.66038 | 0.79518 | 1 | 0.9047 | 0.89226 | 0.85362 | 0.70076 | 0.85214 | 0.88137 | 0.86414 | 0.86839 | 0.71383 | 0.86988 | 2 | 1 | 15 | 19992 | 7553 | 10683 | 14955 | 2801 | 4569 | 16856 | 2349 | 2028 | 48535 | 1.05 | 1.32 | 15536.75
4768 | 16 | 199 | 2017-07-18 | 0.66038 | 1 | 0.66038 | 0.84337 | 0.99944 | 0.91827 | 0.9075 | 0.87319 | 0.72269 | 0.86492 | 0.89545 | 0.8764 | 0.88725 | 0.72756 | 0.88257 | 2 | 1 | 16 | 20292 | 7682 | 10928 | 15423 | 2843 | 4642 | 17095 | 2400 | 2067 | 49243 | 1.05 | 1.4 | 15528.105
4769 | 17 | 199 | 2017-07-18 | 0.67925 | 1 | 0.67925 | 0.87349 | 0.98608 | 0.9295 | 0.91943 | 0.88118 | 0.73666 | 0.878 | 0.90914 | 0.88234 | 0.89649 | 0.73918 | 0.89083 | 2 | 1 | 17 | 20540 | 7783 | 11028 | 15721 | 2886 | 4713 | 17211 | 2425 | 2100 | 49704 | 1.08 | 1.45 | 15320.515
4770 | 18 | 199 | 2017-07-18 | 0.73585 | 1 | 0.73585 | 0.95783 | 0.92154 | 0.92746 | 0.91778 | 0.8827 | 0.74528 | 0.87983 | 0.91879 | 0.88183 | 0.8976 | 0.7522 | 0.88895 | 2 | 1 | 18 | 20495 | 7769 | 11047 | 15905 | 2892 | 4763 | 17201 | 2428 | 2137 | 49599 | 1.17 | 1.59 | 14317.695
4771 | 19 | 199 | 2017-07-18 | 0.7673 | 1 | 0.7673 | 0.98193 | 0.8823 | 0.91094 | 0.90431 | 0.86472 | 0.73956 | 0.86949 | 0.91088 | 0.86814 | 0.87616 | 0.74938 | 0.86916 | 2 | 1 | 19 | 20130 | 7655 | 10822 | 15783 | 2858 | 4722 | 16934 | 2370 | 2129 | 48495 | 1.22 | 1.63 | 13708.055
4772 | 20 | 199 | 2017-07-18 | 0.86164 | 1 | 0.86164 | 1 | 0.93549 | 0.88239 | 0.87348 | 0.83787 | 0.71998 | 0.84241 | 0.88368 | 0.84313 | 0.84288 | 0.73249 | 0.83701 | 2 | 1 | 20 | 19499 | 7394 | 10486 | 15365 | 2769 | 4581 | 16446 | 2280 | 2081 | 46701 | 1.37 | 1.66 | 14534.475
4773 | 21 | 199 | 2017-07-18 | 0.88679 | 1 | 0.88679 | 0.99398 | 0.93593 | 0.85103 | 0.84525 | 0.81758 | 0.69331 | 0.81503 | 0.85706 | 0.81595 | 0.81368 | 0.69518 | 0.81063 | 2 | 1 | 21 | 18806 | 7155 | 10232 | 14796 | 2679 | 4443 | 15916 | 2201 | 1975 | 45229 | 1.41 | 1.65 | 14541.295
4774 | 22 | 199 | 2017-07-18 | 0.84906 | 1 | 0.84906 | 0.90964 | 0.9084 | 0.82347 | 0.81996 | 0.79289 | 0.67518 | 0.78978 | 0.83102 | 0.78002 | 0.79039 | 0.6723 | 0.78328 | 2 | 1 | 22 | 18197 | 6941 | 9923 | 14409 | 2596 | 4308 | 15215 | 2138 | 1910 | 43703 | 1.35 | 1.51 | 14113.52
4775 | 23 | 199 | 2017-07-18 | 0.7673 | 1 | 0.7673 | 0.79518 | 0.88374 | 0.76613 | 0.75452 | 0.73863 | 0.65709 | 0.73654 | 0.77431 | 0.71347 | 0.73937 | 0.62513 | 0.72225 | 2 | 1 | 23 | 16930 | 6387 | 9244 | 14023 | 2421 | 4014 | 13917 | 2000 | 1776 | 40298 | 1.22 | 1.32 | 13730.465
4776 | 24 | 199 | 2017-07-18 | 0.6478 | 1 | 0.6478 | 0.68675 | 0.84359 | 0.69576 | 0.69037 | 0.67703 | 0.61112 | 0.66687 | 0.70775 | 0.64944 | 0.68133 | 0.56142 | 0.65751 | 2 | 1 | 24 | 15375 | 5844 | 8473 | 13042 | 2192 | 3669 | 12668 | 1843 | 1595 | 36686 | 1.03 | 1.14 | 13106.685
4777 | 1 | 200 | 2017-07-19 | 0.58491 | 1 | 0.58491 | 0.64458 | 0.80131 | 0.6592 | 0.66639 | 0.62757 | 0.57308 | 0.65257 | 0.64641 | 0.59838 | 0.64843 | 0.51461 | 0.60262 | 3 | 1 | 25 | 14567 | 5641 | 7854 | 12230 | 2145 | 3351 | 11672 | 1754 | 1462 | 33623 | 0.93 | 1.07 | 12449.825
4778 | 2 | 200 | 2017-07-19 | 0.54717 | 1 | 0.54717 | 0.62048 | 0.77242 | 0.61951 | 0.63131 | 0.59065 | 0.53095 | 0.60998 | 0.60667 | 0.56024 | 0.6122 | 0.47483 | 0.56555 | 3 | 1 | 26 | 13690 | 5344 | 7392 | 11331 | 2005 | 3145 | 10928 | 1656 | 1349 | 31555 | 0.87 | 1.03 | 12000.945
4779 | 3 | 200 | 2017-07-19 | 0.54088 | 1 | 0.54088 | 0.60843 | 0.74901 | 0.59512 | 0.60744 | 0.56564 | 0.50148 | 0.57712 | 0.57639 | 0.53501 | 0.58743 | 0.44421 | 0.54032 | 3 | 1 | 27 | 13151 | 5142 | 7079 | 10702 | 1897 | 2988 | 10436 | 1589 | 1262 | 30147 | 0.86 | 1.01 | 11637.225
4780 | 4 | 200 | 2017-07-19 | 0.54717 | 1 | 0.54717 | 0.62048 | 0.73082 | 0.57933 | 0.59551 | 0.55126 | 0.48147 | 0.55613 | 0.55903 | 0.52061 | 0.56932 | 0.42626 | 0.52653 | 3 | 1 | 28 | 12802 | 5041 | 6899 | 10275 | 1828 | 2898 | 10155 | 1540 | 1211 | 29378 | 0.87 | 1.03 | 11354.585
4781 | 5 | 200 | 2017-07-19 | 0.57862 | 1 | 0.57862 | 0.63855 | 0.71832 | 0.57915 | 0.59539 | 0.55062 | 0.47181 | 0.55339 | 0.55498 | 0.52174 | 0.56525 | 0.41535 | 0.52698 | 3 | 1 | 29 | 12798 | 5040 | 6891 | 10069 | 1819 | 2877 | 10177 | 1529 | 1180 | 29403 | 0.92 | 1.06 | 11160.345
4782 | 6 | 200 | 2017-07-19 | 0.6478 | 1 | 0.6478 | 0.69277 | 0.72546 | 0.59929 | 0.61063 | 0.57012 | 0.47603 | 0.57499 | 0.57446 | 0.54178 | 0.58484 | 0.41957 | 0.54758 | 3 | 1 | 30 | 13243 | 5169 | 7135 | 10159 | 1890 | 2978 | 10568 | 1582 | 1192 | 30552 | 1.03 | 1.15 | 11271.335
4783 | 7 | 200 | 2017-07-19 | 0.71069 | 1 | 0.71069 | 0.75904 | 0.7356 | 0.63232 | 0.63898 | 0.60248 | 0.49829 | 0.61606 | 0.6115 | 0.57572 | 0.61553 | 0.434 | 0.58654 | 3 | 1 | 31 | 13973 | 5409 | 7540 | 10634 | 2025 | 3170 | 11230 | 1665 | 1233 | 32726 | 1.13 | 1.26 | 11428.795
4784 | 8 | 200 | 2017-07-19 | 0.73585 | 1 | 0.73585 | 0.74699 | 0.74366 | 0.66481 | 0.67572 | 0.64515 | 0.5384 | 0.65866 | 0.64545 | 0.62499 | 0.65287 | 0.45125 | 0.64085 | 3 | 1 | 32 | 14691 | 5720 | 8074 | 11490 | 2165 | 3346 | 12191 | 1766 | 1282 | 35756 | 1.17 | 1.24 | 11554.04
4785 | 9 | 200 | 2017-07-19 | 0.71698 | 1 | 0.71698 | 0.71084 | 0.84656 | 0.71246 | 0.71754 | 0.69445 | 0.58526 | 0.70246 | 0.68827 | 0.6741 | 0.70092 | 0.48011 | 0.68899 | 3 | 1 | 33 | 15744 | 6074 | 8691 | 12490 | 2309 | 3568 | 13149 | 1896 | 1364 | 38442 | 1.14 | 1.18 | 13152.805
4786 | 10 | 200 | 2017-07-19 | 0.69811 | 1 | 0.69811 | 0.6988 | 0.91285 | 0.75785 | 0.76432 | 0.74439 | 0.6249 | 0.74871 | 0.74016 | 0.72608 | 0.74972 | 0.52763 | 0.73732 | 3 | 1 | 34 | 16747 | 6470 | 9316 | 13336 | 2461 | 3837 | 14163 | 2028 | 1499 | 41139 | 1.11 | 1.16 | 14182.66
4787 | 11 | 200 | 2017-07-19 | 0.7044 | 1 | 0.7044 | 0.72289 | 0.9624 | 0.81116 | 0.81571 | 0.80072 | 0.66234 | 0.79921 | 0.79032 | 0.78068 | 0.80148 | 0.57832 | 0.78632 | 3 | 1 | 35 | 17925 | 6905 | 10021 | 14135 | 2627 | 4097 | 15228 | 2168 | 1643 | 43873 | 1.12 | 1.2 | 14952.575
4788 | 12 | 200 | 2017-07-19 | 0.67925 | 1 | 0.67925 | 0.72289 | 0.97754 | 0.85637 | 0.86237 | 0.84515 | 0.70034 | 0.83967 | 0.8316 | 0.82867 | 0.8488 | 0.64062 | 0.82846 | 3 | 1 | 36 | 18924 | 7300 | 10577 | 14946 | 2760 | 4311 | 16164 | 2296 | 1820 | 46224 | 1.08 | 1.2 | 15187.805
4789 | 13 | 200 | 2017-07-19 | 0.62264 | 1 | 0.62264 | 0.6988 | 0.95214 | 0.89524 | 0.90148 | 0.88302 | 0.73089 | 0.87861 | 0.87153 | 0.86732 | 0.88835 | 0.68919 | 0.86287 | 3 | 1 | 37 | 19783 | 7631 | 11051 | 15598 | 2888 | 4518 | 16918 | 2403 | 1958 | 48144 | 0.99 | 1.16 | 14793.225
4790 | 14 | 200 | 2017-07-19 | 0.63522 | 1 | 0.63522 | 0.6988 | 0.97576 | 0.92927 | 0.93125 | 0.9189 | 0.75648 | 0.91086 | 0.90741 | 0.9008 | 0.92569 | 0.72932 | 0.89992 | 3 | 1 | 38 | 20535 | 7883 | 11500 | 16144 | 2994 | 4704 | 17571 | 2504 | 2072 | 50211 | 1.01 | 1.16 | 15160.185
4791 | 15 | 200 | 2017-07-19 | 0.65409 | 1 | 0.65409 | 0.70482 | 1 | 0.94927 | 0.95204 | 0.93448 | 0.78281 | 0.93155 | 0.93113 | 0.919 | 0.94713 | 0.75959 | 0.92171 | 3 | 1 | 39 | 20977 | 8059 | 11695 | 16706 | 3062 | 4827 | 17926 | 2562 | 2158 | 51427 | 1.04 | 1.17 | 15536.75
4792 | 16 | 200 | 2017-07-19 | 0.67925 | 1 | 0.67925 | 0.72289 | 0.99944 | 0.96153 | 0.96125 | 0.94622 | 0.80062 | 0.94767 | 0.94483 | 0.93146 | 0.96007 | 0.78177 | 0.93777 | 3 | 1 | 40 | 21248 | 8137 | 11842 | 17086 | 3115 | 4898 | 18169 | 2597 | 2221 | 52323 | 1.08 | 1.2 | 15528.105
4793 | 17 | 200 | 2017-07-19 | 0.73585 | 1 | 0.73585 | 0.78313 | 0.98608 | 0.96683 | 0.97779 | 0.95134 | 0.81196 | 0.95984 | 0.9591 | 0.93925 | 0.96525 | 0.79514 | 0.94869 | 3 | 1 | 41 | 21365 | 8277 | 11906 | 17328 | 3155 | 4972 | 18321 | 2611 | 2259 | 52932 | 1.17 | 1.3 | 15320.515
4794 | 18 | 200 | 2017-07-19 | 0.79874 | 1 | 0.79874 | 0.81325 | 0.92154 | 0.96579 | 0.97578 | 0.94151 | 0.81636 | 0.96136 | 0.96489 | 0.93838 | 0.96007 | 0.80605 | 0.94876 | 3 | 1 | 42 | 21342 | 8260 | 11783 | 17422 | 3160 | 5002 | 18304 | 2597 | 2290 | 52936 | 1.27 | 1.35 | 14317.695
4795 | 19 | 200 | 2017-07-19 | 0.83648 | 1 | 0.83648 | 0.8494 | 0.8823 | 0.94868 | 0.96232 | 0.92976 | 0.80577 | 0.95224 | 0.95583 | 0.9252 | 0.93752 | 0.79655 | 0.93686 | 3 | 1 | 43 | 20964 | 8146 | 11636 | 17196 | 3130 | 4955 | 18047 | 2536 | 2263 | 52272 | 1.33 | 1.41 | 13708.055
4796 | 20 | 200 | 2017-07-19 | 0.91824 | 1 | 0.91824 | 0.90361 | 0.93549 | 0.91877 | 0.92168 | 0.89628 | 0.77442 | 0.92425 | 0.92728 | 0.89567 | 0.90869 | 0.77402 | 0.90899 | 3 | 1 | 44 | 20303 | 7802 | 11217 | 16527 | 3038 | 4807 | 17471 | 2458 | 2199 | 50717 | 1.46 | 1.5 | 14534.475
4797 | 21 | 200 | 2017-07-19 | 0.91195 | 1 | 0.91195 | 0.93976 | 0.93593 | 0.8894 | 0.88683 | 0.86552 | 0.73998 | 0.89078 | 0.90046 | 0.86322 | 0.88096 | 0.73425 | 0.87578 | 3 | 1 | 45 | 19654 | 7507 | 10832 | 15792 | 2928 | 4668 | 16838 | 2383 | 2086 | 48864 | 1.45 | 1.56 | 14541.295
4798 | 22 | 200 | 2017-07-19 | 0.89308 | 1 | 0.89308 | 0.89759 | 0.9084 | 0.86687 | 0.86096 | 0.84443 | 0.71955 | 0.86584 | 0.87211 | 0.82995 | 0.85213 | 0.70187 | 0.848 | 3 | 1 | 46 | 19156 | 7288 | 10568 | 15356 | 2846 | 4521 | 16189 | 2305 | 1994 | 47314 | 1.42 | 1.49 | 14113.52
4799 | 23 | 200 | 2017-07-19 | 0.7673 | 1 | 0.7673 | 0.8012 | 0.88374 | 0.81125 | 0.7974 | 0.78833 | 0.69791 | 0.80834 | 0.81539 | 0.76146 | 0.79889 | 0.64942 | 0.77853 | 3 | 1 | 47 | 17927 | 6750 | 9866 | 14894 | 2657 | 4227 | 14853 | 2161 | 1845 | 43438 | 1.22 | 1.33 | 13730.465
4800 | 24 | 200 | 2017-07-19 | 0.69182 | 1 | 0.69182 | 0.69277 | 0.84359 | 0.74079 | 0.73255 | 0.72305 | 0.64739 | 0.73836 | 0.74441 | 0.69245 | 0.73752 | 0.58465 | 0.70773 | 3 | 1 | 48 | 16370 | 6201 | 9049 | 13816 | 2427 | 3859 | 13507 | 1995 | 1661 | 39488 | 1.1 | 1.15 | 13106.685
4801 | 1 | 201 | 2017-07-20 | 0.61635 | 1 | 0.61635 | 0.64458 | 0.80131 | 0.68825 | 0.67927 | 0.68973 | 0.62345 | 0.6903 | 0.67573 | 0.62863 | 0.69279 | 0.52834 | 0.64965 | 4 | 1 | 49 | 15209 | 5750 | 8632 | 13305 | 2269 | 3503 | 12262 | 1874 | 1501 | 36247 | 0.98 | 1.07 | 12449.825
4802 | 2 | 201 | 2017-07-20 | 0.61006 | 1 | 0.61006 | 0.62048 | 0.77242 | 0.64947 | 0.63922 | 0.64922 | 0.578 | 0.64618 | 0.63465 | 0.58854 | 0.65471 | 0.48645 | 0.61097 | 4 | 1 | 50 | 14352 | 5411 | 8125 | 12335 | 2124 | 3290 | 11480 | 1771 | 1382 | 34089 | 0.97 | 1.03 | 12000.945
4803 | 3 | 201 | 2017-07-20 | 0.59748 | 1 | 0.59748 | 0.62048 | 0.74901 | 0.62309 | 0.61276 | 0.62317 | 0.54566 | 0.61089 | 0.60359 | 0.56142 | 0.62588 | 0.45829 | 0.58369 | 4 | 1 | 51 | 13769 | 5187 | 7799 | 11645 | 2008 | 3129 | 10951 | 1693 | 1302 | 32567 | 0.95 | 1.03 | 11637.225
4804 | 4 | 201 | 2017-07-20 | 0.58491 | 1 | 0.58491 | 0.62048 | 0.73082 | 0.60571 | 0.59551 | 0.60687 | 0.52303 | 0.5896 | 0.58526 | 0.54429 | 0.60628 | 0.44315 | 0.56751 | 4 | 1 | 52 | 13385 | 5041 | 7595 | 11162 | 1938 | 3034 | 10617 | 1640 | 1259 | 31664 | 0.93 | 1.03 | 11354.585
4805 | 5 | 201 | 2017-07-20 | 0.60377 | 1 | 0.60377 | 0.64458 | 0.71832 | 0.60725 | 0.59587 | 0.60368 | 0.51141 | 0.58564 | 0.5787 | 0.5427 | 0.6 | 0.43682 | 0.56659 | 4 | 1 | 53 | 13419 | 5044 | 7555 | 10914 | 1925 | 3000 | 10586 | 1623 | 1241 | 31613 | 0.96 | 1.07 | 11160.345
4806 | 6 | 201 | 2017-07-20 | 0.67296 | 1 | 0.67296 | 0.6988 | 0.72546 | 0.62761 | 0.61299 | 0.62325 | 0.516 | 0.60389 | 0.59549 | 0.56142 | 0.61885 | 0.4428 | 0.58568 | 4 | 1 | 54 | 13869 | 5189 | 7800 | 11012 | 1985 | 3087 | 10951 | 1674 | 1258 | 32678 | 1.07 | 1.16 | 11271.335
4807 | 7 | 201 | 2017-07-20 | 0.73585 | 1 | 0.73585 | 0.77108 | 0.7356 | 0.65956 | 0.64158 | 0.65721 | 0.54248 | 0.64497 | 0.62519 | 0.59269 | 0.6488 | 0.46533 | 0.62147 | 4 | 1 | 55 | 14575 | 5431 | 8225 | 11577 | 2120 | 3241 | 11561 | 1755 | 1322 | 34675 | 1.17 | 1.28 | 11428.795
4808 | 8 | 201 | 2017-07-20 | 0.74214 | 1 | 0.74214 | 0.78313 | 0.74366 | 0.69567 | 0.67809 | 0.69916 | 0.58324 | 0.68786 | 0.663 | 0.64165 | 0.68688 | 0.48398 | 0.67651 | 4 | 1 | 56 | 15373 | 5740 | 8750 | 12447 | 2261 | 3437 | 12516 | 1858 | 1375 | 37746 | 1.18 | 1.3 | 11554.04
4809 | 9 | 201 | 2017-07-20 | 0.74843 | 1 | 0.74843 | 0.74699 | 0.84656 | 0.74364 | 0.72569 | 0.74479 | 0.63943 | 0.73441 | 0.70949 | 0.69322 | 0.73383 | 0.51461 | 0.72928 | 4 | 1 | 57 | 16433 | 6143 | 9321 | 13646 | 2414 | 3678 | 13522 | 1985 | 1462 | 40690 | 1.19 | 1.24 | 13152.805
4810 | 10 | 201 | 2017-07-20 | 0.71698 | 1 | 0.71698 | 0.72892 | 0.91285 | 0.79396 | 0.77933 | 0.78897 | 0.69528 | 0.78582 | 0.76254 | 0.75136 | 0.79039 | 0.55755 | 0.78312 | 4 | 1 | 58 | 17545 | 6597 | 9874 | 14838 | 2583 | 3953 | 14656 | 2138 | 1584 | 43694 | 1.14 | 1.21 | 14182.66
4811 | 11 | 201 | 2017-07-20 | 0.71698 | 1 | 0.71698 | 0.71084 | 0.9624 | 0.84935 | 0.83532 | 0.84355 | 0.75039 | 0.8415 | 0.81289 | 0.81334 | 0.84325 | 0.60788 | 0.83787 | 4 | 1 | 59 | 18769 | 7071 | 10557 | 16014 | 2766 | 4214 | 15865 | 2281 | 1727 | 46749 | 1.14 | 1.18 | 14952.575
4812 | 12 | 201 | 2017-07-20 | 0.69811 | 1 | 0.69811 | 0.68072 | 0.97754 | 0.89845 | 0.88517 | 0.88965 | 0.80512 | 0.88348 | 0.8561 | 0.86702 | 0.89242 | 0.66385 | 0.88714 | 4 | 1 | 60 | 19854 | 7493 | 11134 | 17182 | 2904 | 4438 | 16912 | 2414 | 1886 | 49498 | 1.11 | 1.13 | 15187.805
4813 | 13 | 201 | 2017-07-20 | 0.63522 | 1 | 0.63522 | 0.6506 | 0.95214 | 0.93769 | 0.9238 | 0.92641 | 0.84682 | 0.92273 | 0.90085 | 0.9108 | 0.93272 | 0.70539 | 0.92671 | 4 | 1 | 61 | 20721 | 7820 | 11594 | 18072 | 3033 | 4670 | 17766 | 2523 | 2004 | 51706 | 1.01 | 1.08 | 14793.225
4814 | 14 | 201 | 2017-07-20 | 0.61635 | 1 | 0.61635 | 0.63253 | 0.97576 | 0.9704 | 0.95535 | 0.96332 | 0.88492 | 0.95802 | 0.93499 | 0.94509 | 0.96414 | 0.74305 | 0.96062 | 4 | 1 | 62 | 21444 | 8087 | 12056 | 18885 | 3149 | 4847 | 18435 | 2608 | 2111 | 53598 | 0.98 | 1.05 | 15160.185
4815 | 15 | 201 | 2017-07-20 | 0.61635 | 1 | 0.61635 | 0.65663 | 1 | 0.98955 | 0.97342 | 0.98066 | 0.91566 | 0.97901 | 0.95968 | 0.9617 | 0.98336 | 0.77086 | 0.97946 | 4 | 1 | 63 | 21867 | 8240 | 12273 | 19541 | 3218 | 4975 | 18759 | 2660 | 2190 | 54649 | 0.98 | 1.09 | 15536.75
4816 | 16 | 201 | 2017-07-20 | 0.64151 | 1 | 0.64151 | 0.68072 | 0.99944 | 0.99656 | 0.98559 | 0.99313 | 0.9344 | 0.99057 | 0.97454 | 0.97206 | 0.99482 | 0.7881 | 0.99348 | 4 | 1 | 64 | 22022 | 8343 | 12429 | 19941 | 3256 | 5052 | 18961 | 2691 | 2239 | 55431 | 1.02 | 1.13 | 15528.105
4817 | 17 | 201 | 2017-07-20 | 0.66667 | 1 | 0.66667 | 0.72892 | 0.98608 | 1 | 0.99681 | 1 | 0.94466 | 1 | 0.9892 | 0.97483 | 1 | 0.80253 | 0.99803 | 4 | 1 | 65 | 22098 | 8438 | 12515 | 20160 | 3287 | 5128 | 19015 | 2705 | 2280 | 55685 | 1.06 | 1.21 | 15320.515
4818 | 18 | 201 | 2017-07-20 | 0.68553 | 1 | 0.68553 | 0.77711 | 0.92154 | 0.99611 | 0.99551 | 0.99377 | 0.94251 | 0.99817 | 0.99537 | 0.96601 | 0.99409 | 0.81274 | 0.9919 | 4 | 1 | 66 | 22012 | 8427 | 12437 | 20114 | 3281 | 5160 | 18843 | 2689 | 2309 | 55343 | 1.09 | 1.29 | 14317.695
4819 | 19 | 201 | 2017-07-20 | 0.7044 | 1 | 0.7044 | 0.79518 | 0.8823 | 0.98131 | 0.98216 | 0.97875 | 0.92606 | 0.98601 | 0.98515 | 0.95217 | 0.9793 | 0.80852 | 0.96966 | 4 | 1 | 67 | 21685 | 8314 | 12249 | 19763 | 3241 | 5107 | 18573 | 2649 | 2297 | 54102 | 1.12 | 1.32 | 13708.055
4820 | 20 | 201 | 2017-07-20 | 0.7673 | 1 | 0.7673 | 0.8494 | 0.93549 | 0.9485 | 0.95157 | 0.94535 | 0.89251 | 0.95741 | 0.95814 | 0.92346 | 0.95416 | 0.79092 | 0.93365 | 4 | 1 | 68 | 20960 | 8055 | 11831 | 19047 | 3147 | 4967 | 18013 | 2581 | 2247 | 52093 | 1.22 | 1.41 | 14534.475
4821 | 21 | 201 | 2017-07-20 | 0.83648 | 1 | 0.83648 | 0.89759 | 0.93593 | 0.91845 | 0.91825 | 0.91091 | 0.85708 | 0.91999 | 0.93056 | 0.89255 | 0.92458 | 0.75255 | 0.89953 | 4 | 1 | 69 | 20296 | 7773 | 11400 | 18291 | 3024 | 4824 | 17410 | 2501 | 2138 | 50189 | 1.33 | 1.49 | 14541.295
4822 | 22 | 201 | 2017-07-20 | 0.8239 | 1 | 0.8239 | 0.87349 | 0.9084 | 0.89741 | 0.88943 | 0.88742 | 0.83028 | 0.89443 | 0.90529 | 0.85963 | 0.89649 | 0.73073 | 0.86628 | 4 | 1 | 70 | 19831 | 7529 | 11106 | 17719 | 2940 | 4693 | 16768 | 2425 | 2076 | 48334 | 1.31 | 1.45 | 14113.52
4823 | 23 | 201 | 2017-07-20 | 0.77358 | 1 | 0.77358 | 0.75904 | 0.88374 | 0.84098 | 0.82304 | 0.83468 | 0.79514 | 0.83389 | 0.84954 | 0.79145 | 0.83993 | 0.67899 | 0.79987 | 4 | 1 | 71 | 18584 | 6967 | 10446 | 16969 | 2741 | 4404 | 15438 | 2272 | 1929 | 44629 | 1.23 | 1.26 | 13730.465
4824 | 24 | 201 | 2017-07-20 | 0.7044 | 1 | 0.7044 | 0.68072 | 0.84359 | 0.77116 | 0.75405 | 0.76492 | 0.73488 | 0.76331 | 0.78029 | 0.72034 | 0.77523 | 0.60612 | 0.73266 | 4 | 1 | 72 | 17041 | 6383 | 9573 | 15683 | 2509 | 4045 | 14051 | 2097 | 1722 | 40879 | 1.12 | 1.13 | 13106.685
4825 | 1 | 202 | 2017-07-21 | 0.6478 | 1 | 0.6478 | 0.63253 | 0.80131 | 0.71988 | 0.69226 | 0.69117 | 0.67551 | 0.71646 | 0.72087 | 0.6682 | 0.70351 | 0.54875 | 0.6792 | 5 | 1 | 73 | 15908 | 5860 | 8650 | 14416 | 2355 | 3737 | 13034 | 1903 | 1559 | 37896 | 1.03 | 1.05 | 12449.825
4826 | 2 | 202 | 2017-07-21 | 0.59748 | 1 | 0.59748 | 0.61446 | 0.77242 | 0.6773 | 0.656 | 0.6521 | 0.62209 | 0.67174 | 0.67593 | 0.62673 | 0.66248 | 0.50229 | 0.63866 | 5 | 1 | 74 | 14967 | 5553 | 8161 | 13276 | 2208 | 3504 | 12225 | 1792 | 1427 | 35634 | 0.95 | 1.02 | 12000.945
4827 | 3 | 202 | 2017-07-21 | 0.57862 | 1 | 0.57862 | 0.59639 | 0.74901 | 0.65019 | 0.62882 | 0.62397 | 0.58235 | 0.63706 | 0.64352 | 0.59633 | 0.63401 | 0.47237 | 0.60919 | 5 | 1 | 75 | 14368 | 5323 | 7809 | 12428 | 2094 | 3336 | 11632 | 1715 | 1342 | 33990 | 0.92 | 0.99 | 11637.225
4828 | 4 | 202 | 2017-07-21 | 0.58491 | 1 | 0.58491 | 0.61446 | 0.73082 | 0.63101 | 0.61536 | 0.60935 | 0.55344 | 0.61545 | 0.62056 | 0.57654 | 0.61664 | 0.46251 | 0.59156 | 5 | 1 | 76 | 13944 | 5209 | 7626 | 11811 | 2023 | 3217 | 11246 | 1668 | 1314 | 33006 | 0.93 | 1.02 | 11354.585
4829 | 5 | 202 | 2017-07-21 | 0.58491 | 1 | 0.58491 | 0.62048 | 0.71832 | 0.62933 | 0.6124 | 0.60967 | 0.53676 | 0.61393 | 0.61381 | 0.57213 | 0.6122 | 0.45723 | 0.58758 | 5 | 1 | 77 | 13907 | 5184 | 7630 | 11455 | 2018 | 3182 | 11160 | 1656 | 1299 | 32784 | 0.93 | 1.03 | 11160.345
4830 | 6 | 202 | 2017-07-21 | 0.61635 | 1 | 0.61635 | 0.6747 | 0.72546 | 0.64553 | 0.62835 | 0.62917 | 0.53535 | 0.63432 | 0.63233 | 0.58879 | 0.62736 | 0.46744 | 0.60364 | 5 | 1 | 78 | 14265 | 5319 | 7874 | 11425 | 2085 | 3278 | 11485 | 1697 | 1328 | 33680 | 0.98 | 1.12 | 11271.335
4831 | 7 | 202 | 2017-07-21 | 0.67296 | 1 | 0.67296 | 0.75904 | 0.7356 | 0.67531 | 0.66237 | 0.66984 | 0.55091 | 0.68026 | 0.66744 | 0.61202 | 0.65915 | 0.49595 | 0.63739 | 5 | 1 | 79 | 14923 | 5607 | 8383 | 11757 | 2236 | 3460 | 11938 | 1783 | 1409 | 35563 | 1.07 | 1.26 | 11428.795
4832 | 8 | 202 | 2017-07-21 | 0.72327 | 1 | 0.72327 | 0.74699 | 0.74366 | 0.70979 | 0.69805 | 0.71282 | 0.58348 | 0.72315 | 0.69715 | 0.65693 | 0.6939 | 0.5132 | 0.69053 | 5 | 1 | 80 | 15685 | 5909 | 8921 | 12452 | 2377 | 3614 | 12814 | 1877 | 1458 | 38528 | 1.15 | 1.24 | 11554.04
4833 | 9 | 202 | 2017-07-21 | 0.75472 | 1 | 0.75472 | 0.71084 | 0.84656 | 0.75966 | 0.744 | 0.75398 | 0.63057 | 0.77031 | 0.7446 | 0.7144 | 0.74381 | 0.53995 | 0.74236 | 5 | 1 | 81 | 16787 | 6298 | 9436 | 13457 | 2532 | 3860 | 13935 | 2012 | 1534 | 41420 | 1.2 | 1.18 | 13152.805
4834 | 10 | 202 | 2017-07-21 | 0.79245 | 1 | 0.79245 | 0.6747 | 0.91285 | 0.81301 | 0.79764 | 0.79545 | 0.67593 | 0.82263 | 0.79996 | 0.77966 | 0.79224 | 0.58782 | 0.79342 | 5 | 1 | 82 | 17966 | 6752 | 9955 | 14425 | 2704 | 4147 | 15208 | 2143 | 1670 | 44269 | 1.26 | 1.12 | 14182.66
4835 | 11 | 202 | 2017-07-21 | 0.73585 | 1 | 0.73585 | 0.6506 | 0.9624 | 0.87202 | 0.84879 | 0.84075 | 0.71857 | 0.87466 | 0.85378 | 0.84282 | 0.8329 | 0.64308 | 0.84316 | 5 | 1 | 83 | 19270 | 7185 | 10522 | 15335 | 2875 | 4426 | 16440 | 2253 | 1827 | 47044 | 1.17 | 1.08 | 14952.575
4836 | 12 | 202 | 2017-07-21 | 0.72327 | 1 | 0.72327 | 0.61446 | 0.97754 | 0.91963 | 0.89569 | 0.87623 | 0.76351 | 0.91847 | 0.90451 | 0.89942 | 0.87431 | 0.6994 | 0.88425 | 5 | 1 | 84 | 20322 | 7582 | 10966 | 16294 | 3019 | 4689 | 17544 | 2365 | 1987 | 49337 | 1.15 | 1.02 | 15187.805
4837 | 13 | 202 | 2017-07-21 | 0.71069 | 1 | 0.71069 | 0.63855 | 0.95214 | 0.95565 | 0.92841 | 0.90739 | 0.80043 | 0.95224 | 0.94695 | 0.94012 | 0.90647 | 0.74305 | 0.91678 | 5 | 1 | 85 | 21118 | 7859 | 11356 | 17082 | 3130 | 4909 | 18338 | 2452 | 2111 | 51152 | 1.13 | 1.06 | 14793.225
4838 | 14 | 202 | 2017-07-21 | 0.69182 | 1 | 0.69182 | 0.62048 | 0.97576 | 0.9824 | 0.95369 | 0.93368 | 0.83112 | 0.97749 | 0.98322 | 0.96934 | 0.93604 | 0.77754 | 0.94301 | 5 | 1 | 86 | 21709 | 8073 | 11685 | 17737 | 3213 | 5097 | 18908 | 2532 | 2209 | 52615 | 1.1 | 1.03 | 15160.185
4839 | 15 | 202 | 2017-07-21 | 0.67296 | 1 | 0.67296 | 0.62048 | 1 | 0.99145 | 0.96799 | 0.94471 | 0.86055 | 0.98661 | 0.99826 | 0.98318 | 0.95453 | 0.79972 | 0.95657 | 5 | 1 | 87 | 21909 | 8194 | 11823 | 18365 | 3243 | 5175 | 19178 | 2582 | 2272 | 53372 | 1.07 | 1.03 | 15536.75
4840 | 16 | 202 | 2017-07-21 | 0.68553 | 1 | 0.68553 | 0.63253 | 0.99944 | 0.98896 | 0.97023 | 0.95078 | 0.88215 | 0.98448 | 1 | 0.99595 | 0.9597 | 0.80289 | 0.96376 | 5 | 1 | 88 | 21854 | 8213 | 11899 | 18826 | 3236 | 5184 | 19427 | 2596 | 2281 | 53773 | 1.09 | 1.05 | 15528.105
4841 | 17 | 202 | 2017-07-21 | 0.66667 | 1 | 0.66667 | 0.71084 | 0.98608 | 0.98466 | 0.97649 | 0.9495 | 0.89134 | 0.9857 | 0.99942 | 1 | 0.9597 | 0.80993 | 0.96786 | 5 | 1 | 89 | 21759 | 8266 | 11883 | 19022 | 3240 | 5181 | 19506 | 2596 | 2301 | 54002 | 1.06 | 1.18 | 15320.515
4842 | 18 | 202 | 2017-07-21 | 0.69811 | 1 | 0.69811 | 0.71687 | 0.92154 | 0.97742 | 0.96657 | 0.93871 | 0.89124 | 0.97414 | 0.98823 | 0.99539 | 0.94529 | 0.81415 | 0.96082 | 5 | 1 | 90 | 21599 | 8182 | 11748 | 19020 | 3202 | 5123 | 19416 | 2557 | 2313 | 53609 | 1.11 | 1.19 | 14317.695
4843 | 19 | 202 | 2017-07-21 | 0.72327 | 1 | 0.72327 | 0.76506 | 0.8823 | 0.95624 | 0.94684 | 0.92241 | 0.87897 | 0.95923 | 0.96065 | 0.97913 | 0.91645 | 0.80922 | 0.93621 | 5 | 1 | 91 | 21131 | 8015 | 11544 | 18758 | 3153 | 4980 | 19099 | 2479 | 2299 | 52236 | 1.15 | 1.27 | 13708.055
4844 | 20 | 202 | 2017-07-21 | 0.78616 | 1 | 0.78616 | 0.80723 | 0.93549 | 0.92031 | 0.9088 | 0.88582 | 0.85371 | 0.92881 | 0.92747 | 0.94325 | 0.87542 | 0.78282 | 0.8989 | 5 | 1 | 92 | 20337 | 7693 | 11086 | 18219 | 3053 | 4808 | 18399 | 2368 | 2224 | 50154 | 1.25 | 1.34 | 14534.475
4845 | 21 | 202 | 2017-07-21 | 0.83648 | 1 | 0.83648 | 0.86145 | 0.93593 | 0.89366 | 0.87064 | 0.85553 | 0.82222 | 0.89291 | 0.8995 | 0.90921 | 0.83882 | 0.74798 | 0.86735 | 5 | 1 | 93 | 19748 | 7370 | 10707 | 17547 | 2935 | 4663 | 17735 | 2269 | 2125 | 48394 | 1.33 | 1.43 | 14541.295
4846 | 22 | 202 | 2017-07-21 | 0.81761 | 1 | 0.81761 | 0.8494 | 0.9084 | 0.8665 | 0.83969 | 0.83188 | 0.79401 | 0.86553 | 0.86651 | 0.87609 | 0.81035 | 0.72686 | 0.83837 | 5 | 1 | 94 | 19148 | 7108 | 10411 | 16945 | 2845 | 4492 | 17089 | 2192 | 2065 | 46777 | 1.3 | 1.41 | 14113.52
4847 | 23 | 202 | 2017-07-21 | 0.75472 | 1 | 0.75472 | 0.72892 | 0.88374 | 0.81759 | 0.77862 | 0.78002 | 0.76651 | 0.81077 | 0.81617 | 0.81411 | 0.76414 | 0.68462 | 0.78163 | 5 | 1 | 95 | 18067 | 6591 | 9762 | 16358 | 2665 | 4231 | 15880 | 2067 | 1945 | 43611 | 1.2 | 1.21 | 13730.465
4848 | 24 | 202 | 2017-07-21 | 0.68553 | 1 | 0.68553 | 0.6506 | 0.84359 | 0.75265 | 0.71471 | 0.71314 | 0.71224 | 0.74566 | 0.75405 | 0.75018 | 0.71128 | 0.62654 | 0.72003 | 5 | 1 | 96 | 16632 | 6050 | 8925 | 15200 | 2451 | 3909 | 14633 | 1924 | 1780 | 40174 | 1.09 | 1.08 | 13106.685
4849 | 1 | 203 | 2017-07-22 | 0.61635 | 1 | 0.61635 | 0.62651 | 0.77448 | 0.69613 | 0.65765 | 0.6664 | 0.67059 | 0.65014 | 0.68711 | 0.67702 | 0.67431 | 0.56177 | 0.66149 | 6 | 2 | 97 | 15383 | 5567 | 8340 | 14311 | 2137 | 3562 | 13206 | 1824 | 1596 | 36908 | 0.98 | 1.04 | 12032.86
4850 | 2 | 203 | 2017-07-22 | 0.60377 | 1 | 0.60377 | 0.60241 | 0.74964 | 0.65363 | 0.62103 | 0.62541 | 0.6256 | 0.60663 | 0.64738 | 0.63662 | 0.63512 | 0.51707 | 0.62043 | 6 | 2 | 98 | 14444 | 5257 | 7827 | 13351 | 1994 | 3356 | 12418 | 1718 | 1469 | 34617 | 0.96 | 1 | 11646.96
4851 | 3 | 203 | 2017-07-22 | 0.59748 | 1 | 0.59748 | 0.59036 | 0.72838 | 0.62499 | 0.59433 | 0.5968 | 0.59172 | 0.58016 | 0.61613 | 0.60325 | 0.60665 | 0.48645 | 0.59025 | 6 | 2 | 99 | 13811 | 5031 | 7469 | 12628 | 1907 | 3194 | 11767 | 1641 | 1382 | 32933 | 0.95 | 0.98 | 11316.6
4852 | 4 | 203 | 2017-07-22 | 0.61635 | 1 | 0.61635 | 0.59036 | 0.71262 | 0.60499 | 0.57744 | 0.57611 | 0.56342 | 0.56161 | 0.59336 | 0.5791 | 0.5841 | 0.46603 | 0.5686 | 6 | 2 | 100 | 13369 | 4888 | 7210 | 12024 | 1846 | 3076 | 11296 | 1580 | 1324 | 31725 | 0.98 | 0.98 | 11071.73
4853 | 5 | 203 | 2017-07-22 | 0.64151 | 1 | 0.64151 | 0.60843 | 0.70005 | 0.59494 | 0.5661 | 0.56396 | 0.54716 | 0.54792 | 0.58102 | 0.56644 | 0.57412 | 0.45371 | 0.55749 | 6 | 2 | 101 | 13147 | 4792 | 7058 | 11677 | 1801 | 3012 | 11049 | 1553 | 1289 | 31105 | 1.02 | 1.01 | 10876.555
4854 | 6 | 203 | 2017-07-22 | 0.71698 | 1 | 0.71698 | 0.6506 | 0.69248 | 0.59702 | 0.56728 | 0.5626 | 0.5399 | 0.54792 | 0.58314 | 0.56583 | 0.57338 | 0.44949 | 0.55548 | 6 | 2 | 102 | 13193 | 4802 | 7041 | 11522 | 1801 | 3023 | 11037 | 1551 | 1277 | 30993 | 1.14 | 1.08 | 10758.83
4855 | 7 | 203 | 2017-07-22 | 0.77358 | 1 | 0.77358 | 0.68675 | 0.68725 | 0.59843 | 0.57047 | 0.5654 | 0.53995 | 0.54852 | 0.58777 | 0.56593 | 0.57597 | 0.44139 | 0.56091 | 6 | 2 | 103 | 13224 | 4829 | 7076 | 11523 | 1803 | 3047 | 11039 | 1558 | 1254 | 31296 | 1.23 | 1.14 | 10677.68
4856 | 8 | 203 | 2017-07-22 | 0.77987 | 1 | 0.77987 | 0.71687 | 0.67879 | 0.61657 | 0.6013 | 0.58378 | 0.55429 | 0.5683 | 0.60532 | 0.60417 | 0.5963 | 0.46287 | 0.59887 | 6 | 2 | 104 | 13625 | 5090 | 7306 | 11829 | 1868 | 3138 | 11785 | 1613 | 1315 | 33414 | 1.24 | 1.19 | 10546.135
4857 | 9 | 203 | 2017-07-22 | 0.73585 | 1 | 0.73585 | 0.77108 | 0.73509 | 0.66653 | 0.65292 | 0.62964 | 0.59903 | 0.61728 | 0.65799 | 0.66944 | 0.64214 | 0.51848 | 0.65658 | 6 | 2 | 105 | 14729 | 5527 | 7880 | 12784 | 2029 | 3411 | 13058 | 1737 | 1473 | 36634 | 1.17 | 1.28 | 11420.965
4858 | 10 | 203 | 2017-07-22 | 0.67925 | 1 | 0.67925 | 0.74096 | 0.80309 | 0.72278 | 0.71388 | 0.67998 | 0.65559 | 0.6693 | 0.71971 | 0.73793 | 0.69205 | 0.58923 | 0.71603 | 6 | 2 | 106 | 15972 | 6043 | 8510 | 13991 | 2200 | 3731 | 14394 | 1872 | 1674 | 39951 | 1.08 | 1.23 | 12477.48
4859 | 11 | 203 | 2017-07-22 | 0.66667 | 1 | 0.66667 | 0.75301 | 0.84627 | 0.78007 | 0.76799 | 0.72713 | 0.7085 | 0.71707 | 0.78356 | 0.8037 | 0.73383 | 0.65083 | 0.76969 | 6 | 2 | 107 | 17238 | 6501 | 9100 | 15120 | 2357 | 4062 | 15677 | 1985 | 1849 | 42945 | 1.06 | 1.25 | 13148.295
4860 | 12 | 203 | 2017-07-22 | 0.6478 | 1 | 0.6478 | 0.73494 | 0.85829 | 0.82741 | 0.81335 | 0.76588 | 0.74907 | 0.75875 | 0.83603 | 0.86015 | 0.7756 | 0.70996 | 0.81427 | 6 | 2 | 108 | 18284 | 6885 | 9585 | 15986 | 2494 | 4334 | 16778 | 2098 | 2017 | 45432 | 1.03 | 1.22 | 13334.96
4861 | 13 | 203 | 2017-07-22 | 0.66667 | 1 | 0.66667 | 0.71084 | 0.83365 | 0.85935 | 0.8456 | 0.79449 | 0.7808 | 0.78765 | 0.88291 | 0.90275 | 0.80628 | 0.74762 | 0.84651 | 6 | 2 | 109 | 18990 | 7158 | 9943 | 16663 | 2589 | 4577 | 17609 | 2181 | 2124 | 47231 | 1.06 | 1.18 | 12952.21
4862 | 14 | 203 | 2017-07-22 | 0.6478 | 1 | 0.6478 | 0.70482 | 0.83998 | 0.88334 | 0.86686 | 0.8135 | 0.80296 | 0.81138 | 0.9184 | 0.92669 | 0.8281 | 0.78071 | 0.86886 | 6 | 2 | 110 | 19520 | 7338 | 10181 | 17136 | 2667 | 4761 | 18076 | 2240 | 2218 | 48478 | 1.03 | 1.17 | 13050.635
4863 | 15 | 203 | 2017-07-22 | 0.62893 | 1 | 0.62893 | 0.69277 | 0.8466 | 0.89678 | 0.88033 | 0.82301 | 0.81369 | 0.82355 | 0.93441 | 0.93956 | 0.84547 | 0.79796 | 0.88291 | 6 | 2 | 111 | 19817 | 7452 | 10300 | 17365 | 2707 | 4844 | 18327 | 2287 | 2267 | 49262 | 1 | 1.15 | 13153.435
4864 | 16 | 203 | 2017-07-22 | 0.67296 | 1 | 0.67296 | 0.69277 | 0.84537 | 0.90275 | 0.88978 | 0.8358 | 0.82391 | 0.83632 | 0.93731 | 0.94694 | 0.85656 | 0.80887 | 0.89211 | 6 | 2 | 112 | 19949 | 7532 | 10460 | 17583 | 2749 | 4859 | 18471 | 2317 | 2298 | 49775 | 1.07 | 1.15 | 13134.275
4865 | 17 | 203 | 2017-07-22 | 0.72327 | 1 | 0.72327 | 0.75301 | 0.83299 | 0.90569 | 0.89982 | 0.84163 | 0.81379 | 0.84515 | 0.93962 | 0.94843 | 0.86174 | 0.81169 | 0.89512 | 6 | 2 | 113 | 20014 | 7617 | 10533 | 17367 | 2778 | 4871 | 18500 | 2331 | 2306 | 49943 | 1.15 | 1.25 | 12941.93
4866 | 18 | 203 | 2017-07-22 | 0.7673 | 1 | 0.7673 | 0.80723 | 0.79767 | 0.90325 | 0.89923 | 0.83955 | 0.80671 | 0.8488 | 0.93403 | 0.9392 | 0.86211 | 0.80781 | 0.88816 | 6 | 2 | 114 | 19960 | 7612 | 10507 | 17216 | 2790 | 4842 | 18320 | 2332 | 2295 | 49555 | 1.22 | 1.34 | 12393.195
4867 | 19 | 203 | 2017-07-22 | 0.77358 | 1 | 0.77358 | 0.83133 | 0.79425 | 0.88673 | 0.88565 | 0.82637 | 0.79729 | 0.84363 | 0.91609 | 0.92377 | 0.84843 | 0.79057 | 0.86829 | 6 | 2 | 115 | 19595 | 7497 | 10342 | 17015 | 2773 | 4749 | 18019 | 2295 | 2246 | 48446 | 1.23 | 1.38 | 12340.135
4868 | 20 | 203 | 2017-07-22 | 0.80503 | 1 | 0.80503 | 0.8494 | 0.85572 | 0.8575 | 0.85611 | 0.79608 | 0.77719 | 0.82111 | 0.89159 | 0.89501 | 0.82662 | 0.76346 | 0.83696 | 6 | 2 | 116 | 18949 | 7247 | 9963 | 16586 | 2699 | 4622 | 17458 | 2236 | 2169 | 46698 | 1.28 | 1.41 | 13295.155
4869 | 21 | 203 | 2017-07-22 | 0.89937 | 1 | 0.89937 | 0.93373 | 0.85805 | 0.82668 | 0.81807 | 0.76812 | 0.74762 | 0.78978 | 0.86343 | 0.86486 | 0.79963 | 0.72967 | 0.80819 | 6 | 2 | 117 | 18268 | 6925 | 9613 | 15955 | 2596 | 4476 | 16870 | 2163 | 2073 | 45093 | 1.43 | 1.55 | 13331.25
4870 | 22 | 203 | 2017-07-22 | 0.88679 | 1 | 0.88679 | 0.90964 | 0.84073 | 0.80609 | 0.79433 | 0.7511 | 0.7203 | 0.77396 | 0.83681 | 0.83231 | 0.7793 | 0.71771 | 0.7824 | 6 | 2 | 118 | 17813 | 6724 | 9400 | 15372 | 2544 | 4338 | 16235 | 2108 | 2039 | 43654 | 1.41 | 1.51 | 13062.215
4871 | 23 | 203 | 2017-07-22 | 0.79874 | 1 | 0.79874 | 0.85542 | 0.82665 | 0.76192 | 0.74164 | 0.71187 | 0.70039 | 0.73502 | 0.79302 | 0.7793 | 0.739 | 0.67687 | 0.73315 | 6 | 2 | 119 | 16837 | 6278 | 8909 | 14947 | 2416 | 4111 | 15201 | 1999 | 1923 | 40906 | 1.27 | 1.42 | 12843.495
4872 | 24 | 203 | 2017-07-22 | 0.7044 | 1 | 0.7044 | 0.77108 | 0.80437 | 0.70441 | 0.68517 | 0.65657 | 0.65901 | 0.68117 | 0.73727 | 0.72019 | 0.68946 | 0.61844 | 0.67852 | 6 | 2 | 120 | 15566 | 5800 | 8217 | 14064 | 2239 | 3822 | 14048 | 1865 | 1757 | 37858 | 1.12 | 1.28 | 12497.315
4873 | 1 | 204 | 2017-07-23 | 0.76101 | 1 | 0.76101 | 0.71687 | 0.77096 | 0.65305 | 0.59965 | 0.59569 | 0.5928 | 0.6115 | 0.70274 | 0.66672 | 0.63068 | 0.5667 | 0.60848 | 7 | 3 | 121 | 14431 | 5076 | 7455 | 12651 | 2010 | 3643 | 13005 | 1706 | 1610 | 33950 | 1.21 | 1.19 | 11978.235
4874 | 2 | 204 | 2017-07-23 | 0.71698 | 1 | 0.71698 | 0.66867 | 0.74542 | 0.61485 | 0.57047 | 0.56141 | 0.55368 | 0.57225 | 0.66184 | 0.62704 | 0.59445 | 0.5227 | 0.57012 | 7 | 3 | 122 | 13587 | 4829 | 7026 | 11816 | 1881 | 3431 | 12231 | 1608 | 1485 | 31810 | 1.14 | 1.11 | 11581.36
4875 | 3 | 204 | 2017-07-23 | 0.7044 | 1 | 0.7044 | 0.64458 | 0.72049 | 0.5877 | 0.55204 | 0.53911 | 0.52144 | 0.54396 | 0.625 | 0.59766 | 0.56858 | 0.48962 | 0.54209 | 7 | 3 | 123 | 12987 | 4673 | 6747 | 11128 | 1788 | 3240 | 11658 | 1538 | 1391 | 30246 | 1.12 | 1.07 | 11194.145
4876 | 4 | 204 | 2017-07-23 | 0.69811 | 1 | 0.69811 | 0.63253 | 0.6999 | 0.56874 | 0.54022 | 0.52329 | 0.49749 | 0.52449 | 0.59973 | 0.57567 | 0.5512 | 0.46427 | 0.52417 | 7 | 3 | 124 | 12568 | 4573 | 6549 | 10617 | 1724 | 3109 | 11229 | 1491 | 1319 | 29246 | 1.11 | 1.05 | 10874.225
4877 | 5 | 204 | 2017-07-23 | 0.69182 | 1 | 0.69182 | 0.63253 | 0.68772 | 0.55878 | 0.53207 | 0.51306 | 0.48048 | 0.5108 | 0.58507 | 0.56311 | 0.54011 | 0.4509 | 0.5115 | 7 | 3 | 125 | 12348 | 4504 | 6421 | 10254 | 1679 | 3033 | 10984 | 1461 | 1281 | 28539 | 1.1 | 1.05 | 10684.93
4878 | 6 | 204 | 2017-07-23 | 0.7044 | 1 | 0.7044 | 0.68072 | 0.67866 | 0.55593 | 0.53006 | 0.51227 | 0.47102 | 0.50502 | 0.58063 | 0.55588 | 0.53863 | 0.44069 | 0.50488 | 7 | 3 | 126 | 12285 | 4487 | 6411 | 10052 | 1660 | 3010 | 10843 | 1457 | 1252 | 28170 | 1.12 | 1.13 | 10544.215
4879 | 7 | 204 | 2017-07-23 | 0.75472 | 1 | 0.75472 | 0.74096 | 0.66367 | 0.55458 | 0.52617 | 0.50867 | 0.46333 | 0.50137 | 0.57542 | 0.55096 | 0.53567 | 0.4252 | 0.50099 | 7 | 3 | 127 | 12255 | 4454 | 6366 | 9888 | 1648 | 2983 | 10747 | 1449 | 1208 | 27953 | 1.2 | 1.23 | 10311.225
4880 | 8 | 204 | 2017-07-23 | 0.81761 | 1 | 0.81761 | 0.77711 | 0.63637 | 0.57263 | 0.55239 | 0.52521 | 0.46305 | 0.51901 | 0.5924 | 0.5831 | 0.55564 | 0.44738 | 0.52524 | 7 | 3 | 128 | 12654 | 4676 | 6573 | 9882 | 1706 | 3071 | 11374 | 1503 | 1271 | 29306 | 1.3 | 1.29 | 9887.07
4881 | 9 | 204 | 2017-07-23 | 0.84277 | 1 | 0.84277 | 0.83133 | 0.65776 | 0.62051 | 0.60248 | 0.56173 | 0.49178 | 0.57104 | 0.64198 | 0.6458 | 0.59741 | 0.50616 | 0.56652 | 7 | 3 | 129 | 13712 | 5100 | 7030 | 10495 | 1877 | 3328 | 12597 | 1616 | 1438 | 31609 | 1.34 | 1.38 | 10219.53
4882 | 10 | 204 | 2017-07-23 | 0.8805 | 1 | 0.8805 | 0.85542 | 0.69482 | 0.67101 | 0.6521 | 0.6032 | 0.54632 | 0.62915 | 0.69174 | 0.71091 | 0.64621 | 0.58325 | 0.6009 | 7 | 3 | 130 | 14828 | 5520 | 7549 | 11659 | 2068 | 3586 | 13867 | 1748 | 1657 | 33527 | 1.4 | 1.42 | 10795.295
4883 | 11 | 204 | 2017-07-23 | 0.84906 | 1 | 0.84906 | 0.83133 | 0.7323 | 0.71948 | 0.69911 | 0.64131 | 0.6041 | 0.68512 | 0.73843 | 0.77135 | 0.68688 | 0.63851 | 0.63651 | 7 | 3 | 131 | 15899 | 5918 | 8026 | 12892 | 2252 | 3828 | 15046 | 1858 | 1814 | 35514 | 1.35 | 1.38 | 11377.635
4884 | 12 | 204 | 2017-07-23 | 0.8239 | 1 | 0.8239 | 0.78916 | 0.74794 | 0.76174 | 0.73904 | 0.68118 | 0.66107 | 0.73654 | 0.78588 | 0.82252 | 0.72717 | 0.69553 | 0.66594 | 7 | 3 | 132 | 16833 | 6256 | 8525 | 14108 | 2421 | 4074 | 16044 | 1967 | 1976 | 37156 | 1.31 | 1.31 | 11620.63
4885 | 13 | 204 | 2017-07-23 | 0.80503 | 1 | 0.80503 | 0.78916 | 0.74218 | 0.79677 | 0.76799 | 0.71298 | 0.70854 | 0.77457 | 0.82523 | 0.8665 | 0.76303 | 0.74199 | 0.68859 | 7 | 3 | 133 | 17607 | 6501 | 8923 | 15121 | 2546 | 4278 | 16902 | 2064 | 2108 | 38420 | 1.28 | 1.31 | 11531.12
4886 | 14 | 204 | 2017-07-23 | 0.81132 | 1 | 0.81132 | 0.74699 | 0.75233 | 0.8227 | 0.78984 | 0.73408 | 0.74467 | 0.79799 | 0.85532 | 0.89547 | 0.79076 | 0.76804 | 0.70548 | 7 | 3 | 134 | 18180 | 6686 | 9187 | 15892 | 2623 | 4434 | 17467 | 2139 | 2182 | 39362 | 1.29 | 1.24 | 11688.74
4887 | 15 | 204 | 2017-07-23 | 0.76101 | 1 | 0.76101 | 0.74096 | 0.7566 | 0.83727 | 0.80791 | 0.75254 | 0.77119 | 0.80864 | 0.86285 | 0.91213 | 0.8159 | 0.78529 | 0.71888 | 7 | 3 | 135 | 18502 | 6839 | 9418 | 16458 | 2658 | 4473 | 17792 | 2207 | 2231 | 40110 | 1.21 | 1.23 | 11755.12
4888 | 16 | 204 | 2017-07-23 | 0.77358 | 1 | 0.77358 | 0.72892 | 0.75794 | 0.848 | 0.8202 | 0.77155 | 0.79026 | 0.81868 | 0.86748 | 0.92208 | 0.82994 | 0.78986 | 0.73209 | 7 | 3 | 136 | 18739 | 6943 | 9656 | 16865 | 2691 | 4497 | 17986 | 2245 | 2244 | 40847 | 1.23 | 1.21 | 11775.96
4889 | 17 | 204 | 2017-07-23 | 0.77987 | 1 | 0.77987 | 0.72289 | 0.74929 | 0.85347 | 0.83402 | 0.78658 | 0.79978 | 0.82203 | 0.86863 | 0.92782 | 0.84288 | 0.79057 | 0.74498 | 7 | 3 | 137 | 18860 | 7060 | 9844 | 17068 | 2702 | 4503 | 18098 | 2280 | 2246 | 41566 | 1.24 | 1.2 | 11641.495
4890 | 18 | 204 | 2017-07-23 | 0.83648 | 1 | 0.83648 | 0.77108 | 0.72694 | 0.85795 | 0.83993 | 0.79441 | 0.80123 | 0.82233 | 0.87481 | 0.92423 | 0.84251 | 0.78599 | 0.75478 | 7 | 3 | 138 | 18959 | 7110 | 9942 | 17099 | 2703 | 4535 | 18028 | 2279 | 2233 | 42113 | 1.33 | 1.28 | 11294.21
4891 | 19 | 204 | 2017-07-23 | 0.83648 | 1 | 0.83648 | 0.80723 | 0.72784 | 0.84804 | 0.83438 | 0.79121 | 0.7934 | 0.81442 | 0.86998 | 0.91249 | 0.83364 | 0.78564 | 0.74801 | 7 | 3 | 139 | 18740 | 7063 | 9902 | 16932 | 2677 | 4510 | 17799 | 2255 | 2232 | 41735 | 1.33 | 1.34 | 11308.32
4892 | 20 | 204 | 2017-07-23 | 0.90566 | 1 | 0.90566 | 0.8494 | 0.80601 | 0.82474 | 0.81323 | 0.7698 | 0.77405 | 0.79282 | 0.85301 | 0.88727 | 0.81331 | 0.76241 | 0.72743 | 7 | 3 | 140 | 18225 | 6884 | 9634 | 16519 | 2606 | 4422 | 17307 | 2200 | 2166 | 40587 | 1.44 | 1.41 | 12522.705
4893 | 21 | 204 | 2017-07-23 | 0.98742 | 1 | 0.98742 | 0.88554 | 0.81962 | 0.79985 | 0.78618 | 0.74974 | 0.74486 | 0.76909 | 0.82735 | 0.86476 | 0.79224 | 0.73777 | 0.71112 | 7 | 3 | 141 | 17675 | 6655 | 9383 | 15896 | 2528 | 4289 | 16868 | 2143 | 2096 | 39677 | 1.57 | 1.47 | 12734.27
4894 | 22 | 204 | 2017-07-23 | 1 | 1 | 1 | 0.84337 | 0.81392 | 0.78319 | 0.77271 | 0.74119 | 0.72902 | 0.7557 | 0.81038 | 0.83441 | 0.78262 | 0.72474 | 0.69336 | 7 | 3 | 142 | 17307 | 6541 | 9276 | 15558 | 2484 | 4201 | 16276 | 2117 | 2059 | 38686 | 1.59 | 1.4 | 12645.685
4895 | 23 | 204 | 2017-07-23 | 0.91824 | 1 | 0.91824 | 0.74699 | 0.80175 | 0.74016 | 0.72097 | 0.70627 | 0.70568 | 0.71555 | 0.76389 | 0.77335 | 0.74344 | 0.67899 | 0.64689 | 7 | 3 | 143 | 16356 | 6103 | 8839 | 15060 | 2352 | 3960 | 15085 | 2011 | 1929 | 36093 | 1.46 | 1.24 | 12456.54
4896 | 24 | 204 | 2017-07-23 | 0.79245 | 1 | 0.79245 | 0.63855 | 0.77447 | 0.6859 | 0.66261 | 0.65521 | 0.65939 | 0.66687 | 0.70891 | 0.70973 | 0.68872 | 0.60929 | 0.59573 | 7 | 3 | 144 | 15157 | 5609 | 8200 | 14072 | 2192 | 3675 | 13844 | 1863 | 1731 | 33239 | 1.26 | 1.06 | 12032.68
4897 | 1 | 205 | 2017-07-24 | 0.64151 | 1 | 0.64151 | 0.59639 | 0.80131 | 0.63141 | 0.6202 | 0.60296 | 0.55986 | 0.61424 | 0.64082 | 0.63898 | 0.62477 | 0.53115 | 0.58009 | 1 | 1 | 1 | 13953 | 5250 | 7546 | 11948 | 2019 | 3322 | 12464 | 1690 | 1509 | 32366 | 1.02 | 0.99 | 12449.825
4898 | 2 | 205 | 2017-07-24 | 0.60377 | 1 | 0.60377 | 0.57831 | 0.77242 | 0.60073 | 0.59291 | 0.57331 | 0.52163 | 0.58199 | 0.6059 | 0.60007 | 0.5915 | 0.49243 | 0.54729 | 1 | 1 | 2 | 13275 | 5019 | 7175 | 11132 | 1913 | 3141 | 11705 | 1600 | 1399 | 30536 | 0.96 | 0.96 | 12000.945
4899 | 3 | 205 | 2017-07-24 | 0.60377 | 1 | 0.60377 | 0.56024 | 0.74901 | 0.58118 | 0.57555 | 0.55294 | 0.4921 | 0.56161 | 0.57967 | 0.57346 | 0.56895 | 0.47061 | 0.527 | 1 | 1 | 3 | 12843 | 4872 | 6920 | 10502 | 1846 | 3005 | 11186 | 1539 | 1337 | 29404 | 0.96 | 0.93 | 11637.225
4900 | 4 | 205 | 2017-07-24 | 0.59119 | 1 | 0.59119 | 0.54819 | 0.73082 | 0.56992 | 0.56551 | 0.54103 | 0.47303 | 0.54974 | 0.56752 | 0.55901 | 0.55601 | 0.4509 | 0.51682 | 1 | 1 | 4 | 12594 | 4787 | 6771 | 10095 | 1807 | 2942 | 10904 | 1504 | 1281 | 28836 | 0.94 | 0.91 | 11354.585
4901 | 5 | 205 | 2017-07-24 | 0.62893 | 1 | 0.62893 | 0.54819 | 0.71832 | 0.57281 | 0.5674 | 0.54343 | 0.4631 | 0.55126 | 0.56713 | 0.55819 | 0.55638 | 0.44949 | 0.52033 | 1 | 1 | 5 | 12658 | 4803 | 6801 | 9883 | 1812 | 2940 | 10888 | 1505 | 1277 | 29032 | 1 | 0.91 | 11160.345
4902 | 6 | 205 | 2017-07-24 | 0.69182 | 1 | 0.69182 | 0.56627 | 0.72546 | 0.59716 | 0.58712 | 0.5654 | 0.46647 | 0.57499 | 0.58873 | 0.57469 | 0.5756 | 0.4604 | 0.54367 | 1 | 1 | 6 | 13196 | 4970 | 7076 | 9955 | 1890 | 3052 | 11210 | 1557 | 1308 | 30334 | 1.1 | 0.94 | 11271.335
4903 | 7 | 205 | 2017-07-24 | 0.76101 | 1 | 0.76101 | 0.62651 | 0.7356 | 0.6368 | 0.62032 | 0.60024 | 0.48522 | 0.61819 | 0.62539 | 0.60064 | 0.60407 | 0.48469 | 0.58129 | 1 | 1 | 7 | 14072 | 5251 | 7512 | 10355 | 2032 | 3242 | 11716 | 1634 | 1377 | 32433 | 1.21 | 1.04 | 11428.795
4904 | 8 | 205 | 2017-07-24 | 0.77358 | 1 | 0.77358 | 0.6988 | 0.74366 | 0.67508 | 0.65729 | 0.64267 | 0.52228 | 0.6617 | 0.66107 | 0.64493 | 0.63882 | 0.50546 | 0.62592 | 1 | 1 | 8 | 14918 | 5564 | 8043 | 11146 | 2175 | 3427 | 12580 | 1728 | 1436 | 34923 | 1.23 | 1.16 | 11554.04
4905 | 9 | 205 | 2017-07-24 | 0.72327 | 1 | 0.72327 | 0.73494 | 0.84656 | 0.70708 | 0.69722 | 0.68038 | 0.5652 | 0.70125 | 0.6985 | 0.69548 | 0.68244 | 0.52974 | 0.66223 | 1 | 1 | 9 | 15625 | 5902 | 8515 | 12062 | 2305 | 3621 | 13566 | 1846 | 1505 | 36949 | 1.15 | 1.22 | 13152.805
4906 | 10 | 205 | 2017-07-24 | 0.7044 | 1 | 0.7044 | 0.74096 | 0.91285 | 0.7426 | 0.73833 | 0.71338 | 0.60128 | 0.73867 | 0.73843 | 0.74695 | 0.72569 | 0.57163 | 0.69517 | 1 | 1 | 10 | 16410 | 6250 | 8928 | 12832 | 2428 | 3828 | 14570 | 1963 | 1624 | 38787 | 1.12 | 1.23 | 14182.66
4907 | 11 | 205 | 2017-07-24 | 0.72956 | 1 | 0.72956 | 0.73494 | 0.9624 | 0.78288 | 0.78547 | 0.74798 | 0.62668 | 0.77883 | 0.77527 | 0.8016 | 0.76784 | 0.61739 | 0.7284 | 1 | 1 | 11 | 17300 | 6649 | 9361 | 13374 | 2560 | 4019 | 15636 | 2077 | 1754 | 40641 | 1.16 | 1.22 | 14952.575
4908 | 12 | 205 | 2017-07-24 | 0.67925 | 1 | 0.67925 | 0.74096 | 0.97754 | 0.81501 | 0.82315 | 0.77307 | 0.65081 | 0.81047 | 0.81134 | 0.84958 | 0.80481 | 0.66455 | 0.75654 | 1 | 1 | 12 | 18010 | 6968 | 9675 | 13889 | 2664 | 4206 | 16572 | 2177 | 1888 | 42211 | 1.08 | 1.23 | 15187.805
4909 | 13 | 205 | 2017-07-24 | 0.6478 | 1 | 0.6478 | 0.75904 | 0.95214 | 0.8451 | 0.85363 | 0.79233 | 0.6689 | 0.84028 | 0.84356 | 0.88588 | 0.83438 | 0.71243 | 0.7793 | 1 | 1 | 13 | 18675 | 7226 | 9916 | 14275 | 2762 | 4373 | 17280 | 2257 | 2024 | 43481 | 1.03 | 1.26 | 14793.225
4910 | 14 | 205 | 2017-07-24 | 0.6478 | 1 | 0.6478 | 0.77711 | 0.97576 | 0.87017 | 0.87915 | 0.80983 | 0.68211 | 0.86249 | 0.86613 | 0.91515 | 0.86026 | 0.74234 | 0.79772 | 1 | 1 | 14 | 19229 | 7442 | 10135 | 14557 | 2835 | 4490 | 17851 | 2327 | 2109 | 44509 | 1.03 | 1.29 | 15160.185
4911 | 15 | 205 | 2017-07-24 | 0.66038 | 1 | 0.66038 | 0.79518 | 1 | 0.8832 | 0.89132 | 0.82101 | 0.69627 | 0.87344 | 0.87404 | 0.92843 | 0.87948 | 0.75959 | 0.80916 | 1 | 1 | 15 | 19517 | 7545 | 10275 | 14859 | 2871 | 4531 | 18110 | 2379 | 2158 | 45147 | 1.05 | 1.32 | 15536.75
4912 | 16 | 205 | 2017-07-24 | 0.66038 | 1 | 0.66038 | 0.84337 | 0.99944 | 0.88931 | 0.89533 | 0.82093 | 0.70119 | 0.87679 | 0.87596 | 0.93479 | 0.88503 | 0.76804 | 0.81615 | 1 | 1 | 16 | 19652 | 7579 | 10274 | 14964 | 2882 | 4541 | 18234 | 2394 | 2182 | 45537 | 1.05 | 1.4 | 15528.105
4913 | 17 | 205 | 2017-07-24 | 0.67925 | 1 | 0.67925 | 0.87349 | 0.98608 | 0.89035 | 0.89959 | 0.81646 | 0.69359 | 0.88318 | 0.87963 | 0.93781 | 0.88577 | 0.77226 | 0.81993 | 1 | 1 | 17 | 19675 | 7615 | 10218 | 14802 | 2903 | 4560 | 18293 | 2396 | 2194 | 45748 | 1.08 | 1.45 | 15320.515
4914 | 18 | 205 | 2017-07-24 | 0.73585 | 1 | 0.73585 | 0.95783 | 0.92154 | 0.88886 | 0.89333 | 0.81047 | 0.68385 | 0.88561 | 0.87982 | 0.93715 | 0.87542 | 0.77895 | 0.81747 | 1 | 1 | 18 | 19642 | 7562 | 10143 | 14594 | 2911 | 4561 | 18280 | 2368 | 2213 | 45611 | 1.17 | 1.59 | 14317.695
4915 | 19 | 205 | 2017-07-24 | 0.7673 | 1 | 0.7673 | 0.98193 | 0.8823 | 0.87537 | 0.87655 | 0.79952 | 0.66918 | 0.87557 | 0.87461 | 0.92274 | 0.85176 | 0.77473 | 0.79955 | 1 | 1 | 19 | 19344 | 7420 | 10006 | 14281 | 2878 | 4534 | 17999 | 2304 | 2201 | 44611 | 1.22 | 1.63 | 13708.055
4916 | 20 | 205 | 2017-07-24 | 0.86164 | 1 | 0.86164 | 1 | 0.93549 | 0.85062 | 0.85092 | 0.77811 | 0.64744 | 0.85093 | 0.85359 | 0.89455 | 0.82699 | 0.75678 | 0.7753 | 1 | 1 | 20 | 18797 | 7203 | 9738 | 13817 | 2797 | 4425 | 17449 | 2237 | 2150 | 43258 | 1.37 | 1.66 | 14534.475
4917 | 21 | 205 | 2017-07-24 | 0.88679 | 1 | 0.88679 | 0.99398 | 0.93593 | 0.82252 | 0.82493 | 0.74255 | 0.6264 | 0.81655 | 0.82311 | 0.86753 | 0.79778 | 0.72897 | 0.75494 | 1 | 1 | 21 | 18176 | 6983 | 9293 | 13368 | 2684 | 4267 | 16922 | 2158 | 2071 | 42122 | 1.41 | 1.65 | 14541.295
4918 | 22 | 205 | 2017-07-24 | 0.84906 | 1 | 0.84906 | 0.90964 | 0.9084 | 0.79604 | 0.80035 | 0.72936 | 0.61454 | 0.79495 | 0.80247 | 0.83098 | 0.77523 | 0.70715 | 0.72849 | 1 | 1 | 22 | 17591 | 6775 | 9128 | 13115 | 2613 | 4160 | 16209 | 2097 | 2009 | 40646 | 1.35 | 1.51 | 14113.52
4919 | 23 | 205 | 2017-07-24 | 0.7673 | 1 | 0.7673 | 0.79518 | 0.88374 | 0.74061 | 0.73952 | 0.6855 | 0.59627 | 0.74475 | 0.74942 | 0.76269 | 0.72384 | 0.65716 | 0.67226 | 1 | 1 | 23 | 16366 | 6260 | 8579 | 12725 | 2448 | 3885 | 14877 | 1958 | 1867 | 37509 | 1.22 | 1.32 | 13730.465
4920 | 24 | 205 | 2017-07-24 | 0.6478 | 1 | 0.6478 | 0.68675 | 0.84359 | 0.6787 | 0.67903 | 0.63028 | 0.55377 | 0.68269 | 0.68711 | 0.6963 | 0.66765 | 0.59416 | 0.61411 | 1 | 1 | 24 | 14998 | 5748 | 7888 | 11818 | 2244 | 3562 | 13582 | 1806 | 1688 | 34264 | 1.03 | 1.14 | 13106.685
4921 | 1 | 206 | 2017-07-25 | 0.58491 | 1 | 0.58491 | 0.64458 | 0.80131 | 0.60503 | 0.61063 | 0.56141 | 0.48578 | 0.57591 | 0.60282 | 0.62535 | 0.55823 | 0.52728 | 0.55747 | 2 | 1 | 25 | 13370 | 5169 | 7026 | 10367 | 1893 | 3125 | 12198 | 1510 | 1498 | 31104 | 0.93 | 1.07 | 12449.825
4922 | 2 | 206 | 2017-07-25 | 0.54717 | 1 | 0.54717 | 0.62048 | 0.77242 | 0.57195 | 0.57767 | 0.53424 | 0.45429 | 0.54061 | 0.56501 | 0.58444 | 0.52902 | 0.48821 | 0.52331 | 2 | 1 | 26 | 12639 | 4890 | 6686 | 9695 | 1777 | 2929 | 11400 | 1431 | 1387 | 29198 | 0.87 | 1.03 | 12000.945
4923 | 3 | 206 | 2017-07-25 | 0.54088 | 1 | 0.54088 | 0.60843 | 0.74901 | 0.55073 | 0.55688 | 0.51714 | 0.43231 | 0.51567 | 0.53569 | 0.55773 | 0.51017 | 0.45864 | 0.50313 | 2 | 1 | 27 | 12170 | 4714 | 6472 | 9226 | 1695 | 2777 | 10879 | 1380 | 1303 | 28072 | 0.86 | 1.01 | 11637.225
4924 | 4 | 206 | 2017-07-25 | 0.54717 | 1 | 0.54717 | 0.62048 | 0.73082 | 0.53937 | 0.54719 | 0.50787 | 0.41793 | 0.49985 | 0.5191 | 0.54106 | 0.50203 | 0.43576 | 0.49211 | 2 | 1 | 28 | 11919 | 4632 | 6356 | 8919 | 1643 | 2691 | 10554 | 1358 | 1238 | 27457 | 0.87 | 1.03 | 11354.585
4925 | 5 | 206 | 2017-07-25 | 0.57862 | 1 | 0.57862 | 0.63855 | 0.71832 | 0.54186 | 0.54696 | 0.50939 | 0.41207 | 0.49924 | 0.51582 | 0.53912 | 0.5024 | 0.42943 | 0.49469 | 2 | 1 | 29 | 11974 | 4630 | 6375 | 8794 | 1641 | 2674 | 10516 | 1359 | 1220 | 27601 | 0.92 | 1.06 | 11160.345
4926 | 6 | 206 | 2017-07-25 | 0.6478 | 1 | 0.6478 | 0.69277 | 0.72546 | 0.56557 | 0.56633 | 0.5328 | 0.41887 | 0.52358 | 0.53414 | 0.55798 | 0.52311 | 0.43682 | 0.51856 | 2 | 1 | 30 | 12498 | 4794 | 6668 | 8939 | 1721 | 2769 | 10884 | 1415 | 1241 | 28933 | 1.03 | 1.15 | 11271.335
4927 | 7 | 206 | 2017-07-25 | 0.71069 | 1 | 0.71069 | 0.75904 | 0.7356 | 0.59942 | 0.59811 | 0.56756 | 0.43976 | 0.56587 | 0.56462 | 0.58843 | 0.55194 | 0.45407 | 0.55858 | 2 | 1 | 31 | 13246 | 5063 | 7103 | 9385 | 1860 | 2927 | 11478 | 1493 | 1290 | 31166 | 1.13 | 1.26 | 11428.795
4928 | 8 | 206 | 2017-07-25 | 0.73585 | 1 | 0.73585 | 0.74699 | 0.74366 | 0.63191 | 0.63131 | 0.60352 | 0.47856 | 0.60511 | 0.5951 | 0.62606 | 0.58299 | 0.47061 | 0.60165 | 2 | 1 | 32 | 13964 | 5344 | 7553 | 10213 | 1989 | 3085 | 12212 | 1577 | 1337 | 33569 | 1.17 | 1.24 | 11554.04
4929 | 9 | 206 | 2017-07-25 | 0.71698 | 1 | 0.71698 | 0.71084 | 0.84656 | 0.65992 | 0.66332 | 0.63204 | 0.52392 | 0.63827 | 0.62577 | 0.66436 | 0.61405 | 0.49138 | 0.63212 | 2 | 1 | 33 | 14583 | 5615 | 7910 | 11181 | 2098 | 3244 | 12959 | 1661 | 1396 | 35269 | 1.14 | 1.18 | 13152.805
4930 | 10 | 206 | 2017-07-25 | 0.69811 | 1 | 0.69811 | 0.6988 | 0.91285 | 0.68626 | 0.68907 | 0.65673 | 0.56028 | 0.66869 | 0.65509 | 0.70307 | 0.64214 | 0.52446 | 0.65696 | 2 | 1 | 34 | 15165 | 5833 | 8219 | 11957 | 2198 | 3396 | 13714 | 1737 | 1490 | 36655 | 1.11 | 1.16 | 14182.66
4931 | 11 | 206 | 2017-07-25 | 0.7044 | 1 | 0.7044 | 0.72289 | 0.9624 | 0.71699 | 0.71979 | 0.6811 | 0.58948 | 0.69881 | 0.68576 | 0.74239 | 0.66617 | 0.56213 | 0.68219 | 2 | 1 | 35 | 15844 | 6093 | 8524 | 12580 | 2297 | 3555 | 14481 | 1802 | 1597 | 38063 | 1.12 | 1.2 | 14952.575
4932 | 12 | 206 | 2017-07-25 | 0.67925 | 1 | 0.67925 | 0.72289 | 0.97754 | 0.74161 | 0.74164 | 0.69708 | 0.61768 | 0.72011 | 0.70737 | 0.77725 | 0.68392 | 0.60577 | 0.703 | 2 | 1 | 36 | 16388 | 6278 | 8724 | 13182 | 2367 | 3667 | 15161 | 1850 | 1721 | 39224 | 1.08 | 1.2 | 15187.805
4933 | 13 | 206 | 2017-07-25 | 0.62264 | 1 | 0.62264 | 0.6988 | 0.95214 | 0.76401 | 0.76031 | 0.70795 | 0.64172 | 0.74445 | 0.7309 | 0.80242 | 0.69797 | 0.64308 | 0.71976 | 2 | 1 | 37 | 16883 | 6436 | 8860 | 13695 | 2447 | 3789 | 15652 | 1888 | 1827 | 40159 | 0.99 | 1.16 | 14793.225
4934 | 14 | 206 | 2017-07-25 | 0.63522 | 1 | 0.63522 | 0.6988 | 0.97576 | 0.786 | 0.77732 | 0.71858 | 0.6645 | 0.76392 | 0.75289 | 0.82734 | 0.71423 | 0.67019 | 0.73465 | 2 | 1 | 38 | 17369 | 6580 | 8993 | 14181 | 2511 | 3903 | 16138 | 1932 | 1904 | 40990 | 1.01 | 1.16 | 15160.185
4935 | 15 | 206 | 2017-07-25 | 0.65409 | 1 | 0.65409 | 0.70482 | 1 | 0.79826 | 0.78571 | 0.72289 | 0.68853 | 0.77487 | 0.76582 | 0.84061 | 0.73013 | 0.69377 | 0.74627 | 2 | 1 | 39 | 17640 | 6651 | 9047 | 14694 | 2547 | 3970 | 16397 | 1975 | 1971 | 41638 | 1.04 | 1.17 | 15536.75
4936 | 16 | 206 | 2017-07-25 | 0.67925 | 1 | 0.67925 | 0.72289 | 0.99944 | 0.80668 | 0.79291 | 0.72601 | 0.70292 | 0.78126 | 0.77739 | 0.85046 | 0.74011 | 0.70926 | 0.7546 | 2 | 1 | 40 | 17826 | 6712 | 9086 | 15001 | 2568 | 4030 | 16589 | 2002 | 2015 | 42103 | 1.08 | 1.2 | 15528.105
4937 | 17 | 206 | 2017-07-25 | 0.73585 | 1 | 0.73585 | 0.78313 | 0.98608 | 0.81392 | 0.80295 | 0.72489 | 0.71117 | 0.7913 | 0.79282 | 0.85353 | 0.74861 | 0.72158 | 0.76252 | 2 | 1 | 41 | 17986 | 6797 | 9072 | 15177 | 2601 | 4110 | 16649 | 2025 | 2050 | 42545 | 1.17 | 1.3 | 15320.515
4938 | 18 | 206 | 2017-07-25 | 0.79874 | 1 | 0.79874 | 0.81325 | 0.92154 | 0.81799 | 0.80449 | 0.72241 | 0.71365 | 0.79495 | 0.80363 | 0.84671 | 0.74935 | 0.73425 | 0.76245 | 2 | 1 | 42 | 18076 | 6810 | 9041 | 15230 | 2613 | 4166 | 16516 | 2027 | 2086 | 42541 | 1.27 | 1.35 | 14317.695
4939 | 19 | 206 | 2017-07-25 | 0.83648 | 1 | 0.83648 | 0.8494 | 0.8823 | 0.81048 | 0.7961 | 0.7133 | 0.70625 | 0.78674 | 0.7988 | 0.83426 | 0.73641 | 0.72932 | 0.74783 | 2 | 1 | 43 | 17910 | 6739 | 8927 | 15072 | 2586 | 4141 | 16273 | 1992 | 2072 | 41725 | 1.33 | 1.41 | 13708.055
4940 | 20 | 206 | 2017-07-25 | 0.91824 | 1 | 0.91824 | 0.90361 | 0.93549 | 0.7917 | 0.77779 | 0.69565 | 0.68797 | 0.76514 | 0.77816 | 0.80785 | 0.71128 | 0.71067 | 0.72426 | 2 | 1 | 44 | 17495 | 6584 | 8706 | 14682 | 2515 | 4034 | 15758 | 1924 | 2019 | 40410 | 1.46 | 1.5 | 14534.475
4941 | 21 | 206 | 2017-07-25 | 0.91195 | 1 | 0.91195 | 0.93976 | 0.93593 | 0.76663 | 0.75806 | 0.67903 | 0.66726 | 0.7411 | 0.74884 | 0.78832 | 0.69427 | 0.67828 | 0.70644 | 2 | 1 | 45 | 16941 | 6417 | 8498 | 14240 | 2436 | 3882 | 15377 | 1878 | 1927 | 39416 | 1.45 | 1.56 | 14541.295
4942 | 22 | 206 | 2017-07-25 | 0.89308 | 1 | 0.89308 | 0.89759 | 0.9084 | 0.74799 | 0.74152 | 0.67279 | 0.65484 | 0.72741 | 0.72917 | 0.75987 | 0.67726 | 0.65822 | 0.68365 | 2 | 1 | 46 | 16529 | 6277 | 8420 | 13975 | 2391 | 3780 | 14822 | 1832 | 1870 | 38144 | 1.42 | 1.49 | 14113.52
4943 | 23 | 206 | 2017-07-25 | 0.7673 | 1 | 0.7673 | 0.8012 | 0.88374 | 0.69658 | 0.68387 | 0.63236 | 0.63643 | 0.68056 | 0.68306 | 0.6984 | 0.63216 | 0.61176 | 0.63072 | 2 | 1 | 47 | 15393 | 5789 | 7914 | 13582 | 2237 | 3541 | 13623 | 1710 | 1738 | 35191 | 1.22 | 1.33 | 13730.465
4944 | 24 | 206 | 2017-07-25 | 0.69182 | 1 | 0.69182 | 0.69277 | 0.84359 | 0.63653 | 0.62481 | 0.5825 | 0.59023 | 0.61971 | 0.62404 | 0.63647 | 0.5841 | 0.54523 | 0.57365 | 2 | 1 | 48 | 14066 | 5289 | 7290 | 12596 | 2037 | 3235 | 12415 | 1580 | 1549 | 32007 | 1.1 | 1.15 | 13106.685
4945 | 1 | 207 | 2017-07-26 | 0.61635 | 1 | 0.61635 | 0.64458 | 0.80131 | 0.58589 | 0.55995 | 0.54103 | 0.53231 | 0.54852 | 0.56192 | 0.55527 | 0.52237 | 0.4868 | 0.49924 | 3 | 1 | 49 | 12947 | 4740 | 6771 | 11360 | 1803 | 2913 | 10831 | 1413 | 1383 | 27855 | 0.98 | 1.07 | 12449.825
4946 | 2 | 207 | 2017-07-26 | 0.61006 | 1 | 0.61006 | 0.62048 | 0.77242 | 0.55299 | 0.53302 | 0.51418 | 0.49548 | 0.51415 | 0.52836 | 0.52046 | 0.49908 | 0.44738 | 0.47035 | 3 | 1 | 50 | 12220 | 4512 | 6435 | 10574 | 1690 | 2739 | 10152 | 1350 | 1271 | 26243 | 0.97 | 1.03 | 12000.945
4947 | 3 | 207 | 2017-07-26 | 0.59748 | 1 | 0.59748 | 0.62048 | 0.74901 | 0.53172 | 0.51731 | 0.49788 | 0.46896 | 0.49103 | 0.50231 | 0.49826 | 0.48577 | 0.41922 | 0.45164 | 3 | 1 | 51 | 11750 | 4379 | 6231 | 10008 | 1614 | 2604 | 9719 | 1314 | 1191 | 25199 | 0.95 | 1.03 | 11637.225
4948 | 4 | 207 | 2017-07-26 | 0.58491 | 1 | 0.58491 | 0.62048 | 0.73082 | 0.5215 | 0.51105 | 0.48909 | 0.45129 | 0.47825 | 0.48862 | 0.4858 | 0.47837 | 0.40021 | 0.44237 | 3 | 1 | 52 | 11524 | 4326 | 6121 | 9631 | 1572 | 2533 | 9476 | 1294 | 1137 | 24682 | 0.93 | 1.03 | 11354.585
4949 | 5 | 207 | 2017-07-26 | 0.60377 | 1 | 0.60377 | 0.64458 | 0.71832 | 0.52417 | 0.51483 | 0.49237 | 0.44379 | 0.48129 | 0.48669 | 0.48606 | 0.48096 | 0.39247 | 0.44617 | 3 | 1 | 53 | 11583 | 4358 | 6162 | 9471 | 1582 | 2523 | 9481 | 1301 | 1115 | 24894 | 0.96 | 1.07 | 11160.345
4950 | 6 | 207 | 2017-07-26 | 0.67296 | 1 | 0.67296 | 0.6988 | 0.72546 | 0.54584 | 0.53585 | 0.51682 | 0.44876 | 0.50745 | 0.50559 | 0.50605 | 0.50277 | 0.39951 | 0.46764 | 3 | 1 | 54 | 12062 | 4536 | 6468 | 9577 | 1668 | 2621 | 9871 | 1360 | 1135 | 26092 | 1.07 | 1.16 | 11271.335
4951 | 7 | 207 | 2017-07-26 | 0.73585 | 1 | 0.73585 | 0.77108 | 0.7356 | 0.57784 | 0.5674 | 0.54798 | 0.46957 | 0.55005 | 0.53356 | 0.53563 | 0.53235 | 0.41922 | 0.50537 | 3 | 1 | 55 | 12769 | 4803 | 6858 | 10021 | 1808 | 2766 | 10448 | 1440 | 1191 | 28197 | 1.17 | 1.28 | 11428.795
4952 | 8 | 207 | 2017-07-26 | 0.74214 | 1 | 0.74214 | 0.78313 | 0.74366 | 0.60879 | 0.59941 | 0.58849 | 0.50724 | 0.5896 | 0.5652 | 0.57126 | 0.57153 | 0.43471 | 0.55009 | 3 | 1 | 56 | 13453 | 5074 | 7365 | 10825 | 1938 | 2930 | 11143 | 1546 | 1235 | 30692 | 1.18 | 1.3 | 11554.04
4953 | 9 | 207 | 2017-07-26 | 0.74843 | 1 | 0.74843 | 0.74699 | 0.84656 | 0.64119 | 0.62859 | 0.62269 | 0.55527 | 0.6261 | 0.59992 | 0.60381 | 0.60407 | 0.45477 | 0.5781 | 3 | 1 | 57 | 14169 | 5321 | 7793 | 11850 | 2058 | 3110 | 11778 | 1634 | 1292 | 32255 | 1.19 | 1.24 | 13152.805
4954 | 10 | 207 | 2017-07-26 | 0.71698 | 1 | 0.71698 | 0.72892 | 0.91285 | 0.67336 | 0.65789 | 0.65378 | 0.59735 | 0.66109 | 0.63638 | 0.6356 | 0.63549 | 0.4868 | 0.60244 | 3 | 1 | 58 | 14880 | 5569 | 8182 | 12748 | 2173 | 3299 | 12398 | 1719 | 1383 | 33613 | 1.14 | 1.21 | 14182.66
4955 | 11 | 207 | 2017-07-26 | 0.71698 | 1 | 0.71698 | 0.71084 | 0.9624 | 0.70853 | 0.6938 | 0.68933 | 0.63797 | 0.69638 | 0.67207 | 0.66959 | 0.67024 | 0.52446 | 0.62518 | 3 | 1 | 59 | 15657 | 5873 | 8627 | 13615 | 2289 | 3484 | 13061 | 1813 | 1490 | 34882 | 1.14 | 1.18 | 14952.575
4956 | 12 | 207 | 2017-07-26 | 0.69811 | 1 | 0.69811 | 0.68072 | 0.97754 | 0.7407 | 0.72061 | 0.71722 | 0.68169 | 0.72315 | 0.69811 | 0.70035 | 0.69686 | 0.56565 | 0.64323 | 3 | 1 | 60 | 16368 | 6100 | 8976 | 14548 | 2377 | 3619 | 13661 | 1885 | 1607 | 35889 | 1.11 | 1.13 | 15187.805
4957 | 13 | 207 | 2017-07-26 | 0.63522 | 1 | 0.63522 | 0.6506 | 0.95214 | 0.77134 | 0.74436 | 0.73959 | 0.72133 | 0.75266 | 0.72724 | 0.72608 | 0.71904 | 0.60788 | 0.6583 | 3 | 1 | 61 | 17045 | 6301 | 9256 | 15394 | 2474 | 3770 | 14163 | 1945 | 1727 | 36730 | 1.01 | 1.08 | 14793.225
4958 | 14 | 207 | 2017-07-26 | 0.61635 | 1 | 0.61635 | 0.63253 | 0.97576 | 0.80152 | 0.77035 | 0.77099 | 0.75474 | 0.77883 | 0.7554 | 0.75177 | 0.7427 | 0.64449 | 0.6725 | 3 | 1 | 62 | 17712 | 6521 | 9649 | 16107 | 2560 | 3916 | 14664 | 2009 | 1831 | 37522 | 0.98 | 1.05 | 15160.185
4959 | 15 | 207 | 2017-07-26 | 0.61635 | 1 | 0.61635 | 0.65663 | 1 | 0.82188 | 0.78665 | 0.78178 | 0.78961 | 0.7983 | 0.77546 | 0.76797 | 0.76377 | 0.67793 | 0.68434 | 3 | 1 | 63 | 18162 | 6659 | 9784 | 16851 | 2624 | 4020 | 14980 | 2066 | 1926 | 38183 | 0.98 | 1.09 | 15536.75
4960 | 16 | 207 | 2017-07-26 | 0.64151 | 1 | 0.64151 | 0.68072 | 0.99944 | 0.84017 | 0.80248 | 0.79696 | 0.81636 | 0.8129 | 0.79803 | 0.77981 | 0.77597 | 0.70715 | 0.69603 | 3 | 1 | 64 | 18566 | 6793 | 9974 | 17422 | 2672 | 4137 | 15211 | 2099 | 2009 | 38835 | 1.02 | 1.13 | 15528.105
4961 | 17 | 207 | 2017-07-26 | 0.66667 | 1 | 0.66667 | 0.72892 | 0.98608 | 0.85334 | 0.82044 | 0.80551 | 0.83375 | 0.82902 | 0.81983 | 0.7895 | 0.7878 | 0.72967 | 0.70761 | 3 | 1 | 65 | 18857 | 6945 | 10081 | 17793 | 2725 | 4250 | 15400 | 2131 | 2073 | 39481 | 1.06 | 1.21 | 15320.515
4962 | 18 | 207 | 2017-07-26 | 0.68553 | 1 | 0.68553 | 0.77711 | 0.92154 | 0.86107 | 0.828 | 0.80751 | 0.83975 | 0.83632 | 0.83603 | 0.79129 | 0.79224 | 0.75255 | 0.71426 | 3 | 1 | 66 | 19028 | 7009 | 10106 | 17921 | 2749 | 4334 | 15435 | 2143 | 2138 | 39852 | 1.09 | 1.29 | 14317.695
4963 | 19 | 207 | 2017-07-26 | 0.7044 | 1 | 0.7044 | 0.79518 | 0.8823 | 0.85668 | 0.82398 | 0.80112 | 0.82948 | 0.83024 | 0.8343 | 0.77633 | 0.77708 | 0.75466 | 0.70384 | 3 | 1 | 67 | 18931 | 6975 | 10026 | 17702 | 2729 | 4325 | 15143 | 2102 | 2144 | 39271 | 1.12 | 1.32 | 13708.055
4964 | 20 | 207 | 2017-07-26 | 0.7673 | 1 | 0.7673 | 0.8494 | 0.93549 | 0.83781 | 0.80201 | 0.7809 | 0.80451 | 0.80986 | 0.81269 | 0.75095 | 0.75342 | 0.73425 | 0.68194 | 3 | 1 | 68 | 18514 | 6789 | 9773 | 17169 | 2662 | 4213 | 14648 | 2038 | 2086 | 38049 | 1.22 | 1.41 | 14534.475
4965 | 21 | 207 | 2017-07-26 | 0.83648 | 1 | 0.83648 | 0.89759 | 0.93593 | 0.81039 | 0.77885 | 0.75709 | 0.77888 | 0.78065 | 0.77894 | 0.72819 | 0.72569 | 0.69975 | 0.66467 | 3 | 1 | 69 | 17908 | 6593 | 9475 | 16622 | 2566 | 4038 | 14204 | 1963 | 1988 | 37085 | 1.33 | 1.49 | 14541.295
4966 | 22 | 207 | 2017-07-26 | 0.8239 | 1 | 0.8239 | 0.87349 | 0.9084 | 0.79229 | 0.76503 | 0.74902 | 0.76669 | 0.76605 | 0.76254 | 0.70009 | 0.71165 | 0.68075 | 0.64913 | 3 | 1 | 70 | 17508 | 6476 | 9374 | 16362 | 2518 | 3953 | 13656 | 1925 | 1934 | 36218 | 1.31 | 1.45 | 14113.52
4967 | 23 | 207 | 2017-07-26 | 0.77358 | 1 | 0.77358 | 0.75904 | 0.88374 | 0.73744 | 0.70868 | 0.70675 | 0.74251 | 0.71555 | 0.71605 | 0.64073 | 0.6647 | 0.63252 | 0.59837 | 3 | 1 | 71 | 16296 | 5999 | 8845 | 15846 | 2352 | 3712 | 12498 | 1798 | 1797 | 33386 | 1.23 | 1.26 | 13730.465
4968 | 24 | 207 | 2017-07-26 | 0.7044 | 1 | 0.7044 | 0.68072 | 0.84359 | 0.67287 | 0.64784 | 0.6493 | 0.68699 | 0.65014 | 0.65336 | 0.58064 | 0.60924 | 0.56389 | 0.54587 | 3 | 1 | 72 | 14869 | 5484 | 8126 | 14661 | 2137 | 3387 | 11326 | 1648 | 1602 | 30457 | 1.12 | 1.13 | 13106.685
4969 | 1 | 208 | 2017-07-27 | 0.6478 | 1 | 0.6478 | 0.63253 | 0.80131 | 0.62494 | 0.59268 | 0.59337 | 0.62031 | 0.60602 | 0.61844 | 0.5344 | 0.57597 | 0.52411 | 0.50151 | 4 | 1 | 73 | 13810 | 5017 | 7426 | 13238 | 1992 | 3206 | 10424 | 1558 | 1489 | 27982 | 1.03 | 1.05 | 12449.825
4970 | 2 | 208 | 2017-07-27 | 0.59748 | 1 | 0.59748 | 0.61446 | 0.77242 | 0.59105 | 0.56586 | 0.56252 | 0.57322 | 0.56708 | 0.58218 | 0.50179 | 0.55083 | 0.48469 | 0.47336 | 4 | 1 | 74 | 13061 | 4790 | 7040 | 12233 | 1864 | 3018 | 9788 | 1490 | 1377 | 26411 | 0.95 | 1.02 | 12000.945
4971 | 3 | 208 | 2017-07-27 | 0.57862 | 1 | 0.57862 | 0.59639 | 0.74901 | 0.56675 | 0.5479 | 0.54503 | 0.53887 | 0.54092 | 0.55633 | 0.48047 | 0.53124 | 0.46322 | 0.45638 | 4 | 1 | 75 | 12524 | 4638 | 6821 | 11500 | 1778 | 2884 | 9372 | 1437 | 1316 | 25464 | 0.92 | 0.99 | 11637.225
4972 | 4 | 208 | 2017-07-27 | 0.58491 | 1 | 0.58491 | 0.61446 | 0.73082 | 0.55421 | 0.53881 | 0.53328 | 0.51516 | 0.52419 | 0.54186 | 0.46965 | 0.52126 | 0.44456 | 0.44893 | 4 | 1 | 76 | 12247 | 4561 | 6674 | 10994 | 1723 | 2809 | 9161 | 1410 | 1263 | 25048 | 0.93 | 1.02 | 11354.585
4973 | 5 | 208 | 2017-07-27 | 0.58491 | 1 | 0.58491 | 0.62048 | 0.71832 | 0.5558 | 0.54247 | 0.53704 | 0.50194 | 0.52358 | 0.54051 | 0.47201 | 0.52495 | 0.43893 | 0.45388 | 4 | 1 | 77 | 12282 | 4592 | 6721 | 10712 | 1721 | 2802 | 9207 | 1420 | 1247 | 25324 | 0.93 | 1.03 | 11160.345
4974 | 6 | 208 | 2017-07-27 | 0.61635 | 1 | 0.61635 | 0.6747 | 0.72546 | 0.57661 | 0.56598 | 0.55861 | 0.5041 | 0.54609 | 0.56173 | 0.49544 | 0.54455 | 0.45055 | 0.47913 | 4 | 1 | 78 | 12742 | 4791 | 6991 | 10758 | 1795 | 2912 | 9664 | 1473 | 1280 | 26733 | 0.98 | 1.12 | 11271.335
4975 | 7 | 208 | 2017-07-27 | 0.67296 | 1 | 0.67296 | 0.75904 | 0.7356 | 0.60901 | 0.60449 | 0.59297 | 0.52425 | 0.58807 | 0.59626 | 0.53107 | 0.57412 | 0.47096 | 0.52334 | 4 | 1 | 79 | 13458 | 5117 | 7421 | 11188 | 1933 | 3091 | 10359 | 1553 | 1338 | 29200 | 1.07 | 1.26 | 11428.795
4976 | 8 | 208 | 2017-07-27 | 0.72327 | 1 | 0.72327 | 0.74699 | 0.74366 | 0.64381 | 0.63556 | 0.63068 | 0.56511 | 0.62793 | 0.63272 | 0.57336 | 0.60998 | 0.48539 | 0.56928 | 4 | 1 | 80 | 14227 | 5380 | 7893 | 12060 | 2064 | 3280 | 11184 | 1650 | 1379 | 31763 | 1.15 | 1.24 | 11554.04
4977 | 9 | 208 | 2017-07-27 | 0.75472 | 1 | 0.75472 | 0.71084 | 0.84656 | 0.67771 | 0.66592 | 0.6632 | 0.61408 | 0.65713 | 0.66319 | 0.61422 | 0.64325 | 0.50827 | 0.60174 | 4 | 1 | 81 | 14976 | 5637 | 8300 | 13105 | 2160 | 3438 | 11981 | 1740 | 1444 | 33574 | 1.2 | 1.18 | 13152.805
4978 | 10 | 208 | 2017-07-27 | 0.79245 | 1 | 0.79245 | 0.6747 | 0.91285 | 0.70794 | 0.69569 | 0.68965 | 0.65142 | 0.67965 | 0.68692 | 0.6601 | 0.67689 | 0.54382 | 0.6311 | 4 | 1 | 82 | 15644 | 5889 | 8631 | 13902 | 2234 | 3561 | 12876 | 1831 | 1545 | 35212 | 1.26 | 1.12 | 14182.66
4979 | 11 | 208 | 2017-07-27 | 0.73585 | 1 | 0.73585 | 0.6506 | 0.9624 | 0.73952 | 0.73302 | 0.7189 | 0.67996 | 0.70155 | 0.70833 | 0.71024 | 0.7061 | 0.58395 | 0.66217 | 4 | 1 | 83 | 16342 | 6205 | 8997 | 14511 | 2306 | 3672 | 13854 | 1910 | 1659 | 36946 | 1.17 | 1.08 | 14952.575
4980 | 12 | 208 | 2017-07-27 | 0.72327 | 1 | 0.72327 | 0.61446 | 0.97754 | 0.76306 | 0.76161 | 0.73911 | 0.70971 | 0.71342 | 0.72222 | 0.75782 | 0.72828 | 0.61985 | 0.6897 | 4 | 1 | 84 | 16862 | 6447 | 9250 | 15146 | 2345 | 3744 | 14782 | 1970 | 1761 | 38482 | 1.15 | 1.02 | 15187.805
4981 | 13 | 208 | 2017-07-27 | 0.71069 | 1 | 0.71069 | 0.63855 | 0.95214 | 0.7822 | 0.78346 | 0.75445 | 0.73188 | 0.72619 | 0.73862 | 0.79786 | 0.74455 | 0.65224 | 0.71315 | 4 | 1 | 85 | 17285 | 6632 | 9442 | 15619 | 2387 | 3829 | 15563 | 2014 | 1853 | 39790 | 1.13 | 1.06 | 14793.225
4982 | 14 | 208 | 2017-07-27 | 0.69182 | 1 | 0.69182 | 0.62048 | 0.97576 | 0.79948 | 0.80425 | 0.77052 | 0.74668 | 0.73836 | 0.74923 | 0.83369 | 0.7586 | 0.67687 | 0.73619 | 4 | 1 | 86 | 17667 | 6808 | 9643 | 15935 | 2427 | 3884 | 16262 | 2052 | 1923 | 41076 | 1.1 | 1.03 | 15160.185
4983 | 15 | 208 | 2017-07-27 | 0.67296 | 1 | 0.67296 | 0.62048 | 1 | 0.81044 | 0.81229 | 0.77515 | 0.75849 | 0.74506 | 0.74942 | 0.85271 | 0.76636 | 0.69025 | 0.7522 | 4 | 1 | 87 | 17909 | 6876 | 9701 | 16187 | 2449 | 3885 | 16633 | 2073 | 1961 | 41969 | 1.07 | 1.03 | 15536.75
4984 | 16 | 208 | 2017-07-27 | 0.68553 | 1 | 0.68553 | 0.63253 | 0.99944 | 0.81243 | 0.81926 | 0.77443 | 0.76145 | 0.7484 | 0.75096 | 0.86527 | 0.76895 | 0.69694 | 0.76769 | 4 | 1 | 88 | 17953 | 6935 | 9692 | 16250 | 2460 | 3893 | 16878 | 2080 | 1980 | 42833 | 1.09 | 1.05 | 15528.105
4985 | 17 | 208 | 2017-07-27 | 0.66667 | 1 | 0.66667 | 0.71084 | 0.98608 | 0.81455 | 0.82386 | 0.77443 | 0.75756 | 0.75297 | 0.75714 | 0.87265 | 0.77486 | 0.69447 | 0.78023 | 4 | 1 | 89 | 18000 | 6974 | 9692 | 16167 | 2475 | 3925 | 17022 | 2096 | 1973 | 43533 | 1.06 | 1.18 | 15320.515
4986 | 18 | 208 | 2017-07-27 | 0.69811 | 1 | 0.69811 | 0.71687 | 0.92154 | 0.81211 | 0.81914 | 0.7702 | 0.75025 | 0.75205 | 0.76331 | 0.86953 | 0.77264 | 0.69412 | 0.78432 | 4 | 1 | 90 | 17946 | 6934 | 9639 | 16011 | 2472 | 3957 | 16961 | 2090 | 1972 | 43761 | 1.11 | 1.19 | 14317.695
4987 | 19 | 208 | 2017-07-27 | 0.72327 | 1 | 0.72327 | 0.76506 | 0.8823 | 0.80356 | 0.80449 | 0.75909 | 0.73539 | 0.74688 | 0.75887 | 0.85538 | 0.75896 | 0.68497 | 0.7705 | 4 | 1 | 91 | 17757 | 6810 | 9500 | 15694 | 2455 | 3934 | 16685 | 2053 | 1946 | 42990 | 1.15 | 1.27 | 13708.055
4988 | 20 | 208 | 2017-07-27 | 0.78616 | 1 | 0.78616 | 0.80723 | 0.93549 | 0.78514 | 0.78571 | 0.74023 | 0.7129 | 0.73167 | 0.74383 | 0.83133 | 0.73937 | 0.66526 | 0.74948 | 4 | 1 | 92 | 17350 | 6651 | 9264 | 15214 | 2405 | 3856 | 16216 | 2000 | 1890 | 41817 | 1.25 | 1.34 | 14534.475
4989 | 21 | 208 | 2017-07-27 | 0.83648 | 1 | 0.83648 | 0.86145 | 0.93593 | 0.7612 | 0.77401 | 0.71858 | 0.69027 | 0.71433 | 0.72106 | 0.80514 | 0.71978 | 0.64414 | 0.73313 | 4 | 1 | 93 | 16821 | 6552 | 8993 | 14731 | 2348 | 3738 | 15705 | 1947 | 1830 | 40905 | 1.33 | 1.43 | 14541.295
4990 | 22 | 208 | 2017-07-27 | 0.81761 | 1 | 0.81761 | 0.8494 | 0.9084 | 0.7521 | 0.75369 | 0.71578 | 0.67837 | 0.70642 | 0.71161 | 0.77525 | 0.70425 | 0.63288 | 0.71123 | 4 | 1 | 94 | 16620 | 6380 | 8958 | 14477 | 2322 | 3689 | 15122 | 1905 | 1798 | 39683 | 1.3 | 1.41 | 14113.52
4991 | 23 | 208 | 2017-07-27 | 0.75472 | 1 | 0.75472 | 0.72892 | 0.88374 | 0.70875 | 0.69793 | 0.68046 | 0.657 | 0.66626 | 0.67207 | 0.71117 | 0.65952 | 0.58782 | 0.65665 | 4 | 1 | 95 | 15662 | 5908 | 8516 | 14021 | 2190 | 3484 | 13872 | 1784 | 1670 | 36638 | 1.2 | 1.21 | 13730.465
4992 | 24 | 208 | 2017-07-27 | 0.68553 | 1 | 0.68553 | 0.6506 | 0.84359 | 0.65033 | 0.63934 | 0.62781 | 0.60836 | 0.60967 | 0.61902 | 0.6456 | 0.6085 | 0.52834 | 0.59921 | 4 | 1 | 96 | 14371 | 5412 | 7857 | 12983 | 2004 | 3209 | 12593 | 1646 | 1501 | 33433 | 1.09 | 1.08 | 13106.685
4993 | 1 | 209 | 2017-07-28 | 0.61635 | 1 | 0.61635 | 0.62651 | 0.80131 | 0.6311 | 0.6306 | 0.62022 | 0.55222 | 0.60542 | 0.60282 | 0.57905 | 0.62292 | 0.5213 | 0.56113 | 5 | 1 | 97 | 13946 | 5338 | 7762 | 11785 | 1990 | 3125 | 11295 | 1685 | 1481 | 31308 | 0.98 | 1.04 | 12449.825
4994 | 2 | 209 | 2017-07-28 | 0.60377 | 1 | 0.60377 | 0.60241 | 0.77242 | 0.59766 | 0.59835 | 0.58714 | 0.51207 | 0.56921 | 0.56713 | 0.54342 | 0.58965 | 0.48434 | 0.52899 | 5 | 1 | 98 | 13207 | 5065 | 7348 | 10928 | 1871 | 2940 | 10600 | 1595 | 1376 | 29515 | 0.96 | 1 | 12000.945
4995 | 3 | 209 | 2017-07-28 | 0.59748 | 1 | 0.59748 | 0.59036 | 0.74901 | 0.57498 | 0.57566 | 0.56452 | 0.48362 | 0.54457 | 0.54437 | 0.52143 | 0.56858 | 0.45688 | 0.50798 | 5 | 1 | 99 | 12706 | 4873 | 7065 | 10321 | 1790 | 2822 | 10171 | 1538 | 1298 | 28343 | 0.95 | 0.98 | 11637.225
4996 | 4 | 209 | 2017-07-28 | 0.61635 | 1 | 0.61635 | 0.59036 | 0.73082 | 0.56218 | 0.5648 | 0.55022 | 0.46511 | 0.52875 | 0.53009 | 0.50892 | 0.55749 | 0.43928 | 0.497 | 5 | 1 | 100 | 12423 | 4781 | 6886 | 9926 | 1738 | 2748 | 9927 | 1508 | 1248 | 27730 | 0.98 | 0.98 | 11354.585
4997 | 5 | 209 | 2017-07-28 | 0.64151 | 1 | 0.64151 | 0.60843 | 0.71832 | 0.56231 | 0.56503 | 0.55238 | 0.45485 | 0.52966 | 0.52971 | 0.50989 | 0.55712 | 0.43435 | 0.49978 | 5 | 1 | 101 | 12426 | 4783 | 6913 | 9707 | 1741 | 2746 | 9946 | 1507 | 1234 | 27885 | 1.02 | 1.01 | 11160.345
4998 | 6 | 209 | 2017-07-28 | 0.71698 | 1 | 0.71698 | 0.6506 | 0.72546 | 0.58417 | 0.58429 | 0.57211 | 0.45944 | 0.55309 | 0.55189 | 0.53143 | 0.57745 | 0.4428 | 0.52092 | 5 | 1 | 102 | 12909 | 4946 | 7160 | 9805 | 1818 | 2861 | 10366 | 1562 | 1258 | 29065 | 1.14 | 1.08 | 11271.335
4999 | 7 | 209 | 2017-07-28 | 0.77358 | 1 | 0.77358 | 0.68675 | 0.7356 | 0.61476 | 0.61973 | 0.60527 | 0.48109 | 0.59294 | 0.58642 | 0.56208 | 0.60481 | 0.46427 | 0.55842 | 5 | 1 | 103 | 13585 | 5246 | 7575 | 10267 | 1949 | 3040 | 10964 | 1636 | 1319 | 31157 | 1.23 | 1.14 | 11428.795
5000 | 8 | 209 | 2017-07-28 | 0.77987 | 1 | 0.77987 | 0.71687 | 0.74366 | 0.652 | 0.65434 | 0.64698 | 0.51825 | 0.63127 | 0.61902 | 0.59859 | 0.6414 | 0.478 | 0.605 | 5 | 1 | 104 | 14408 | 5539 | 8097 | 11060 | 2075 | 3209 | 11676 | 1735 | 1358 | 33756 | 1.24 | 1.19 | 11554.04
5001 | 9 | 209 | 2017-07-28 | 0.73585 | 1 | 0.73585 | 0.77108 | 0.84656 | 0.68273 | 0.68482 | 0.6807 | 0.55902 | 0.66139 | 0.64757 | 0.63324 | 0.67505 | 0.49525 | 0.64142 | 5 | 1 | 105 | 15087 | 5797 | 8519 | 11930 | 2174 | 3357 | 12352 | 1826 | 1407 | 35788 | 1.17 | 1.28 | 13152.805
5002 | 10 | 209 | 2017-07-28 | 0.67925 | 1 | 0.67925 | 0.74096 | 0.91285 | 0.71187 | 0.71447 | 0.70891 | 0.59454 | 0.68664 | 0.67303 | 0.66574 | 0.70351 | 0.5213 | 0.67153 | 5 | 1 | 106 | 15731 | 6048 | 8872 | 12688 | 2257 | 3489 | 12986 | 1903 | 1481 | 37468 | 1.08 | 1.23 | 14182.66
5003 | 11 | 209 | 2017-07-28 | 0.66667 | 1 | 0.66667 | 0.75301 | 0.9624 | 0.74301 | 0.74495 | 0.73935 | 0.62204 | 0.70642 | 0.69406 | 0.6965 | 0.72532 | 0.54945 | 0.70042 | 5 | 1 | 107 | 16419 | 6306 | 9253 | 13275 | 2322 | 3598 | 13586 | 1962 | 1561 | 39080 | 1.06 | 1.25 | 14952.575
5004 | 12 | 209 | 2017-07-28 | 0.6478 | 1 | 0.6478 | 0.73494 | 0.97754 | 0.76437 | 0.76515 | 0.75965 | 0.65194 | 0.7192 | 0.70833 | 0.72137 | 0.74344 | 0.57374 | 0.72268 | 5 | 1 | 108 | 16891 | 6477 | 9507 | 13913 | 2364 | 3672 | 14071 | 2011 | 1630 | 40322 | 1.03 | 1.22 | 15187.805
5005 | 13 | 209 | 2017-07-28 | 0.66667 | 1 | 0.66667 | 0.71084 | 0.95214 | 0.78432 | 0.77803 | 0.77443 | 0.67513 | 0.73045 | 0.72299 | 0.73823 | 0.75416 | 0.59451 | 0.73933 | 5 | 1 | 109 | 17332 | 6586 | 9692 | 14408 | 2401 | 3748 | 14400 | 2040 | 1689 | 41251 | 1.06 | 1.18 | 14793.225
5006 | 14 | 209 | 2017-07-28 | 0.6478 | 1 | 0.6478 | 0.70482 | 0.97576 | 0.79976 | 0.78878 | 0.78154 | 0.69303 | 0.73319 | 0.7336 | 0.74905 | 0.76229 | 0.60753 | 0.75161 | 5 | 1 | 110 | 17673 | 6677 | 9781 | 14790 | 2410 | 3803 | 14611 | 2062 | 1726 | 41936 | 1.03 | 1.17 | 15160.185
5007 | 15 | 209 | 2017-07-28 | 0.62893 | 1 | 0.62893 | 0.69277 | 1 | 0.80306 | 0.78842 | 0.77699 | 0.7159 | 0.72559 | 0.73823 | 0.7512 | 0.76414 | 0.61915 | 0.75811 | 5 | 1 | 111 | 17746 | 6674 | 9724 | 15278 | 2385 | 3827 | 14653 | 2067 | 1759 | 42299 | 1 | 1.15 | 15536.75
5008 | 16 | 209 | 2017-07-28 | 0.67296 | 1 | 0.67296 | 0.69277 | 0.99944 | 0.80043 | 0.78252 | 0.76412 | 0.72878 | 0.7122 | 0.74209 | 0.75023 | 0.75601 | 0.6276 | 0.76055 | 5 | 1 | 112 | 17688 | 6624 | 9563 | 15553 | 2341 | 3847 | 14634 | 2045 | 1783 | 42435 | 1.07 | 1.15 | 15528.105
5009 | 17 | 209 | 2017-07-28 | 0.72327 | 1 | 0.72327 | 0.75301 | 0.98608 | 0.79867 | 0.78157 | 0.75142 | 0.72714 | 0.70824 | 0.74826 | 0.74726 | 0.75675 | 0.63745 | 0.76098 | 5 | 1 | 113 | 17649 | 6616 | 9404 | 15518 | 2328 | 3879 | 14576 | 2047 | 1811 | 42459 | 1.15 | 1.25 | 15320.515
5010 | 18 | 209 | 2017-07-28 | 0.7673 | 1 | 0.7673 | 0.80723 | 0.92154 | 0.7922 | 0.77011 | 0.73496 | 0.71871 | 0.69729 | 0.74614 | 0.74034 | 0.7464 | 0.64801 | 0.75487 | 5 | 1 | 114 | 17506 | 6519 | 9198 | 15338 | 2292 | 3868 | 14441 | 2019 | 1841 | 42118 | 1.22 | 1.34 | 14317.695
5011 | 19 | 209 | 2017-07-28 | 0.77358 | 1 | 0.77358 | 0.83133 | 0.8823 | 0.77238 | 0.75416 | 0.71682 | 0.69739 | 0.68239 | 0.73167 | 0.72111 | 0.72532 | 0.64907 | 0.73691 | 5 | 1 | 115 | 17068 | 6384 | 8971 | 14883 | 2243 | 3793 | 14066 | 1962 | 1844 | 41116 | 1.23 | 1.38 | 13708.055
5012 | 20 | 209 | 2017-07-28 | 0.80503 | 1 | 0.80503 | 0.8494 | 0.93549 | 0.75133 | 0.73396 | 0.69309 | 0.66712 | 0.66109 | 0.71046 | 0.69912 | 0.69834 | 0.63288 | 0.71082 | 5 | 1 | 116 | 16603 | 6213 | 8674 | 14237 | 2173 | 3683 | 13637 | 1889 | 1798 | 39660 | 1.28 | 1.41 | 14534.475
5013 | 21 | 209 | 2017-07-28 | 0.89937 | 1 | 0.89937 | 0.93373 | 0.93593 | 0.72984 | 0.71553 | 0.67048 | 0.64407 | 0.64223 | 0.6875 | 0.68763 | 0.67652 | 0.60824 | 0.69216 | 5 | 1 | 117 | 16128 | 6057 | 8391 | 13745 | 2111 | 3564 | 13413 | 1830 | 1728 | 38619 | 1.43 | 1.55 | 14541.295
5014 | 22 | 209 | 2017-07-28 | 0.88679 | 1 | 0.88679 | 0.90964 | 0.9084 | 0.71871 | 0.70266 | 0.66472 | 0.62977 | 0.63645 | 0.68017 | 0.66426 | 0.66543 | 0.60366 | 0.67508 | 5 | 1 | 118 | 15882 | 5948 | 8319 | 13440 | 2092 | 3526 | 12957 | 1800 | 1715 | 37666 | 1.41 | 1.51 | 14113.52
5015 | 23 | 209 | 2017-07-28 | 0.79874 | 1 | 0.79874 | 0.85542 | 0.88374 | 0.68151 | 0.65777 | 0.62917 | 0.61033 | 0.60572 | 0.64931 | 0.62007 | 0.63068 | 0.5755 | 0.63264 | 5 | 1 | 119 | 15060 | 5568 | 7874 | 13025 | 1991 | 3366 | 12095 | 1706 | 1635 | 35298 | 1.27 | 1.42 | 13730.465
5016 | 24 | 209 | 2017-07-28 | 0.7044 | 1 | 0.7044 | 0.77108 | 0.84359 | 0.62811 | 0.60602 | 0.57907 | 0.57008 | 0.55491 | 0.60108 | 0.57106 | 0.58595 | 0.52728 | 0.58292 | 5 | 1 | 120 | 13880 | 5130 | 7247 | 12166 | 1824 | 3116 | 11139 | 1585 | 1498 | 32524 | 1.12 | 1.28 | 13106.685
5017 | 1 | 210 | 2017-07-29 | 0.76101 | 1 | 0.76101 | 0.71687 | 0.77448 | 0.57209 | 0.55546 | 0.52905 | 0.5115 | 0.50198 | 0.53954 | 0.53804 | 0.53715 | 0.46885 | 0.51662 | 6 | 2 | 121 | 12642 | 4702 | 6621 | 10916 | 1650 | 2797 | 10495 | 1453 | 1332 | 28825 | 1.21 | 1.19 | 12032.86
5018 | 2 | 210 | 2017-07-29 | 0.71698 | 1 | 0.71698 | 0.66867 | 0.74964 | 0.53942 | 0.52723 | 0.50244 | 0.47388 | 0.46882 | 0.50984 | 0.506 | 0.50832 | 0.43471 | 0.48366 | 6 | 2 | 122 | 11920 | 4463 | 6288 | 10113 | 1541 | 2643 | 9870 | 1375 | 1235 | 26986 | 1.14 | 1.11 | 11646.96
5019 | 3 | 210 | 2017-07-29 | 0.7044 | 1 | 0.7044 | 0.64458 | 0.72838 | 0.51846 | 0.51057 | 0.48374 | 0.44731 | 0.44843 | 0.48495 | 0.48406 | 0.48872 | 0.40866 | 0.46214 | 6 | 2 | 123 | 11457 | 4322 | 6054 | 9546 | 1474 | 2514 | 9442 | 1322 | 1161 | 25785 | 1.12 | 1.07 | 11316.6
5020 | 4 | 210 | 2017-07-29 | 0.69811 | 1 | 0.69811 | 0.63253 | 0.71262 | 0.50643 | 0.49781 | 0.47199 | 0.42889 | 0.43687 | 0.46971 | 0.4698 | 0.47579 | 0.39 | 0.44843 | 6 | 2 | 124 | 11191 | 4214 | 5907 | 9153 | 1436 | 2435 | 9164 | 1287 | 1108 | 25020 | 1.11 | 1.05 | 11071.73
5021 | 5 | 210 | 2017-07-29 | 0.69182 | 1 | 0.69182 | 0.63253 | 0.70005 | 0.50081 | 0.49203 | 0.4688 | 0.41788 | 0.43231 | 0.46393 | 0.46222 | 0.47209 | 0.38085 | 0.44287 | 6 | 2 | 125 | 11067 | 4165 | 5867 | 8918 | 1421 | 2405 | 9016 | 1277 | 1082 | 24710 | 1.1 | 1.05 | 10876.555
5022 | 6 | 210 | 2017-07-29 | 0.7044 | 1 | 0.7044 | 0.68072 | 0.69248 | 0.50471 | 0.49663 | 0.47399 | 0.41413 | 0.43779 | 0.46624 | 0.46411 | 0.47579 | 0.37452 | 0.445 | 6 | 2 | 126 | 11153 | 4204 | 5932 | 8838 | 1439 | 2417 | 9053 | 1287 | 1064 | 24829 | 1.12 | 1.13 | 10758.83
5023 | 7 | 210 | 2017-07-29 | 0.75472 | 1 | 0.75472 | 0.74096 | 0.68725 | 0.50557 | 0.50112 | 0.47567 | 0.41357 | 0.44509 | 0.47242 | 0.46657 | 0.47505 | 0.37311 | 0.4519 | 6 | 2 | 127 | 11172 | 4242 | 5953 | 8826 | 1463 | 2449 | 9101 | 1285 | 1060 | 25214 | 1.2 | 1.23 | 10677.68
5024 | 8 | 210 | 2017-07-29 | 0.81761 | 1 | 0.81761 | 0.77711 | 0.67879 | 0.52199 | 0.5277 | 0.4966 | 0.42308 | 0.46364 | 0.49016 | 0.49046 | 0.48946 | 0.38824 | 0.47701 | 6 | 2 | 128 | 11535 | 4467 | 6215 | 9029 | 1524 | 2541 | 9567 | 1324 | 1103 | 26615 | 1.3 | 1.29 | 10546.135
5025 | 9 | 210 | 2017-07-29 | 0.84277 | 1 | 0.84277 | 0.83133 | 0.73509 | 0.55752 | 0.56361 | 0.52785 | 0.45096 | 0.4962 | 0.52392 | 0.52507 | 0.51904 | 0.4245 | 0.50978 | 6 | 2 | 129 | 12320 | 4771 | 6606 | 9624 | 1631 | 2716 | 10242 | 1404 | 1206 | 28443 | 1.34 | 1.38 | 11420.965
5026 | 10 | 210 | 2017-07-29 | 0.8805 | 1 | 0.8805 | 0.85542 | 0.80309 | 0.59214 | 0.59067 | 0.56133 | 0.48494 | 0.52966 | 0.55613 | 0.55485 | 0.54307 | 0.46251 | 0.53628 | 6 | 2 | 130 | 13085 | 5000 | 7025 | 10349 | 1741 | 2883 | 10823 | 1469 | 1314 | 29922 | 1.4 | 1.42 | 12477.48
5027 | 11 | 210 | 2017-07-29 | 0.84906 | 1 | 0.84906 | 0.83133 | 0.84627 | 0.62268 | 0.60768 | 0.58322 | 0.51572 | 0.55218 | 0.58121 | 0.57798 | 0.55638 | 0.49243 | 0.55224 | 6 | 2 | 131 | 13760 | 5144 | 7299 | 11006 | 1815 | 3013 | 11274 | 1505 | 1399 | 30812 | 1.35 | 1.38 | 13148.295
5028 | 12 | 210 | 2017-07-29 | 0.8239 | 1 | 0.8239 | 0.78916 | 0.85829 | 0.64535 | 0.6137 | 0.60096 | 0.5421 | 0.56769 | 0.59799 | 0.58977 | 0.56821 | 0.51848 | 0.55799 | 6 | 2 | 132 | 14261 | 5195 | 7521 | 11569 | 1866 | 3100 | 11504 | 1537 | 1473 | 31133 | 1.31 | 1.31 | 13334.96
5029 | 13 | 210 | 2017-07-29 | 0.80503 | 1 | 0.80503 | 0.78916 | 0.83365 | 0.66096 | 0.61205 | 0.60983 | 0.56253 | 0.5756 | 0.61111 | 0.59505 | 0.57079 | 0.53713 | 0.55691 | 6 | 2 | 133 | 14606 | 5181 | 7632 | 12005 | 1892 | 3168 | 11607 | 1544 | 1526 | 31073 | 1.28 | 1.31 | 12952.21
5030 | 14 | 210 | 2017-07-29 | 0.81132 | 1 | 0.81132 | 0.74699 | 0.83998 | 0.67232 | 0.60981 | 0.61582 | 0.57917 | 0.58412 | 0.62114 | 0.59392 | 0.57043 | 0.55368 | 0.55123 | 6 | 2 | 134 | 14857 | 5162 | 7707 | 12360 | 1920 | 3220 | 11585 | 1543 | 1573 | 30756 | 1.29 | 1.24 | 13050.635
5031 | 15 | 210 | 2017-07-29 | 0.76101 | 1 | 0.76101 | 0.74096 | 0.8466 | 0.68128 | 0.6052 | 0.61974 | 0.59116 | 0.58716 | 0.62712 | 0.5912 | 0.57227 | 0.56072 | 0.54546 | 6 | 2 | 135 | 15055 | 5123 | 7756 | 12616 | 1930 | 3251 | 11532 | 1548 | 1593 | 30434 | 1.21 | 1.23 | 13153.435
5032 | 16 | 210 | 2017-07-29 | 0.77358 | 1 | 0.77358 | 0.72892 | 0.84537 | 0.6921 | 0.6078 | 0.62597 | 0.60035 | 0.59477 | 0.63715 | 0.58726 | 0.57671 | 0.58149 | 0.542 | 6 | 2 | 136 | 15294 | 5145 | 7834 | 12812 | 1955 | 3303 | 11455 | 1560 | 1652 | 30241 | 1.23 | 1.21 | 13134.275
5033 | 17 | 210 | 2017-07-29 | 0.77987 | 1 | 0.77987 | 0.72289 | 0.83299 | 0.7011 | 0.61418 | 0.62932 | 0.60723 | 0.60481 | 0.64931 | 0.58633 | 0.58447 | 0.59134 | 0.54249 | 6 | 2 | 137 | 15493 | 5199 | 7876 | 12959 | 1988 | 3366 | 11437 | 1581 | 1680 | 30268 | 1.24 | 1.2 | 12941.93
5034 | 18 | 210 | 2017-07-29 | 0.83648 | 1 | 0.83648 | 0.77108 | 0.79767 | 0.70364 | 0.61748 | 0.62789 | 0.60714 | 0.60937 | 0.65856 | 0.58197 | 0.58706 | 0.59521 | 0.54338 | 6 | 2 | 138 | 15549 | 5227 | 7858 | 12957 | 2003 | 3414 | 11352 | 1588 | 1691 | 30318 | 1.33 | 1.28 | 12393.195
5035 | 19 | 210 | 2017-07-29 | 0.83648 | 1 | 0.83648 | 0.80723 | 0.79425 | 0.69382 | 0.61677 | 0.62093 | 0.59903 | 0.60481 | 0.65432 | 0.57675 | 0.58262 | 0.59345 | 0.54155 | 6 | 2 | 139 | 15332 | 5221 | 7771 | 12784 | 1988 | 3392 | 11250 | 1576 | 1686 | 30216 | 1.33 | 1.34 | 12340.135
5036 | 20 | 210 | 2017-07-29 | 0.90566 | 1 | 0.90566 | 0.8494 | 0.85572 | 0.67585 | 0.60992 | 0.60807 | 0.58484 | 0.59142 | 0.64043 | 0.56911 | 0.5756 | 0.57726 | 0.5346 | 6 | 2 | 140 | 14935 | 5163 | 7610 | 12481 | 1944 | 3320 | 11101 | 1557 | 1640 | 29828 | 1.44 | 1.41 | 13295.155
5037 | 21 | 210 | 2017-07-29 | 0.98742 | 1 | 0.98742 | 0.88554 | 0.85805 | 0.65712 | 0.59988 | 0.59153 | 0.56249 | 0.57195 | 0.61863 | 0.56419 | 0.56858 | 0.55051 | 0.53266 | 6 | 2 | 141 | 14521 | 5078 | 7403 | 12004 | 1880 | 3207 | 11005 | 1538 | 1564 | 29720 | 1.57 | 1.47 | 13331.25
5038 | 22 | 210 | 2017-07-29 | 1 | 1 | 1 | 0.84337 | 0.84073 | 0.65074 | 0.60177 | 0.59361 | 0.54941 | 0.56526 | 0.6113 | 0.55152 | 0.56969 | 0.53995 | 0.5275 | 6 | 2 | 142 | 14380 | 5094 | 7429 | 11725 | 1858 | 3169 | 10758 | 1541 | 1534 | 29432 | 1.59 | 1.4 | 13062.215
5039 | 23 | 210 | 2017-07-29 | 0.91824 | 1 | 0.91824 | 0.74699 | 0.82665 | 0.61861 | 0.57519 | 0.57139 | 0.53915 | 0.53575 | 0.58333 | 0.52215 | 0.5464 | 0.51566 | 0.50259 | 6 | 2 | 143 | 13670 | 4869 | 7151 | 11506 | 1761 | 3024 | 10185 | 1478 | 1465 | 28042 | 1.46 | 1.24 | 12843.495
5040 | 24 | 210 | 2017-07-29 | 0.79245 | 1 | 0.79245 | 0.63855 | 0.80437 | 0.57634 | 0.53514 | 0.53168 | 0.51033 | 0.49681 | 0.54263 | 0.48447 | 0.51312 | 0.46885 | 0.46943 | 6 | 2 | 144 | 12736 | 4530 | 6654 | 10891 | 1633 | 2813 | 9450 | 1388 | 1332 | 26192 | 1.26 | 1.06 | 12497.315
5041 | 1 | 211 | 2017-07-30 | 0.64151 | 1 | 0.64151 | 0.59639 | 0.77096 | 0.53294 | 0.52227 | 0.50028 | 0.47786 | 0.47642 | 0.51196 | 0.45217 | 0.49612 | 0.41851 | 0.45106 | 7 | 3 | 1 | 11777 | 4421 | 6261 | 10198 | 1566 | 2654 | 8820 | 1342 | 1189 | 25167 | 1.02 | 0.99 | 11978.235
5042 | 2 | 211 | 2017-07-30 | 0.60377 | 1 | 0.60377 | 0.57831 | 0.74542 | 0.50443 | 0.49545 | 0.47271 | 0.44637 | 0.4463 | 0.48071 | 0.42725 | 0.47246 | 0.38684 | 0.42588 | 7 | 3 | 2 | 11147 | 4194 | 5916 | 9526 | 1467 | 2492 | 8334 | 1278 | 1099 | 23762 | 0.96 | 0.96 | 11581.36
5043 | 3 | 211 | 2017-07-30 | 0.60377 | 1 | 0.60377 | 0.56024 | 0.72049 | 0.4857 | 0.47891 | 0.45713 | 0.42411 | 0.4244 | 0.45718 | 0.41121 | 0.45619 | 0.36325 | 0.41034 | 7 | 3 | 3 | 10733 | 4054 | 5721 | 9051 | 1395 | 2370 | 8021 | 1234 | 1032 | 22895 | 0.96 | 0.93 | 11194.145
5044 | 4 | 211 | 2017-07-30 | 0.59119 | 1 | 0.59119 | 0.54819 | 0.6999 | 0.47316 | 0.46899 | 0.44594 | 0.40809 | 0.41132 | 0.44174 | 0.40095 | 0.44473 | 0.35128 | 0.40009 | 7 | 3 | 4 | 10456 | 3970 | 5581 | 8709 | 1352 | 2290 | 7821 | 1203 | 998 | 22323 | 0.94 | 0.91 | 10874.225
5045 | 5 | 211 | 2017-07-30 | 0.62893 | 1 | 0.62893 | 0.54819 | 0.68772 | 0.46692 | 0.46308 | 0.44147 | 0.39754 | 0.40067 | 0.43345 | 0.39716 | 0.43956 | 0.34354 | 0.39609 | 7 | 3 | 5 | 10318 | 3920 | 5525 | 8484 | 1317 | 2247 | 7747 | 1189 | 976 | 22100 | 1 | 0.91 | 10684.93
5046 | 6 | 211 | 2017-07-30 | 0.69182 | 1 | 0.69182 | 0.56627 | 0.67866 | 0.46801 | 0.46297 | 0.44251 | 0.39267 | 0.39884 | 0.43152 | 0.39834 | 0.4414 | 0.34143 | 0.39647 | 7 | 3 | 6 | 10342 | 3919 | 5538 | 8380 | 1311 | 2237 | 7770 | 1194 | 970 | 22121 | 1.1 | 0.94 | 10544.215
5047 | 7 | 211 | 2017-07-30 | 0.76101 | 1 | 0.76101 | 0.62651 | 0.66367 | 0.46633 | 0.46143 | 0.43899 | 0.38719 | 0.39915 | 0.4294 | 0.39962 | 0.43956 | 0.33861 | 0.39776 | 7 | 3 | 7 | 10305 | 3906 | 5494 | 8263 | 1312 | 2226 | 7795 | 1189 | 962 | 22193 | 1.21 | 1.04 | 10311.225
5048 | 8 | 211 | 2017-07-30 | 0.77358 | 1 | 0.77358 | 0.6988 | 0.63637 | 0.48217 | 0.48506 | 0.45282 | 0.38799 | 0.41406 | 0.44309 | 0.42079 | 0.45176 | 0.35516 | 0.41739 | 7 | 3 | 8 | 10655 | 4106 | 5667 | 8280 | 1361 | 2297 | 8208 | 1222 | 1009 | 23288 | 1.23 | 1.16 | 9887.07
5049 | 9 | 211 | 2017-07-30 | 0.72327 | 1 | 0.72327 | 0.73494 | 0.65776 | 0.51892 | 0.52404 | 0.48526 | 0.40987 | 0.44904 | 0.47859 | 0.46109 | 0.48281 | 0.39916 | 0.45063 | 7 | 3 | 9 | 11467 | 4436 | 6073 | 8747 | 1476 | 2481 | 8994 | 1306 | 1134 | 25143 | 1.15 | 1.22 | 10219.53
5050 | 10 | 211 | 2017-07-30 | 0.7044 | 1 | 0.7044 | 0.74096 | 0.69482 | 0.55661 | 0.55948 | 0.52233 | 0.44422 | 0.48707 | 0.51678 | 0.49923 | 0.51645 | 0.43611 | 0.48128 | 7 | 3 | 10 | 12300 | 4736 | 6537 | 9480 | 1601 | 2679 | 9738 | 1397 | 1239 | 26853 | 1.12 | 1.23 | 10795.295
5051 | 11 | 211 | 2017-07-30 | 0.72956 | 1 | 0.72956 | 0.73494 | 0.7323 | 0.5887 | 0.58854 | 0.55565 | 0.48461 | 0.5181 | 0.54958 | 0.5302 | 0.54307 | 0.46357 | 0.50764 | 7 | 3 | 11 | 13009 | 4982 | 6954 | 10342 | 1703 | 2849 | 10342 | 1469 | 1317 | 28324 | 1.16 | 1.22 | 11377.635
5052 | 12 | 211 | 2017-07-30 | 0.67925 | 1 | 0.67925 | 0.74096 | 0.74794 | 0.61865 | 0.61323 | 0.58825 | 0.51994 | 0.54761 | 0.58044 | 0.55588 | 0.57043 | 0.48786 | 0.5289 | 7 | 3 | 12 | 13671 | 5191 | 7362 | 11096 | 1800 | 3009 | 10843 | 1543 | 1386 | 29510 | 1.08 | 1.23 | 11620.63
5053 | 13 | 211 | 2017-07-30 | 0.6478 | 1 | 0.6478 | 0.75904 | 0.74218 | 0.6459 | 0.6332 | 0.61598 | 0.55283 | 0.57195 | 0.60648 | 0.57644 | 0.59372 | 0.51003 | 0.54594 | 7 | 3 | 13 | 14273 | 5360 | 7709 | 11798 | 1880 | 3144 | 11244 | 1606 | 1449 | 30461 | 1.03 | 1.26 | 11531.12
5054 | 14 | 211 | 2017-07-30 | 0.6478 | 1 | 0.6478 | 0.77711 | 0.75233 | 0.66929 | 0.64855 | 0.63939 | 0.58053 | 0.59355 | 0.63098 | 0.59525 | 0.61405 | 0.54382 | 0.55962 | 7 | 3 | 14 | 14790 | 5490 | 8002 | 12389 | 1951 | 3271 | 11611 | 1661 | 1545 | 31224 | 1.03 | 1.29 | 11688.74
5055 | 15 | 211 | 2017-07-30 | 0.66038 | 1 | 0.66038 | 0.79518 | 0.7566 | 0.68916 | 0.6632 | 0.66161 | 0.60485 | 0.61485 | 0.6495 | 0.6112 | 0.63253 | 0.56494 | 0.57148 | 7 | 3 | 15 | 15229 | 5614 | 8280 | 12908 | 2021 | 3367 | 11922 | 1711 | 1605 | 31886 | 1.05 | 1.32 | 11755.12
5056 | 16 | 211 | 2017-07-30 | 0.66038 | 1 | 0.66038 | 0.84337 | 0.75794 | 0.71011 | 0.6769 | 0.6827 | 0.62298 | 0.63706 | 0.67207 | 0.62181 | 0.64584 | 0.58712 | 0.58469 | 7 | 3 | 16 | 15692 | 5730 | 8544 | 13295 | 2094 | 3484 | 12129 | 1747 | 1668 | 32623 | 1.05 | 1.4 | 11775.96
5057 | 17 | 211 | 2017-07-30 | 0.67925 | 1 | 0.67925 | 0.87349 | 0.74929 | 0.73215 | 0.69238 | 0.70236 | 0.63722 | 0.66474 | 0.69811 | 0.63473 | 0.66396 | 0.60612 | 0.59961 | 7 | 3 | 17 | 16179 | 5861 | 8790 | 13599 | 2185 | 3619 | 12381 | 1796 | 1722 | 33455 | 1.08 | 1.45 | 11641.495
5058 | 18 | 211 | 2017-07-30 | 0.73585 | 1 | 0.73585 | 0.95783 | 0.72694 | 0.74717 | 0.70372 | 0.7153 | 0.64533 | 0.68299 | 0.71914 | 0.64047 | 0.67505 | 0.6195 | 0.60982 | 7 | 3 | 18 | 16511 | 5957 | 8952 | 13772 | 2245 | 3728 | 12493 | 1826 | 1760 | 34025 | 1.17 | 1.59 | 11294.21
5059 | 19 | 211 | 2017-07-30 | 0.7673 | 1 | 0.7673 | 0.98193 | 0.72784 | 0.74428 | 0.70514 | 0.7145 | 0.64313 | 0.68634 | 0.71933 | 0.63504 | 0.67283 | 0.61844 | 0.60781 | 7 | 3 | 19 | 16447 | 5969 | 8942 | 13725 | 2256 | 3729 | 12387 | 1820 | 1757 | 33913 | 1.22 | 1.63 | 11308.32
5060 | 20 | 211 | 2017-07-30 | 0.86164 | 1 | 0.86164 | 1 | 0.80601 | 0.72921 | 0.69344 | 0.70156 | 0.63038 | 0.67448 | 0.70679 | 0.61894 | 0.65989 | 0.60824 | 0.59656 | 7 | 3 | 20 | 16114 | 5870 | 8780 | 13453 | 2217 | 3664 | 12073 | 1785 | 1728 | 33285 | 1.37 | 1.66 | 12522.705
5061 | 21 | 211 | 2017-07-30 | 0.88679 | 1 | 0.88679 | 0.99398 | 0.81962 | 0.70776 | 0.6795 | 0.67759 | 0.60803 | 0.65014 | 0.67921 | 0.60653 | 0.64473 | 0.58113 | 0.59344 | 7 | 3 | 21 | 15640 | 5752 | 8480 | 12976 | 2137 | 3521 | 11831 | 1744 | 1651 | 33111 | 1.41 | 1.65 | 12734.27
5062 | 22 | 211 | 2017-07-30 | 0.84906 | 1 | 0.84906 | 0.90964 | 0.81392 | 0.69404 | 0.67513 | 0.67287 | 0.59786 | 0.63858 | 0.6659 | 0.58731 | 0.64288 | 0.57409 | 0.58127 | 7 | 3 | 22 | 15337 | 5715 | 8421 | 12759 | 2099 | 3452 | 11456 | 1739 | 1631 | 32432 | 1.35 | 1.51 | 12645.685
5063 | 23 | 211 | 2017-07-30 | 0.7673 | 1 | 0.7673 | 0.79518 | 0.80175 | 0.65286 | 0.63107 | 0.64163 | 0.58882 | 0.6045 | 0.63137 | 0.54255 | 0.6085 | 0.52798 | 0.54329 | 7 | 3 | 23 | 14427 | 5342 | 8030 | 12566 | 1987 | 3273 | 10583 | 1646 | 1500 | 30313 | 1.22 | 1.32 | 12456.54
5064 | 24 | 211 | 2017-07-30 | 0.6478 | 1 | 0.6478 | 0.68675 | 0.77447 | 0.60625 | 0.58299 | 0.59561 | 0.55405 | 0.55917 | 0.58005 | 0.49354 | 0.56673 | 0.47131 | 0.50053 | 7 | 3 | 24 | 13397 | 4935 | 7454 | 11824 | 1838 | 3007 | 9627 | 1533 | 1339 | 27927 | 1.03 | 1.14 | 12032.68
5065 | 1 | 212 | 2017-07-31 | 0.58491 | 1 | 0.58491 | 0.64458 | 0.80131 | 0.56467 | 0.54908 | 0.55398 | 0.50382 | 0.52966 | 0.53897 | 0.45437 | 0.56266 | 0.42802 | 0.47361 | 1 | 1 | 25 | 12478 | 4648 | 6933 | 10752 | 1741 | 2794 | 8863 | 1522 | 1216 | 26425 | 0.93 | 1.07 | 12449.825
5066 | 2 | 212 | 2017-07-31 | 0.54717 | 1 | 0.54717 | 0.62048 | 0.77242 | 0.53684 | 0.52439 | 0.52537 | 0.47017 | 0.50106 | 0.50598 | 0.42736 | 0.53383 | 0.39775 | 0.44601 | 1 | 1 | 26 | 11863 | 4439 | 6575 | 10034 | 1647 | 2623 | 8336 | 1444 | 1130 | 24885 | 0.87 | 1.03 | 12000.945
5067 | 3 | 212 | 2017-07-31 | 0.54088 | 1 | 0.54088 | 0.60843 | 0.74901 | 0.51837 | 0.51022 | 0.50915 | 0.44656 | 0.48159 | 0.48476 | 0.4109 | 0.51608 | 0.37768 | 0.4297 | 1 | 1 | 27 | 11455 | 4319 | 6372 | 9530 | 1583 | 2513 | 8015 | 1396 | 1073 | 23975 | 0.86 | 1.01 | 11637.225
5068 | 4 | 212 | 2017-07-31 | 0.54717 | 1 | 0.54717 | 0.62048 | 0.73082 | 0.51231 | 0.50337 | 0.50156 | 0.43175 | 0.47095 | 0.47396 | 0.40393 | 0.50684 | 0.36466 | 0.42269 | 1 | 1 | 28 | 11321 | 4261 | 6277 | 9214 | 1548 | 2457 | 7879 | 1371 | 1036 | 23584 | 0.87 | 1.03 | 11354.585
5069 | 5 | 212 | 2017-07-31 | 0.57862 | 1 | 0.57862 | 0.63855 | 0.71832 | 0.51625 | 0.50904 | 0.50443 | 0.42519 | 0.47521 | 0.47531 | 0.40993 | 0.51128 | 0.36325 | 0.42803 | 1 | 1 | 29 | 11408 | 4309 | 6313 | 9074 | 1562 | 2464 | 7996 | 1383 | 1032 | 23882 | 0.92 | 1.06 | 11160.345
5070 | 6 | 212 | 2017-07-31 | 0.6478 | 1 | 0.6478 | 0.69277 | 0.72546 | 0.54086 | 0.53278 | 0.52952 | 0.43358 | 0.50167 | 0.49633 | 0.43166 | 0.53124 | 0.3812 | 0.4497 | 1 | 1 | 30 | 11952 | 4510 | 6627 | 9253 | 1649 | 2573 | 8420 | 1437 | 1083 | 25091 | 1.03 | 1.15 | 11271.335
5071 | 7 | 212 | 2017-07-31 | 0.71069 | 1 | 0.71069 | 0.75904 | 0.7356 | 0.57906 | 0.56669 | 0.56436 | 0.45837 | 0.54883 | 0.53299 | 0.46273 | 0.56081 | 0.41851 | 0.48745 | 1 | 1 | 31 | 12796 | 4797 | 7063 | 9782 | 1804 | 2763 | 9026 | 1517 | 1189 | 27197 | 1.13 | 1.26 | 11428.795
5072 | 8 | 212 | 2017-07-31 | 0.73585 | 1 | 0.73585 | 0.74699 | 0.74366 | 0.61028 | 0.60118 | 0.60783 | 0.49829 | 0.58807 | 0.56481 | 0.50185 | 0.59372 | 0.43259 | 0.53222 | 1 | 1 | 32 | 13486 | 5089 | 7607 | 10634 | 1933 | 2928 | 9789 | 1606 | 1229 | 29695 | 1.17 | 1.24 | 11554.04
5073 | 9 | 212 | 2017-07-31 | 0.71698 | 1 | 0.71698 | 0.71084 | 0.84656 | 0.64517 | 0.63875 | 0.65202 | 0.54908 | 0.62519 | 0.60031 | 0.53855 | 0.63364 | 0.44527 | 0.56953 | 1 | 1 | 33 | 14257 | 5407 | 8160 | 11718 | 2055 | 3112 | 10505 | 1714 | 1265 | 31777 | 1.14 | 1.18 | 13152.805
5074 | 10 | 212 | 2017-07-31 | 0.69811 | 1 | 0.69811 | 0.6988 | 0.91285 | 0.68047 | 0.67312 | 0.69636 | 0.5929 | 0.66565 | 0.64062 | 0.57372 | 0.66913 | 0.47131 | 0.60314 | 1 | 1 | 34 | 15037 | 5698 | 8715 | 12653 | 2188 | 3321 | 11191 | 1810 | 1339 | 33652 | 1.11 | 1.16 | 14182.66
5075 | 11 | 212 | 2017-07-31 | 0.7044 | 1 | 0.7044 | 0.72289 | 0.9624 | 0.72151 | 0.71294 | 0.74223 | 0.63146 | 0.70611 | 0.6821 | 0.61022 | 0.70758 | 0.50968 | 0.63783 | 1 | 1 | 35 | 15944 | 6035 | 9289 | 13476 | 2321 | 3536 | 11903 | 1914 | 1448 | 35588 | 1.12 | 1.2 | 14952.575
5076 | 12 | 212 | 2017-07-31 | 0.67925 | 1 | 0.67925 | 0.72289 | 0.97754 | 0.75496 | 0.74731 | 0.78226 | 0.67012 | 0.73745 | 0.71431 | 0.64421 | 0.74122 | 0.54664 | 0.66875 | 1 | 1 | 36 | 16683 | 6326 | 9790 | 14301 | 2424 | 3703 | 12566 | 2005 | 1553 | 37313 | 1.08 | 1.2 | 15187.805
5077 | 13 | 212 | 2017-07-31 | 0.62264 | 1 | 0.62264 | 0.6988 | 0.95214 | 0.78704 | 0.7785 | 0.8143 | 0.704 | 0.77213 | 0.74421 | 0.67266 | 0.76969 | 0.57409 | 0.6965 | 1 | 1 | 37 | 17392 | 6590 | 10191 | 15024 | 2538 | 3858 | 13121 | 2082 | 1631 | 38861 | 0.99 | 1.16 | 14793.225
5078 | 14 | 212 | 2017-07-31 | 0.63522 | 1 | 0.63522 | 0.6988 | 0.97576 | 0.81582 | 0.80402 | 0.84571 | 0.73427 | 0.79951 | 0.77122 | 0.70117 | 0.79889 | 0.60577 | 0.7242 | 1 | 1 | 38 | 18028 | 6806 | 10584 | 15670 | 2628 | 3998 | 13677 | 2161 | 1721 | 40407 | 1.01 | 1.16 | 15160.185
5079 | 15 | 212 | 2017-07-31 | 0.65409 | 1 | 0.65409 | 0.70482 | 1 | 0.83858 | 0.82268 | 0.86576 | 0.76271 | 0.8202 | 0.7909 | 0.72373 | 0.8207 | 0.64168 | 0.74724 | 1 | 1 | 39 | 18531 | 6964 | 10835 | 16277 | 2696 | 4100 | 14117 | 2220 | 1823 | 41692 | 1.04 | 1.17 | 15536.75
5080 | 16 | 212 | 2017-07-31 | 0.67925 | 1 | 0.67925 | 0.72289 | 0.99944 | 0.8537 | 0.83875 | 0.87663 | 0.78501 | 0.83572 | 0.8071 | 0.74141 | 0.83549 | 0.66315 | 0.76609 | 1 | 1 | 40 | 18865 | 7100 | 10971 | 16753 | 2747 | 4184 | 14462 | 2260 | 1884 | 42744 | 1.08 | 1.2 | 15528.105
5081 | 17 | 212 | 2017-07-31 | 0.73585 | 1 | 0.73585 | 0.78313 | 0.98608 | 0.86103 | 0.84985 | 0.88118 | 0.79706 | 0.85002 | 0.8235 | 0.75233 | 0.84473 | 0.68497 | 0.7789 | 1 | 1 | 41 | 19027 | 7194 | 11028 | 17010 | 2794 | 4269 | 14675 | 2285 | 1946 | 43459 | 1.17 | 1.3 | 15320.515
5082 | 18 | 212 | 2017-07-31 | 0.79874 | 1 | 0.79874 | 0.81325 | 0.92154 | 0.86483 | 0.85186 | 0.87775 | 0.79898 | 0.85427 | 0.83044 | 0.75413 | 0.84399 | 0.69835 | 0.78165 | 1 | 1 | 42 | 19111 | 7211 | 10985 | 17051 | 2808 | 4305 | 14710 | 2283 | 1984 | 43612 | 1.27 | 1.35 | 14317.695
5083 | 19 | 212 | 2017-07-31 | 0.83648 | 1 | 0.83648 | 0.8494 | 0.8823 | 0.85275 | 0.84182 | 0.86528 | 0.78965 | 0.84271 | 0.82195 | 0.74095 | 0.82847 | 0.69483 | 0.76537 | 1 | 1 | 43 | 18844 | 7126 | 10829 | 16852 | 2770 | 4261 | 14453 | 2241 | 1974 | 42704 | 1.33 | 1.41 | 13708.055
5084 | 20 | 212 | 2017-07-31 | 0.91824 | 1 | 0.91824 | 0.90361 | 0.93549 | 0.82876 | 0.82032 | 0.84195 | 0.7643 | 0.81685 | 0.79823 | 0.7124 | 0.80222 | 0.67687 | 0.74234 | 1 | 1 | 44 | 18314 | 6944 | 10537 | 16311 | 2685 | 4138 | 13896 | 2170 | 1923 | 41419 | 1.46 | 1.5 | 14534.475
5085 | 21 | 212 | 2017-07-31 | 0.91195 | 1 | 0.91195 | 0.93976 | 0.93593 | 0.79967 | 0.80035 | 0.81175 | 0.73586 | 0.78521 | 0.76582 | 0.68502 | 0.78078 | 0.65012 | 0.72591 | 1 | 1 | 45 | 17671 | 6775 | 10159 | 15704 | 2581 | 3970 | 13362 | 2112 | 1847 | 40502 | 1.45 | 1.56 | 14541.295
5086 | 22 | 212 | 2017-07-31 | 0.89308 | 1 | 0.89308 | 0.89759 | 0.9084 | 0.78297 | 0.77968 | 0.79409 | 0.71463 | 0.76088 | 0.74672 | 0.65826 | 0.76192 | 0.63006 | 0.70139 | 1 | 1 | 46 | 17302 | 6600 | 9938 | 15251 | 2501 | 3871 | 12840 | 2061 | 1790 | 39134 | 1.42 | 1.49 | 14113.52
5087 | 23 | 212 | 2017-07-31 | 0.7673 | 1 | 0.7673 | 0.8012 | 0.88374 | 0.7283 | 0.72002 | 0.74431 | 0.69083 | 0.70459 | 0.69367 | 0.59782 | 0.70869 | 0.56987 | 0.64554 | 1 | 1 | 47 | 16094 | 6095 | 9315 | 14743 | 2316 | 3596 | 11661 | 1917 | 1619 | 36018 | 1.22 | 1.33 | 13730.465
5088 | 24 | 212 | 2017-07-31 | 0.69182 | 1 | 0.69182 | 0.69277 | 0.84359 | 0.66409 | 0.65529 | 0.68094 | 0.63661 | 0.63918 | 0.63214 | 0.53727 | 0.65139 | 0.50194 | 0.5867 | 1 | 1 | 48 | 14675 | 5547 | 8522 | 13586 | 2101 | 3277 | 10480 | 1762 | 1426 | 32735 | 1.1 | 1.15 | 13106.685
5089 | 1 | 213 | 2017-08-01 | 0.61635 | 1 | 0.61635 | 0.64458 | 0.80131 | 0.61553 | 0.59811 | 0.60016 | 0.55935 | 0.59233 | 0.59105 | 0.50231 | 0.58484 | 0.47026 | 0.54639 | 2 | 1 | 49 | 13602 | 5063 | 7511 | 11937 | 1947 | 3064 | 9798 | 1582 | 1336 | 30486 | 0.98 | 1.07 | 12449.825
5090 | 2 | 213 | 2017-08-01 | 0.61006 | 1 | 0.61006 | 0.62048 | 0.77242 | 0.58037 | 0.56539 | 0.5682 | 0.51839 | 0.55491 | 0.55517 | 0.47083 | 0.55342 | 0.43576 | 0.51349 | 2 | 1 | 50 | 12825 | 4786 | 7111 | 11063 | 1824 | 2878 | 9184 | 1497 | 1238 | 28650 | 0.97 | 1.03 | 12000.945
5091 | 3 | 213 | 2017-08-01 | 0.59748 | 1 | 0.59748 | 0.62048 | 0.74901 | 0.55756 | 0.54554 | 0.54758 | 0.48896 | 0.52845 | 0.52816 | 0.45032 | 0.53383 | 0.41499 | 0.49266 | 2 | 1 | 51 | 12321 | 4618 | 6853 | 10435 | 1737 | 2738 | 8784 | 1444 | 1179 | 27488 | 0.95 | 1.03 | 11637.225
5092 | 4 | 213 | 2017-08-01 | 0.58491 | 1 | 0.58491 | 0.62048 | 0.73082 | 0.54629 | 0.53621 | 0.53504 | 0.46924 | 0.51232 | 0.51254 | 0.44002 | 0.52274 | 0.39845 | 0.48218 | 2 | 1 | 52 | 12072 | 4539 | 6696 | 10014 | 1684 | 2657 | 8583 | 1414 | 1132 | 26903 | 0.93 | 1.03 | 11354.585
5093 | 5 | 213 | 2017-08-01 | 0.60377 | 1 | 0.60377 | 0.64458 | 0.71832 | 0.54752 | 0.53987 | 0.5356 | 0.45921 | 0.51293 | 0.511 | 0.44289 | 0.52421 | 0.39282 | 0.48589 | 2 | 1 | 53 | 12099 | 4570 | 6703 | 9800 | 1686 | 2649 | 8639 | 1418 | 1116 | 27110 | 0.96 | 1.07 | 11160.345
5094 | 6 | 213 | 2017-08-01 | 0.67296 | 1 | 0.67296 | 0.6988 | 0.72546 | 0.56924 | 0.56409 | 0.55885 | 0.46366 | 0.53727 | 0.53029 | 0.46514 | 0.54529 | 0.40303 | 0.50996 | 2 | 1 | 54 | 12579 | 4775 | 6994 | 9895 | 1766 | 2749 | 9073 | 1475 | 1145 | 28453 | 1.07 | 1.16 | 11271.335
5095 | 7 | 213 | 2017-08-01 | 0.73585 | 1 | 0.73585 | 0.77108 | 0.7356 | 0.60309 | 0.60413 | 0.59473 | 0.48681 | 0.58229 | 0.5652 | 0.50246 | 0.57967 | 0.43295 | 0.54908 | 2 | 1 | 55 | 13327 | 5114 | 7443 | 10389 | 1914 | 2930 | 9801 | 1568 | 1230 | 30636 | 1.17 | 1.28 | 11428.795
5096 | 8 | 213 | 2017-08-01 | 0.74214 | 1 | 0.74214 | 0.78313 | 0.74366 | 0.6349 | 0.63485 | 0.63244 | 0.52631 | 0.62032 | 0.59336 | 0.54147 | 0.61257 | 0.44386 | 0.59744 | 2 | 1 | 56 | 14030 | 5374 | 7915 | 11232 | 2039 | 3076 | 10562 | 1657 | 1261 | 33334 | 1.18 | 1.3 | 11554.04
5097 | 9 | 213 | 2017-08-01 | 0.74843 | 1 | 0.74843 | 0.74699 | 0.84656 | 0.6706 | 0.66545 | 0.6684 | 0.57575 | 0.65622 | 0.62867 | 0.57567 | 0.64843 | 0.45829 | 0.6395 | 2 | 1 | 57 | 14819 | 5633 | 8365 | 12287 | 2157 | 3259 | 11229 | 1754 | 1302 | 35681 | 1.19 | 1.24 | 13152.805
5098 | 10 | 213 | 2017-08-01 | 0.71698 | 1 | 0.71698 | 0.72892 | 0.91285 | 0.704 | 0.69781 | 0.70675 | 0.61848 | 0.69273 | 0.66551 | 0.61489 | 0.69205 | 0.4868 | 0.67959 | 2 | 1 | 58 | 15557 | 5907 | 8845 | 13199 | 2277 | 3450 | 11994 | 1872 | 1383 | 37918 | 1.14 | 1.21 | 14182.66
5099 | 11 | 213 | 2017-08-01 | 0.71698 | 1 | 0.71698 | 0.71084 | 0.9624 | 0.74247 | 0.73892 | 0.74966 | 0.65541 | 0.72893 | 0.70332 | 0.65708 | 0.72902 | 0.5227 | 0.72032 | 2 | 1 | 59 | 16407 | 6255 | 9382 | 13987 | 2396 | 3646 | 12817 | 1972 | 1485 | 40190 | 1.14 | 1.18 | 14952.575
5100 | 12 | 213 | 2017-08-01 | 0.69811 | 1 | 0.69811 | 0.68072 | 0.97754 | 0.77885 | 0.77637 | 0.78538 | 0.6935 | 0.75875 | 0.73457 | 0.69886 | 0.76821 | 0.56142 | 0.75876 | 2 | 1 | 60 | 17211 | 6572 | 9829 | 14800 | 2494 | 3808 | 13632 | 2078 | 1595 | 42335 | 1.11 | 1.13 | 15187.805
5101 | 13 | 213 | 2017-08-01 | 0.63522 | 1 | 0.63522 | 0.6506 | 0.95214 | 0.81143 | 0.80992 | 0.81758 | 0.72532 | 0.7913 | 0.76717 | 0.73449 | 0.80296 | 0.60084 | 0.79009 | 2 | 1 | 61 | 17931 | 6856 | 10232 | 15479 | 2601 | 3977 | 14327 | 2172 | 1707 | 44083 | 1.01 | 1.08 | 14793.225
5102 | 14 | 213 | 2017-08-01 | 0.61635 | 1 | 0.61635 | 0.63253 | 0.97576 | 0.84035 | 0.83898 | 0.84826 | 0.7524 | 0.81929 | 0.79938 | 0.76889 | 0.83216 | 0.63464 | 0.81764 | 2 | 1 | 62 | 18570 | 7102 | 10616 | 16057 | 2693 | 4144 | 14998 | 2251 | 1803 | 45620 | 0.98 | 1.05 | 15160.185
5103 | 15 | 213 | 2017-08-01 | 0.61635 | 1 | 0.61635 | 0.65663 | 1 | 0.86017 | 0.85978 | 0.86648 | 0.77747 | 0.83724 | 0.82079 | 0.79268 | 0.85619 | 0.66033 | 0.83787 | 2 | 1 | 63 | 19008 | 7278 | 10844 | 16592 | 2752 | 4255 | 15462 | 2316 | 1876 | 46749 | 0.98 | 1.09 | 15536.75
5104 | 16 | 213 | 2017-08-01 | 0.64151 | 1 | 0.64151 | 0.68072 | 0.99944 | 0.87062 | 0.87501 | 0.87871 | 0.79434 | 0.85154 | 0.83719 | 0.81278 | 0.87246 | 0.68673 | 0.85264 | 2 | 1 | 64 | 19239 | 7407 | 10997 | 16952 | 2799 | 4340 | 15854 | 2360 | 1951 | 47573 | 1.02 | 1.13 | 15528.105
5105 | 17 | 213 | 2017-08-01 | 0.66667 | 1 | 0.66667 | 0.72892 | 0.98608 | 0.87841 | 0.88494 | 0.88358 | 0.8024 | 0.86644 | 0.85397 | 0.826 | 0.8817 | 0.70715 | 0.86463 | 2 | 1 | 65 | 19411 | 7491 | 11058 | 17124 | 2848 | 4427 | 16112 | 2385 | 2009 | 48242 | 1.06 | 1.21 | 15320.515
5106 | 18 | 213 | 2017-08-01 | 0.68553 | 1 | 0.68553 | 0.77711 | 0.92154 | 0.87786 | 0.88376 | 0.87727 | 0.80076 | 0.87283 | 0.86015 | 0.82405 | 0.88207 | 0.71524 | 0.86692 | 2 | 1 | 66 | 19399 | 7481 | 10979 | 17089 | 2869 | 4459 | 16074 | 2386 | 2032 | 48370 | 1.09 | 1.29 | 14317.695
5107 | 19 | 213 | 2017-08-01 | 0.7044 | 1 | 0.7044 | 0.79518 | 0.8823 | 0.86216 | 0.86604 | 0.86424 | 0.78651 | 0.8634 | 0.84375 | 0.80611 | 0.86506 | 0.70855 | 0.84932 | 2 | 1 | 67 | 19052 | 7331 | 10816 | 16785 | 2838 | 4374 | 15724 | 2340 | 2013 | 47388 | 1.12 | 1.32 | 13708.055
5108 | 20 | 213 | 2017-08-01 | 0.7673 | 1 | 0.7673 | 0.8494 | 0.93549 | 0.83591 | 0.84454 | 0.83883 | 0.75929 | 0.83663 | 0.81655 | 0.77725 | 0.83586 | 0.68919 | 0.81821 | 2 | 1 | 68 | 18472 | 7149 | 10498 | 16204 | 2750 | 4233 | 15161 | 2261 | 1958 | 45652 | 1.22 | 1.41 | 14534.475
5109 | 21 | 213 | 2017-08-01 | 0.83648 | 1 | 0.83648 | 0.89759 | 0.93593 | 0.80885 | 0.82658 | 0.81143 | 0.73197 | 0.80651 | 0.78742 | 0.74715 | 0.80924 | 0.66455 | 0.79625 | 2 | 1 | 69 | 17874 | 6997 | 10155 | 15621 | 2651 | 4082 | 14574 | 2189 | 1888 | 44427 | 1.33 | 1.49 | 14541.295
5110 | 22 | 213 | 2017-08-01 | 0.8239 | 1 | 0.8239 | 0.87349 | 0.9084 | 0.79066 | 0.79421 | 0.79097 | 0.71627 | 0.784 | 0.76736 | 0.71481 | 0.78373 | 0.64625 | 0.76654 | 2 | 1 | 70 | 17472 | 6723 | 9899 | 15286 | 2577 | 3978 | 13943 | 2120 | 1836 | 42769 | 1.31 | 1.45 | 14113.52
5111 | 23 | 213 | 2017-08-01 | 0.77358 | 1 | 0.77358 | 0.75904 | 0.88374 | 0.73504 | 0.73113 | 0.73879 | 0.68844 | 0.72863 | 0.71489 | 0.65021 | 0.72754 | 0.58993 | 0.7034 | 2 | 1 | 71 | 16243 | 6189 | 9246 | 14692 | 2395 | 3706 | 12683 | 1968 | 1676 | 39246 | 1.23 | 1.26 | 13730.465
5112 | 24 | 213 | 2017-08-01 | 0.7044 | 1 | 0.7044 | 0.68072 | 0.84359 | 0.67201 | 0.66875 | 0.67495 | 0.63591 | 0.66109 | 0.65413 | 0.58623 | 0.66802 | 0.51813 | 0.639 | 2 | 1 | 72 | 14850 | 5661 | 8447 | 13571 | 2173 | 3391 | 11435 | 1807 | 1472 | 35653 | 1.12 | 1.13 | 13106.685
5113 | 1 | 214 | 2017-08-02 | 0.6478 | 1 | 0.6478 | 0.63253 | 0.80131 | 0.62042 | 0.61914 | 0.60951 | 0.57584 | 0.61515 | 0.58681 | 0.53722 | 0.62033 | 0.47378 | 0.60292 | 3 | 1 | 73 | 13710 | 5241 | 7628 | 12289 | 2022 | 3042 | 10479 | 1678 | 1346 | 33640 | 1.03 | 1.05 | 12449.825
5114 | 2 | 214 | 2017-08-02 | 0.59748 | 1 | 0.59748 | 0.61446 | 0.77242 | 0.58589 | 0.58653 | 0.57603 | 0.53404 | 0.57378 | 0.55035 | 0.50436 | 0.58669 | 0.43752 | 0.56672 | 3 | 1 | 74 | 12947 | 4965 | 7209 | 11397 | 1886 | 2853 | 9838 | 1587 | 1243 | 31620 | 0.95 | 1.02 | 12000.945
5115 | 3 | 214 | 2017-08-02 | 0.57862 | 1 | 0.57862 | 0.59639 | 0.74901 | 0.5624 | 0.56586 | 0.55501 | 0.50396 | 0.54427 | 0.52373 | 0.48288 | 0.56636 | 0.41429 | 0.54154 | 3 | 1 | 75 | 12428 | 4790 | 6946 | 10755 | 1789 | 2715 | 9419 | 1532 | 1177 | 30215 | 0.92 | 0.99 | 11637.225
5116 | 4 | 214 | 2017-08-02 | 0.58491 | 1 | 0.58491 | 0.61446 | 0.73082 | 0.55023 | 0.55416 | 0.54287 | 0.48339 | 0.52632 | 0.50772 | 0.4715 | 0.55083 | 0.39634 | 0.52691 | 3 | 1 | 76 | 12159 | 4691 | 6794 | 10316 | 1730 | 2632 | 9197 | 1490 | 1126 | 29399 | 0.93 | 1.02 | 11354.585
5117 | 5 | 214 | 2017-08-02 | 0.58491 | 1 | 0.58491 | 0.62048 | 0.71832 | 0.55141 | 0.55641 | 0.54239 | 0.47228 | 0.52601 | 0.50617 | 0.47196 | 0.5475 | 0.3893 | 0.52671 | 3 | 1 | 77 | 12185 | 4710 | 6788 | 10079 | 1729 | 2624 | 9206 | 1481 | 1106 | 29388 | 0.93 | 1.03 | 11160.345
5118 | 6 | 214 | 2017-08-02 | 0.61635 | 1 | 0.61635 | 0.6747 | 0.72546 | 0.5724 | 0.57815 | 0.56516 | 0.47659 | 0.55065 | 0.52508 | 0.4959 | 0.56821 | 0.40021 | 0.54749 | 3 | 1 | 78 | 12649 | 4894 | 7073 | 10171 | 1810 | 2722 | 9673 | 1537 | 1137 | 30547 | 0.98 | 1.12 | 11271.335
5119 | 7 | 214 | 2017-08-02 | 0.67296 | 1 | 0.67296 | 0.75904 | 0.7356 | 0.6087 | 0.61252 | 0.59808 | 0.49763 | 0.59598 | 0.55787 | 0.52984 | 0.6 | 0.42837 | 0.58184 | 3 | 1 | 79 | 13451 | 5185 | 7485 | 10620 | 1959 | 2892 | 10335 | 1623 | 1217 | 32464 | 1.07 | 1.26 | 11428.795
5120 | 8 | 214 | 2017-08-02 | 0.72327 | 1 | 0.72327 | 0.74699 | 0.74366 | 0.63915 | 0.64654 | 0.6358 | 0.53643 | 0.63645 | 0.58951 | 0.56824 | 0.63216 | 0.44069 | 0.62565 | 3 | 1 | 80 | 14124 | 5473 | 7957 | 11448 | 2092 | 3056 | 11084 | 1710 | 1252 | 34908 | 1.15 | 1.24 | 11554.04
5121 | 9 | 214 | 2017-08-02 | 0.75472 | 1 | 0.75472 | 0.71084 | 0.84656 | 0.67155 | 0.68246 | 0.67191 | 0.58751 | 0.67478 | 0.62712 | 0.60812 | 0.67283 | 0.45653 | 0.66848 | 3 | 1 | 81 | 14840 | 5777 | 8409 | 12538 | 2218 | 3251 | 11862 | 1820 | 1297 | 37298 | 1.2 | 1.18 | 13152.805
5122 | 10 | 214 | 2017-08-02 | 0.79245 | 1 | 0.79245 | 0.6747 | 0.91285 | 0.70454 | 0.7166 | 0.70811 | 0.63095 | 0.71494 | 0.66493 | 0.64995 | 0.71645 | 0.48222 | 0.71476 | 3 | 1 | 82 | 15569 | 6066 | 8862 | 13465 | 2350 | 3447 | 12678 | 1938 | 1370 | 39880 | 1.26 | 1.12 | 14182.66
5123 | 11 | 214 | 2017-08-02 | 0.73585 | 1 | 0.73585 | 0.6506 | 0.9624 | 0.7407 | 0.75972 | 0.75062 | 0.66707 | 0.75753 | 0.70255 | 0.69307 | 0.76044 | 0.51426 | 0.76177 | 3 | 1 | 83 | 16368 | 6431 | 9394 | 14236 | 2490 | 3642 | 13519 | 2057 | 1461 | 42503 | 1.17 | 1.08 | 14952.575
5124 | 12 | 214 | 2017-08-02 | 0.72327 | 1 | 0.72327 | 0.61446 | 0.97754 | 0.7736 | 0.79646 | 0.78538 | 0.70376 | 0.79404 | 0.73399 | 0.73864 | 0.79778 | 0.5491 | 0.80142 | 3 | 1 | 84 | 17095 | 6742 | 9829 | 15019 | 2610 | 3805 | 14408 | 2158 | 1560 | 44715 | 1.15 | 1.02 | 15187.805
5125 | 13 | 214 | 2017-08-02 | 0.71069 | 1 | 0.71069 | 0.63855 | 0.95214 | 0.80482 | 0.82977 | 0.8175 | 0.73263 | 0.82933 | 0.76408 | 0.77556 | 0.82773 | 0.58325 | 0.83377 | 3 | 1 | 85 | 17785 | 7024 | 10231 | 15635 | 2726 | 3961 | 15128 | 2239 | 1657 | 46520 | 1.13 | 1.06 | 14793.225
5126 | 14 | 214 | 2017-08-02 | 0.69182 | 1 | 0.69182 | 0.62048 | 0.97576 | 0.83297 | 0.85647 | 0.84746 | 0.75423 | 0.85914 | 0.79282 | 0.80837 | 0.85841 | 0.61352 | 0.85965 | 3 | 1 | 86 | 18407 | 7250 | 10606 | 16096 | 2824 | 4110 | 15768 | 2322 | 1743 | 47964 | 1.1 | 1.03 | 15160.185
5127 | 15 | 214 | 2017-08-02 | 0.67296 | 1 | 0.67296 | 0.62048 | 1 | 0.86134 | 0.87242 | 0.86472 | 0.77508 | 0.8777 | 0.8125 | 0.82949 | 0.878 | 0.63499 | 0.87667 | 3 | 1 | 87 | 19034 | 7385 | 10822 | 16541 | 2885 | 4212 | 16180 | 2375 | 1804 | 48914 | 1.07 | 1.03 | 15536.75
5128 | 16 | 214 | 2017-08-02 | 0.68553 | 1 | 0.68553 | 0.63253 | 0.99944 | 0.87967 | 0.8834 | 0.87543 | 0.78516 | 0.89169 | 0.82716 | 0.84154 | 0.88725 | 0.65646 | 0.88872 | 3 | 1 | 88 | 19439 | 7478 | 10956 | 16756 | 2931 | 4288 | 16415 | 2400 | 1865 | 49586 | 1.09 | 1.05 | 15528.105
5129 | 17 | 214 | 2017-08-02 | 0.66667 | 1 | 0.66667 | 0.71084 | 0.98608 | 0.89171 | 0.89132 | 0.87903 | 0.79378 | 0.90356 | 0.84047 | 0.84938 | 0.89612 | 0.67758 | 0.8966 | 3 | 1 | 89 | 19705 | 7545 | 11001 | 16940 | 2970 | 4357 | 16568 | 2424 | 1925 | 50026 | 1.06 | 1.18 | 15320.515
5130 | 18 | 214 | 2017-08-02 | 0.69811 | 1 | 0.69811 | 0.71687 | 0.92154 | 0.88727 | 0.88955 | 0.87103 | 0.79523 | 0.90447 | 0.84008 | 0.8443 | 0.89242 | 0.68603 | 0.89608 | 3 | 1 | 90 | 19607 | 7530 | 10901 | 16971 | 2973 | 4355 | 16469 | 2414 | 1949 | 49997 | 1.11 | 1.19 | 14317.695
5131 | 19 | 214 | 2017-08-02 | 0.72327 | 1 | 0.72327 | 0.76506 | 0.8823 | 0.87239 | 0.87454 | 0.85913 | 0.78483 | 0.89017 | 0.81983 | 0.82318 | 0.87098 | 0.67899 | 0.8671 | 3 | 1 | 91 | 19278 | 7403 | 10752 | 16749 | 2926 | 4250 | 16057 | 2356 | 1929 | 48380 | 1.15 | 1.27 | 13708.055
5132 | 20 | 214 | 2017-08-02 | 0.78616 | 1 | 0.78616 | 0.80723 | 0.93549 | 0.84886 | 0.84962 | 0.83092 | 0.75831 | 0.86097 | 0.79186 | 0.79181 | 0.84325 | 0.65927 | 0.82821 | 3 | 1 | 92 | 18758 | 7192 | 10399 | 16183 | 2830 | 4105 | 15445 | 2281 | 1873 | 46210 | 1.25 | 1.34 | 14534.475
5133 | 21 | 214 | 2017-08-02 | 0.83648 | 1 | 0.83648 | 0.86145 | 0.93593 | 0.82048 | 0.82528 | 0.80216 | 0.72644 | 0.8272 | 0.76254 | 0.76171 | 0.81627 | 0.6364 | 0.79996 | 3 | 1 | 93 | 18131 | 6986 | 10039 | 15503 | 2719 | 3953 | 14858 | 2208 | 1808 | 44634 | 1.33 | 1.43 | 14541.295
5134 | 22 | 214 | 2017-08-02 | 0.81761 | 1 | 0.81761 | 0.8494 | 0.9084 | 0.80012 | 0.80201 | 0.78442 | 0.70854 | 0.80286 | 0.74479 | 0.72603 | 0.7915 | 0.62196 | 0.766 | 3 | 1 | 94 | 17681 | 6789 | 9817 | 15121 | 2639 | 3861 | 14162 | 2141 | 1767 | 42739 | 1.3 | 1.41 | 14113.52
5135 | 23 | 214 | 2017-08-02 | 0.75472 | 1 | 0.75472 | 0.72892 | 0.88374 | 0.74545 | 0.74341 | 0.73384 | 0.6845 | 0.74414 | 0.69695 | 0.66298 | 0.73641 | 0.57445 | 0.70047 | 3 | 1 | 95 | 16473 | 6293 | 9184 | 14608 | 2446 | 3613 | 12932 | 1992 | 1632 | 39083 | 1.2 | 1.21 | 13730.465
5136 | 24 | 214 | 2017-08-02 | 0.68553 | 1 | 0.68553 | 0.6506 | 0.84359 | 0.68174 | 0.68057 | 0.67135 | 0.63038 | 0.676 | 0.63657 | 0.60053 | 0.67246 | 0.50475 | 0.63427 | 3 | 1 | 96 | 15065 | 5761 | 8402 | 13453 | 2222 | 3300 | 11714 | 1819 | 1434 | 35389 | 1.09 | 1.08 | 13106.685
5137 | 1 | 215 | 2017-08-03 | 0.61635 | 1 | 0.61635 | 0.62651 | 0.80131 | 0.61612 | 0.6241 | 0.6135 | 0.56553 | 0.59781 | 0.58893 | 0.55875 | 0.62921 | 0.46639 | 0.57944 | 4 | 1 | 97 | 13615 | 5283 | 7678 | 12069 | 1965 | 3053 | 10899 | 1702 | 1325 | 32330 | 0.98 | 1.04 | 12449.825
5138 | 2 | 215 | 2017-08-03 | 0.60377 | 1 | 0.60377 | 0.60241 | 0.77242 | 0.58232 | 0.59043 | 0.57891 | 0.52547 | 0.56191 | 0.55266 | 0.52317 | 0.59741 | 0.43365 | 0.54344 | 4 | 1 | 98 | 12868 | 4998 | 7245 | 11214 | 1847 | 2865 | 10205 | 1616 | 1232 | 30321 | 0.96 | 1 | 12000.945
5139 | 3 | 215 | 2017-08-03 | 0.59748 | 1 | 0.59748 | 0.59036 | 0.74901 | 0.5601 | 0.56952 | 0.55869 | 0.49651 | 0.53636 | 0.52701 | 0.50087 | 0.57597 | 0.41535 | 0.52001 | 4 | 1 | 99 | 12377 | 4821 | 6992 | 10596 | 1763 | 2732 | 9770 | 1558 | 1180 | 29014 | 0.95 | 0.98 | 11637.225
5140 | 4 | 215 | 2017-08-03 | 0.61635 | 1 | 0.61635 | 0.59036 | 0.73082 | 0.54783 | 0.55854 | 0.54606 | 0.47683 | 0.52297 | 0.51292 | 0.48831 | 0.56303 | 0.40021 | 0.50637 | 4 | 1 | 100 | 12106 | 4728 | 6834 | 10176 | 1719 | 2659 | 9525 | 1523 | 1137 | 28253 | 0.98 | 0.98 | 11354.585
5141 | 5 | 215 | 2017-08-03 | 0.64151 | 1 | 0.64151 | 0.60843 | 0.71832 | 0.55 | 0.55972 | 0.54606 | 0.46718 | 0.52388 | 0.5108 | 0.48805 | 0.56229 | 0.39528 | 0.5072 | 4 | 1 | 101 | 12154 | 4738 | 6834 | 9970 | 1722 | 2648 | 9520 | 1521 | 1123 | 28299 | 1.02 | 1.01 | 11160.345
5142 | 6 | 215 | 2017-08-03 | 0.71698 | 1 | 0.71698 | 0.6506 | 0.72546 | 0.57182 | 0.58169 | 0.56748 | 0.47247 | 0.54974 | 0.53125 | 0.51066 | 0.58226 | 0.40831 | 0.52953 | 4 | 1 | 102 | 12636 | 4924 | 7102 | 10083 | 1807 | 2754 | 9961 | 1575 | 1160 | 29545 | 1.14 | 1.08 | 11271.335
5143 | 7 | 215 | 2017-08-03 | 0.77358 | 1 | 0.77358 | 0.68675 | 0.7356 | 0.60693 | 0.61311 | 0.60136 | 0.49721 | 0.59477 | 0.56617 | 0.54235 | 0.61368 | 0.43365 | 0.56722 | 4 | 1 | 103 | 13412 | 5190 | 7526 | 10611 | 1955 | 2935 | 10579 | 1660 | 1232 | 31648 | 1.23 | 1.14 | 11428.795
5144 | 8 | 215 | 2017-08-03 | 0.77987 | 1 | 0.77987 | 0.71687 | 0.74366 | 0.64069 | 0.64643 | 0.6366 | 0.53967 | 0.6334 | 0.60012 | 0.57895 | 0.64621 | 0.4509 | 0.61077 | 4 | 1 | 104 | 14158 | 5472 | 7967 | 11517 | 2082 | 3111 | 11293 | 1748 | 1281 | 34078 | 1.24 | 1.19 | 11554.04
5145 | 9 | 215 | 2017-08-03 | 0.73585 | 1 | 0.73585 | 0.77108 | 0.84656 | 0.67513 | 0.68198 | 0.67263 | 0.58582 | 0.66839 | 0.63735 | 0.62027 | 0.68688 | 0.47166 | 0.65185 | 4 | 1 | 105 | 14919 | 5773 | 8418 | 12502 | 2197 | 3304 | 12099 | 1858 | 1340 | 36370 | 1.17 | 1.28 | 13152.805
5146 | 10 | 215 | 2017-08-03 | 0.67925 | 1 | 0.67925 | 0.74096 | 0.91285 | 0.70952 | 0.71742 | 0.70715 | 0.62448 | 0.70094 | 0.6738 | 0.66518 | 0.72126 | 0.49384 | 0.69182 | 4 | 1 | 106 | 15679 | 6073 | 8850 | 13327 | 2304 | 3493 | 12975 | 1951 | 1403 | 38600 | 1.08 | 1.23 | 14182.66
5147 | 11 | 215 | 2017-08-03 | 0.66667 | 1 | 0.66667 | 0.75301 | 0.9624 | 0.74636 | 0.76007 | 0.74686 | 0.65573 | 0.73532 | 0.71065 | 0.71399 | 0.75416 | 0.53045 | 0.73401 | 4 | 1 | 107 | 16493 | 6434 | 9347 | 13994 | 2417 | 3684 | 13927 | 2040 | 1507 | 40954 | 1.06 | 1.25 | 14952.575
5148 | 12 | 215 | 2017-08-03 | 0.6478 | 1 | 0.6478 | 0.73494 | 0.97754 | 0.77993 | 0.79622 | 0.77851 | 0.68788 | 0.76392 | 0.74113 | 0.75864 | 0.78484 | 0.5667 | 0.77159 | 4 | 1 | 108 | 17235 | 6740 | 9743 | 14680 | 2511 | 3842 | 14798 | 2123 | 1610 | 43051 | 1.03 | 1.22 | 15187.805
5149 | 13 | 215 | 2017-08-03 | 0.66667 | 1 | 0.66667 | 0.71084 | 0.95214 | 0.80926 | 0.82682 | 0.80735 | 0.71327 | 0.79252 | 0.77411 | 0.79658 | 0.80665 | 0.59979 | 0.80396 | 4 | 1 | 109 | 17883 | 6999 | 10104 | 15222 | 2605 | 4013 | 15538 | 2182 | 1704 | 44857 | 1.06 | 1.18 | 14793.225
5150 | 14 | 215 | 2017-08-03 | 0.6478 | 1 | 0.6478 | 0.70482 | 0.97576 | 0.83759 | 0.85068 | 0.83644 | 0.73338 | 0.82172 | 0.80459 | 0.83174 | 0.82957 | 0.62513 | 0.83206 | 4 | 1 | 110 | 18509 | 7201 | 10468 | 15651 | 2701 | 4171 | 16224 | 2244 | 1776 | 46425 | 1.03 | 1.17 | 15160.185
5151 | 15 | 215 | 2017-08-03 | 0.62893 | 1 | 0.62893 | 0.69277 | 1 | 0.85492 | 0.86722 | 0.8521 | 0.75348 | 0.83967 | 0.82485 | 0.85353 | 0.84436 | 0.64907 | 0.85151 | 4 | 1 | 111 | 18892 | 7341 | 10664 | 16080 | 2760 | 4276 | 16649 | 2284 | 1844 | 47510 | 1 | 1.15 | 15536.75
5152 | 16 | 215 | 2017-08-03 | 0.67296 | 1 | 0.67296 | 0.69277 | 0.99944 | 0.86564 | 0.87655 | 0.86185 | 0.76562 | 0.84758 | 0.84028 | 0.8665 | 0.85508 | 0.67406 | 0.86581 | 4 | 1 | 112 | 19129 | 7420 | 10786 | 16339 | 2786 | 4356 | 16902 | 2313 | 1915 | 48308 | 1.07 | 1.15 | 15528.105
5153 | 17 | 215 | 2017-08-03 | 0.72327 | 1 | 0.72327 | 0.75301 | 0.98608 | 0.87325 | 0.88198 | 0.8668 | 0.77002 | 0.86158 | 0.85455 | 0.87553 | 0.86396 | 0.69342 | 0.87347 | 4 | 1 | 113 | 19297 | 7466 | 10848 | 16433 | 2832 | 4430 | 17078 | 2337 | 1970 | 48735 | 1.15 | 1.25 | 15320.515
5154 | 18 | 215 | 2017-08-03 | 0.7673 | 1 | 0.7673 | 0.80723 | 0.92154 | 0.8704 | 0.87903 | 0.86073 | 0.76515 | 0.86462 | 0.85648 | 0.87045 | 0.8647 | 0.70151 | 0.86866 | 4 | 1 | 114 | 19234 | 7441 | 10772 | 16329 | 2842 | 4440 | 16979 | 2339 | 1993 | 48467 | 1.22 | 1.34 | 14317.695
5155 | 19 | 215 | 2017-08-03 | 0.77358 | 1 | 0.77358 | 0.83133 | 0.8823 | 0.857 | 0.8619 | 0.84459 | 0.74781 | 0.85336 | 0.84086 | 0.8501 | 0.8451 | 0.69975 | 0.84239 | 4 | 1 | 115 | 18938 | 7296 | 10570 | 15959 | 2805 | 4359 | 16582 | 2286 | 1988 | 47001 | 1.23 | 1.38 | 13708.055
5156 | 20 | 215 | 2017-08-03 | 0.80503 | 1 | 0.80503 | 0.8494 | 0.93549 | 0.83265 | 0.83839 | 0.81718 | 0.71646 | 0.8272 | 0.81327 | 0.81893 | 0.81922 | 0.67934 | 0.81201 | 4 | 1 | 116 | 18400 | 7097 | 10227 | 15290 | 2719 | 4216 | 15974 | 2216 | 1930 | 45306 | 1.28 | 1.41 | 14534.475
5157 | 21 | 215 | 2017-08-03 | 0.89937 | 1 | 0.89937 | 0.93373 | 0.93593 | 0.80482 | 0.81311 | 0.78881 | 0.68994 | 0.79495 | 0.77932 | 0.79145 | 0.79704 | 0.64977 | 0.78889 | 4 | 1 | 117 | 17785 | 6883 | 9872 | 14724 | 2613 | 4040 | 15438 | 2156 | 1846 | 44016 | 1.43 | 1.55 | 14541.295
5158 | 22 | 215 | 2017-08-03 | 0.88679 | 1 | 0.88679 | 0.90964 | 0.9084 | 0.7869 | 0.79067 | 0.77283 | 0.67312 | 0.77609 | 0.75926 | 0.75602 | 0.77116 | 0.63217 | 0.7562 | 4 | 1 | 118 | 17389 | 6693 | 9672 | 14365 | 2551 | 3936 | 14747 | 2086 | 1796 | 42192 | 1.41 | 1.51 | 14113.52
5159 | 23 | 215 | 2017-08-03 | 0.79874 | 1 | 0.79874 | 0.85542 | 0.88374 | 0.73437 | 0.73066 | 0.72457 | 0.64383 | 0.72315 | 0.71238 | 0.69225 | 0.72015 | 0.58677 | 0.69571 | 4 | 1 | 119 | 16228 | 6185 | 9068 | 13740 | 2377 | 3693 | 13503 | 1948 | 1667 | 38817 | 1.27 | 1.42 | 13730.465
5160 | 24 | 215 | 2017-08-03 | 0.7044 | 1 | 0.7044 | 0.77108 | 0.84359 | 0.67237 | 0.66804 | 0.66464 | 0.59233 | 0.66018 | 0.65066 | 0.62945 | 0.66137 | 0.51778 | 0.63502 | 4 | 1 | 120 | 14858 | 5655 | 8318 | 12641 | 2170 | 3373 | 12278 | 1789 | 1471 | 35431 | 1.12 | 1.28 | 13106.685
5161 | 1 | 216 | 2017-08-04 | 0.76101 | 1 | 0.76101 | 0.71687 | 0.80131 | 0.62761 | 0.63083 | 0.62805 | 0.55967 | 0.61454 | 0.5897 | 0.57111 | 0.62218 | 0.4685 | 0.57736 | 5 | 1 | 121 | 13869 | 5340 | 7860 | 11944 | 2020 | 3057 | 11140 | 1683 | 1331 | 32214 | 1.21 | 1.19 | 12449.825
5162 | 2 | 216 | 2017-08-04 | 0.71698 | 1 | 0.71698 | 0.66867 | 0.77242 | 0.5953 | 0.59587 | 0.59569 | 0.51891 | 0.57743 | 0.55401 | 0.5346 | 0.58891 | 0.43435 | 0.54238 | 5 | 1 | 122 | 13155 | 5044 | 7455 | 11074 | 1898 | 2872 | 10428 | 1593 | 1234 | 30262 | 1.14 | 1.11 | 12000.945
5163 | 3 | 216 | 2017-08-04 | 0.7044 | 1 | 0.7044 | 0.64458 | 0.74901 | 0.57304 | 0.57307 | 0.57091 | 0.48887 | 0.55157 | 0.53067 | 0.51205 | 0.56599 | 0.41112 | 0.51935 | 5 | 1 | 123 | 12663 | 4851 | 7145 | 10433 | 1813 | 2751 | 9988 | 1531 | 1168 | 28977 | 1.12 | 1.07 | 11637.225
5164 | 4 | 216 | 2017-08-04 | 0.69811 | 1 | 0.69811 | 0.63253 | 0.73082 | 0.56168 | 0.56149 | 0.55685 | 0.46769 | 0.53544 | 0.51813 | 0.4981 | 0.55823 | 0.39564 | 0.50605 | 5 | 1 | 124 | 12412 | 4753 | 6969 | 9981 | 1760 | 2686 | 9716 | 1510 | 1124 | 28235 | 1.11 | 1.05 | 11354.585
5165 | 5 | 216 | 2017-08-04 | 0.69182 | 1 | 0.69182 | 0.63253 | 0.71832 | 0.562 | 0.56208 | 0.55773 | 0.45612 | 0.53575 | 0.5189 | 0.49851 | 0.55933 | 0.39106 | 0.50669 | 5 | 1 | 125 | 12419 | 4758 | 6980 | 9734 | 1761 | 2690 | 9724 | 1513 | 1111 | 28271 | 1.1 | 1.05 | 11160.345
5166 | 6 | 216 | 2017-08-04 | 0.7044 | 1 | 0.7044 | 0.68072 | 0.72546 | 0.58331 | 0.58086 | 0.57787 | 0.45776 | 0.55948 | 0.53935 | 0.51682 | 0.58336 | 0.40268 | 0.52731 | 5 | 1 | 126 | 12890 | 4917 | 7232 | 9769 | 1839 | 2796 | 10081 | 1578 | 1144 | 29421 | 1.12 | 1.13 | 11271.335
5167 | 7 | 216 | 2017-08-04 | 0.75472 | 1 | 0.75472 | 0.74096 | 0.7356 | 0.61549 | 0.61288 | 0.60895 | 0.47336 | 0.60389 | 0.57215 | 0.54311 | 0.61146 | 0.42415 | 0.56268 | 5 | 1 | 127 | 13601 | 5188 | 7621 | 10102 | 1985 | 2966 | 10594 | 1654 | 1205 | 31395 | 1.2 | 1.23 | 11428.795
5168 | 8 | 216 | 2017-08-04 | 0.81761 | 1 | 0.81761 | 0.77711 | 0.74366 | 0.65019 | 0.6469 | 0.64642 | 0.50555 | 0.64162 | 0.60397 | 0.58223 | 0.64473 | 0.43963 | 0.60548 | 5 | 1 | 128 | 14368 | 5476 | 8090 | 10789 | 2109 | 3131 | 11357 | 1744 | 1249 | 33783 | 1.3 | 1.29 | 11554.04
5169 | 9 | 216 | 2017-08-04 | 0.84277 | 1 | 0.84277 | 0.83133 | 0.84656 | 0.68119 | 0.686 | 0.67695 | 0.54056 | 0.67082 | 0.6331 | 0.62212 | 0.68059 | 0.45829 | 0.64836 | 5 | 1 | 129 | 15053 | 5807 | 8472 | 11536 | 2205 | 3282 | 12135 | 1841 | 1302 | 36175 | 1.34 | 1.38 | 13152.805
5170 | 10 | 216 | 2017-08-04 | 0.8805 | 1 | 0.8805 | 0.85542 | 0.91285 | 0.70857 | 0.72262 | 0.71211 | 0.56361 | 0.69425 | 0.65818 | 0.66323 | 0.71275 | 0.48082 | 0.68072 | 5 | 1 | 130 | 15658 | 6117 | 8912 | 12028 | 2282 | 3412 | 12937 | 1928 | 1366 | 37981 | 1.4 | 1.42 | 14182.66
5171 | 11 | 216 | 2017-08-04 | 0.84906 | 1 | 0.84906 | 0.83133 | 0.9624 | 0.73898 | 0.76468 | 0.74375 | 0.57757 | 0.71433 | 0.68056 | 0.70845 | 0.7427 | 0.51285 | 0.72263 | 5 | 1 | 131 | 16330 | 6473 | 9308 | 12326 | 2348 | 3528 | 13819 | 2009 | 1457 | 40319 | 1.35 | 1.38 | 14952.575
5172 | 12 | 216 | 2017-08-04 | 0.8239 | 1 | 0.8239 | 0.78916 | 0.97754 | 0.75957 | 0.79976 | 0.76388 | 0.58826 | 0.72772 | 0.6985 | 0.74915 | 0.77116 | 0.54101 | 0.75829 | 5 | 1 | 132 | 16785 | 6770 | 9560 | 12554 | 2392 | 3621 | 14613 | 2086 | 1537 | 42309 | 1.31 | 1.31 | 15187.805
5173 | 13 | 216 | 2017-08-04 | 0.80503 | 1 | 0.80503 | 0.78916 | 0.95214 | 0.77582 | 0.82882 | 0.77938 | 0.59229 | 0.73867 | 0.71373 | 0.7793 | 0.79409 | 0.56177 | 0.78862 | 5 | 1 | 133 | 17144 | 7016 | 9754 | 12640 | 2428 | 3700 | 15201 | 2148 | 1596 | 44001 | 1.28 | 1.31 | 14793.225
5174 | 14 | 216 | 2017-08-04 | 0.81132 | 1 | 0.81132 | 0.74699 | 0.97576 | 0.79179 | 0.84962 | 0.79297 | 0.59472 | 0.7408 | 0.72396 | 0.80447 | 0.81664 | 0.58254 | 0.81393 | 5 | 1 | 134 | 17497 | 7192 | 9924 | 12692 | 2435 | 3753 | 15692 | 2209 | 1655 | 45413 | 1.29 | 1.24 | 15160.185
5175 | 15 | 216 | 2017-08-04 | 0.76101 | 1 | 0.76101 | 0.74096 | 1 | 0.79731 | 0.86072 | 0.79409 | 0.60133 | 0.73563 | 0.72647 | 0.81954 | 0.8281 | 0.59521 | 0.8319 | 5 | 1 | 135 | 17619 | 7286 | 9938 | 12833 | 2418 | 3766 | 15986 | 2240 | 1691 | 46416 | 1.21 | 1.23 | 15536.75
5176 | 16 | 216 | 2017-08-04 | 0.77358 | 1 | 0.77358 | 0.72892 | 0.99944 | 0.79134 | 0.86462 | 0.7873 | 0.60133 | 0.72285 | 0.71991 | 0.82841 | 0.82625 | 0.60542 | 0.84321 | 5 | 1 | 136 | 17487 | 7319 | 9853 | 12833 | 2376 | 3732 | 16159 | 2235 | 1720 | 47047 | 1.23 | 1.21 | 15528.105
5177 | 17 | 216 | 2017-08-04 | 0.77987 | 1 | 0.77987 | 0.72289 | 0.98608 | 0.78971 | 0.86864 | 0.77363 | 0.59786 | 0.71555 | 0.7093 | 0.83159 | 0.82292 | 0.61387 | 0.84907 | 5 | 1 | 137 | 17451 | 7353 | 9682 | 12759 | 2352 | 3677 | 16221 | 2226 | 1744 | 47374 | 1.24 | 1.2 | 15320.515
5178 | 18 | 216 | 2017-08-04 | 0.83648 | 1 | 0.83648 | 0.77108 | 0.92154 | 0.77957 | 0.85966 | 0.75366 | 0.59351 | 0.70186 | 0.69406 | 0.82211 | 0.80739 | 0.6114 | 0.84162 | 5 | 1 | 138 | 17227 | 7277 | 9432 | 12666 | 2307 | 3598 | 16036 | 2184 | 1737 | 46958 | 1.33 | 1.28 | 14317.695
5179 | 19 | 216 | 2017-08-04 | 0.83648 | 1 | 0.83648 | 0.80723 | 0.8823 | 0.75776 | 0.83887 | 0.72497 | 0.58329 | 0.6836 | 0.67149 | 0.79088 | 0.77708 | 0.59627 | 0.81337 | 5 | 1 | 139 | 16745 | 7101 | 9073 | 12448 | 2247 | 3481 | 15427 | 2102 | 1694 | 45382 | 1.33 | 1.34 | 13708.055
5180 | 20 | 216 | 2017-08-04 | 0.90566 | 1 | 0.90566 | 0.8494 | 0.93549 | 0.73518 | 0.81146 | 0.69708 | 0.56708 | 0.66231 | 0.65181 | 0.75638 | 0.74455 | 0.5748 | 0.77899 | 5 | 1 | 140 | 16246 | 6869 | 8724 | 12102 | 2177 | 3379 | 14754 | 2014 | 1633 | 43464 | 1.44 | 1.41 | 14534.475
5181 | 21 | 216 | 2017-08-04 | 0.98742 | 1 | 0.98742 | 0.88554 | 0.93593 | 0.7159 | 0.78287 | 0.67119 | 0.55016 | 0.64314 | 0.63484 | 0.72926 | 0.72015 | 0.55403 | 0.75532 | 5 | 1 | 141 | 15820 | 6627 | 8400 | 11741 | 2114 | 3291 | 14225 | 1948 | 1574 | 42143 | 1.57 | 1.47 | 14541.295
5182 | 22 | 216 | 2017-08-04 | 1 | 1 | 1 | 0.84337 | 0.9084 | 0.70409 | 0.76527 | 0.66241 | 0.54323 | 0.63523 | 0.62982 | 0.7026 | 0.69464 | 0.54805 | 0.73028 | 5 | 1 | 142 | 15559 | 6478 | 8290 | 11593 | 2088 | 3265 | 13705 | 1879 | 1557 | 40746 | 1.59 | 1.4 | 14113.52
5183 | 23 | 216 | 2017-08-04 | 0.91824 | 1 | 0.91824 | 0.74699 | 0.88374 | 0.66893 | 0.71424 | 0.62181 | 0.53564 | 0.60116 | 0.60166 | 0.65175 | 0.65213 | 0.52094 | 0.67847 | 5 | 1 | 143 | 14782 | 6046 | 7782 | 11431 | 1976 | 3119 | 12713 | 1764 | 1480 | 37855 | 1.46 | 1.24 | 13730.465
5184 | 24 | 216 | 2017-08-04 | 0.79245 | 1 | 0.79245 | 0.63855 | 0.84359 | 0.61793 | 0.65659 | 0.57187 | 0.50298 | 0.55096 | 0.55671 | 0.59674 | 0.60407 | 0.47624 | 0.62326 | 5 | 1 | 144 | 13655 | 5558 | 7157 | 10734 | 1811 | 2886 | 11640 | 1634 | 1353 | 34775 | 1.26 | 1.06 | 13106.685
5185 | 1 | 217 | 2017-08-05 | 0.64151 | 1 | 0.64151 | 0.59639 | 0.77448 | 0.54779 | 0.57732 | 0.51914 | 0.45148 | 0.48798 | 0.49981 | 0.5525 | 0.53013 | 0.41253 | 0.55673 | 6 | 2 | 1 | 12105 | 4887 | 6497 | 9635 | 1604 | 2591 | 10777 | 1434 | 1172 | 31063 | 1.02 | 0.99 | 12032.86
5186 | 2 | 217 | 2017-08-05 | 0.60377 | 1 | 0.60377 | 0.57831 | 0.74964 | 0.5186 | 0.54436 | 0.49173 | 0.42304 | 0.45726 | 0.47222 | 0.51963 | 0.49982 | 0.38226 | 0.52135 | 6 | 2 | 2 | 11460 | 4608 | 6154 | 9028 | 1503 | 2448 | 10136 | 1352 | 1086 | 29089 | 0.96 | 0.96 | 11646.96
5187 | 3 | 217 | 2017-08-05 | 0.60377 | 1 | 0.60377 | 0.56024 | 0.72838 | 0.50014 | 0.5231 | 0.47319 | 0.40336 | 0.439 | 0.45158 | 0.49559 | 0.47874 | 0.3629 | 0.49788 | 6 | 2 | 3 | 11052 | 4428 | 5922 | 8608 | 1443 | 2341 | 9667 | 1295 | 1031 | 27779 | 0.96 | 0.93 | 11316.6
5188 | 4 | 217 | 2017-08-05 | 0.59119 | 1 | 0.59119 | 0.54819 | 0.71262 | 0.48991 | 0.50797 | 0.46272 | 0.39 | 0.42835 | 0.43827 | 0.47924 | 0.46654 | 0.3548 | 0.48092 | 6 | 2 | 4 | 10826 | 4300 | 5791 | 8323 | 1408 | 2272 | 9348 | 1262 | 1008 | 26833 | 0.94 | 0.91 | 11071.73
5189 | 5 | 217 | 2017-08-05 | 0.62893 | 1 | 0.62893 | 0.54819 | 0.70005 | 0.48529 | 0.50136 | 0.45945 | 0.38363 | 0.42562 | 0.43287 | 0.47068 | 0.46137 | 0.34776 | 0.47284 | 6 | 2 | 5 | 10724 | 4244 | 5750 | 8187 | 1399 | 2244 | 9181 | 1248 | 988 | 26382 | 1 | 0.91 | 10876.555
5190 | 6 | 217 | 2017-08-05 | 0.69182 | 1 | 0.69182 | 0.56627 | 0.69248 | 0.49041 | 0.50313 | 0.46584 | 0.38218 | 0.4317 | 0.43654 | 0.4717 | 0.46396 | 0.34917 | 0.47266 | 6 | 2 | 6 | 10837 | 4259 | 5830 | 8156 | 1419 | 2263 | 9201 | 1255 | 992 | 26372 | 1.1 | 0.94 | 10758.83
5191 | 7 | 217 | 2017-08-05 | 0.76101 | 1 | 0.76101 | 0.62651 | 0.68725 | 0.49235 | 0.50467 | 0.46904 | 0.38344 | 0.44083 | 0.44425 | 0.47334 | 0.46211 | 0.35304 | 0.47588 | 6 | 2 | 7 | 10880 | 4272 | 5870 | 8183 | 1449 | 2303 | 9233 | 1250 | 1003 | 26552 | 1.21 | 1.04 | 10677.68
5192 | 8 | 217 | 2017-08-05 | 0.77358 | 1 | 0.77358 | 0.6988 | 0.67879 | 0.50733 | 0.52487 | 0.48622 | 0.39258 | 0.45726 | 0.46103 | 0.496 | 0.47579 | 0.36748 | 0.49899 | 6 | 2 | 8 | 11211 | 4443 | 6085 | 8378 | 1503 | 2390 | 9675 | 1287 | 1044 | 27841 | 1.23 | 1.16 | 10546.135
5193 | 9 | 217 | 2017-08-05 | 0.72327 | 1 | 0.72327 | 0.73494 | 0.73509 | 0.54236 | 0.56338 | 0.51754 | 0.42097 | 0.48981 | 0.49402 | 0.53932 | 0.50684 | 0.40021 | 0.54078 | 6 | 2 | 9 | 11985 | 4769 | 6477 | 8984 | 1610 | 2561 | 10520 | 1371 | 1137 | 30173 | 1.15 | 1.22 | 11420.965
5194 | 10 | 217 | 2017-08-05 | 0.7044 | 1 | 0.7044 | 0.74096 | 0.80309 | 0.57322 | 0.59386 | 0.54926 | 0.45401 | 0.52297 | 0.52797 | 0.58095 | 0.54566 | 0.43189 | 0.57459 | 6 | 2 | 10 | 12667 | 5027 | 6874 | 9689 | 1719 | 2737 | 11332 | 1476 | 1227 | 32059 | 1.12 | 1.23 | 12477.48
5195 | 11 | 217 | 2017-08-05 | 0.72956 | 1 | 0.72956 | 0.73494 | 0.84627 | 0.60218 | 0.61666 | 0.57115 | 0.48297 | 0.54792 | 0.55768 | 0.61725 | 0.56451 | 0.4604 | 0.60118 | 6 | 2 | 11 | 13307 | 5220 | 7148 | 10307 | 1801 | 2891 | 12040 | 1527 | 1308 | 33543 | 1.16 | 1.22 | 13148.295
5196 | 12 | 217 | 2017-08-05 | 0.67925 | 1 | 0.67925 | 0.74096 | 0.85829 | 0.6287 | 0.63166 | 0.58682 | 0.51638 | 0.56678 | 0.58025 | 0.64554 | 0.57967 | 0.48293 | 0.61885 | 6 | 2 | 12 | 13893 | 5347 | 7344 | 11020 | 1863 | 3008 | 12592 | 1568 | 1372 | 34529 | 1.08 | 1.23 | 13334.96
5197 | 13 | 217 | 2017-08-05 | 0.6478 | 1 | 0.6478 | 0.75904 | 0.83365 | 0.64476 | 0.63934 | 0.59744 | 0.53114 | 0.57803 | 0.59761 | 0.66708 | 0.58854 | 0.50334 | 0.62988 | 6 | 2 | 13 | 14248 | 5412 | 7477 | 11335 | 1900 | 3098 | 13012 | 1592 | 1430 | 35144 | 1.03 | 1.26 | 12952.21
5198 | 14 | 217 | 2017-08-05 | 0.6478 | 1 | 0.6478 | 0.77711 | 0.83998 | 0.65938 | 0.64312 | 0.60463 | 0.54206 | 0.58807 | 0.61323 | 0.68271 | 0.59261 | 0.52094 | 0.63404 | 6 | 2 | 14 | 14571 | 5444 | 7567 | 11568 | 1933 | 3179 | 13317 | 1603 | 1480 | 35376 | 1.03 | 1.29 | 13050.635
5199 | 15 | 217 | 2017-08-05 | 0.66038 | 1 | 0.66038 | 0.79518 | 0.8466 | 0.67119 | 0.64714 | 0.60615 | 0.54876 | 0.59446 | 0.6304 | 0.69517 | 0.59741 | 0.53326 | 0.63511 | 6 | 2 | 15 | 14832 | 5478 | 7586 | 11711 | 1954 | 3268 | 13560 | 1616 | 1515 | 35436 | 1.05 | 1.32 | 13153.435
5200 | 16 | 217 | 2017-08-05 | 0.66038 | 1 | 0.66038 | 0.84337 | 0.84537 | 0.68531 | 0.65399 | 0.6155 | 0.55414 | 0.60268 | 0.64699 | 0.70481 | 0.60776 | 0.55297 | 0.63672 | 6 | 2 | 16 | 15144 | 5536 | 7703 | 11826 | 1981 | 3354 | 13748 | 1644 | 1571 | 35526 | 1.05 | 1.4 | 13134.275
5201 | 17 | 217 | 2017-08-05 | 0.67925 | 1 | 0.67925 | 0.87349 | 0.83299 | 0.69681 | 0.66308 | 0.62397 | 0.55996 | 0.61485 | 0.66223 | 0.70901 | 0.61442 | 0.57339 | 0.63805 | 6 | 2 | 17 | 15398 | 5613 | 7809 | 11950 | 2021 | 3433 | 13830 | 1662 | 1629 | 35600 | 1.08 | 1.45 | 12941.93
5202 | 18 | 217 | 2017-08-05 | 0.73585 | 1 | 0.73585 | 0.95783 | 0.79767 | 0.70187 | 0.6684 | 0.62357 | 0.5653 | 0.62002 | 0.67091 | 0.70409 | 0.61294 | 0.57902 | 0.63511 | 6 | 2 | 18 | 15510 | 5658 | 7804 | 12064 | 2038 | 3478 | 13734 | 1658 | 1645 | 35436 | 1.17 | 1.59 | 12393.195
5203 | 19 | 217 | 2017-08-05 | 0.7673 | 1 | 0.7673 | 0.98193 | 0.79425 | 0.69423 | 0.66214 | 0.6155 | 0.56338 | 0.61576 | 0.66609 | 0.68661 | 0.60555 | 0.57621 | 0.62402 | 6 | 2 | 19 | 15341 | 5605 | 7703 | 12023 | 2024 | 3453 | 13393 | 1638 | 1637 | 34817 | 1.22 | 1.63 | 12340.135
5204 | 20 | 217 | 2017-08-05 | 0.86164 | 1 | 0.86164 | 1 | 0.85572 | 0.67599 | 0.64997 | 0.60032 | 0.55222 | 0.59963 | 0.64796 | 0.65928 | 0.59372 | 0.55649 | 0.60884 | 6 | 2 | 20 | 14938 | 5502 | 7513 | 11785 | 1971 | 3359 | 12860 | 1606 | 1581 | 33970 | 1.37 | 1.66 | 13295.155
5205 | 21 | 217 | 2017-08-05 | 0.88679 | 1 | 0.88679 | 0.99398 | 0.85805 | 0.65418 | 0.63402 | 0.58354 | 0.53437 | 0.58199 | 0.62326 | 0.6398 | 0.58226 | 0.53573 | 0.60084 | 6 | 2 | 21 | 14456 | 5367 | 7303 | 11404 | 1913 | 3231 | 12480 | 1575 | 1522 | 33524 | 1.41 | 1.65 | 13331.25
5206 | 22 | 217 | 2017-08-05 | 0.84906 | 1 | 0.84906 | 0.90964 | 0.84073 | 0.6468 | 0.62823 | 0.58154 | 0.53132 | 0.57317 | 0.6142 | 0.61812 | 0.57893 | 0.52517 | 0.58905 | 6 | 2 | 22 | 14293 | 5318 | 7278 | 11339 | 1884 | 3184 | 12057 | 1566 | 1492 | 32866 | 1.35 | 1.51 | 13062.215
5207 | 23 | 217 | 2017-08-05 | 0.7673 | 1 | 0.7673 | 0.79518 | 0.82665 | 0.61435 | 0.59374 | 0.55286 | 0.5258 | 0.5397 | 0.58372 | 0.57685 | 0.55379 | 0.49278 | 0.56059 | 6 | 2 | 23 | 13576 | 5026 | 6919 | 11221 | 1774 | 3026 | 11252 | 1498 | 1400 | 31278 | 1.22 | 1.32 | 12843.495
5208 | 24 | 217 | 2017-08-05 | 0.6478 | 1 | 0.6478 | 0.68675 | 0.80437 | 0.57168 | 0.55157 | 0.5125 | 0.4997 | 0.49863 | 0.5434 | 0.53112 | 0.52052 | 0.44632 | 0.52399 | 6 | 2 | 24 | 12633 | 4669 | 6414 | 10664 | 1639 | 2817 | 10360 | 1408 | 1268 | 29236 | 1.03 | 1.14 | 12497.315
5209 | 1 | 218 | 2017-08-06 | 0.58491 | 1 | 0.58491 | 0.64458 | 0.77096 | 0.52258 | 0.52298 | 0.48358 | 0.46797 | 0.45148 | 0.48843 | 0.50677 | 0.47763 | 0.40021 | 0.48325 | 7 | 3 | 25 | 11548 | 4427 | 6052 | 9987 | 1484 | 2532 | 9885 | 1292 | 1137 | 26963 | 0.93 | 1.07 | 11978.235
5210 | 2 | 218 | 2017-08-06 | 0.54717 | 1 | 0.54717 | 0.62048 | 0.74542 | 0.4957 | 0.49876 | 0.45905 | 0.43864 | 0.4247 | 0.46084 | 0.47462 | 0.45656 | 0.36959 | 0.45441 | 7 | 3 | 26 | 10954 | 4222 | 5745 | 9361 | 1396 | 2389 | 9258 | 1235 | 1050 | 25354 | 0.87 | 1.03 | 11581.36
5211 | 3 | 218 | 2017-08-06 | 0.54088 | 1 | 0.54088 | 0.60843 | 0.72049 | 0.47846 | 0.4821 | 0.44347 | 0.41648 | 0.40645 | 0.44059 | 0.45391 | 0.44104 | 0.35234 | 0.43613 | 7 | 3 | 27 | 10573 | 4081 | 5550 | 8888 | 1336 | 2284 | 8854 | 1193 | 1001 | 24334 | 0.86 | 1.01 | 11194.145
5212 | 4 | 218 | 2017-08-06 | 0.54717 | 1 | 0.54717 | 0.62048 | 0.6999 | 0.46728 | 0.47218 | 0.43236 | 0.40082 | 0.3958 | 0.42805 | 0.43971 | 0.43142 | 0.33721 | 0.42405 | 7 | 3 | 28 | 10326 | 3997 | 5411 | 8554 | 1301 | 2219 | 8577 | 1167 | 958 | 23660 | 0.87 | 1.03 | 10874.225
5213 | 5 | 218 | 2017-08-06 | 0.57862 | 1 | 0.57862 | 0.63855 | 0.68772 | 0.46307 | 0.46769 | 0.42948 | 0.39 | 0.39154 | 0.42072 | 0.43238 | 0.42884 | 0.33193 | 0.41789 | 7 | 3 | 29 | 10233 | 3959 | 5375 | 8323 | 1287 | 2181 | 8434 | 1160 | 943 | 23316 | 0.92 | 1.06 | 10684.93
5214 | 6 | 218 | 2017-08-06 | 0.6478 | 1 | 0.6478 | 0.69277 | 0.67866 | 0.46475 | 0.46828 | 0.43036 | 0.3855 | 0.39246 | 0.42052 | 0.43053 | 0.43105 | 0.33087 | 0.41652 | 7 | 3 | 30 | 10270 | 3964 | 5386 | 8227 | 1290 | 2180 | 8398 | 1166 | 940 | 23240 | 1.03 | 1.15 | 10544.215
5215 | 7 | 218 | 2017-08-06 | 0.71069 | 1 | 0.71069 | 0.75904 | 0.66367 | 0.46181 | 0.46698 | 0.42924 | 0.38208 | 0.39732 | 0.42361 | 0.42992 | 0.42736 | 0.32207 | 0.41592 | 7 | 3 | 31 | 10205 | 3953 | 5372 | 8154 | 1306 | 2196 | 8386 | 1156 | 915 | 23206 | 1.13 | 1.26 | 10311.225
5216 | 8 | 218 | 2017-08-06 | 0.73585 | 1 | 0.73585 | 0.74699 | 0.63637 | 0.47593 | 0.49014 | 0.44539 | 0.38133 | 0.4104 | 0.43461 | 0.45094 | 0.43956 | 0.346 | 0.43617 | 7 | 3 | 32 | 10517 | 4149 | 5574 | 8138 | 1349 | 2253 | 8796 | 1189 | 983 | 24336 | 1.17 | 1.24 | 9887.07
5217 | 9 | 218 | 2017-08-06 | 0.71698 | 1 | 0.71698 | 0.71084 | 0.65776 | 0.51095 | 0.52617 | 0.47527 | 0.39642 | 0.44265 | 0.4647 | 0.49641 | 0.46765 | 0.38965 | 0.47146 | 7 | 3 | 33 | 11291 | 4454 | 5948 | 8460 | 1455 | 2409 | 9683 | 1265 | 1107 | 26305 | 1.14 | 1.18 | 10219.53
5218 | 10 | 218 | 2017-08-06 | 0.69811 | 1 | 0.69811 | 0.6988 | 0.69482 | 0.5429 | 0.56031 | 0.50515 | 0.41929 | 0.47308 | 0.49633 | 0.54137 | 0.49982 | 0.42555 | 0.50496 | 7 | 3 | 34 | 11997 | 4743 | 6322 | 8948 | 1555 | 2573 | 10560 | 1352 | 1209 | 28174 | 1.11 | 1.16 | 10795.295
5219 | 11 | 218 | 2017-08-06 | 0.7044 | 1 | 0.7044 | 0.72289 | 0.7323 | 0.56797 | 0.58771 | 0.52897 | 0.44197 | 0.49589 | 0.52411 | 0.58008 | 0.52532 | 0.4509 | 0.53474 | 7 | 3 | 35 | 12551 | 4975 | 6620 | 9432 | 1630 | 2717 | 11315 | 1421 | 1281 | 29836 | 1.12 | 1.2 | 11377.635
5220 | 12 | 218 | 2017-08-06 | 0.67925 | 1 | 0.67925 | 0.72289 | 0.74794 | 0.58897 | 0.61028 | 0.54902 | 0.46197 | 0.51567 | 0.54572 | 0.61396 | 0.54972 | 0.47237 | 0.56059 | 7 | 3 | 36 | 13015 | 5166 | 6871 | 9859 | 1695 | 2829 | 11976 | 1487 | 1342 | 31278 | 1.08 | 1.2 | 11620.63
5221 | 13 | 218 | 2017-08-06 | 0.62264 | 1 | 0.62264 | 0.6988 | 0.74218 | 0.60775 | 0.62847 | 0.56468 | 0.47702 | 0.53027 | 0.56327 | 0.64426 | 0.56969 | 0.4956 | 0.58149 | 7 | 3 | 37 | 13430 | 5320 | 7067 | 10180 | 1743 | 2920 | 12567 | 1541 | 1408 | 32444 | 0.99 | 1.16 | 11531.12
5222 | 14 | 218 | 2017-08-06 | 0.63522 | 1 | 0.63522 | 0.6988 | 0.75233 | 0.62363 | 0.64146 | 0.57675 | 0.48658 | 0.54001 | 0.57542 | 0.67087 | 0.58669 | 0.51989 | 0.59896 | 7 | 3 | 38 | 13781 | 5430 | 7218 | 10384 | 1775 | 2983 | 13086 | 1587 | 1477 | 33419 | 1.01 | 1.16 | 11688.74
5223 | 15 | 218 | 2017-08-06 | 0.65409 | 1 | 0.65409 | 0.70482 | 0.7566 | 0.63513 | 0.65529 | 0.5869 | 0.49323 | 0.54761 | 0.5841 | 0.69471 | 0.60037 | 0.53643 | 0.61233 | 7 | 3 | 39 | 14035 | 5547 | 7345 | 10526 | 1800 | 3028 | 13551 | 1624 | 1524 | 34165 | 1.04 | 1.17 | 11755.12
5224 | 16 | 218 | 2017-08-06 | 0.67925 | 1 | 0.67925 | 0.72289 | 0.75794 | 0.64463 | 0.6658 | 0.59664 | 0.49815 | 0.55583 | 0.59433 | 0.71414 | 0.61072 | 0.55473 | 0.62654 | 7 | 3 | 40 | 14245 | 5636 | 7467 | 10631 | 1827 | 3081 | 13930 | 1652 | 1576 | 34958 | 1.08 | 1.2 | 11775.96
5225 | 17 | 218 | 2017-08-06 | 0.73585 | 1 | 0.73585 | 0.78313 | 0.74929 | 0.65427 | 0.67844 | 0.60599 | 0.50157 | 0.56952 | 0.60783 | 0.72983 | 0.62366 | 0.57269 | 0.63852 | 7 | 3 | 41 | 14458 | 5743 | 7584 | 10704 | 1872 | 3151 | 14236 | 1687 | 1627 | 35626 | 1.17 | 1.3 | 11641.495
5226 | 18 | 218 | 2017-08-06 | 0.79874 | 1 | 0.79874 | 0.81325 | 0.72694 | 0.66137 | 0.69061 | 0.6139 | 0.5063 | 0.5826 | 0.61941 | 0.73541 | 0.62957 | 0.58289 | 0.64637 | 7 | 3 | 42 | 14615 | 5846 | 7683 | 10805 | 1915 | 3211 | 14345 | 1703 | 1656 | 36064 | 1.27 | 1.35 | 11294.21
5227 | 19 | 218 | 2017-08-06 | 0.83648 | 1 | 0.83648 | 0.8494 | 0.72784 | 0.65893 | 0.69155 | 0.60887 | 0.50846 | 0.58382 | 0.61786 | 0.7225 | 0.62329 | 0.58606 | 0.64217 | 7 | 3 | 43 | 14561 | 5854 | 7620 | 10851 | 1919 | 3203 | 14093 | 1686 | 1665 | 35830 | 1.33 | 1.41 | 11308.32
5228 | 20 | 218 | 2017-08-06 | 0.91824 | 1 | 0.91824 | 0.90361 | 0.80601 | 0.64843 | 0.68069 | 0.59832 | 0.50438 | 0.57834 | 0.60725 | 0.69476 | 0.61146 | 0.57445 | 0.62749 | 7 | 3 | 44 | 14329 | 5762 | 7488 | 10764 | 1901 | 3148 | 13552 | 1654 | 1632 | 35011 | 1.46 | 1.5 | 12522.705
5229 | 21 | 218 | 2017-08-06 | 0.91195 | 1 | 0.91195 | 0.93976 | 0.81962 | 0.63083 | 0.67053 | 0.58298 | 0.4974 | 0.5686 | 0.59568 | 0.67266 | 0.60148 | 0.55614 | 0.6192 | 7 | 3 | 45 | 13940 | 5676 | 7296 | 10615 | 1869 | 3088 | 13121 | 1627 | 1580 | 34548 | 1.45 | 1.56 | 12734.27
5230 | 22 | 218 | 2017-08-06 | 0.89308 | 1 | 0.89308 | 0.89759 | 0.81392 | 0.62386 | 0.66615 | 0.58522 | 0.5003 | 0.56009 | 0.58893 | 0.64539 | 0.60111 | 0.54945 | 0.60579 | 7 | 3 | 46 | 13786 | 5639 | 7324 | 10677 | 1841 | 3053 | 12589 | 1626 | 1561 | 33800 | 1.42 | 1.49 | 12645.685
5231 | 23 | 218 | 2017-08-06 | 0.7673 | 1 | 0.7673 | 0.8012 | 0.80175 | 0.59485 | 0.62611 | 0.56005 | 0.49206 | 0.52936 | 0.55613 | 0.59479 | 0.57079 | 0.50968 | 0.56448 | 7 | 3 | 47 | 13145 | 5300 | 7009 | 10501 | 1740 | 2883 | 11602 | 1544 | 1448 | 31495 | 1.22 | 1.33 | 12456.54
5232 | 24 | 218 | 2017-08-06 | 0.69182 | 1 | 0.69182 | 0.69277 | 0.77447 | 0.55924 | 0.58086 | 0.52473 | 0.46544 | 0.49528 | 0.51312 | 0.54204 | 0.53087 | 0.45336 | 0.51919 | 7 | 3 | 48 | 12358 | 4917 | 6567 | 9933 | 1628 | 2660 | 10573 | 1436 | 1288 | 28968 | 1.1 | 1.15 | 12032.68
5233 | 1 | 219 | 2017-08-07 | 0.61635 | 1 | 0.61635 | 0.64458 | 0.80131 | 0.52733 | 0.53148 | 0.50931 | 0.44 | 0.47521 | 0.48765 | 0.50461 | 0.48946 | 0.40866 | 0.48474 | 1 | 1 | 49 | 11653 | 4499 | 6374 | 9390 | 1562 | 2528 | 9843 | 1324 | 1161 | 27046 | 0.98 | 1.07 | 12449.825
5234 | 2 | 219 | 2017-08-07 | 0.61006 | 1 | 0.61006 | 0.62048 | 0.77242 | 0.50376 | 0.51081 | 0.48885 | 0.41671 | 0.45239 | 0.4647 | 0.47714 | 0.4695 | 0.38332 | 0.45945 | 1 | 1 | 50 | 11132 | 4324 | 6118 | 8893 | 1487 | 2409 | 9307 | 1270 | 1089 | 25635 | 0.97 | 1.03 | 12000.945
5235 | 3 | 219 | 2017-08-07 | 0.59748 | 1 | 0.59748 | 0.62048 | 0.74901 | 0.48991 | 0.49829 | 0.47703 | 0.40106 | 0.43931 | 0.44927 | 0.46088 | 0.45693 | 0.36818 | 0.44425 | 1 | 1 | 51 | 10826 | 4218 | 5970 | 8559 | 1444 | 2329 | 8990 | 1236 | 1046 | 24787 | 0.95 | 1.03 | 11637.225
5236 | 4 | 219 | 2017-08-07 | 0.58491 | 1 | 0.58491 | 0.62048 | 0.73082 | 0.48353 | 0.49356 | 0.47024 | 0.3922 | 0.43353 | 0.44097 | 0.45478 | 0.45139 | 0.35797 | 0.43827 | 1 | 1 | 52 | 10685 | 4178 | 5885 | 8370 | 1425 | 2286 | 8871 | 1221 | 1017 | 24453 | 0.93 | 1.03 | 11354.585
5237 | 5 | 219 | 2017-08-07 | 0.60377 | 1 | 0.60377 | 0.64458 | 0.71832 | 0.48973 | 0.50077 | 0.47671 | 0.38911 | 0.43991 | 0.44483 | 0.46058 | 0.45693 | 0.35551 | 0.44513 | 1 | 1 | 53 | 10822 | 4239 | 5966 | 8304 | 1446 | 2306 | 8984 | 1236 | 1010 | 24836 | 0.96 | 1.07 | 11160.345
5238 | 6 | 219 | 2017-08-07 | 0.67296 | 1 | 0.67296 | 0.6988 | 0.72546 | 0.51235 | 0.52711 | 0.5014 | 0.39839 | 0.46669 | 0.46971 | 0.48406 | 0.47874 | 0.37839 | 0.47196 | 1 | 1 | 54 | 11322 | 4462 | 6275 | 8502 | 1534 | 2435 | 9442 | 1295 | 1075 | 26333 | 1.07 | 1.16 | 11271.335
5239 | 7 | 219 | 2017-08-07 | 0.73585 | 1 | 0.73585 | 0.77108 | 0.7356 | 0.54127 | 0.56409 | 0.53648 | 0.42304 | 0.50897 | 0.50617 | 0.51584 | 0.51017 | 0.40444 | 0.51345 | 1 | 1 | 55 | 11961 | 4775 | 6714 | 9028 | 1673 | 2624 | 10062 | 1380 | 1149 | 28648 | 1.17 | 1.28 | 11428.795
5240 | 8 | 219 | 2017-08-07 | 0.74214 | 1 | 0.74214 | 0.78313 | 0.74366 | 0.57322 | 0.59598 | 0.57443 | 0.46122 | 0.54822 | 0.538 | 0.5487 | 0.5427 | 0.42344 | 0.55543 | 1 | 1 | 56 | 12667 | 5045 | 7189 | 9843 | 1802 | 2789 | 10703 | 1468 | 1203 | 30990 | 1.18 | 1.3 | 11554.04
5241 | 9 | 219 | 2017-08-07 | 0.74843 | 1 | 0.74843 | 0.74699 | 0.84656 | 0.603 | 0.62103 | 0.60623 | 0.50391 | 0.57925 | 0.56231 | 0.57926 | 0.57043 | 0.43858 | 0.58493 | 1 | 1 | 57 | 13325 | 5257 | 7587 | 10754 | 1904 | 2915 | 11299 | 1543 | 1246 | 32636 | 1.19 | 1.24 | 13152.805
5242 | 10 | 219 | 2017-08-07 | 0.71698 | 1 | 0.71698 | 0.72892 | 0.91285 | 0.62784 | 0.64111 | 0.62885 | 0.53409 | 0.60329 | 0.58449 | 0.6094 | 0.5915 | 0.45371 | 0.60758 | 1 | 1 | 58 | 13874 | 5427 | 7870 | 11398 | 1983 | 3030 | 11887 | 1600 | 1289 | 33900 | 1.14 | 1.21 | 14182.66
5243 | 11 | 219 | 2017-08-07 | 0.71698 | 1 | 0.71698 | 0.71084 | 0.9624 | 0.65268 | 0.66297 | 0.65218 | 0.55536 | 0.62458 | 0.60764 | 0.64288 | 0.61183 | 0.47554 | 0.62927 | 1 | 1 | 59 | 14423 | 5612 | 8162 | 11852 | 2053 | 3150 | 12540 | 1655 | 1351 | 35110 | 1.14 | 1.18 | 14952.575
5244 | 12 | 219 | 2017-08-07 | 0.69811 | 1 | 0.69811 | 0.68072 | 0.97754 | 0.6702 | 0.67927 | 0.66456 | 0.575 | 0.63736 | 0.62404 | 0.6722 | 0.62366 | 0.4949 | 0.64439 | 1 | 1 | 60 | 14810 | 5750 | 8317 | 12271 | 2095 | 3235 | 13112 | 1687 | 1406 | 35954 | 1.11 | 1.13 | 15187.805
5245 | 13 | 219 | 2017-08-07 | 0.63522 | 1 | 0.63522 | 0.6506 | 0.95214 | 0.68481 | 0.6912 | 0.67247 | 0.58526 | 0.64953 | 0.63696 | 0.69917 | 0.63438 | 0.51496 | 0.65425 | 1 | 1 | 61 | 15133 | 5851 | 8416 | 12490 | 2135 | 3302 | 13638 | 1716 | 1463 | 36504 | 1.01 | 1.08 | 14793.225
5246 | 14 | 219 | 2017-08-07 | 0.61635 | 1 | 0.61635 | 0.63253 | 0.97576 | 0.70024 | 0.70419 | 0.68182 | 0.59515 | 0.65805 | 0.64988 | 0.7225 | 0.64214 | 0.52974 | 0.66194 | 1 | 1 | 62 | 15474 | 5961 | 8533 | 12701 | 2163 | 3369 | 14093 | 1737 | 1505 | 36933 | 0.98 | 1.05 | 15160.185
5247 | 15 | 219 | 2017-08-07 | 0.61635 | 1 | 0.61635 | 0.65663 | 1 | 0.7059 | 0.71175 | 0.68086 | 0.6047 | 0.65987 | 0.65992 | 0.73644 | 0.64325 | 0.54277 | 0.66436 | 1 | 1 | 63 | 15599 | 6025 | 8521 | 12905 | 2169 | 3421 | 14365 | 1740 | 1542 | 37068 | 0.98 | 1.09 | 15536.75
5248 | 16 | 219 | 2017-08-07 | 0.64151 | 1 | 0.64151 | 0.68072 | 0.99944 | 0.70889 | 0.71613 | 0.67511 | 0.60766 | 0.65744 | 0.66667 | 0.74536 | 0.64325 | 0.55544 | 0.66372 | 1 | 1 | 64 | 15665 | 6062 | 8449 | 12968 | 2161 | 3456 | 14539 | 1740 | 1578 | 37032 | 1.02 | 1.13 | 15528.105
5249 | 17 | 219 | 2017-08-07 | 0.66667 | 1 | 0.66667 | 0.72892 | 0.98608 | 0.71224 | 0.72274 | 0.66992 | 0.60752 | 0.65622 | 0.67573 | 0.751 | 0.64547 | 0.56776 | 0.66418 | 1 | 1 | 65 | 15739 | 6118 | 8384 | 12965 | 2157 | 3503 | 14649 | 1746 | 1613 | 37058 | 1.06 | 1.21 | 15320.515
5250 | 18 | 219 | 2017-08-07 | 0.68553 | 1 | 0.68553 | 0.77711 | 0.92154 | 0.71278 | 0.72688 | 0.666 | 0.60775 | 0.65622 | 0.67921 | 0.75459 | 0.6414 | 0.57937 | 0.66384 | 1 | 1 | 66 | 15751 | 6153 | 8335 | 12970 | 2157 | 3521 | 14719 | 1735 | 1646 | 37039 | 1.09 | 1.29 | 14317.695
5251 | 19 | 219 | 2017-08-07 | 0.7044 | 1 | 0.7044 | 0.79518 | 0.8823 | 0.70491 | 0.72262 | 0.65729 | 0.60297 | 0.64953 | 0.67323 | 0.74316 | 0.63438 | 0.57867 | 0.65389 | 1 | 1 | 67 | 15577 | 6117 | 8226 | 12868 | 2135 | 3490 | 14496 | 1716 | 1644 | 36484 | 1.12 | 1.32 | 13708.055
5252 | 20 | 219 | 2017-08-07 | 0.7673 | 1 | 0.7673 | 0.8494 | 0.93549 | 0.6916 | 0.714 | 0.64794 | 0.58526 | 0.63888 | 0.66184 | 0.72311 | 0.62699 | 0.57269 | 0.64196 | 1 | 1 | 68 | 15283 | 6044 | 8109 | 12490 | 2100 | 3431 | 14105 | 1696 | 1627 | 35818 | 1.22 | 1.41 | 14534.475
5253 | 21 | 219 | 2017-08-07 | 0.83648 | 1 | 0.83648 | 0.89759 | 0.93593 | 0.67536 | 0.70585 | 0.63268 | 0.56558 | 0.62276 | 0.64313 | 0.70312 | 0.61479 | 0.55685 | 0.63443 | 1 | 1 | 69 | 14924 | 5975 | 7918 | 12070 | 2047 | 3334 | 13715 | 1663 | 1582 | 35398 | 1.33 | 1.49 | 14541.295
5254 | 22 | 219 | 2017-08-07 | 0.8239 | 1 | 0.8239 | 0.87349 | 0.9084 | 0.6697 | 0.68966 | 0.6318 | 0.56099 | 0.61576 | 0.63465 | 0.67492 | 0.60407 | 0.5572 | 0.61423 | 1 | 1 | 70 | 14799 | 5838 | 7907 | 11972 | 2024 | 3290 | 13165 | 1634 | 1583 | 34271 | 1.31 | 1.45 | 14113.52
5255 | 23 | 219 | 2017-08-07 | 0.77358 | 1 | 0.77358 | 0.75904 | 0.88374 | 0.62988 | 0.64135 | 0.59728 | 0.54501 | 0.57864 | 0.59664 | 0.61868 | 0.56599 | 0.51742 | 0.56794 | 1 | 1 | 71 | 13919 | 5429 | 7475 | 11631 | 1902 | 3093 | 12068 | 1531 | 1470 | 31688 | 1.23 | 1.26 | 13730.465
5256 | 24 | 219 | 2017-08-07 | 0.7044 | 1 | 0.7044 | 0.68072 | 0.84359 | 0.58232 | 0.58878 | 0.55398 | 0.50522 | 0.53057 | 0.54765 | 0.56321 | 0.52163 | 0.46111 | 0.52137 | 1 | 1 | 72 | 12868 | 4984 | 6933 | 10782 | 1744 | 2839 | 10986 | 1411 | 1310 | 29090 | 1.12 | 1.13 | 13106.685
5257 | 1 | 220 | 2017-08-08 | 0.6478 | 1 | 0.6478 | 0.63253 | 0.80131 | 0.54706 | 0.54471 | 0.53544 | 0.47017 | 0.50776 | 0.50289 | 0.51994 | 0.48799 | 0.41887 | 0.46049 | 2 | 1 | 73 | 12089 | 4611 | 6701 | 10034 | 1669 | 2607 | 10142 | 1320 | 1190 | 25693 | 1.03 | 1.05 | 12449.825
5258 | 2 | 220 | 2017-08-08 | 0.59748 | 1 | 0.59748 | 0.61446 | 0.77242 | 0.52245 | 0.51931 | 0.51131 | 0.43981 | 0.47825 | 0.47704 | 0.49308 | 0.47024 | 0.38895 | 0.43739 | 2 | 1 | 74 | 11545 | 4396 | 6399 | 9386 | 1572 | 2473 | 9618 | 1272 | 1105 | 24404 | 0.95 | 1.02 | 12000.945
5259 | 3 | 220 | 2017-08-08 | 0.57862 | 1 | 0.57862 | 0.59639 | 0.74901 | 0.50652 | 0.50514 | 0.49533 | 0.42013 | 0.45878 | 0.45968 | 0.47657 | 0.45841 | 0.37276 | 0.4226 | 2 | 1 | 75 | 11193 | 4276 | 6199 | 8966 | 1508 | 2383 | 9296 | 1240 | 1059 | 23579 | 0.92 | 0.99 | 11637.225
5260 | 4 | 220 | 2017-08-08 | 0.58491 | 1 | 0.58491 | 0.61446 | 0.73082 | 0.49697 | 0.49722 | 0.48662 | 0.40696 | 0.44935 | 0.45042 | 0.46545 | 0.45287 | 0.36079 | 0.41713 | 2 | 1 | 76 | 10982 | 4209 | 6090 | 8685 | 1477 | 2335 | 9079 | 1225 | 1025 | 23274 | 0.93 | 1.02 | 11354.585
5261 | 5 | 220 | 2017-08-08 | 0.58491 | 1 | 0.58491 | 0.62048 | 0.71832 | 0.50308 | 0.50195 | 0.49109 | 0.40139 | 0.45361 | 0.45235 | 0.46329 | 0.45693 | 0.36255 | 0.42337 | 2 | 1 | 77 | 11117 | 4249 | 6146 | 8566 | 1491 | 2345 | 9037 | 1236 | 1030 | 23622 | 0.93 | 1.03 | 11160.345
5262 | 6 | 220 | 2017-08-08 | 0.61635 | 1 | 0.61635 | 0.6747 | 0.72546 | 0.52616 | 0.52829 | 0.51626 | 0.40823 | 0.48129 | 0.47704 | 0.48067 | 0.47874 | 0.37944 | 0.44803 | 2 | 1 | 78 | 11627 | 4472 | 6461 | 8712 | 1582 | 2473 | 9376 | 1295 | 1078 | 24998 | 0.98 | 1.12 | 11271.335
5263 | 7 | 220 | 2017-08-08 | 0.67296 | 1 | 0.67296 | 0.75904 | 0.7356 | 0.58064 | 0.56503 | 0.54958 | 0.42974 | 0.52692 | 0.51678 | 0.51574 | 0.50832 | 0.40901 | 0.48701 | 2 | 1 | 79 | 12831 | 4783 | 6878 | 9171 | 1732 | 2679 | 10060 | 1375 | 1162 | 27173 | 1.07 | 1.26 | 11428.795
5264 | 8 | 220 | 2017-08-08 | 0.72327 | 1 | 0.72327 | 0.74699 | 0.74366 | 0.60481 | 0.59445 | 0.58761 | 0.46343 | 0.56495 | 0.54591 | 0.55009 | 0.53974 | 0.42309 | 0.52971 | 2 | 1 | 80 | 13365 | 5032 | 7354 | 9890 | 1857 | 2830 | 10730 | 1460 | 1202 | 29555 | 1.15 | 1.24 | 11554.04
5265 | 9 | 220 | 2017-08-08 | 0.75472 | 1 | 0.75472 | 0.71084 | 0.84656 | 0.61653 | 0.6176 | 0.61614 | 0.50541 | 0.59203 | 0.56848 | 0.58961 | 0.56784 | 0.43682 | 0.55684 | 2 | 1 | 81 | 13624 | 5228 | 7711 | 10786 | 1946 | 2947 | 11501 | 1536 | 1241 | 31069 | 1.2 | 1.18 | 13152.805
5266 | 10 | 220 | 2017-08-08 | 0.79245 | 1 | 0.79245 | 0.6747 | 0.91285 | 0.64065 | 0.63863 | 0.64115 | 0.53934 | 0.61576 | 0.58989 | 0.62181 | 0.59261 | 0.44984 | 0.58091 | 2 | 1 | 82 | 14157 | 5406 | 8024 | 11510 | 2024 | 3058 | 12129 | 1603 | 1278 | 32412 | 1.26 | 1.12 | 14182.66
5267 | 11 | 220 | 2017-08-08 | 0.73585 | 1 | 0.73585 | 0.6506 | 0.9624 | 0.66363 | 0.66308 | 0.66528 | 0.56623 | 0.63949 | 0.61073 | 0.65057 | 0.61516 | 0.47518 | 0.60423 | 2 | 1 | 83 | 14665 | 5613 | 8326 | 12084 | 2102 | 3166 | 12690 | 1664 | 1350 | 33713 | 1.17 | 1.08 | 14952.575
5268 | 12 | 220 | 2017-08-08 | 0.72327 | 1 | 0.72327 | 0.61446 | 0.97754 | 0.68241 | 0.68317 | 0.68086 | 0.59416 | 0.65531 | 0.62616 | 0.67774 | 0.63438 | 0.50264 | 0.62429 | 2 | 1 | 84 | 15080 | 5783 | 8521 | 12680 | 2154 | 3246 | 13220 | 1716 | 1428 | 34832 | 1.15 | 1.02 | 15187.805
5269 | 13 | 220 | 2017-08-08 | 0.71069 | 1 | 0.71069 | 0.63855 | 0.95214 | 0.70436 | 0.69923 | 0.69461 | 0.61492 | 0.67387 | 0.64217 | 0.69814 | 0.64769 | 0.52763 | 0.63936 | 2 | 1 | 85 | 15565 | 5919 | 8693 | 13123 | 2215 | 3329 | 13618 | 1752 | 1499 | 35673 | 1.13 | 1.06 | 14793.225
5270 | 14 | 220 | 2017-08-08 | 0.69182 | 1 | 0.69182 | 0.62048 | 0.97576 | 0.72907 | 0.71494 | 0.70939 | 0.63249 | 0.68786 | 0.66127 | 0.71937 | 0.661 | 0.55262 | 0.65309 | 2 | 1 | 86 | 16111 | 6052 | 8878 | 13498 | 2261 | 3428 | 14032 | 1788 | 1570 | 36439 | 1.1 | 1.03 | 15160.185
5271 | 15 | 220 | 2017-08-08 | 0.67296 | 1 | 0.67296 | 0.62048 | 1 | 0.74486 | 0.72463 | 0.71386 | 0.65002 | 0.69273 | 0.67785 | 0.73598 | 0.66654 | 0.57163 | 0.66146 | 2 | 1 | 87 | 16460 | 6134 | 8934 | 13872 | 2277 | 3514 | 14356 | 1803 | 1624 | 36906 | 1.07 | 1.03 | 15536.75
5272 | 16 | 220 | 2017-08-08 | 0.68553 | 1 | 0.68553 | 0.63253 | 0.99944 | 0.75536 | 0.73101 | 0.71506 | 0.66014 | 0.69242 | 0.68866 | 0.74105 | 0.66913 | 0.59064 | 0.66995 | 2 | 1 | 88 | 16692 | 6188 | 8949 | 14088 | 2276 | 3570 | 14455 | 1810 | 1678 | 37380 | 1.09 | 1.05 | 15528.105
5273 | 17 | 220 | 2017-08-08 | 0.66667 | 1 | 0.66667 | 0.71084 | 0.98608 | 0.75744 | 0.73739 | 0.71314 | 0.66431 | 0.69608 | 0.69869 | 0.74762 | 0.67431 | 0.60718 | 0.67796 | 2 | 1 | 89 | 16738 | 6242 | 8925 | 14177 | 2288 | 3622 | 14583 | 1824 | 1725 | 37827 | 1.06 | 1.18 | 15320.515
5274 | 18 | 220 | 2017-08-08 | 0.69811 | 1 | 0.69811 | 0.71687 | 0.92154 | 0.75559 | 0.73963 | 0.70883 | 0.66543 | 0.69699 | 0.69946 | 0.74741 | 0.67283 | 0.61704 | 0.68221 | 2 | 1 | 90 | 16697 | 6261 | 8871 | 14201 | 2291 | 3626 | 14579 | 1820 | 1753 | 38064 | 1.11 | 1.19 | 14317.695
5275 | 19 | 220 | 2017-08-08 | 0.72327 | 1 | 0.72327 | 0.76506 | 0.8823 | 0.74142 | 0.73113 | 0.69732 | 0.65883 | 0.68938 | 0.68924 | 0.73285 | 0.65767 | 0.61598 | 0.67259 | 2 | 1 | 91 | 16384 | 6189 | 8727 | 14060 | 2266 | 3573 | 14295 | 1779 | 1750 | 37527 | 1.15 | 1.27 | 13708.055
5276 | 20 | 220 | 2017-08-08 | 0.78616 | 1 | 0.78616 | 0.80723 | 0.93549 | 0.72432 | 0.71825 | 0.6815 | 0.63755 | 0.67569 | 0.67515 | 0.69117 | 0.64067 | 0.60225 | 0.65176 | 2 | 1 | 92 | 16006 | 6080 | 8529 | 13606 | 2221 | 3500 | 13482 | 1733 | 1711 | 36365 | 1.25 | 1.34 | 14534.475
5277 | 21 | 220 | 2017-08-08 | 0.83648 | 1 | 0.83648 | 0.86145 | 0.93593 | 0.72509 | 0.7062 | 0.66169 | 0.61487 | 0.65866 | 0.65895 | 0.67154 | 0.62181 | 0.58043 | 0.63769 | 2 | 1 | 93 | 16023 | 5978 | 8281 | 13122 | 2165 | 3416 | 13099 | 1682 | 1649 | 35580 | 1.33 | 1.43 | 14541.295
5278 | 22 | 220 | 2017-08-08 | 0.81761 | 1 | 0.81761 | 0.8494 | 0.9084 | 0.6883 | 0.68931 | 0.65681 | 0.60864 | 0.65135 | 0.64622 | 0.63068 | 0.61072 | 0.57691 | 0.6204 | 2 | 1 | 94 | 15210 | 5835 | 8220 | 12989 | 2141 | 3350 | 12302 | 1652 | 1639 | 34615 | 1.3 | 1.41 | 14113.52
5279 | 23 | 220 | 2017-08-08 | 0.75472 | 1 | 0.75472 | 0.72892 | 0.88374 | 0.63902 | 0.64005 | 0.61734 | 0.59126 | 0.60907 | 0.60359 | 0.57552 | 0.57338 | 0.5315 | 0.57075 | 2 | 1 | 95 | 14121 | 5418 | 7726 | 12618 | 2002 | 3129 | 11226 | 1551 | 1510 | 31845 | 1.2 | 1.21 | 13730.465
5280 | 24 | 220 | 2017-08-08 | 0.68553 | 1 | 0.68553 | 0.6506 | 0.84359 | 0.58698 | 0.58547 | 0.56796 | 0.54726 | 0.55461 | 0.55247 | 0.51466 | 0.52865 | 0.4692 | 0.5201 | 2 | 1 | 96 | 12971 | 4956 | 7108 | 11679 | 1823 | 2864 | 10039 | 1430 | 1333 | 29019 | 1.09 | 1.08 | 13106.685
5281 | 1 | 221 | 2017-08-09 | 0.61635 | 1 | 0.61635 | 0.62651 | 0.80131 | 0.56073 | 0.55086 | 0.54135 | 0.50715 | 0.5324 | 0.51755 | 0.47662 | 0.4976 | 0.40514 | 0.48081 | 3 | 1 | 97 | 12391 | 4663 | 6775 | 10823 | 1750 | 2683 | 9297 | 1346 | 1151 | 26827 | 0.98 | 1.04 | 12449.825
5282 | 2 | 221 | 2017-08-09 | 0.60377 | 1 | 0.60377 | 0.60241 | 0.77242 | 0.5315 | 0.52463 | 0.5153 | 0.47088 | 0.50015 | 0.48727 | 0.44945 | 0.47394 | 0.37733 | 0.45366 | 3 | 1 | 98 | 11745 | 4441 | 6449 | 10049 | 1644 | 2526 | 8767 | 1282 | 1072 | 25312 | 0.96 | 1 | 12000.945
5283 | 3 | 221 | 2017-08-09 | 0.59748 | 1 | 0.59748 | 0.59036 | 0.74901 | 0.51475 | 0.50833 | 0.50076 | 0.44604 | 0.47886 | 0.46586 | 0.4331 | 0.46063 | 0.35868 | 0.43613 | 3 | 1 | 99 | 11375 | 4303 | 6267 | 9519 | 1574 | 2415 | 8448 | 1246 | 1019 | 24334 | 0.95 | 0.98 | 11637.225
5284 | 4 | 221 | 2017-08-09 | 0.61635 | 1 | 0.61635 | 0.59036 | 0.73082 | 0.50774 | 0.50112 | 0.49277 | 0.42931 | 0.4679 | 0.45332 | 0.42546 | 0.4536 | 0.34988 | 0.42712 | 3 | 1 | 100 | 11220 | 4242 | 6167 | 9162 | 1538 | 2350 | 8299 | 1227 | 994 | 23831 | 0.98 | 0.98 | 11354.585
5285 | 5 | 221 | 2017-08-09 | 0.64151 | 1 | 0.64151 | 0.60843 | 0.71832 | 0.51131 | 0.50644 | 0.49565 | 0.42125 | 0.47216 | 0.4537 | 0.42941 | 0.45656 | 0.34812 | 0.43083 | 3 | 1 | 101 | 11299 | 4287 | 6203 | 8990 | 1552 | 2352 | 8376 | 1235 | 989 | 24038 | 1.02 | 1.01 | 11160.345
5286 | 6 | 221 | 2017-08-09 | 0.71698 | 1 | 0.71698 | 0.6506 | 0.72546 | 0.53602 | 0.52877 | 0.5173 | 0.42632 | 0.49954 | 0.47434 | 0.45401 | 0.47985 | 0.36607 | 0.45298 | 3 | 1 | 102 | 11845 | 4476 | 6474 | 9098 | 1642 | 2459 | 8856 | 1298 | 1040 | 25274 | 1.14 | 1.08 | 11271.335
5287 | 7 | 221 | 2017-08-09 | 0.77358 | 1 | 0.77358 | 0.68675 | 0.7356 | 0.57354 | 0.56196 | 0.55086 | 0.44698 | 0.54609 | 0.50714 | 0.48944 | 0.51423 | 0.39951 | 0.48854 | 3 | 1 | 103 | 12674 | 4757 | 6894 | 9539 | 1795 | 2629 | 9547 | 1391 | 1135 | 27258 | 1.23 | 1.14 | 11428.795
5288 | 8 | 221 | 2017-08-09 | 0.77987 | 1 | 0.77987 | 0.71687 | 0.74366 | 0.5991 | 0.59043 | 0.58578 | 0.48278 | 0.58321 | 0.53511 | 0.5224 | 0.54455 | 0.41112 | 0.52575 | 3 | 1 | 104 | 13239 | 4998 | 7331 | 10303 | 1917 | 2774 | 10190 | 1473 | 1168 | 29334 | 1.24 | 1.19 | 11554.04
5289 | 9 | 221 | 2017-08-09 | 0.73585 | 1 | 0.73585 | 0.77108 | 0.84656 | 0.62553 | 0.61867 | 0.61958 | 0.52781 | 0.61302 | 0.56481 | 0.55014 | 0.5719 | 0.42239 | 0.55509 | 3 | 1 | 105 | 13823 | 5237 | 7754 | 11264 | 2015 | 2928 | 10731 | 1547 | 1200 | 30971 | 1.17 | 1.28 | 13152.805
5290 | 10 | 221 | 2017-08-09 | 0.67925 | 1 | 0.67925 | 0.74096 | 0.91285 | 0.65133 | 0.64135 | 0.65122 | 0.56577 | 0.64131 | 0.5951 | 0.57798 | 0.60259 | 0.44104 | 0.58127 | 3 | 1 | 106 | 14393 | 5429 | 8150 | 12074 | 2108 | 3085 | 11274 | 1630 | 1253 | 32432 | 1.08 | 1.23 | 14182.66
5291 | 11 | 221 | 2017-08-09 | 0.66667 | 1 | 0.66667 | 0.75301 | 0.9624 | 0.68029 | 0.67076 | 0.68462 | 0.59791 | 0.669 | 0.62461 | 0.60894 | 0.63142 | 0.46815 | 0.60803 | 3 | 1 | 107 | 15033 | 5678 | 8568 | 12760 | 2199 | 3238 | 11878 | 1708 | 1330 | 33925 | 1.06 | 1.25 | 14952.575
5292 | 12 | 221 | 2017-08-09 | 0.6478 | 1 | 0.6478 | 0.73494 | 0.97754 | 0.70658 | 0.69474 | 0.70987 | 0.63123 | 0.69212 | 0.64622 | 0.63852 | 0.65693 | 0.49736 | 0.63206 | 3 | 1 | 108 | 15614 | 5881 | 8884 | 13471 | 2275 | 3350 | 12455 | 1777 | 1413 | 35266 | 1.03 | 1.22 | 15187.805
5293 | 13 | 221 | 2017-08-09 | 0.66667 | 1 | 0.66667 | 0.71084 | 0.95214 | 0.7317 | 0.71802 | 0.73168 | 0.65667 | 0.71646 | 0.66821 | 0.66774 | 0.67911 | 0.52869 | 0.65362 | 3 | 1 | 109 | 16169 | 6078 | 9157 | 14014 | 2355 | 3464 | 13025 | 1837 | 1502 | 36469 | 1.06 | 1.18 | 14793.225
5294 | 14 | 221 | 2017-08-09 | 0.6478 | 1 | 0.6478 | 0.70482 | 0.97576 | 0.75953 | 0.73916 | 0.75861 | 0.67752 | 0.73654 | 0.69309 | 0.69594 | 0.70351 | 0.55649 | 0.67522 | 3 | 1 | 110 | 16784 | 6257 | 9494 | 14459 | 2421 | 3593 | 13575 | 1903 | 1581 | 37674 | 1.03 | 1.17 | 15160.185
5295 | 15 | 221 | 2017-08-09 | 0.62893 | 1 | 0.62893 | 0.69277 | 1 | 0.77745 | 0.75688 | 0.77723 | 0.69866 | 0.75084 | 0.71663 | 0.71706 | 0.71682 | 0.58289 | 0.69277 | 3 | 1 | 111 | 17180 | 6407 | 9727 | 14910 | 2468 | 3715 | 13987 | 1939 | 1656 | 38653 | 1 | 1.15 | 15536.75
5296 | 16 | 221 | 2017-08-09 | 0.67296 | 1 | 0.67296 | 0.69277 | 0.99944 | 0.78962 | 0.76456 | 0.79025 | 0.71093 | 0.75631 | 0.73495 | 0.73434 | 0.72828 | 0.60648 | 0.70868 | 3 | 1 | 112 | 17449 | 6472 | 9890 | 15172 | 2486 | 3810 | 14324 | 1970 | 1723 | 39541 | 1.07 | 1.15 | 15528.105
5297 | 17 | 221 | 2017-08-09 | 0.72327 | 1 | 0.72327 | 0.75301 | 0.98608 | 0.79885 | 0.77791 | 0.79616 | 0.71791 | 0.76605 | 0.75096 | 0.74854 | 0.74011 | 0.63076 | 0.7213 | 3 | 1 | 113 | 17653 | 6585 | 9964 | 15321 | 2518 | 3893 | 14601 | 2002 | 1792 | 40245 | 1.15 | 1.25 | 15320.515
5298 | 18 | 221 | 2017-08-09 | 0.7673 | 1 | 0.7673 | 0.80723 | 0.92154 | 0.79885 | 0.78464 | 0.80024 | 0.71965 | 0.76544 | 0.75193 | 0.7509 | 0.74122 | 0.64238 | 0.72406 | 3 | 1 | 114 | 17653 | 6642 | 10015 | 15358 | 2516 | 3898 | 14647 | 2005 | 1825 | 40399 | 1.22 | 1.34 | 14317.695
5299 | 19 | 221 | 2017-08-09 | 0.77358 | 1 | 0.77358 | 0.83133 | 0.8823 | 0.78754 | 0.77295 | 0.78793 | 0.71009 | 0.75236 | 0.7392 | 0.73121 | 0.72015 | 0.64027 | 0.70598 | 3 | 1 | 115 | 17403 | 6543 | 9861 | 15154 | 2473 | 3832 | 14263 | 1948 | 1819 | 39390 | 1.23 | 1.38 | 13708.055
5300 | 20 | 221 | 2017-08-09 | 0.80503 | 1 | 0.80503 | 0.8494 | 0.93549 | 0.76722 | 0.74956 | 0.75366 | 0.68577 | 0.73836 | 0.71663 | 0.70235 | 0.70203 | 0.62126 | 0.68067 | 3 | 1 | 116 | 16954 | 6345 | 9432 | 14635 | 2427 | 3715 | 13700 | 1899 | 1765 | 37978 | 1.28 | 1.41 | 14534.475
5301 | 21 | 221 | 2017-08-09 | 0.89937 | 1 | 0.89937 | 0.93373 | 0.93593 | 0.74871 | 0.73491 | 0.7308 | 0.65831 | 0.71494 | 0.69097 | 0.67795 | 0.68355 | 0.59416 | 0.66877 | 3 | 1 | 117 | 16545 | 6221 | 9146 | 14049 | 2350 | 3582 | 13224 | 1849 | 1688 | 37314 | 1.43 | 1.55 | 14541.295
5302 | 22 | 221 | 2017-08-09 | 0.88679 | 1 | 0.88679 | 0.90964 | 0.9084 | 0.73115 | 0.71589 | 0.71746 | 0.64627 | 0.70246 | 0.67419 | 0.6456 | 0.661 | 0.58078 | 0.64273 | 3 | 1 | 118 | 16157 | 6060 | 8979 | 13792 | 2309 | 3495 | 12593 | 1788 | 1650 | 35861 | 1.41 | 1.51 | 14113.52
5303 | 23 | 221 | 2017-08-09 | 0.79874 | 1 | 0.79874 | 0.85542 | 0.88374 | 0.67771 | 0.66155 | 0.66848 | 0.6242 | 0.6474 | 0.63156 | 0.58849 | 0.61442 | 0.5315 | 0.5896 | 3 | 1 | 119 | 14976 | 5600 | 8366 | 13321 | 2128 | 3274 | 11479 | 1662 | 1510 | 32897 | 1.27 | 1.42 | 13730.465
5304 | 24 | 221 | 2017-08-09 | 0.7044 | 1 | 0.7044 | 0.77108 | 0.84359 | 0.62078 | 0.60189 | 0.61462 | 0.57748 | 0.59081 | 0.57562 | 0.52989 | 0.56636 | 0.46885 | 0.53711 | 3 | 1 | 120 | 13718 | 5095 | 7692 | 12324 | 1942 | 2984 | 10336 | 1532 | 1332 | 29968 | 1.12 | 1.28 | 13106.685
5305 | 1 | 222 | 2017-08-10 | 0.76101 | 1 | 0.76101 | 0.71687 | 0.80131 | 0.58413 | 0.57862 | 0.57315 | 0.52116 | 0.54487 | 0.54456 | 0.48559 | 0.52865 | 0.42837 | 0.49659 | 4 | 1 | 121 | 12908 | 4898 | 7173 | 11122 | 1791 | 2823 | 9472 | 1430 | 1217 | 27707 | 1.21 | 1.19 | 12449.825
5306 | 2 | 222 | 2017-08-10 | 0.71698 | 1 | 0.71698 | 0.66867 | 0.77242 | 0.55286 | 0.54861 | 0.54023 | 0.48451 | 0.51415 | 0.51389 | 0.45642 | 0.50351 | 0.39458 | 0.46734 | 4 | 1 | 122 | 12217 | 4644 | 6761 | 10340 | 1690 | 2664 | 8903 | 1362 | 1121 | 26075 | 1.14 | 1.11 | 12000.945
5307 | 3 | 222 | 2017-08-10 | 0.7044 | 1 | 0.7044 | 0.64458 | 0.74901 | 0.53317 | 0.52947 | 0.52225 | 0.45907 | 0.49437 | 0.49228 | 0.43884 | 0.48909 | 0.37522 | 0.44934 | 4 | 1 | 123 | 11782 | 4482 | 6536 | 9797 | 1625 | 2552 | 8560 | 1323 | 1066 | 25071 | 1.12 | 1.07 | 11637.225
5308 | 4 | 222 | 2017-08-10 | 0.69811 | 1 | 0.69811 | 0.63253 | 0.73082 | 0.52285 | 0.51742 | 0.51035 | 0.44262 | 0.4822 | 0.47859 | 0.42966 | 0.48244 | 0.36501 | 0.4397 | 4 | 1 | 124 | 11554 | 4380 | 6387 | 9446 | 1585 | 2481 | 8381 | 1305 | 1037 | 24533 | 1.11 | 1.05 | 11354.585
5309 | 5 | 222 | 2017-08-10 | 0.69182 | 1 | 0.69182 | 0.63253 | 0.71832 | 0.52453 | 0.51979 | 0.51179 | 0.43405 | 0.48555 | 0.4782 | 0.4332 | 0.48577 | 0.36431 | 0.44275 | 4 | 1 | 125 | 11591 | 4400 | 6405 | 9263 | 1596 | 2479 | 8450 | 1314 | 1035 | 24703 | 1.1 | 1.05 | 11160.345
5310 | 6 | 222 | 2017-08-10 | 0.7044 | 1 | 0.7044 | 0.68072 | 0.72546 | 0.5505 | 0.54306 | 0.5344 | 0.43944 | 0.51476 | 0.50077 | 0.45724 | 0.50721 | 0.38156 | 0.46633 | 4 | 1 | 126 | 12165 | 4597 | 6688 | 9378 | 1692 | 2596 | 8919 | 1372 | 1084 | 26019 | 1.12 | 1.13 | 11271.335
5311 | 7 | 222 | 2017-08-10 | 0.75472 | 1 | 0.75472 | 0.74096 | 0.7356 | 0.59254 | 0.57649 | 0.5654 | 0.46188 | 0.56252 | 0.53511 | 0.49144 | 0.53678 | 0.40831 | 0.50358 | 4 | 1 | 127 | 13094 | 4880 | 7076 | 9857 | 1849 | 2774 | 9586 | 1452 | 1160 | 28097 | 1.2 | 1.23 | 11428.795
5312 | 8 | 222 | 2017-08-10 | 0.81761 | 1 | 0.81761 | 0.77711 | 0.74366 | 0.62128 | 0.60721 | 0.59936 | 0.49988 | 0.59446 | 0.56501 | 0.52128 | 0.57116 | 0.42309 | 0.54241 | 4 | 1 | 128 | 13729 | 5140 | 7501 | 10668 | 1954 | 2929 | 10168 | 1545 | 1202 | 30264 | 1.3 | 1.29 | 11554.04
5313 | 9 | 222 | 2017-08-10 | 0.84277 | 1 | 0.84277 | 0.83133 | 0.84656 | 0.64671 | 0.63544 | 0.63811 | 0.54627 | 0.62549 | 0.5978 | 0.5507 | 0.60333 | 0.44667 | 0.57821 | 4 | 1 | 129 | 14291 | 5379 | 7986 | 11658 | 2056 | 3099 | 10742 | 1632 | 1269 | 32261 | 1.34 | 1.38 | 13152.805
5314 | 10 | 222 | 2017-08-10 | 0.8805 | 1 | 0.8805 | 0.85542 | 0.91285 | 0.67563 | 0.66356 | 0.67431 | 0.58306 | 0.65805 | 0.63368 | 0.58182 | 0.6366 | 0.46815 | 0.61111 | 4 | 1 | 130 | 14930 | 5617 | 8439 | 12443 | 2163 | 3285 | 11349 | 1722 | 1330 | 34097 | 1.4 | 1.42 | 14182.66
5315 | 11 | 222 | 2017-08-10 | 0.84906 | 1 | 0.84906 | 0.83133 | 0.9624 | 0.70721 | 0.69427 | 0.71019 | 0.61389 | 0.6906 | 0.66782 | 0.61473 | 0.66876 | 0.49771 | 0.64665 | 4 | 1 | 131 | 15628 | 5877 | 8888 | 13101 | 2270 | 3462 | 11991 | 1809 | 1414 | 36080 | 1.35 | 1.38 | 14952.575
5316 | 12 | 222 | 2017-08-10 | 0.8239 | 1 | 0.8239 | 0.78916 | 0.97754 | 0.73174 | 0.7205 | 0.73744 | 0.64617 | 0.71494 | 0.69174 | 0.64739 | 0.70203 | 0.52763 | 0.67843 | 4 | 1 | 132 | 16170 | 6099 | 9229 | 13790 | 2350 | 3586 | 12628 | 1899 | 1499 | 37853 | 1.31 | 1.31 | 15187.805
5317 | 13 | 222 | 2017-08-10 | 0.80503 | 1 | 0.80503 | 0.78916 | 0.95214 | 0.76382 | 0.74259 | 0.76029 | 0.67063 | 0.7481 | 0.71798 | 0.67912 | 0.72126 | 0.55473 | 0.70612 | 4 | 1 | 133 | 16879 | 6286 | 9515 | 14312 | 2459 | 3722 | 13247 | 1951 | 1576 | 39398 | 1.28 | 1.31 | 14793.225
5318 | 14 | 222 | 2017-08-10 | 0.81132 | 1 | 0.81132 | 0.74699 | 0.97576 | 0.79229 | 0.76078 | 0.79097 | 0.69406 | 0.77092 | 0.74363 | 0.70829 | 0.72976 | 0.58043 | 0.73214 | 4 | 1 | 134 | 17508 | 6440 | 9899 | 14812 | 2534 | 3855 | 13816 | 1974 | 1649 | 40850 | 1.29 | 1.24 | 15160.185
5319 | 15 | 222 | 2017-08-10 | 0.76101 | 1 | 0.76101 | 0.74096 | 1 | 0.80822 | 0.77366 | 0.80112 | 0.71515 | 0.78369 | 0.76582 | 0.73095 | 0.73604 | 0.59944 | 0.75089 | 4 | 1 | 135 | 17860 | 6549 | 10026 | 15262 | 2576 | 3970 | 14258 | 1991 | 1703 | 41896 | 1.21 | 1.23 | 15536.75
5320 | 16 | 222 | 2017-08-10 | 0.77358 | 1 | 0.77358 | 0.72892 | 0.99944 | 0.81754 | 0.78193 | 0.80791 | 0.72986 | 0.79465 | 0.78376 | 0.75033 | 0.74196 | 0.61985 | 0.76595 | 4 | 1 | 136 | 18066 | 6619 | 10111 | 15576 | 2612 | 4063 | 14636 | 2007 | 1761 | 42736 | 1.23 | 1.21 | 15528.105
5321 | 17 | 222 | 2017-08-10 | 0.77987 | 1 | 0.77987 | 0.72289 | 0.98608 | 0.82229 | 0.79362 | 0.81175 | 0.73806 | 0.80134 | 0.79707 | 0.76197 | 0.74603 | 0.63428 | 0.775 | 4 | 1 | 137 | 18171 | 6718 | 10159 | 15751 | 2634 | 4132 | 14863 | 2018 | 1802 | 43241 | 1.24 | 1.2 | 15320.515
5322 | 18 | 222 | 2017-08-10 | 0.83648 | 1 | 0.83648 | 0.77108 | 0.92154 | 0.8174 | 0.79362 | 0.80911 | 0.73788 | 0.80529 | 0.79977 | 0.76182 | 0.74566 | 0.64273 | 0.77292 | 4 | 1 | 138 | 18063 | 6718 | 10126 | 15747 | 2647 | 4146 | 14860 | 2017 | 1826 | 43125 | 1.33 | 1.28 | 14317.695
5323 | 19 | 222 | 2017-08-10 | 0.83648 | 1 | 0.83648 | 0.80723 | 0.8823 | 0.80129 | 0.77519 | 0.79145 | 0.72757 | 0.79252 | 0.78569 | 0.74228 | 0.72569 | 0.64414 | 0.75116 | 4 | 1 | 139 | 17707 | 6562 | 9905 | 15527 | 2605 | 4073 | 14479 | 1963 | 1830 | 41911 | 1.33 | 1.34 | 13708.055
5324 | 20 | 222 | 2017-08-10 | 0.90566 | 1 | 0.90566 | 0.8494 | 0.93549 | 0.7793 | 0.74826 | 0.76548 | 0.70278 | 0.76818 | 0.75926 | 0.71301 | 0.7024 | 0.62408 | 0.72446 | 4 | 1 | 140 | 17221 | 6334 | 9580 | 14998 | 2525 | 3936 | 13908 | 1900 | 1773 | 40421 | 1.44 | 1.41 | 14534.475
5325 | 21 | 222 | 2017-08-10 | 0.98742 | 1 | 0.98742 | 0.88554 | 0.93593 | 0.7612 | 0.73125 | 0.74167 | 0.67799 | 0.74871 | 0.72994 | 0.69409 | 0.68614 | 0.60296 | 0.71014 | 4 | 1 | 141 | 16821 | 6190 | 9282 | 14469 | 2461 | 3784 | 13539 | 1856 | 1713 | 39622 | 1.57 | 1.47 | 14541.295
5326 | 22 | 222 | 2017-08-10 | 1 | 1 | 1 | 0.84337 | 0.9084 | 0.73708 | 0.71317 | 0.72968 | 0.66618 | 0.72832 | 0.71489 | 0.65831 | 0.6647 | 0.59521 | 0.67798 | 4 | 1 | 142 | 16288 | 6037 | 9132 | 14217 | 2394 | 3706 | 12841 | 1798 | 1691 | 37828 | 1.59 | 1.4 | 14113.52
5327 | 23 | 222 | 2017-08-10 | 0.91824 | 1 | 0.91824 | 0.74699 | 0.88374 | 0.68309 | 0.66237 | 0.6859 | 0.64219 | 0.67387 | 0.66763 | 0.60012 | 0.61811 | 0.55473 | 0.62199 | 4 | 1 | 143 | 15095 | 5607 | 8584 | 13705 | 2215 | 3461 | 11706 | 1672 | 1576 | 34704 | 1.46 | 1.24 | 13730.465
5328 | 24 | 222 | 2017-08-10 | 0.79245 | 1 | 0.79245 | 0.63855 | 0.84359 | 0.62417 | 0.60425 | 0.62893 | 0.59336 | 0.61211 | 0.6088 | 0.54137 | 0.57043 | 0.49102 | 0.56659 | 4 | 1 | 144 | 13793 | 5115 | 7871 | 12663 | 2012 | 3156 | 10560 | 1543 | 1395 | 31613 | 1.26 | 1.06 | 13106.685
5329 | 1 | 223 | 2017-08-11 | 0.64151 | 1 | 0.64151 | 0.59639 | 0.80131 | 0.59019 | 0.57082 | 0.57411 | 0.54538 | 0.57925 | 0.56578 | 0.49928 | 0.53346 | 0.46463 | 0.51039 | 5 | 1 | 1 | 13042 | 4832 | 7185 | 11639 | 1904 | 2933 | 9739 | 1443 | 1320 | 28477 | 1.02 | 0.99 | 12449.825
5330 | 2 | 223 | 2017-08-11 | 0.60377 | 1 | 0.60377 | 0.57831 | 0.77242 | 0.55887 | 0.54211 | 0.54335 | 0.50635 | 0.54153 | 0.52971 | 0.47042 | 0.50684 | 0.43154 | 0.48117 | 5 | 1 | 2 | 12350 | 4589 | 6800 | 10806 | 1780 | 2746 | 9176 | 1371 | 1226 | 26847 | 0.96 | 0.96 | 12000.945
5331 | 3 | 223 | 2017-08-11 | 0.60377 | 1 | 0.60377 | 0.56024 | 0.74901 | 0.53969 | 0.52499 | 0.52457 | 0.47791 | 0.51628 | 0.50598 | 0.45314 | 0.49131 | 0.41112 | 0.46293 | 5 | 1 | 3 | 11926 | 4444 | 6565 | 10199 | 1697 | 2623 | 8839 | 1329 | 1168 | 25829 | 0.96 | 0.93 | 11637.225
5332 | 4 | 223 | 2017-08-11 | 0.59119 | 1 | 0.59119 | 0.54819 | 0.73082 | 0.52855 | 0.51624 | 0.51266 | 0.45869 | 0.50046 | 0.49171 | 0.44366 | 0.48429 | 0.39669 | 0.45345 | 5 | 1 | 4 | 11680 | 4370 | 6416 | 9789 | 1645 | 2549 | 8654 | 1310 | 1127 | 25300 | 0.94 | 0.91 | 11354.585
5333 | 5 | 223 | 2017-08-11 | 0.62893 | 1 | 0.62893 | 0.54819 | 0.71832 | 0.53163 | 0.51943 | 0.5153 | 0.44839 | 0.50198 | 0.48958 | 0.4472 | 0.48762 | 0.39493 | 0.45646 | 5 | 1 | 5 | 11748 | 4397 | 6449 | 9569 | 1650 | 2538 | 8723 | 1319 | 1122 | 25468 | 1 | 0.91 | 11160.345
5334 | 6 | 223 | 2017-08-11 | 0.69182 | 1 | 0.69182 | 0.56627 | 0.72546 | 0.55362 | 0.5394 | 0.53528 | 0.45213 | 0.52571 | 0.51042 | 0.46898 | 0.50795 | 0.40901 | 0.47705 | 5 | 1 | 6 | 12234 | 4566 | 6699 | 9649 | 1728 | 2646 | 9148 | 1374 | 1162 | 26617 | 1.1 | 0.94 | 11271.335
5335 | 7 | 223 | 2017-08-11 | 0.76101 | 1 | 0.76101 | 0.62651 | 0.7356 | 0.58584 | 0.57177 | 0.56468 | 0.47336 | 0.57225 | 0.5434 | 0.49985 | 0.53974 | 0.43647 | 0.51105 | 5 | 1 | 7 | 12946 | 4840 | 7067 | 10102 | 1881 | 2817 | 9750 | 1460 | 1240 | 28514 | 1.21 | 1.04 | 11428.795
5336 | 8 | 223 | 2017-08-11 | 0.77358 | 1 | 0.77358 | 0.6988 | 0.74366 | 0.61739 | 0.60248 | 0.60168 | 0.50883 | 0.60815 | 0.57137 | 0.53353 | 0.57264 | 0.4509 | 0.55066 | 5 | 1 | 8 | 13643 | 5100 | 7530 | 10859 | 1999 | 2962 | 10407 | 1549 | 1281 | 30724 | 1.23 | 1.16 | 11554.04
5337 | 9 | 223 | 2017-08-11 | 0.72327 | 1 | 0.72327 | 0.73494 | 0.84656 | 0.64884 | 0.63107 | 0.64043 | 0.55077 | 0.64131 | 0.60397 | 0.56485 | 0.60739 | 0.4685 | 0.58346 | 5 | 1 | 9 | 14338 | 5342 | 8015 | 11754 | 2108 | 3131 | 11018 | 1643 | 1331 | 32554 | 1.15 | 1.22 | 13152.805
5338 | 10 | 223 | 2017-08-11 | 0.7044 | 1 | 0.7044 | 0.74096 | 0.91285 | 0.67925 | 0.65883 | 0.67631 | 0.58521 | 0.67113 | 0.63561 | 0.59689 | 0.63919 | 0.49278 | 0.6107 | 5 | 1 | 10 | 15010 | 5577 | 8464 | 12489 | 2206 | 3295 | 11643 | 1729 | 1400 | 34074 | 1.12 | 1.23 | 14182.66
5339 | 11 | 223 | 2017-08-11 | 0.72956 | 1 | 0.72956 | 0.73494 | 0.9624 | 0.71368 | 0.68931 | 0.71211 | 0.61403 | 0.70551 | 0.6659 | 0.63073 | 0.67098 | 0.52728 | 0.6376 | 5 | 1 | 11 | 15771 | 5835 | 8912 | 13104 | 2319 | 3452 | 12303 | 1815 | 1498 | 35575 | 1.16 | 1.22 | 14952.575
5340 | 12 | 223 | 2017-08-11 | 0.67925 | 1 | 0.67925 | 0.74096 | 0.97754 | 0.7398 | 0.71483 | 0.73688 | 0.64186 | 0.72954 | 0.68924 | 0.66062 | 0.69612 | 0.56037 | 0.65866 | 5 | 1 | 12 | 16348 | 6051 | 9222 | 13698 | 2398 | 3573 | 12886 | 1883 | 1592 | 36750 | 1.08 | 1.23 | 15187.805
5341 | 13 | 223 | 2017-08-11 | 0.6478 | 1 | 0.6478 | 0.75904 | 0.95214 | 0.76459 | 0.73479 | 0.75917 | 0.66122 | 0.75662 | 0.71605 | 0.68753 | 0.71978 | 0.58712 | 0.67624 | 5 | 1 | 13 | 16896 | 6220 | 9501 | 14111 | 2487 | 3712 | 13411 | 1947 | 1668 | 37731 | 1.03 | 1.26 | 14793.225
5342 | 14 | 223 | 2017-08-11 | 0.6478 | 1 | 0.6478 | 0.77711 | 0.97576 | 0.78903 | 0.75369 | 0.77986 | 0.67471 | 0.77974 | 0.74363 | 0.71137 | 0.73937 | 0.61105 | 0.69481 | 5 | 1 | 14 | 17436 | 6380 | 9760 | 14399 | 2563 | 3855 | 13876 | 2000 | 1736 | 38767 | 1.03 | 1.29 | 15160.185
5343 | 15 | 223 | 2017-08-11 | 0.66038 | 1 | 0.66038 | 0.79518 | 1 | 0.80446 | 0.7648 | 0.79025 | 0.68989 | 0.79343 | 0.76389 | 0.72875 | 0.75157 | 0.63534 | 0.70651 | 5 | 1 | 15 | 17777 | 6474 | 9890 | 14723 | 2608 | 3960 | 14215 | 2033 | 1805 | 39420 | 1.05 | 1.32 | 15536.75
5344 | 16 | 223 | 2017-08-11 | 0.66038 | 1 | 0.66038 | 0.84337 | 0.99944 | 0.80958 | 0.76952 | 0.79177 | 0.69683 | 0.7989 | 0.77894 | 0.74157 | 0.75675 | 0.65012 | 0.71402 | 5 | 1 | 16 | 17890 | 6514 | 9909 | 14871 | 2626 | 4038 | 14465 | 2047 | 1847 | 39839 | 1.05 | 1.4 | 15528.105
5345 | 17 | 223 | 2017-08-11 | 0.67925 | 1 | 0.67925 | 0.87349 | 0.98608 | 0.81347 | 0.77826 | 0.79001 | 0.69739 | 0.80499 | 0.79167 | 0.74992 | 0.76044 | 0.66385 | 0.72055 | 5 | 1 | 17 | 17976 | 6588 | 9887 | 14883 | 2646 | 4104 | 14628 | 2057 | 1886 | 40203 | 1.08 | 1.45 | 15320.515
5346 | 18 | 223 | 2017-08-11 | 0.73585 | 1 | 0.73585 | 0.95783 | 0.92154 | 0.80383 | 0.77803 | 0.78002 | 0.69453 | 0.79769 | 0.78935 | 0.75018 | 0.75305 | 0.66772 | 0.71653 | 5 | 1 | 18 | 17763 | 6586 | 9762 | 14822 | 2622 | 4092 | 14633 | 2037 | 1897 | 39979 | 1.17 | 1.59 | 14317.695
5347 | 19 | 223 | 2017-08-11 | 0.7673 | 1 | 0.7673 | 0.98193 | 0.8823 | 0.78089 | 0.7635 | 0.75901 | 0.68179 | 0.77852 | 0.76852 | 0.72911 | 0.73087 | 0.65857 | 0.69736 | 5 | 1 | 19 | 17256 | 6463 | 9499 | 14550 | 2559 | 3984 | 14222 | 1977 | 1871 | 38909 | 1.22 | 1.63 | 13708.055
5348 | 20 | 223 | 2017-08-11 | 0.86164 | 1 | 0.86164 | 1 | 0.93549 | 0.75011 | 0.73869 | 0.73192 | 0.6577 | 0.74871 | 0.73746 | 0.69784 | 0.7061 | 0.63182 | 0.66789 | 5 | 1 | 20 | 16576 | 6253 | 9160 | 14036 | 2461 | 3823 | 13612 | 1910 | 1795 | 37265 | 1.37 | 1.66 | 14534.475
5349 | 21 | 223 | 2017-08-11 | 0.88679 | 1 | 0.88679 | 0.99398 | 0.93593 | 0.72274 | 0.71967 | 0.70451 | 0.63235 | 0.72011 | 0.7066 | 0.67405 | 0.68429 | 0.60155 | 0.64999 | 5 | 1 | 21 | 15971 | 6092 | 8817 | 13495 | 2367 | 3663 | 13148 | 1851 | 1709 | 36266 | 1.41 | 1.65 | 14541.295
5350 | 22 | 223 | 2017-08-11 | 0.84906 | 1 | 0.84906 | 0.90964 | 0.9084 | 0.70726 | 0.70396 | 0.69549 | 0.61937 | 0.7049 | 0.68808 | 0.65067 | 0.66654 | 0.58817 | 0.6328 | 5 | 1 | 22 | 15629 | 5959 | 8704 | 13218 | 2317 | 3567 | 12692 | 1803 | 1671 | 35307 | 1.35 | 1.51 | 14113.52
5351 | 23 | 223 | 2017-08-11 | 0.7673 | 1 | 0.7673 | 0.79518 | 0.88374 | 0.66744 | 0.65859 | 0.65465 | 0.60053 | 0.65683 | 0.64873 | 0.6052 | 0.62884 | 0.55333 | 0.59159 | 5 | 1 | 23 | 14749 | 5575 | 8193 | 12816 | 2159 | 3363 | 11805 | 1701 | 1572 | 33008 | 1.22 | 1.32 | 13730.465
5352 | 24 | 223 | 2017-08-11 | 0.6478 | 1 | 0.6478 | 0.68675 | 0.84359 | 0.61399 | 0.60626 | 0.6004 | 0.55977 | 0.59538 | 0.59761 | 0.55573 | 0.58521 | 0.50334 | 0.54419 | 5 | 1 | 24 | 13568 | 5132 | 7514 | 11946 | 1957 | 3098 | 10840 | 1583 | 1430 | 30363 | 1.03 | 1.14 | 13106.685
5353 | 1 | 224 | 2017-08-12 | 0.58491 | 1 | 0.58491 | 0.64458 | 0.77448 | 0.57421 | 0.57566 | 0.54958 | 0.49571 | 0.53727 | 0.58468 | 0.53225 | 0.55379 | 0.47342 | 0.522 | 6 | 2 | 25 | 12689 | 4873 | 6878 | 10579 | 1766 | 3031 | 10382 | 1498 | 1345 | 29125 | 0.93 | 1.07 | 12032.86
5354 | 2 | 224 | 2017-08-12 | 0.54717 | 1 | 0.54717 | 0.62048 | 0.74964 | 0.54254 | 0.54613 | 0.52034 | 0.46202 | 0.49772 | 0.54417 | 0.50338 | 0.52348 | 0.43858 | 0.49067 | 6 | 2 | 26 | 11989 | 4623 | 6512 | 9860 | 1636 | 2821 | 9819 | 1416 | 1246 | 27377 | 0.87 | 1.03 | 11646.96
5355 | 3 | 224 | 2017-08-12 | 0.54088 | 1 | 0.54088 | 0.60843 | 0.72838 | 0.52109 | 0.52747 | 0.50084 | 0.43822 | 0.47673 | 0.51582 | 0.48416 | 0.50314 | 0.41253 | 0.46972 | 6 | 2 | 27 | 11515 | 4465 | 6268 | 9352 | 1567 | 2674 | 9444 | 1361 | 1172 | 26208 | 0.86 | 1.01 | 11316.6
5356 | 4 | 224 | 2017-08-12 | 0.54717 | 1 | 0.54717 | 0.62048 | 0.71262 | 0.50864 | 0.51648 | 0.48757 | 0.42135 | 0.46152 | 0.49769 | 0.4715 | 0.49131 | 0.39704 | 0.45606 | 6 | 2 | 28 | 11240 | 4372 | 6102 | 8992 | 1517 | 2580 | 9197 | 1329 | 1128 | 25446 | 0.87 | 1.03 | 11071.73
5357 | 5 | 224 | 2017-08-12 | 0.57862 | 1 | 0.57862 | 0.63855 | 0.70005 | 0.50303 | 0.51116 | 0.48238 | 0.41095 | 0.45421 | 0.48785 | 0.4655 | 0.48688 | 0.3893 | 0.45072 | 6 | 2 | 29 | 11116 | 4327 | 6037 | 8770 | 1493 | 2529 | 9080 | 1317 | 1106 | 25148 | 0.92 | 1.06 | 10876.555
5358 | 6 | 224 | 2017-08-12 | 0.6478 | 1 | 0.6478 | 0.69277 | 0.69248 | 0.50643 | 0.51471 | 0.48821 | 0.40828 | 0.45786 | 0.49093 | 0.46796 | 0.49094 | 0.38578 | 0.45357 | 6 | 2 | 30 | 11191 | 4357 | 6110 | 8713 | 1505 | 2545 | 9128 | 1328 | 1096 | 25307 | 1.03 | 1.15 | 10758.83
5359 | 7 | 224 | 2017-08-12 | 0.71069 | 1 | 0.71069 | 0.75904 | 0.68725 | 0.50792 | 0.51766 | 0.49013 | 0.41001 | 0.4676 | 0.49788 | 0.47016 | 0.4939 | 0.38684 | 0.46015 | 6 | 2 | 31 | 11224 | 4382 | 6134 | 8750 | 1537 | 2581 | 9171 | 1336 | 1099 | 25674 | 1.13 | 1.26 | 10677.68
5360 | 8 | 224 | 2017-08-12 | 0.73585 | 1 | 0.73585 | 0.74699 | 0.67879 | 0.52385 | 0.53999 | 0.51019 | 0.41708 | 0.48433 | 0.51061 | 0.49539 | 0.50869 | 0.40268 | 0.48494 | 6 | 2 | 32 | 11576 | 4571 | 6385 | 8901 | 1592 | 2647 | 9663 | 1376 | 1144 | 27057 | 1.17 | 1.24 | 10546.135
5361 | 9 | 224 | 2017-08-12 | 0.71698 | 1 | 0.71698 | 0.71084 | 0.73509 | 0.55919 | 0.58133 | 0.54287 | 0.44309 | 0.5178 | 0.54688 | 0.5406 | 0.53974 | 0.44315 | 0.52437 | 6 | 2 | 33 | 12357 | 4921 | 6794 | 9456 | 1702 | 2835 | 10545 | 1460 | 1259 | 29257 | 1.14 | 1.18 | 11420.965
5362 | 10 | 224 | 2017-08-12 | 0.69811 | 1 | 0.69811 | 0.6988 | 0.80309 | 0.59281 | 0.62103 | 0.57667 | 0.47552 | 0.54974 | 0.58314 | 0.58485 | 0.57116 | 0.48258 | 0.56159 | 6 | 2 | 34 | 13100 | 5257 | 7217 | 10148 | 1807 | 3023 | 11408 | 1545 | 1371 | 31334 | 1.11 | 1.16 | 12477.48
5363 | 11 | 224 | 2017-08-12 | 0.7044 | 1 | 0.7044 | 0.72289 | 0.84627 | 0.62304 | 0.65458 | 0.6016 | 0.50396 | 0.57408 | 0.61304 | 0.62688 | 0.6 | 0.52059 | 0.59333 | 6 | 2 | 35 | 13768 | 5541 | 7529 | 10755 | 1887 | 3178 | 12228 | 1623 | 1479 | 33105 | 1.12 | 1.2 | 13148.295
5364 | 12 | 224 | 2017-08-12 | 0.67925 | 1 | 0.67925 | 0.72289 | 0.85829 | 0.64476 | 0.68033 | 0.61958 | 0.52692 | 0.59112 | 0.63542 | 0.65995 | 0.62144 | 0.55192 | 0.61647 | 6 | 2 | 36 | 14248 | 5759 | 7754 | 11245 | 1943 | 3294 | 12873 | 1681 | 1568 | 34396 | 1.08 | 1.2 | 13334.96
5365 | 13 | 224 | 2017-08-12 | 0.62264 | 1 | 0.62264 | 0.6988 | 0.83365 | 0.66119 | 0.69817 | 0.63092 | 0.54238 | 0.60389 | 0.65837 | 0.68399 | 0.6414 | 0.57304 | 0.63378 | 6 | 2 | 37 | 14611 | 5910 | 7896 | 11575 | 1985 | 3413 | 13342 | 1735 | 1628 | 35362 | 0.99 | 1.16 | 12952.21
5366 | 14 | 224 | 2017-08-12 | 0.63522 | 1 | 0.63522 | 0.6988 | 0.83998 | 0.67508 | 0.71093 | 0.63819 | 0.55396 | 0.61606 | 0.67959 | 0.7024 | 0.65656 | 0.59521 | 0.64515 | 6 | 2 | 38 | 14918 | 6018 | 7987 | 11822 | 2025 | 3523 | 13701 | 1776 | 1691 | 35996 | 1.01 | 1.16 | 13050.635
5367 | 15 | 224 | 2017-08-12 | 0.65409 | 1 | 0.65409 | 0.70482 | 0.8466 | 0.68635 | 0.72191 | 0.64323 | 0.56206 | 0.6261 | 0.69618 | 0.71639 | 0.66433 | 0.61457 | 0.65362 | 6 | 2 | 39 | 15167 | 6111 | 8050 | 11995 | 2058 | 3609 | 13974 | 1797 | 1746 | 36469 | 1.04 | 1.17 | 13153.435
5368 | 16 | 224 | 2017-08-12 | 0.67925 | 1 | 0.67925 | 0.72289 | 0.84537 | 0.695 | 0.72912 | 0.64563 | 0.56947 | 0.63553 | 0.70833 | 0.72716 | 0.66913 | 0.629 | 0.66002 | 6 | 2 | 40 | 15358 | 6172 | 8080 | 12153 | 2089 | 3672 | 14184 | 1810 | 1787 | 36826 | 1.08 | 1.2 | 13134.275
5369 | 17 | 224 | 2017-08-12 | 0.73585 | 1 | 0.73585 | 0.78313 | 0.83299 | 0.70454 | 0.73644 | 0.6481 | 0.57748 | 0.64679 | 0.71817 | 0.73624 | 0.67652 | 0.63851 | 0.6654 | 6 | 2 | 41 | 15569 | 6234 | 8111 | 12324 | 2126 | 3723 | 14361 | 1830 | 1814 | 37126 | 1.17 | 1.3 | 12941.93
5370 | 18 | 224 | 2017-08-12 | 0.79874 | 1 | 0.79874 | 0.81325 | 0.79767 | 0.70377 | 0.73751 | 0.64451 | 0.58249 | 0.64831 | 0.72049 | 0.73844 | 0.67689 | 0.64062 | 0.66608 | 6 | 2 | 42 | 15552 | 6243 | 8066 | 12431 | 2131 | 3735 | 14404 | 1831 | 1820 | 37164 | 1.27 | 1.35 | 12393.195
5371 | 19 | 224 | 2017-08-12 | 0.83648 | 1 | 0.83648 | 0.8494 | 0.79425 | 0.69223 | 0.72463 | 0.6322 | 0.58081 | 0.63918 | 0.70891 | 0.72496 | 0.66322 | 0.62936 | 0.65432 | 6 | 2 | 43 | 15297 | 6134 | 7912 | 12395 | 2101 | 3675 | 14141 | 1794 | 1788 | 36508 | 1.33 | 1.41 | 12340.135
5372 | 20 | 224 | 2017-08-12 | 0.91824 | 1 | 0.91824 | 0.90361 | 0.85572 | 0.67011 | 0.70207 | 0.61566 | 0.5668 | 0.62002 | 0.6848 | 0.70107 | 0.64769 | 0.60859 | 0.63735 | 6 | 2 | 44 | 14808 | 5943 | 7705 | 12096 | 2038 | 3550 | 13675 | 1752 | 1729 | 35561 | 1.46 | 1.5 | 13295.155
5373 | 21 | 224 | 2017-08-12 | 0.91195 | 1 | 0.91195 | 0.93976 | 0.85805 | 0.64924 | 0.6808 | 0.59616 | 0.5444 | 0.59872 | 0.66069 | 0.68251 | 0.63105 | 0.58078 | 0.62909 | 6 | 2 | 45 | 14347 | 5763 | 7461 | 11618 | 1968 | 3425 | 13313 | 1707 | 1650 | 35100 | 1.45 | 1.56 | 13331.25
5374 | 22 | 224 | 2017-08-12 | 0.89308 | 1 | 0.89308 | 0.89759 | 0.84073 | 0.63974 | 0.66568 | 0.59537 | 0.53507 | 0.58716 | 0.64834 | 0.6598 | 0.6159 | 0.56705 | 0.6135 | 6 | 2 | 46 | 14137 | 5635 | 7451 | 11419 | 1930 | 3361 | 12870 | 1666 | 1611 | 34230 | 1.42 | 1.49 | 13062.215
5375 | 23 | 224 | 2017-08-12 | 0.7673 | 1 | 0.7673 | 0.8012 | 0.82665 | 0.60666 | 0.62682 | 0.5698 | 0.52341 | 0.55309 | 0.61343 | 0.61801 | 0.58743 | 0.53502 | 0.57959 | 6 | 2 | 47 | 13406 | 5306 | 7131 | 11170 | 1818 | 3180 | 12055 | 1589 | 1520 | 32338 | 1.22 | 1.33 | 12843.495
5376 | 24 | 224 | 2017-08-12 | 0.69182 | 1 | 0.69182 | 0.69277 | 0.80437 | 0.56417 | 0.58169 | 0.52984 | 0.49454 | 0.50989 | 0.5679 | 0.57136 | 0.54307 | 0.48821 | 0.53896 | 6 | 2 | 48 | 12467 | 4924 | 6631 | 10554 | 1676 | 2944 | 11145 | 1469 | 1387 | 30071 | 1.1 | 1.15 | 12497.315
5377 | 1 | 225 | 2017-08-13 | 0.61635 | 1 | 0.61635 | 0.64458 | 0.77096 | 0.53385 | 0.53928 | 0.49724 | 0.45007 | 0.49072 | 0.52083 | 0.53127 | 0.50462 | 0.44632 | 0.50978 | 7 | 3 | 49 | 11797 | 4565 | 6223 | 9605 | 1613 | 2700 | 10363 | 1365 | 1268 | 28443 | 0.98 | 1.07 | 11978.235
5378 | 2 | 225 | 2017-08-13 | 0.61006 | 1 | 0.61006 | 0.62048 | 0.74542 | 0.50575 | 0.50892 | 0.47087 | 0.42247 | 0.45939 | 0.48746 | 0.50185 | 0.478 | 0.41218 | 0.47974 | 7 | 3 | 50 | 11176 | 4308 | 5893 | 9016 | 1510 | 2527 | 9789 | 1293 | 1171 | 26767 | 0.97 | 1.03 | 11581.36
5379 | 3 | 225 | 2017-08-13 | 0.59748 | 1 | 0.59748 | 0.62048 | 0.72049 | 0.48724 | 0.49096 | 0.45745 | 0.40218 | 0.43687 | 0.46181 | 0.48221 | 0.46137 | 0.3893 | 0.45879 | 7 | 3 | 51 | 10767 | 4156 | 5725 | 8583 | 1436 | 2394 | 9406 | 1248 | 1106 | 25598 | 0.95 | 1.03 | 11194.145
5380 | 4 | 225 | 2017-08-13 | 0.58491 | 1 | 0.58491 | 0.62048 | 0.6999 | 0.47502 | 0.47903 | 0.44754 | 0.38888 | 0.42318 | 0.44541 | 0.46806 | 0.44954 | 0.3724 | 0.44493 | 7 | 3 | 52 | 10497 | 4055 | 5601 | 8299 | 1391 | 2309 | 9130 | 1216 | 1058 | 24825 | 0.93 | 1.03 | 10874.225
5381 | 5 | 225 | 2017-08-13 | 0.60377 | 1 | 0.60377 | 0.64458 | 0.68772 | 0.46977 | 0.47064 | 0.44443 | 0.37899 | 0.41375 | 0.43499 | 0.46104 | 0.44251 | 0.36818 | 0.43798 | 7 | 3 | 53 | 10381 | 3984 | 5562 | 8088 | 1360 | 2255 | 8993 | 1197 | 1046 | 24437 | 0.96 | 1.07 | 10684.93
5382 | 6 | 225 | 2017-08-13 | 0.67296 | 1 | 0.67296 | 0.6988 | 0.67866 | 0.47036 | 0.46816 | 0.44323 | 0.37449 | 0.41132 | 0.43345 | 0.45842 | 0.44473 | 0.36255 | 0.43613 | 7 | 3 | 54 | 10394 | 3963 | 5547 | 7992 | 1352 | 2247 | 8942 | 1203 | 1030 | 24334 | 1.07 | 1.16 | 10544.215
5383 | 7 | 225 | 2017-08-13 | 0.73585 | 1 | 0.73585 | 0.77108 | 0.66367 | 0.46905 | 0.46887 | 0.43716 | 0.37252 | 0.41314 | 0.4321 | 0.45612 | 0.44436 | 0.35938 | 0.43645 | 7 | 3 | 55 | 10365 | 3969 | 5471 | 7950 | 1358 | 2240 | 8897 | 1202 | 1021 | 24352 | 1.17 | 1.28 | 10311.225
5384 | 8 | 225 | 2017-08-13 | 0.74214 | 1 | 0.74214 | 0.78313 | 0.63637 | 0.48362 | 0.4899 | 0.45098 | 0.37069 | 0.42379 | 0.4429 | 0.47565 | 0.45582 | 0.37768 | 0.45764 | 7 | 3 | 56 | 10687 | 4147 | 5644 | 7911 | 1393 | 2296 | 9278 | 1233 | 1073 | 25534 | 1.18 | 1.3 | 9887.07
5385 | 9 | 225 | 2017-08-13 | 0.74843 | 1 | 0.74843 | 0.74699 | 0.65776 | 0.52014 | 0.52877 | 0.48358 | 0.38625 | 0.4603 | 0.4784 | 0.51861 | 0.48577 | 0.42203 | 0.4956 | 7 | 3 | 57 | 11494 | 4476 | 6052 | 8243 | 1513 | 2480 | 10116 | 1314 | 1199 | 27652 | 1.19 | 1.24 | 10219.53
5386 | 10 | 225 | 2017-08-13 | 0.71698 | 1 | 0.71698 | 0.72892 | 0.69482 | 0.55607 | 0.56763 | 0.51426 | 0.41559 | 0.49681 | 0.51794 | 0.55998 | 0.51904 | 0.46498 | 0.53238 | 7 | 3 | 58 | 12288 | 4805 | 6436 | 8869 | 1633 | 2685 | 10923 | 1404 | 1321 | 29704 | 1.14 | 1.21 | 10795.295
5387 | 11 | 225 | 2017-08-13 | 0.71698 | 1 | 0.71698 | 0.71084 | 0.7323 | 0.58725 | 0.59823 | 0.54079 | 0.44623 | 0.52692 | 0.55363 | 0.59674 | 0.54381 | 0.49419 | 0.56595 | 7 | 3 | 59 | 12977 | 5064 | 6768 | 9523 | 1732 | 2870 | 11640 | 1471 | 1404 | 31577 | 1.14 | 1.18 | 11377.635
5388 | 12 | 225 | 2017-08-13 | 0.69811 | 1 | 0.69811 | 0.68072 | 0.74794 | 0.61426 | 0.62587 | 0.565 | 0.47673 | 0.554 | 0.58526 | 0.62632 | 0.5671 | 0.52165 | 0.5938 | 7 | 3 | 60 | 13574 | 5298 | 7071 | 10174 | 1821 | 3034 | 12217 | 1534 | 1482 | 33131 | 1.11 | 1.13 | 11620.63
5389 | 13 | 225 | 2017-08-13 | 0.63522 | 1 | 0.63522 | 0.6506 | 0.74218 | 0.64056 | 0.64796 | 0.5853 | 0.50049 | 0.57682 | 0.61188 | 0.65467 | 0.58706 | 0.54805 | 0.61665 | 7 | 3 | 61 | 14155 | 5485 | 7325 | 10681 | 1896 | 3172 | 12770 | 1588 | 1557 | 34406 | 1.01 | 1.08 | 11531.12
5390 | 14 | 225 | 2017-08-13 | 0.61635 | 1 | 0.61635 | 0.63253 | 0.75233 | 0.66228 | 0.6658 | 0.60168 | 0.51694 | 0.5972 | 0.63638 | 0.67666 | 0.60481 | 0.57198 | 0.63369 | 7 | 3 | 62 | 14635 | 5636 | 7530 | 11032 | 1963 | 3299 | 13199 | 1636 | 1625 | 35357 | 0.98 | 1.05 | 11688.74
5391 | 15 | 225 | 2017-08-13 | 0.61635 | 1 | 0.61635 | 0.65663 | 0.7566 | 0.6806 | 0.68317 | 0.61654 | 0.53381 | 0.61758 | 0.65934 | 0.69404 | 0.62033 | 0.59416 | 0.64837 | 7 | 3 | 63 | 15040 | 5783 | 7716 | 11392 | 2030 | 3418 | 13538 | 1678 | 1688 | 36176 | 0.98 | 1.09 | 11755.12
5392 | 16 | 225 | 2017-08-13 | 0.64151 | 1 | 0.64151 | 0.68072 | 0.75794 | 0.69798 | 0.699 | 0.63188 | 0.5488 | 0.64071 | 0.68306 | 0.70722 | 0.62957 | 0.61 | 0.66183 | 7 | 3 | 64 | 15424 | 5917 | 7908 | 11712 | 2106 | 3541 | 13795 | 1703 | 1733 | 36927 | 1.02 | 1.13 | 11775.96
5393 | 17 | 225 | 2017-08-13 | 0.66667 | 1 | 0.66667 | 0.72892 | 0.74929 | 0.71622 | 0.71754 | 0.64586 | 0.55878 | 0.66444 | 0.7066 | 0.71901 | 0.64695 | 0.62689 | 0.67588 | 7 | 3 | 65 | 15827 | 6074 | 8083 | 11925 | 2184 | 3663 | 14025 | 1750 | 1781 | 37711 | 1.06 | 1.21 | 11641.495
5394 | 18 | 225 | 2017-08-13 | 0.68553 | 1 | 0.68553 | 0.77711 | 0.72694 | 0.72622 | 0.72806 | 0.65457 | 0.56413 | 0.68178 | 0.72164 | 0.72434 | 0.65619 | 0.63921 | 0.68553 | 7 | 3 | 66 | 16048 | 6163 | 8192 | 12039 | 2241 | 3741 | 14129 | 1775 | 1816 | 38249 | 1.09 | 1.29 | 11294.21
5395 | 19 | 225 | 2017-08-13 | 0.7044 | 1 | 0.7044 | 0.79518 | 0.72784 | 0.72183 | 0.7205 | 0.64842 | 0.56286 | 0.68026 | 0.71779 | 0.71158 | 0.65139 | 0.63604 | 0.67879 | 7 | 3 | 67 | 15951 | 6099 | 8115 | 12012 | 2236 | 3721 | 13880 | 1762 | 1807 | 37873 | 1.12 | 1.32 | 11308.32
5396 | 20 | 225 | 2017-08-13 | 0.7673 | 1 | 0.7673 | 0.8494 | 0.80601 | 0.70454 | 0.70738 | 0.63364 | 0.55241 | 0.66839 | 0.701 | 0.68743 | 0.63808 | 0.62232 | 0.66101 | 7 | 3 | 68 | 15569 | 5988 | 7930 | 11789 | 2197 | 3634 | 13409 | 1726 | 1768 | 36881 | 1.22 | 1.41 | 12522.705
5397 | 21 | 225 | 2017-08-13 | 0.83648 | 1 | 0.83648 | 0.89759 | 0.81962 | 0.68658 | 0.69037 | 0.6191 | 0.53676 | 0.6477 | 0.67265 | 0.67328 | 0.62181 | 0.59803 | 0.65149 | 7 | 3 | 69 | 15172 | 5844 | 7748 | 11455 | 2129 | 3487 | 13133 | 1682 | 1699 | 36350 | 1.33 | 1.49 | 12734.27
5398 | 22 | 225 | 2017-08-13 | 0.8239 | 1 | 0.8239 | 0.87349 | 0.81392 | 0.67065 | 0.67372 | 0.61846 | 0.53414 | 0.63645 | 0.65818 | 0.64662 | 0.61553 | 0.58465 | 0.63427 | 7 | 3 | 70 | 14820 | 5703 | 7740 | 11399 | 2092 | 3412 | 12613 | 1665 | 1661 | 35389 | 1.31 | 1.45 | 12645.685
5399 | 23 | 225 | 2017-08-13 | 0.77358 | 1 | 0.77358 | 0.75904 | 0.80175 | 0.62743 | 0.62481 | 0.58642 | 0.52088 | 0.60116 | 0.6196 | 0.59746 | 0.58189 | 0.5403 | 0.59066 | 7 | 3 | 71 | 13865 | 5289 | 7339 | 11116 | 1976 | 3212 | 11654 | 1574 | 1535 | 32956 | 1.23 | 1.26 | 12456.54
5400 | 24 | 225 | 2017-08-13 | 0.7044 | 1 | 0.7044 | 0.68072 | 0.77447 | 0.5848 | 0.57838 | 0.54654 | 0.49145 | 0.55735 | 0.56694 | 0.54686 | 0.54085 | 0.48222 | 0.54286 | 7 | 3 | 72 | 12923 | 4896 | 6840 | 10488 | 1832 | 2939 | 10667 | 1463 | 1370 | 30289 | 1.12 | 1.13 | 12032.68
5401 | 1 | 226 | 2017-08-14 | 0.6478 | 1 | 0.6478 | 0.63253 | 0.80131 | 0.561 | 0.54519 | 0.51858 | 0.46146 | 0.51962 | 0.52951 | 0.50272 | 0.51978 | 0.43506 | 0.50763 | 1 | 1 | 73 | 12397 | 4615 | 6490 | 9848 | 1708 | 2745 | 9806 | 1406 | 1236 | 28323 | 1.03 | 1.05 | 12449.825
5402 | 2 | 226 | 2017-08-14 | 0.59748 | 1 | 0.59748 | 0.61446 | 0.77242 | 0.53457 | 0.52026 | 0.49612 | 0.43395 | 0.49315 | 0.49865 | 0.47816 | 0.49353 | 0.40584 | 0.47807 | 1 | 1 | 74 | 11813 | 4404 | 6209 | 9261 | 1621 | 2585 | 9327 | 1335 | 1153 | 26674 | 0.95 | 1.02 | 12000.945
5403 | 3 | 226 | 2017-08-14 | 0.57862 | 1 | 0.57862 | 0.59639 | 0.74901 | 0.51806 | 0.50372 | 0.48318 | 0.4161 | 0.47642 | 0.47936 | 0.4634 | 0.47579 | 0.38789 | 0.46002 | 1 | 1 | 75 | 11448 | 4264 | 6047 | 8880 | 1566 | 2485 | 9039 | 1287 | 1102 | 25667 | 0.92 | 0.99 | 11637.225
5404 | 4 | 226 | 2017-08-14 | 0.58491 | 1 | 0.58491 | 0.61446 | 0.73082 | 0.51195 | 0.49923 | 0.47359 | 0.40485 | 0.4679 | 0.46817 | 0.45724 | 0.46876 | 0.37416 | 0.45095 | 1 | 1 | 76 | 11313 | 4226 | 5927 | 8640 | 1538 | 2427 | 8919 | 1268 | 1063 | 25161 | 0.93 | 1.02 | 11354.585
5405 | 5 | 226 | 2017-08-14 | 0.58491 | 1 | 0.58491 | 0.62048 | 0.71832 | 0.5167 | 0.5062 | 0.47966 | 0.40129 | 0.47277 | 0.46875 | 0.46396 | 0.47135 | 0.37698 | 0.45506 | 1 | 1 | 77 | 11418 | 4285 | 6003 | 8564 | 1554 | 2430 | 9050 | 1275 | 1071 | 25390 | 0.93 | 1.03 | 11160.345
5406 | 6 | 226 | 2017-08-14 | 0.61635 | 1 | 0.61635 | 0.6747 | 0.72546 | 0.54141 | 0.52782 | 0.50467 | 0.40837 | 0.50076 | 0.4892 | 0.48395 | 0.49168 | 0.39317 | 0.47764 | 1 | 1 | 78 | 11964 | 4468 | 6316 | 8715 | 1646 | 2536 | 9440 | 1330 | 1117 | 26650 | 0.98 | 1.12 | 11271.335
5407 | 7 | 226 | 2017-08-14 | 0.67296 | 1 | 0.67296 | 0.75904 | 0.7356 | 0.57376 | 0.56137 | 0.53903 | 0.4311 | 0.55096 | 0.52662 | 0.51523 | 0.51682 | 0.42591 | 0.51336 | 1 | 1 | 79 | 12679 | 4752 | 6746 | 9200 | 1811 | 2730 | 10050 | 1398 | 1210 | 28643 | 1.07 | 1.26 | 11428.795
5408 | 8 | 226 | 2017-08-14 | 0.72327 | 1 | 0.72327 | 0.74699 | 0.74366 | 0.60698 | 0.59079 | 0.57387 | 0.4736 | 0.58899 | 0.55633 | 0.54645 | 0.54935 | 0.43963 | 0.55268 | 1 | 1 | 80 | 13413 | 5001 | 7182 | 10107 | 1936 | 2884 | 10659 | 1486 | 1249 | 30837 | 1.15 | 1.24 | 11554.04
5409 | 9 | 226 | 2017-08-14 | 0.75472 | 1 | 0.75472 | 0.71084 | 0.84656 | 0.64142 | 0.62363 | 0.61406 | 0.5182 | 0.62336 | 0.59028 | 0.57362 | 0.58854 | 0.45477 | 0.58876 | 1 | 1 | 81 | 14174 | 5279 | 7685 | 11059 | 2049 | 3060 | 11189 | 1592 | 1292 | 32850 | 1.2 | 1.18 | 13152.805
5410 | 10 | 226 | 2017-08-14 | 0.79245 | 1 | 0.79245 | 0.6747 | 0.91285 | 0.67318 | 0.65718 | 0.65266 | 0.55602 | 0.65987 | 0.63233 | 0.60084 | 0.6281 | 0.48398 | 0.61717 | 1 | 1 | 82 | 14876 | 5563 | 8168 | 11866 | 2169 | 3278 | 11720 | 1699 | 1375 | 34435 | 1.26 | 1.12 | 14182.66
5411 | 11 | 226 | 2017-08-14 | 0.73585 | 1 | 0.73585 | 0.6506 | 0.9624 | 0.70536 | 0.69852 | 0.69333 | 0.58559 | 0.6979 | 0.6767 | 0.6315 | 0.66691 | 0.52024 | 0.64705 | 1 | 1 | 83 | 15587 | 5913 | 8677 | 12497 | 2294 | 3508 | 12318 | 1804 | 1478 | 36102 | 1.17 | 1.08 | 14952.575
5412 | 12 | 226 | 2017-08-14 | 0.72327 | 1 | 0.72327 | 0.61446 | 0.97754 | 0.73821 | 0.73444 | 0.72713 | 0.6174 | 0.72924 | 0.71238 | 0.65559 | 0.70166 | 0.56107 | 0.67531 | 1 | 1 | 84 | 16313 | 6217 | 9100 | 13176 | 2397 | 3693 | 12788 | 1898 | 1594 | 37679 | 1.15 | 1.02 | 15187.805
5413 | 13 | 226 | 2017-08-14 | 0.71069 | 1 | 0.71069 | 0.63855 | 0.95214 | 0.77079 | 0.76302 | 0.75533 | 0.64589 | 0.76392 | 0.75019 | 0.67589 | 0.7305 | 0.5924 | 0.70099 | 1 | 1 | 85 | 17033 | 6459 | 9453 | 13784 | 2511 | 3889 | 13184 | 1976 | 1683 | 39112 | 1.13 | 1.06 | 14793.225
5414 | 14 | 226 | 2017-08-14 | 0.69182 | 1 | 0.69182 | 0.62048 | 0.97576 | 0.79478 | 0.79114 | 0.78234 | 0.66571 | 0.79373 | 0.78144 | 0.70214 | 0.76007 | 0.62408 | 0.72132 | 1 | 1 | 86 | 17563 | 6697 | 9791 | 14207 | 2609 | 4051 | 13696 | 2056 | 1773 | 40246 | 1.1 | 1.03 | 15160.185
5415 | 15 | 226 | 2017-08-14 | 0.67296 | 1 | 0.67296 | 0.62048 | 1 | 0.81704 | 0.81229 | 0.7988 | 0.68549 | 0.81594 | 0.80652 | 0.71927 | 0.78373 | 0.64907 | 0.74048 | 1 | 1 | 87 | 18055 | 6876 | 9997 | 14629 | 2682 | 4181 | 14030 | 2120 | 1844 | 41315 | 1.07 | 1.03 | 15536.75
5416 | 16 | 226 | 2017-08-14 | 0.68553 | 1 | 0.68553 | 0.63253 | 0.99944 | 0.83437 | 0.82386 | 0.80863 | 0.70175 | 0.82994 | 0.82832 | 0.73393 | 0.79778 | 0.66983 | 0.75824 | 1 | 1 | 88 | 18438 | 6974 | 10120 | 14976 | 2728 | 4294 | 14316 | 2158 | 1903 | 42306 | 1.09 | 1.05 | 15528.105
5417 | 17 | 226 | 2017-08-14 | 0.66667 | 1 | 0.66667 | 0.71084 | 0.98608 | 0.84523 | 0.83461 | 0.81406 | 0.71431 | 0.84241 | 0.84549 | 0.74685 | 0.81183 | 0.68708 | 0.77012 | 1 | 1 | 89 | 18678 | 7065 | 10188 | 15244 | 2769 | 4383 | 14568 | 2196 | 1952 | 42969 | 1.06 | 1.18 | 15320.515
5418 | 18 | 226 | 2017-08-14 | 0.69811 | 1 | 0.69811 | 0.71687 | 0.92154 | 0.84406 | 0.83792 | 0.8155 | 0.71993 | 0.84636 | 0.85282 | 0.7569 | 0.8122 | 0.69729 | 0.77683 | 1 | 1 | 90 | 18652 | 7093 | 10206 | 15364 | 2782 | 4421 | 14764 | 2197 | 1981 | 43343 | 1.11 | 1.19 | 14317.695
5419 | 19 | 226 | 2017-08-14 | 0.72327 | 1 | 0.72327 | 0.76506 | 0.8823 | 0.83198 | 0.82079 | 0.80024 | 0.71702 | 0.83267 | 0.84163 | 0.74428 | 0.79741 | 0.69377 | 0.75944 | 1 | 1 | 91 | 18385 | 6948 | 10015 | 15302 | 2737 | 4363 | 14518 | 2157 | 1971 | 42373 | 1.15 | 1.27 | 13708.055
5420 | 20 | 226 | 2017-08-14 | 0.78616 | 1 | 0.78616 | 0.80723 | 0.93549 | 0.80577 | 0.79716 | 0.78402 | 0.69205 | 0.80834 | 0.81501 | 0.71665 | 0.76932 | 0.67406 | 0.73198 | 1 | 1 | 92 | 17806 | 6748 | 9812 | 14769 | 2657 | 4225 | 13979 | 2081 | 1915 | 40841 | 1.25 | 1.34 | 14534.475
5421 | 21 | 226 | 2017-08-14 | 0.83648 | 1 | 0.83648 | 0.86145 | 0.93593 | 0.78229 | 0.78098 | 0.75429 | 0.66843 | 0.78035 | 0.78395 | 0.69548 | 0.73715 | 0.64801 | 0.708 | 1 | 1 | 93 | 17287 | 6611 | 9440 | 14265 | 2565 | 4064 | 13566 | 1994 | 1841 | 39503 | 1.33 | 1.43 | 14541.295
5422 | 22 | 226 | 2017-08-14 | 0.81761 | 1 | 0.81761 | 0.8494 | 0.9084 | 0.76088 | 0.75086 | 0.73855 | 0.65128 | 0.75479 | 0.76292 | 0.66585 | 0.71719 | 0.62513 | 0.68028 | 1 | 1 | 94 | 16814 | 6356 | 9243 | 13899 | 2481 | 3955 | 12988 | 1940 | 1776 | 37956 | 1.3 | 1.41 | 14113.52
5423 | 23 | 226 | 2017-08-14 | 0.75472 | 1 | 0.75472 | 0.72892 | 0.88374 | 0.71151 | 0.69214 | 0.68718 | 0.62954 | 0.69638 | 0.7091 | 0.60899 | 0.67579 | 0.57163 | 0.62002 | 1 | 1 | 95 | 15723 | 5859 | 8600 | 13435 | 2289 | 3676 | 11879 | 1828 | 1624 | 34594 | 1.2 | 1.21 | 13730.465
5424 | 24 | 226 | 2017-08-14 | 0.68553 | 1 | 0.68553 | 0.6506 | 0.84359 | 0.6468 | 0.6352 | 0.62877 | 0.57889 | 0.6328 | 0.64699 | 0.55383 | 0.61811 | 0.50968 | 0.56541 | 1 | 1 | 96 | 14293 | 5377 | 7869 | 12354 | 2080 | 3354 | 10803 | 1672 | 1448 | 31547 | 1.09 | 1.08 | 13106.685
5425 | 1 | 227 | 2017-08-15 | 0.61635 | 1 | 0.61635 | 0.62651 | 0.80131 | 0.60069 | 0.58701 | 0.58618 | 0.54252 | 0.59172 | 0.5463 | 0.52635 | 0.56007 | 0.44879 | 0.52652 | 2 | 1 | 97 | 13274 | 4969 | 7336 | 11578 | 1945 | 2832 | 10267 | 1515 | 1275 | 29377 | 0.98 | 1.04 | 12449.825
5426 | 2 | 227 | 2017-08-15 | 0.60377 | 1 | 0.60377 | 0.60241 | 0.77242 | 0.56761 | 0.55688 | 0.55509 | 0.50382 | 0.5543 | 0.51389 | 0.49908 | 0.5305 | 0.41816 | 0.49614 | 2 | 1 | 98 | 12543 | 4714 | 6947 | 10752 | 1822 | 2664 | 9735 | 1435 | 1188 | 27682 | 0.96 | 1 | 12000.945
5427 | 3 | 227 | 2017-08-15 | 0.59748 | 1 | 0.59748 | 0.59036 | 0.74901 | 0.54819 | 0.54022 | 0.53608 | 0.47631 | 0.52997 | 0.49035 | 0.48175 | 0.51201 | 0.39986 | 0.47805 | 2 | 1 | 99 | 12114 | 4573 | 6709 | 10165 | 1742 | 2542 | 9397 | 1385 | 1136 | 26673 | 0.95 | 0.98 | 11637.225
5428 | 4 | 227 | 2017-08-15 | 0.61635 | 1 | 0.61635 | 0.59036 | 0.73082 | 0.53806 | 0.53219 | 0.52481 | 0.45818 | 0.51628 | 0.47782 | 0.47334 | 0.50277 | 0.38578 | 0.46854 | 2 | 1 | 100 | 11890 | 4505 | 6568 | 9778 | 1697 | 2477 | 9233 | 1360 | 1096 | 26142 | 0.98 | 0.98 | 11354.585
5429 | 5 | 227 | 2017-08-15 | 0.64151 | 1 | 0.64151 | 0.60843 | 0.71832 | 0.54326 | 0.53479 | 0.52617 | 0.44862 | 0.51536 | 0.48052 | 0.47796 | 0.50351 | 0.38754 | 0.47264 | 2 | 1 | 101 | 12005 | 4527 | 6585 | 9574 | 1694 | 2491 | 9323 | 1362 | 1101 | 26371 | 1.02 | 1.01 | 11160.345
5430 | 6 | 227 | 2017-08-15 | 0.71698 | 1 | 0.71698 | 0.6506 | 0.72546 | 0.56679 | 0.55806 | 0.55062 | 0.45181 | 0.54153 | 0.50212 | 0.50287 | 0.52421 | 0.4062 | 0.49822 | 2 | 1 | 102 | 12525 | 4724 | 6891 | 9642 | 1780 | 2603 | 9809 | 1418 | 1154 | 27798 | 1.14 | 1.08 | 11271.335
5431 | 7 | 227 | 2017-08-15 | 0.77358 | 1 | 0.77358 | 0.68675 | 0.7356 | 0.60589 | 0.59279 | 0.58634 | 0.48315 | 0.58838 | 0.54726 | 0.5406 | 0.55416 | 0.43963 | 0.53722 | 2 | 1 | 103 | 13389 | 5018 | 7338 | 10311 | 1934 | 2837 | 10545 | 1499 | 1249 | 29974 | 1.23 | 1.14 | 11428.795
5432 | 8 | 227 | 2017-08-15 | 0.77987 | 1 | 0.77987 | 0.71687 | 0.74366 | 0.6335 | 0.62221 | 0.62229 | 0.51558 | 0.62641 | 0.57407 | 0.57367 | 0.58558 | 0.45125 | 0.57774 | 2 | 1 | 104 | 13999 | 5267 | 7788 | 11003 | 2059 | 2976 | 11190 | 1584 | 1282 | 32235 | 1.24 | 1.19 | 11554.04
5433 | 9 | 227 | 2017-08-15 | 0.73585 | 1 | 0.73585 | 0.77108 | 0.84656 | 0.66798 | 0.65387 | 0.65881 | 0.55836 | 0.66444 | 0.6086 | 0.60187 | 0.62255 | 0.46533 | 0.61113 | 2 | 1 | 105 | 14761 | 5535 | 8245 | 11916 | 2184 | 3155 | 11740 | 1684 | 1322 | 34098 | 1.17 | 1.28 | 13152.805
5434 | 10 | 227 | 2017-08-15 | 0.67925 | 1 | 0.67925 | 0.74096 | 0.91285 | 0.70192 | 0.69167 | 0.70004 | 0.59918 | 0.70764 | 0.65258 | 0.63242 | 0.66728 | 0.49067 | 0.6419 | 2 | 1 | 106 | 15511 | 5855 | 8761 | 12787 | 2326 | 3383 | 12336 | 1805 | 1394 | 35815 | 1.08 | 1.23 | 14182.66
5435 | 11 | 227 | 2017-08-15 | 0.66667 | 1 | 0.66667 | 0.75301 | 0.9624 | 0.74287 | 0.73266 | 0.74431 | 0.63394 | 0.74992 | 0.69502 | 0.66508 | 0.70573 | 0.5227 | 0.67312 | 2 | 1 | 107 | 16416 | 6202 | 9315 | 13529 | 2465 | 3603 | 12973 | 1909 | 1485 | 37557 | 1.06 | 1.25 | 14952.575
5436 | 12 | 227 | 2017-08-15 | 0.6478 | 1 | 0.6478 | 0.73494 | 0.97754 | 0.78084 | 0.76905 | 0.77883 | 0.66698 | 0.78521 | 0.72666 | 0.69307 | 0.74418 | 0.56001 | 0.6994 | 2 | 1 | 108 | 17255 | 6510 | 9747 | 14234 | 2581 | 3767 | 13519 | 2013 | 1591 | 39023 | 1.03 | 1.22 | 15187.805
5437 | 13 | 227 | 2017-08-15 | 0.66667 | 1 | 0.66667 | 0.71084 | 0.95214 | 0.81496 | 0.80035 | 0.81103 | 0.692 | 0.82263 | 0.76331 | 0.72086 | 0.77634 | 0.59205 | 0.72105 | 2 | 1 | 109 | 18009 | 6775 | 10150 | 14768 | 2704 | 3957 | 14061 | 2100 | 1682 | 40231 | 1.06 | 1.18 | 14793.225
5438 | 14 | 227 | 2017-08-15 | 0.6478 | 1 | 0.6478 | 0.70482 | 0.97576 | 0.84695 | 0.83095 | 0.83915 | 0.7129 | 0.8558 | 0.799 | 0.7488 | 0.80961 | 0.61915 | 0.7427 | 2 | 1 | 110 | 18716 | 7034 | 10502 | 15214 | 2813 | 4142 | 14606 | 2190 | 1759 | 41439 | 1.03 | 1.17 | 15160.185
5439 | 15 | 227 | 2017-08-15 | 0.62893 | 1 | 0.62893 | 0.69277 | 1 | 0.86804 | 0.85328 | 0.86464 | 0.73319 | 0.87466 | 0.82504 | 0.7734 | 0.83438 | 0.6459 | 0.75876 | 2 | 1 | 111 | 19182 | 7223 | 10821 | 15647 | 2875 | 4277 | 15086 | 2257 | 1835 | 42335 | 1 | 1.15 | 15536.75
5440 | 16 | 227 | 2017-08-15 | 0.67296 | 1 | 0.67296 | 0.69277 | 0.99944 | 0.88574 | 0.86887 | 0.87903 | 0.74514 | 0.88896 | 0.84549 | 0.79268 | 0.8488 | 0.66491 | 0.7738 | 2 | 1 | 112 | 19573 | 7355 | 11001 | 15902 | 2922 | 4383 | 15462 | 2296 | 1889 | 43174 | 1.07 | 1.15 | 15528.105
5441 | 17 | 227 | 2017-08-15 | 0.72327 | 1 | 0.72327 | 0.75301 | 0.98608 | 0.89112 | 0.88293 | 0.88558 | 0.75043 | 0.90021 | 0.8642 | 0.8076 | 0.86322 | 0.68251 | 0.78254 | 2 | 1 | 113 | 19692 | 7474 | 11083 | 16015 | 2959 | 4480 | 15753 | 2335 | 1939 | 43662 | 1.15 | 1.25 | 15320.515
5442 | 18 | 227 | 2017-08-15 | 0.7673 | 1 | 0.7673 | 0.80723 | 0.92154 | 0.88673 | 0.88435 | 0.87815 | 0.74776 | 0.90478 | 0.87037 | 0.81072 | 0.86691 | 0.68884 | 0.77975 | 2 | 1 | 114 | 19595 | 7486 | 10990 | 15958 | 2974 | 4512 | 15814 | 2345 | 1957 | 43506 | 1.22 | 1.34 | 14317.695
5443 | 19 | 227 | 2017-08-15 | 0.77358 | 1 | 0.77358 | 0.83133 | 0.8823 | 0.87035 | 0.8697 | 0.85793 | 0.73413 | 0.89261 | 0.85706 | 0.79247 | 0.84769 | 0.68356 | 0.75759 | 2 | 1 | 115 | 19233 | 7362 | 10737 | 15667 | 2934 | 4443 | 15458 | 2293 | 1942 | 42270 | 1.23 | 1.38 | 13708.055
5444 | 20 | 227 | 2017-08-15 | 0.80503 | 1 | 0.80503 | 0.8494 | 0.93549 | 0.84288 | 0.84182 | 0.82637 | 0.70128 | 0.86097 | 0.83005 | 0.76648 | 0.81516 | 0.66491 | 0.72987 | 2 | 1 | 116 | 18626 | 7126 | 10342 | 14966 | 2830 | 4303 | 14951 | 2205 | 1889 | 40723 | 1.28 | 1.41 | 14534.475
5445 | 21 | 227 | 2017-08-15 | 0.89937 | 1 | 0.89937 | 0.93373 | 0.93593 | 0.81143 | 0.82044 | 0.80352 | 0.67373 | 0.83085 | 0.79823 | 0.74305 | 0.78743 | 0.63851 | 0.717 | 2 | 1 | 117 | 17931 | 6945 | 10056 | 14378 | 2731 | 4138 | 14494 | 2130 | 1814 | 40005 | 1.43 | 1.55 | 14541.295
5446 | 22 | 227 | 2017-08-15 | 0.88679 | 1 | 0.88679 | 0.90964 | 0.9084 | 0.79107 | 0.78949 | 0.7837 | 0.65901 | 0.80773 | 0.77739 | 0.7066 | 0.76155 | 0.62443 | 0.68766 | 2 | 1 | 118 | 17481 | 6683 | 9808 | 14064 | 2655 | 4030 | 13783 | 2060 | 1774 | 38368 | 1.41 | 1.51 | 14113.52
5447 | 23 | 227 | 2017-08-15 | 0.79874 | 1 | 0.79874 | 0.85542 | 0.88374 | 0.72934 | 0.72688 | 0.73432 | 0.62916 | 0.74932 | 0.72184 | 0.64785 | 0.71017 | 0.57057 | 0.63432 | 2 | 1 | 119 | 16117 | 6153 | 9190 | 13427 | 2463 | 3742 | 12637 | 1921 | 1621 | 35392 | 1.27 | 1.42 | 13730.465
5448 | 24 | 227 | 2017-08-15 | 0.7044 | 1 | 0.7044 | 0.77108 | 0.84359 | 0.66771 | 0.66462 | 0.67223 | 0.58024 | 0.67904 | 0.65895 | 0.58813 | 0.6525 | 0.50581 | 0.57876 | 2 | 1 | 120 | 14755 | 5626 | 8413 | 12383 | 2232 | 3416 | 11472 | 1765 | 1437 | 32292 | 1.12 | 1.28 | 13106.685
5449 | 1 | 228 | 2017-08-16 | 0.76101 | 1 | 0.76101 | 0.71687 | 0.80131 | 0.62558 | 0.61689 | 0.60527 | 0.53868 | 0.63888 | 0.59992 | 0.54096 | 0.60037 | 0.48504 | 0.5396 | 3 | 1 | 121 | 13824 | 5222 | 7575 | 11496 | 2100 | 3110 | 10552 | 1624 | 1378 | 30107 | 1.21 | 1.19 | 12449.825
5450 | 2 | 228 | 2017-08-16 | 0.71698 | 1 | 0.71698 | 0.66867 | 0.77242 | 0.59096 | 0.58311 | 0.57163 | 0.49951 | 0.5969 | 0.5625 | 0.51348 | 0.56636 | 0.45125 | 0.50564 | 3 | 1 | 122 | 13059 | 4936 | 7154 | 10660 | 1962 | 2916 | 10016 | 1532 | 1282 | 28212 | 1.14 | 1.11 | 12000.945
5451 | 3 | 228 | 2017-08-16 | 0.7044 | 1 | 0.7044 | 0.64458 | 0.74901 | 0.56865 | 0.56491 | 0.5519 | 0.47247 | 0.56647 | 0.53569 | 0.49257 | 0.5464 | 0.42731 | 0.48538 | 3 | 1 | 123 | 12566 | 4782 | 6907 | 10083 | 1862 | 2777 | 9608 | 1478 | 1214 | 27082 | 1.12 | 1.07 | 11637.225
5452 | 4 | 228 | 2017-08-16 | 0.69811 | 1 | 0.69811 | 0.63253 | 0.73082 | 0.55679 | 0.55511 | 0.54071 | 0.45401 | 0.54731 | 0.52122 | 0.48442 | 0.53272 | 0.41077 | 0.47528 | 3 | 1 | 124 | 12304 | 4699 | 6767 | 9689 | 1799 | 2702 | 9449 | 1441 | 1167 | 26518 | 1.11 | 1.05 | 11354.585
5453 | 5 | 228 | 2017-08-16 | 0.69182 | 1 | 0.69182 | 0.63253 | 0.71832 | 0.56046 | 0.55747 | 0.53975 | 0.44553 | 0.54548 | 0.52045 | 0.49005 | 0.52939 | 0.40831 | 0.47947 | 3 | 1 | 125 | 12385 | 4719 | 6755 | 9508 | 1793 | 2698 | 9559 | 1432 | 1160 | 26752 | 1.1 | 1.05 | 11160.345
5454 | 6 | 228 | 2017-08-16 | 0.7044 | 1 | 0.7044 | 0.68072 | 0.72546 | 0.58218 | 0.57649 | 0.56276 | 0.44937 | 0.57012 | 0.54167 | 0.51251 | 0.55009 | 0.41992 | 0.50035 | 3 | 1 | 126 | 12865 | 4880 | 7043 | 9590 | 1874 | 2808 | 9997 | 1488 | 1193 | 27917 | 1.12 | 1.13 | 11271.335
5455 | 7 | 228 | 2017-08-16 | 0.75472 | 1 | 0.75472 | 0.74096 | 0.7356 | 0.62426 | 0.61193 | 0.59521 | 0.47449 | 0.61545 | 0.5841 | 0.54998 | 0.57745 | 0.45055 | 0.53962 | 3 | 1 | 127 | 13795 | 5180 | 7449 | 10126 | 2023 | 3028 | 10728 | 1562 | 1280 | 30108 | 1.2 | 1.23 | 11428.795
5456 | 8 | 228 | 2017-08-16 | 0.81761 | 1 | 0.81761 | 0.77711 | 0.74366 | 0.65246 | 0.64619 | 0.63076 | 0.50958 | 0.6547 | 0.6115 | 0.57998 | 0.6085 | 0.46111 | 0.57847 | 3 | 1 | 128 | 14418 | 5470 | 7894 | 10875 | 2152 | 3170 | 11313 | 1646 | 1310 | 32276 | 1.3 | 1.29 | 11554.04
5457 | 9 | 228 | 2017-08-16 | 0.84277 | 1 | 0.84277 | 0.83133 | 0.84656 | 0.68622 | 0.67454 | 0.66624 | 0.55583 | 0.69547 | 0.64738 | 0.61232 | 0.64991 | 0.47659 | 0.61411 | 3 | 1 | 129 | 15164 | 5710 | 8338 | 11862 | 2286 | 3356 | 11944 | 1758 | 1354 | 34264 | 1.34 | 1.38 | 13152.805
5458 | 10 | 228 | 2017-08-16 | 0.8805 | 1 | 0.8805 | 0.85542 | 0.91285 | 0.72586 | 0.7166 | 0.70252 | 0.59754 | 0.73867 | 0.69174 | 0.64411 | 0.69723 | 0.5044 | 0.64533 | 3 | 1 | 130 | 16040 | 6066 | 8792 | 12752 | 2428 | 3586 | 12564 | 1886 | 1433 | 36006 | 1.4 | 1.42 | 14182.66
5459 | 11 | 228 | 2017-08-16 | 0.84906 | 1 | 0.84906 | 0.83133 | 0.9624 | 0.77125 | 0.76172 | 0.74622 | 0.63488 | 0.78674 | 0.7365 | 0.68287 | 0.74381 | 0.53889 | 0.6813 | 3 | 1 | 131 | 17043 | 6448 | 9339 | 13549 | 2586 | 3818 | 13320 | 2012 | 1531 | 38013 | 1.35 | 1.38 | 14952.575
5460 | 12 | 228 | 2017-08-16 | 0.8239 | 1 | 0.8239 | 0.78916 | 0.97754 | 0.80596 | 0.8013 | 0.78178 | 0.67476 | 0.82659 | 0.77527 | 0.71711 | 0.78078 | 0.58113 | 0.71531 | 3 | 1 | 132 | 17810 | 6783 | 9784 | 14400 | 2717 | 4019 | 13988 | 2112 | 1651 | 39911 | 1.31 | 1.31 | 15187.805
5461 | 13 | 228 | 2017-08-16 | 0.80503 | 1 | 0.80503 | 0.78916 | 0.95214 | 0.84709 | 0.83875 | 0.81702 | 0.70826 | 0.86644 | 0.81269 | 0.75238 | 0.81331 | 0.6195 | 0.74733 | 3 | 1 | 133 | 18719 | 7100 | 10225 | 15115 | 2848 | 4213 | 14676 | 2200 | 1760 | 41697 | 1.28 | 1.31 | 14793.225
5462 | 14 | 228 | 2017-08-16 | 0.81132 | 1 | 0.81132 | 0.74699 | 0.97576 | 0.8799 | 0.86982 | 0.84579 | 0.73713 | 0.90052 | 0.85127 | 0.7893 | 0.84732 | 0.65118 | 0.77717 | 3 | 1 | 134 | 19444 | 7363 | 10585 | 15731 | 2960 | 4413 | 15396 | 2292 | 1850 | 43362 | 1.29 | 1.24 | 15160.185
5463 | 15 | 228 | 2017-08-16 | 0.76101 | 1 | 0.76101 | 0.74096 | 1 | 0.90022 | 0.89084 | 0.86344 | 0.76477 | 0.92425 | 0.87789 | 0.81308 | 0.87209 | 0.6811 | 0.80147 | 3 | 1 | 135 | 19893 | 7541 | 10806 | 16321 | 3038 | 4551 | 15860 | 2359 | 1935 | 44718 | 1.21 | 1.23 | 15536.75
5464 | 16 | 228 | 2017-08-16 | 0.77358 | 1 | 0.77358 | 0.72892 | 0.99944 | 0.91139 | 0.90313 | 0.87439 | 0.78366 | 0.94007 | 0.90046 | 0.83528 | 0.88799 | 0.70715 | 0.82672 | 3 | 1 | 136 | 20140 | 7645 | 10943 | 16724 | 3090 | 4668 | 16293 | 2402 | 2009 | 46127 | 1.23 | 1.21 | 15528.105
5465 | 17 | 228 | 2017-08-16 | 0.77987 | 1 | 0.77987 | 0.72289 | 0.98608 | 0.91882 | 0.91506 | 0.8795 | 0.7942 | 0.95193 | 0.91744 | 0.85025 | 0.89982 | 0.72826 | 0.84556 | 3 | 1 | 137 | 20304 | 7746 | 11007 | 16949 | 3129 | 4756 | 16585 | 2434 | 2069 | 47178 | 1.24 | 1.2 | 15320.515
5466 | 18 | 228 | 2017-08-16 | 0.83648 | 1 | 0.83648 | 0.77108 | 0.92154 | 0.91723 | 0.91045 | 0.87327 | 0.80207 | 0.95345 | 0.92419 | 0.86102 | 0.89464 | 0.73918 | 0.84993 | 3 | 1 | 138 | 20269 | 7707 | 10929 | 17117 | 3134 | 4791 | 16795 | 2420 | 2100 | 47422 | 1.33 | 1.28 | 14317.695
5467 | 19 | 228 | 2017-08-16 | 0.83648 | 1 | 0.83648 | 0.80723 | 0.8823 | 0.90058 | 0.89522 | 0.85266 | 0.78675 | 0.94159 | 0.91204 | 0.84179 | 0.86396 | 0.7339 | 0.82475 | 3 | 1 | 139 | 19901 | 7578 | 10671 | 16790 | 3095 | 4728 | 16420 | 2337 | 2085 | 46017 | 1.33 | 1.34 | 13708.055
5468 | 20 | 228 | 2017-08-16 | 0.90566 | 1 | 0.90566 | 0.8494 | 0.93549 | 0.87334 | 0.86178 | 0.82006 | 0.75563 | 0.91025 | 0.87924 | 0.80411 | 0.8281 | 0.71207 | 0.78865 | 3 | 1 | 140 | 19299 | 7295 | 10263 | 16126 | 2992 | 4558 | 15685 | 2240 | 2023 | 44003 | 1.44 | 1.41 | 14534.475
5469 | 21 | 228 | 2017-08-16 | 0.98742 | 1 | 0.98742 | 0.88554 | 0.93593 | 0.85035 | 0.83898 | 0.7996 | 0.73385 | 0.87953 | 0.84954 | 0.77571 | 0.8 | 0.68286 | 0.76821 | 3 | 1 | 141 | 18791 | 7102 | 10007 | 15661 | 2891 | 4404 | 15131 | 2164 | 1940 | 42862 | 1.57 | 1.47 | 14541.295
5470 | 22 | 228 | 2017-08-16 | 1 | 1 | 1 | 0.84337 | 0.9084 | 0.82297 | 0.80756 | 0.78154 | 0.72368 | 0.85701 | 0.82639 | 0.73993 | 0.76895 | 0.66455 | 0.73512 | 3 | 1 | 142 | 18186 | 6836 | 9781 | 15444 | 2817 | 4284 | 14433 | 2080 | 1888 | 41016 | 1.59 | 1.4 | 14113.52
5471 | 23 | 228 | 2017-08-16 | 0.91824 | 1 | 0.91824 | 0.74699 | 0.88374 | 0.76609 | 0.74566 | 0.72944 | 0.69575 | 0.79586 | 0.7662 | 0.67738 | 0.71719 | 0.60683 | 0.67628 | 3 | 1 | 143 | 16929 | 6312 | 9129 | 14848 | 2616 | 3972 | 13213 | 1940 | 1724 | 37733 | 1.46 | 1.24 | 13730.465
5472 | 24 | 228 | 2017-08-16 | 0.79245 | 1 | 0.79245 | 0.63855 | 0.84359 | 0.70115 | 0.68104 | 0.6672 | 0.64542 | 0.72528 | 0.69985 | 0.61279 | 0.65767 | 0.53995 | 0.61464 | 3 | 1 | 144 | 15494 | 5765 | 8350 | 13774 | 2384 | 3628 | 11953 | 1779 | 1534 | 34294 | 1.26 | 1.06 | 13106.685
5473 | 1 | 229 | 2017-08-17 | 0.64151 | 1 | 0.64151 | 0.59639 | 0.80131 | 0.6563 | 0.63556 | 0.61854 | 0.61173 | 0.67752 | 0.63792 | 0.57664 | 0.61848 | 0.49736 | 0.55611 | 4 | 1 | 1 | 14503 | 5380 | 7741 | 13055 | 2227 | 3307 | 11248 | 1673 | 1413 | 31028 | 1.02 | 0.99 | 12449.825
5474 | 2 | 229 | 2017-08-17 | 0.60377 | 1 | 0.60377 | 0.57831 | 0.77242 | 0.62671 | 0.60768 | 0.58913 | 0.56984 | 0.63979 | 0.60436 | 0.54527 | 0.59002 | 0.47096 | 0.52184 | 4 | 1 | 2 | 13849 | 5144 | 7373 | 12161 | 2103 | 3133 | 10636 | 1596 | 1338 | 29116 | 0.96 | 0.96 | 12000.945
5475 | 3 | 229 | 2017-08-17 | 0.60377 | 1 | 0.60377 | 0.56024 | 0.74901 | 0.60137 | 0.58559 | 0.56788 | 0.53779 | 0.60572 | 0.576 | 0.52281 | 0.56414 | 0.4516 | 0.49825 | 4 | 1 | 3 | 13289 | 4957 | 7107 | 11477 | 1991 | 2986 | 10198 | 1526 | 1283 | 27800 | 0.96 | 0.93 | 11637.225
5476 | 4 | 229 | 2017-08-17 | 0.59119 | 1 | 0.59119 | 0.54819 | 0.73082 | 0.58838 | 0.57188 | 0.55573 | 0.51656 | 0.58868 | 0.56192 | 0.50907 | 0.55157 | 0.43259 | 0.48653 | 4 | 1 | 4 | 13002 | 4841 | 6955 | 11024 | 1935 | 2913 | 9930 | 1492 | 1229 | 27146 | 0.94 | 0.91 | 11354.585
5477 | 5 | 229 | 2017-08-17 | 0.62893 | 1 | 0.62893 | 0.54819 | 0.71832 | 0.59087 | 0.57578 | 0.55613 | 0.50499 | 0.58625 | 0.56115 | 0.512 | 0.5512 | 0.43189 | 0.48798 | 4 | 1 | 5 | 13057 | 4874 | 6960 | 10777 | 1927 | 2909 | 9987 | 1491 | 1227 | 27227 | 1 | 0.91 | 11160.345
5478 | 6 | 229 | 2017-08-17 | 0.69182 | 1 | 0.69182 | 0.56627 | 0.72546 | 0.61114 | 0.59681 | 0.57707 | 0.50691 | 0.61059 | 0.58295 | 0.5346 | 0.5671 | 0.45125 | 0.5085 | 4 | 1 | 6 | 13505 | 5052 | 7222 | 10818 | 2007 | 3022 | 10428 | 1534 | 1282 | 28372 | 1.1 | 0.94 | 11271.335
5479 | 7 | 229 | 2017-08-17 | 0.76101 | 1 | 0.76101 | 0.62651 | 0.7356 | 0.64988 | 0.62445 | 0.60855 | 0.53381 | 0.65561 | 0.62191 | 0.56552 | 0.59409 | 0.47941 | 0.54211 | 4 | 1 | 7 | 14361 | 5286 | 7616 | 11392 | 2155 | 3224 | 11031 | 1607 | 1362 | 30247 | 1.21 | 1.04 | 11428.795
5480 | 8 | 229 | 2017-08-17 | 0.77358 | 1 | 0.77358 | 0.6988 | 0.74366 | 0.6787 | 0.65198 | 0.64139 | 0.57153 | 0.69273 | 0.65066 | 0.59684 | 0.62329 | 0.49032 | 0.58238 | 4 | 1 | 8 | 14998 | 5519 | 8027 | 12197 | 2277 | 3373 | 11642 | 1686 | 1393 | 32494 | 1.23 | 1.16 | 11554.04
5481 | 9 | 229 | 2017-08-17 | 0.72327 | 1 | 0.72327 | 0.73494 | 0.84656 | 0.71617 | 0.68423 | 0.67926 | 0.61075 | 0.73197 | 0.68731 | 0.62647 | 0.66433 | 0.50616 | 0.61751 | 4 | 1 | 9 | 15826 | 5792 | 8501 | 13034 | 2406 | 3563 | 12220 | 1797 | 1438 | 34454 | 1.15 | 1.22 | 13152.805
5482 | 10 | 229 | 2017-08-17 | 0.7044 | 1 | 0.7044 | 0.74096 | 0.91285 | 0.75586 | 0.72038 | 0.71402 | 0.64514 | 0.77305 | 0.72859 | 0.66246 | 0.71349 | 0.53221 | 0.64871 | 4 | 1 | 10 | 16703 | 6098 | 8936 | 13768 | 2541 | 3777 | 12922 | 1930 | 1512 | 36195 | 1.12 | 1.23 | 14182.66
5483 | 11 | 229 | 2017-08-17 | 0.72956 | 1 | 0.72956 | 0.73494 | 0.9624 | 0.80202 | 0.76527 | 0.75725 | 0.67888 | 0.81929 | 0.77296 | 0.70184 | 0.76044 | 0.56952 | 0.67789 | 4 | 1 | 11 | 17723 | 6478 | 9477 | 14488 | 2693 | 4007 | 13690 | 2057 | 1618 | 37823 | 1.16 | 1.22 | 14952.575
5484 | 12 | 229 | 2017-08-17 | 0.67925 | 1 | 0.67925 | 0.74096 | 0.97754 | 0.83899 | 0.8039 | 0.80024 | 0.71112 | 0.85367 | 0.81096 | 0.73885 | 0.80702 | 0.61176 | 0.70691 | 4 | 1 | 12 | 18540 | 6805 | 10015 | 15176 | 2806 | 4204 | 14412 | 2183 | 1738 | 39442 | 1.08 | 1.23 | 15187.805
5485 | 13 | 229 | 2017-08-17 | 0.6478 | 1 | 0.6478 | 0.75904 | 0.95214 | 0.87424 | 0.8404 | 0.83748 | 0.73225 | 0.88835 | 0.84838 | 0.77181 | 0.84362 | 0.64907 | 0.73297 | 4 | 1 | 13 | 19319 | 7114 | 10481 | 15627 | 2920 | 4398 | 15055 | 2282 | 1844 | 40896 | 1.03 | 1.26 | 14793.225
5486 | 14 | 229 | 2017-08-17 | 0.6478 | 1 | 0.6478 | 0.77711 | 0.97576 | 0.90406 | 0.86946 | 0.87183 | 0.74931 | 0.90995 | 0.87654 | 0.80473 | 0.87911 | 0.67723 | 0.75412 | 4 | 1 | 14 | 19978 | 7360 | 10911 | 15991 | 2991 | 4544 | 15697 | 2378 | 1924 | 42076 | 1.03 | 1.29 | 15160.185
5487 | 15 | 229 | 2017-08-17 | 0.66038 | 1 | 0.66038 | 0.79518 | 1 | 0.91868 | 0.89132 | 0.89261 | 0.76309 | 0.9206 | 0.89294 | 0.82913 | 0.90832 | 0.70046 | 0.77306 | 4 | 1 | 15 | 20301 | 7545 | 11171 | 16285 | 3026 | 4629 | 16173 | 2457 | 1990 | 43133 | 1.05 | 1.32 | 15536.75
5488 | 16 | 229 | 2017-08-17 | 0.66038 | 1 | 0.66038 | 0.84337 | 0.99944 | 0.9199 | 0.90219 | 0.90483 | 0.7726 | 0.92151 | 0.90181 | 0.84487 | 0.92569 | 0.7163 | 0.78568 | 4 | 1 | 16 | 20328 | 7637 | 11324 | 16488 | 3029 | 4675 | 16480 | 2504 | 2035 | 43837 | 1.05 | 1.4 | 15528.105
5489 | 17 | 229 | 2017-08-17 | 0.67925 | 1 | 0.67925 | 0.87349 | 0.98608 | 0.92135 | 0.90868 | 0.90899 | 0.77728 | 0.91877 | 0.90586 | 0.84743 | 0.93974 | 0.72404 | 0.79098 | 4 | 1 | 17 | 20360 | 7692 | 11376 | 16588 | 3020 | 4696 | 16530 | 2542 | 2057 | 44133 | 1.08 | 1.45 | 15320.515
5490 | 18 | 229 | 2017-08-17 | 0.73585 | 1 | 0.73585 | 0.95783 | 0.92154 | 0.91701 | 0.90868 | 0.90324 | 0.77733 | 0.91512 | 0.89969 | 0.8462 | 0.94048 | 0.7265 | 0.79048 | 4 | 1 | 18 | 20264 | 7692 | 11304 | 16589 | 3008 | 4664 | 16506 | 2544 | 2064 | 44105 | 1.17 | 1.59 | 14317.695
5491 | 19 | 229 | 2017-08-17 | 0.7673 | 1 | 0.7673 | 0.98193 | 0.8823 | 0.90185 | 0.89805 | 0.88366 | 0.77199 | 0.90508 | 0.88194 | 0.82708 | 0.92939 | 0.72369 | 0.76846 | 4 | 1 | 19 | 19929 | 7602 | 11059 | 16475 | 2975 | 4572 | 16133 | 2514 | 2056 | 42876 | 1.22 | 1.63 | 13708.055
5492 | 20 | 229 | 2017-08-17 | 0.86164 | 1 | 0.86164 | 1 | 0.93549 | 0.87058 | 0.87147 | 0.85641 | 0.75503 | 0.88105 | 0.84799 | 0.79576 | 0.90055 | 0.69975 | 0.74378 | 4 | 1 | 20 | 19238 | 7377 | 10718 | 16113 | 2896 | 4396 | 15522 | 2436 | 1988 | 41499 | 1.37 | 1.66 | 14534.475
5493 | 21 | 229 | 2017-08-17 | 0.88679 | 1 | 0.88679 | 0.99398 | 0.93593 | 0.84786 | 0.85056 | 0.82565 | 0.72349 | 0.84789 | 0.82388 | 0.77817 | 0.87135 | 0.67582 | 0.72641 | 4 | 1 | 21 | 18736 | 7200 | 10333 | 15440 | 2787 | 4271 | 15179 | 2357 | 1920 | 40530 | 1.41 | 1.65 | 14541.295
5494 | 22 | 229 | 2017-08-17 | 0.84906 | 1 | 0.84906 | 0.90964 | 0.9084 | 0.82659 | 0.82256 | 0.80559 | 0.70765 | 0.8272 | 0.80382 | 0.7429 | 0.84067 | 0.66244 | 0.69831 | 4 | 1 | 22 | 18266 | 6963 | 10082 | 15102 | 2719 | 4167 | 14491 | 2274 | 1882 | 38962 | 1.35 | 1.51 | 14113.52
5495 | 23 | 229 | 2017-08-17 | 0.7673 | 1 | 0.7673 | 0.79518 | 0.88374 | 0.76428 | 0.75747 | 0.75453 | 0.67827 | 0.777 | 0.75251 | 0.67718 | 0.78373 | 0.60507 | 0.64294 | 4 | 1 | 23 | 16889 | 6412 | 9443 | 14475 | 2554 | 3901 | 13209 | 2120 | 1719 | 35873 | 1.22 | 1.32 | 13730.465
5496 | 24 | 229 | 2017-08-17 | 0.6478 | 1 | 0.6478 | 0.68675 | 0.84359 | 0.70337 | 0.69368 | 0.68797 | 0.62401 | 0.71037 | 0.68904 | 0.61648 | 0.72052 | 0.54065 | 0.58776 | 4 | 1 | 24 | 15543 | 5872 | 8610 | 13317 | 2335 | 3572 | 12025 | 1949 | 1536 | 32794 | 1.03 | 1.14 | 13106.685
5497 | 1 | 230 | 2017-08-18 | 0.58491 | 1 | 0.58491 | 0.64458 | 0.80131 | 0.66155 | 0.64135 | 0.65122 | 0.57359 | 0.65561 | 0.64699 | 0.57511 | 0.65952 | 0.49842 | 0.56233 | 5 | 1 | 25 | 14619 | 5429 | 8150 | 12241 | 2155 | 3354 | 11218 | 1784 | 1416 | 31375 | 0.93 | 1.07 | 12449.825
5498 | 2 | 230 | 2017-08-18 | 0.54717 | 1 | 0.54717 | 0.62048 | 0.77242 | 0.62603 | 0.60685 | 0.61239 | 0.53231 | 0.61545 | 0.6059 | 0.54347 | 0.62033 | 0.46392 | 0.52913 | 5 | 1 | 26 | 13834 | 5137 | 7664 | 11360 | 2023 | 3141 | 10601 | 1678 | 1318 | 29523 | 0.87 | 1.03 | 12000.945
5499 | 3 | 230 | 2017-08-18 | 0.54088 | 1 | 0.54088 | 0.60843 | 0.74901 | 0.60259 | 0.58523 | 0.5865 | 0.50162 | 0.58929 | 0.58025 | 0.52281 | 0.59704 | 0.4428 | 0.50782 | 5 | 1 | 27 | 13316 | 4954 | 7340 | 10705 | 1937 | 3008 | 10198 | 1615 | 1258 | 28334 | 0.86 | 1.01 | 11637.225
5500 | 4 | 230 | 2017-08-18 | 0.54717 | 1 | 0.54717 | 0.62048 | 0.73082 | 0.58897 | 0.57448 | 0.57147 | 0.48137 | 0.57195 | 0.56289 | 0.51189 | 0.58078 | 0.42555 | 0.49585 | 5 | 1 | 28 | 13015 | 4863 | 7152 | 10273 | 1880 | 2918 | 9985 | 1571 | 1209 | 27666 | 0.87 | 1.03 | 11354.585
5501 | 5 | 230 | 2017-08-18 | 0.57862 | 1 | 0.57862 | 0.63855 | 0.71832 | 0.58956 | 0.57507 | 0.5694 | 0.46975 | 0.57225 | 0.5598 | 0.51456 | 0.5793 | 0.42555 | 0.49728 | 5 | 1 | 29 | 13028 | 4868 | 7126 | 10025 | 1881 | 2902 | 10037 | 1567 | 1209 | 27746 | 0.92 | 1.06 | 11160.345
5502 | 6 | 230 | 2017-08-18 | 0.6478 | 1 | 0.6478 | 0.69277 | 0.72546 | 0.61042 | 0.59516 | 0.58793 | 0.47299 | 0.59659 | 0.58295 | 0.53686 | 0.59593 | 0.43999 | 0.51996 | 5 | 1 | 30 | 13489 | 5038 | 7358 | 10094 | 1961 | 3022 | 10472 | 1612 | 1250 | 29011 | 1.03 | 1.15 | 11271.335
5503 | 7 | 230 | 2017-08-18 | 0.71069 | 1 | 0.71069 | 0.75904 | 0.7356 | 0.64748 | 0.62989 | 0.62117 | 0.49538 | 0.64618 | 0.62384 | 0.56834 | 0.63105 | 0.47096 | 0.55575 | 5 | 1 | 31 | 14308 | 5332 | 7774 | 10572 | 2124 | 3234 | 11086 | 1707 | 1338 | 31008 | 1.13 | 1.26 | 11428.795
5504 | 8 | 230 | 2017-08-18 | 0.73585 | 1 | 0.73585 | 0.74699 | 0.74366 | 0.68042 | 0.66025 | 0.66049 | 0.5264 | 0.68391 | 0.65066 | 0.60181 | 0.66026 | 0.48539 | 0.59781 | 5 | 1 | 32 | 15036 | 5589 | 8266 | 11234 | 2248 | 3373 | 11739 | 1786 | 1379 | 33355 | 1.17 | 1.24 | 11554.04
5505 | 9 | 230 | 2017-08-18 | 0.71698 | 1 | 0.71698 | 0.71084 | 0.84656 | 0.71635 | 0.69652 | 0.70364 | 0.56717 | 0.71585 | 0.68094 | 0.63924 | 0.70388 | 0.49947 | 0.63647 | 5 | 1 | 33 | 15830 | 5896 | 8806 | 12104 | 2353 | 3530 | 12469 | 1904 | 1419 | 35512 | 1.14 | 1.18 | 13152.805
5506 | 10 | 230 | 2017-08-18 | 0.69811 | 1 | 0.69811 | 0.6988 | 0.91285 | 0.75373 | 0.73692 | 0.74718 | 0.60414 | 0.74536 | 0.71566 | 0.68066 | 0.75046 | 0.52482 | 0.67443 | 5 | 1 | 34 | 16656 | 6238 | 9351 | 12893 | 2450 | 3710 | 13277 | 2030 | 1491 | 37630 | 1.11 | 1.16 | 14182.66
5507 | 11 | 230 | 2017-08-18 | 0.7044 | 1 | 0.7044 | 0.72289 | 0.9624 | 0.79491 | 0.78015 | 0.79209 | 0.63704 | 0.78217 | 0.74942 | 0.72296 | 0.78817 | 0.56001 | 0.70929 | 5 | 1 | 35 | 17566 | 6604 | 9913 | 13595 | 2571 | 3885 | 14102 | 2132 | 1591 | 39575 | 1.12 | 1.2 | 14952.575
5508 | 12 | 230 | 2017-08-18 | 0.67925 | 1 | 0.67925 | 0.72289 | 0.97754 | 0.82976 | 0.81689 | 0.82501 | 0.66946 | 0.81229 | 0.78048 | 0.75766 | 0.82625 | 0.59556 | 0.74105 | 5 | 1 | 36 | 18336 | 6915 | 10325 | 14287 | 2670 | 4046 | 14779 | 2235 | 1692 | 41347 | 1.08 | 1.2 | 15187.805
5509 | 13 | 230 | 2017-08-18 | 0.62264 | 1 | 0.62264 | 0.6988 | 0.95214 | 0.85895 | 0.84749 | 0.85258 | 0.69439 | 0.84271 | 0.81346 | 0.79401 | 0.85619 | 0.62337 | 0.76688 | 5 | 1 | 37 | 18981 | 7174 | 10670 | 14819 | 2770 | 4217 | 15488 | 2316 | 1771 | 42788 | 0.99 | 1.16 | 14793.225
5510 | 14 | 230 | 2017-08-18 | 0.63522 | 1 | 0.63522 | 0.6988 | 0.97576 | 0.88474 | 0.87277 | 0.87527 | 0.71595 | 0.86736 | 0.84144 | 0.82477 | 0.88429 | 0.6466 | 0.78806 | 5 | 1 | 38 | 19551 | 7388 | 10954 | 15279 | 2851 | 4362 | 16088 | 2392 | 1837 | 43970 | 1.01 | 1.16 | 15160.185
5511 | 15 | 230 | 2017-08-18 | 0.65409 | 1 | 0.65409 | 0.70482 | 1 | 0.89746 | 0.88624 | 0.8859 | 0.74027 | 0.878 | 0.85995 | 0.84718 | 0.90129 | 0.66702 | 0.80143 | 5 | 1 | 39 | 19832 | 7502 | 11087 | 15798 | 2886 | 4458 | 16525 | 2438 | 1895 | 44716 | 1.04 | 1.17 | 15536.75
5512 | 16 | 230 | 2017-08-18 | 0.67925 | 1 | 0.67925 | 0.72289 | 0.99944 | 0.8975 | 0.89167 | 0.8851 | 0.75568 | 0.87618 | 0.86979 | 0.85676 | 0.90499 | 0.67723 | 0.80968 | 5 | 1 | 40 | 19833 | 7548 | 11077 | 16127 | 2880 | 4509 | 16712 | 2448 | 1924 | 45176 | 1.08 | 1.2 | 15528.105
5513 | 17 | 230 | 2017-08-18 | 0.73585 | 1 | 0.73585 | 0.78313 | 0.98608 | 0.89872 | 0.90018 | 0.88174 | 0.76084 | 0.87679 | 0.87867 | 0.85999 | 0.90684 | 0.69447 | 0.81516 | 5 | 1 | 41 | 19860 | 7620 | 11035 | 16237 | 2882 | 4555 | 16775 | 2453 | 1973 | 45482 | 1.17 | 1.3 | 15320.515
5514 | 18 | 230 | 2017-08-18 | 0.79874 | 1 | 0.79874 | 0.81325 | 0.92154 | 0.88646 | 0.89073 | 0.86672 | 0.75563 | 0.86279 | 0.87076 | 0.85758 | 0.89427 | 0.69835 | 0.81083 | 5 | 1 | 42 | 19589 | 7540 | 10847 | 16126 | 2836 | 4514 | 16728 | 2419 | 1984 | 45240 | 1.27 | 1.35 | 14317.695
5515 | 19 | 230 | 2017-08-18 | 0.83648 | 1 | 0.83648 | 0.8494 | 0.8823 | 0.85994 | 0.86864 | 0.83955 | 0.73844 | 0.83511 | 0.84549 | 0.83364 | 0.86359 | 0.68743 | 0.7855 | 5 | 1 | 43 | 19003 | 7353 | 10507 | 15759 | 2745 | 4383 | 16261 | 2336 | 1953 | 43827 | 1.33 | 1.41 | 13708.055
5516 | 20 | 230 | 2017-08-18 | 0.91824 | 1 | 0.91824 | 0.90361 | 0.93549 | 0.82302 | 0.83887 | 0.79936 | 0.70868 | 0.7983 | 0.80806 | 0.79765 | 0.82255 | 0.66631 | 0.75256 | 5 | 1 | 44 | 18187 | 7101 | 10004 | 15124 | 2624 | 4189 | 15559 | 2225 | 1893 | 41989 | 1.46 | 1.5 | 14534.475
5517 | 21 | 230 | 2017-08-18 | 0.91195 | 1 | 0.91195 | 0.93976 | 0.93593 | 0.79496 | 0.81618 | 0.769 | 0.6816 | 0.76392 | 0.77855 | 0.77427 | 0.79372 | 0.6371 | 0.7377 | 5 | 1 | 45 | 17567 | 6909 | 9624 | 14546 | 2511 | 4036 | 15103 | 2147 | 1810 | 41160 | 1.45 | 1.56 | 14541.295
5518 | 22 | 230 | 2017-08-18 | 0.89308 | 1 | 0.89308 | 0.89759 | 0.9084 | 0.77183 | 0.78996 | 0.74782 | 0.6697 | 0.74049 | 0.75598 | 0.7408 | 0.76118 | 0.62513 | 0.706 | 5 | 1 | 46 | 17056 | 6687 | 9359 | 14292 | 2434 | 3919 | 14450 | 2059 | 1776 | 39391 | 1.42 | 1.49 | 14113.52
5519 | 23 | 230 | 2017-08-18 | 0.7673 | 1 | 0.7673 | 0.8012 | 0.88374 | 0.72414 | 0.73479 | 0.69596 | 0.645 | 0.6906 | 0.71142 | 0.68958 | 0.71386 | 0.57973 | 0.65619 | 5 | 1 | 47 | 16002 | 6220 | 8710 | 13765 | 2270 | 3688 | 13451 | 1931 | 1647 | 36612 | 1.22 | 1.33 | 13730.465
5520 | 24 | 230 | 2017-08-18 | 0.69182 | 1 | 0.69182 | 0.69277 | 0.84359 | 0.66504 | 0.67667 | 0.63995 | 0.59988 | 0.62823 | 0.65683 | 0.63683 | 0.65878 | 0.52904 | 0.60154 | 5 | 1 | 48 | 14696 | 5728 | 8009 | 12802 | 2065 | 3405 | 12422 | 1782 | 1503 | 33563 | 1.1 | 1.15 | 13106.685
5521 | 1 | 231 | 2017-08-19 | 0.61635 | 1 | 0.61635 | 0.64458 | 0.77448 | 0.61173 | 0.61134 | 0.60096 | 0.5362 | 0.58473 | 0.60513 | 0.60899 | 0.62218 | 0.48328 | 0.60652 | 6 | 2 | 49 | 13518 | 5175 | 7521 | 11443 | 1922 | 3137 | 11879 | 1683 | 1373 | 33841 | 0.98 | 1.07 | 12032.86
5522 | 2 | 231 | 2017-08-19 | 0.61006 | 1 | 0.61006 | 0.62048 | 0.74964 | 0.57444 | 0.57755 | 0.56284 | 0.49773 | 0.54061 | 0.56578 | 0.57172 | 0.58336 | 0.44421 | 0.56613 | 6 | 2 | 50 | 12694 | 4889 | 7044 | 10622 | 1777 | 2933 | 11152 | 1578 | 1262 | 31587 | 0.97 | 1.03 | 11646.96
5523 | 3 | 231 | 2017-08-19 | 0.59748 | 1 | 0.59748 | 0.62048 | 0.72838 | 0.55032 | 0.55582 | 0.53943 | 0.4705 | 0.51536 | 0.53762 | 0.54368 | 0.5586 | 0.41711 | 0.53786 | 6 | 2 | 51 | 12161 | 4705 | 6751 | 10041 | 1694 | 2787 | 10605 | 1511 | 1185 | 30010 | 0.95 | 1.03 | 11316.6
5524 | 4 | 231 | 2017-08-19 | 0.58491 | 1 | 0.58491 | 0.62048 | 0.71262 | 0.53466 | 0.54436 | 0.52153 | 0.45017 | 0.49681 | 0.51755 | 0.52492 | 0.54011 | 0.39916 | 0.51768 | 6 | 2 | 52 | 11815 | 4608 | 6527 | 9607 | 1633 | 2683 | 10239 | 1461 | 1134 | 28884 | 0.93 | 1.03 | 11071.73
5525 | 5 | 231 | 2017-08-19 | 0.60377 | 1 | 0.60377 | 0.64458 | 0.70005 | 0.52602 | 0.53585 | 0.51147 | 0.43789 | 0.48646 | 0.5081 | 0.51446 | 0.53087 | 0.39036 | 0.50764 | 6 | 2 | 53 | 11624 | 4536 | 6401 | 9345 | 1599 | 2634 | 10035 | 1436 | 1109 | 28324 | 0.96 | 1.07 | 10876.555
5526 | 6 | 231 | 2017-08-19 | 0.67296 | 1 | 0.67296 | 0.6988 | 0.69248 | 0.52973 | 0.53999 | 0.51306 | 0.43442 | 0.4892 | 0.51157 | 0.51651 | 0.53272 | 0.39036 | 0.50859 | 6 | 2 | 54 | 11706 | 4571 | 6421 | 9271 | 1608 | 2652 | 10075 | 1441 | 1109 | 28377 | 1.07 | 1.16 | 10758.83
5527 | 7 | 231 | 2017-08-19 | 0.73585 | 1 | 0.73585 | 0.77108 | 0.68725 | 0.5353 | 0.54318 | 0.51514 | 0.4392 | 0.49681 | 0.52334 | 0.52061 | 0.53383 | 0.39423 | 0.51272 | 6 | 2 | 55 | 11829 | 4598 | 6447 | 9373 | 1633 | 2713 | 10155 | 1444 | 1120 | 28607 | 1.17 | 1.28 | 10677.68
5528 | 8 | 231 | 2017-08-19 | 0.74214 | 1 | 0.74214 | 0.78313 | 0.67879 | 0.55159 | 0.56503 | 0.5372 | 0.44661 | 0.51354 | 0.53781 | 0.5465 | 0.55083 | 0.4076 | 0.53772 | 6 | 2 | 56 | 12189 | 4783 | 6723 | 9531 | 1688 | 2788 | 10660 | 1490 | 1158 | 30002 | 1.18 | 1.3 | 10546.135
5529 | 9 | 231 | 2017-08-19 | 0.74843 | 1 | 0.74843 | 0.74699 | 0.73509 | 0.59236 | 0.60815 | 0.57068 | 0.47453 | 0.554 | 0.57562 | 0.59664 | 0.59261 | 0.44949 | 0.5877 | 6 | 2 | 57 | 13090 | 5148 | 7142 | 10127 | 1821 | 2984 | 11638 | 1603 | 1277 | 32791 | 1.19 | 1.24 | 11420.965
5530 | 10 | 231 | 2017-08-19 | 0.71698 | 1 | 0.71698 | 0.72892 | 0.80309 | 0.63974 | 0.65529 | 0.60551 | 0.51225 | 0.59842 | 0.62442 | 0.64924 | 0.63993 | 0.51074 | 0.63898 | 6 | 2 | 58 | 14137 | 5547 | 7578 | 10932 | 1967 | 3237 | 12664 | 1731 | 1451 | 35652 | 1.14 | 1.21 | 12477.48
5531 | 11 | 231 | 2017-08-19 | 0.71698 | 1 | 0.71698 | 0.71084 | 0.84627 | 0.68391 | 0.69403 | 0.63875 | 0.54857 | 0.63706 | 0.67072 | 0.69978 | 0.67911 | 0.55438 | 0.68302 | 6 | 2 | 59 | 15113 | 5875 | 7994 | 11707 | 2094 | 3477 | 13650 | 1837 | 1575 | 38109 | 1.14 | 1.18 | 13148.295
5532 | 12 | 231 | 2017-08-19 | 0.69811 | 1 | 0.69811 | 0.68072 | 0.85829 | 0.7193 | 0.72605 | 0.66384 | 0.57987 | 0.66748 | 0.71103 | 0.74254 | 0.71091 | 0.60507 | 0.71944 | 6 | 2 | 60 | 15895 | 6146 | 8308 | 12375 | 2194 | 3686 | 14484 | 1923 | 1719 | 40141 | 1.11 | 1.13 | 13334.96
5533 | 13 | 231 | 2017-08-19 | 0.63522 | 1 | 0.63522 | 0.6506 | 0.83365 | 0.74817 | 0.74826 | 0.67823 | 0.60349 | 0.69121 | 0.74518 | 0.77894 | 0.72902 | 0.64273 | 0.74657 | 6 | 2 | 61 | 16533 | 6334 | 8488 | 12879 | 2272 | 3863 | 15194 | 1972 | 1826 | 41655 | 1.01 | 1.08 | 12952.21
5534 | 14 | 231 | 2017-08-19 | 0.61635 | 1 | 0.61635 | 0.63253 | 0.83998 | 0.7707 | 0.76763 | 0.68965 | 0.62401 | 0.71159 | 0.77025 | 0.80616 | 0.74566 | 0.66033 | 0.7686 | 6 | 2 | 62 | 17031 | 6498 | 8631 | 13317 | 2339 | 3993 | 15725 | 2017 | 1876 | 42884 | 0.98 | 1.05 | 13050.635
5535 | 15 | 231 | 2017-08-19 | 0.61635 | 1 | 0.61635 | 0.65663 | 0.8466 | 0.78876 | 0.78429 | 0.69453 | 0.64121 | 0.72711 | 0.79244 | 0.82816 | 0.75527 | 0.68708 | 0.78627 | 6 | 2 | 63 | 17430 | 6639 | 8692 | 13684 | 2390 | 4108 | 16154 | 2043 | 1952 | 43870 | 0.98 | 1.09 | 13153.435
5536 | 16 | 231 | 2017-08-19 | 0.64151 | 1 | 0.64151 | 0.68072 | 0.84537 | 0.80148 | 0.79516 | 0.69429 | 0.65667 | 0.7408 | 0.81192 | 0.84236 | 0.76562 | 0.70715 | 0.79966 | 6 | 2 | 64 | 17711 | 6731 | 8689 | 14014 | 2435 | 4209 | 16431 | 2071 | 2009 | 44617 | 1.02 | 1.13 | 13134.275
5537 | 17 | 231 | 2017-08-19 | 0.66667 | 1 | 0.66667 | 0.72892 | 0.83299 | 0.81682 | 0.80626 | 0.7038 | 0.66951 | 0.75601 | 0.826 | 0.84779 | 0.77634 | 0.7251 | 0.80937 | 6 | 2 | 65 | 18050 | 6825 | 8808 | 14288 | 2485 | 4282 | 16537 | 2100 | 2060 | 45159 | 1.06 | 1.21 | 12941.93
5538 | 18 | 231 | 2017-08-19 | 0.68553 | 1 | 0.68553 | 0.77711 | 0.79767 | 0.81867 | 0.80354 | 0.70691 | 0.67593 | 0.76209 | 0.82851 | 0.84594 | 0.7756 | 0.73073 | 0.8066 | 6 | 2 | 66 | 18091 | 6802 | 8847 | 14425 | 2505 | 4295 | 16501 | 2098 | 2076 | 45004 | 1.09 | 1.29 | 12393.195
5539 | 19 | 231 | 2017-08-19 | 0.7044 | 1 | 0.7044 | 0.79518 | 0.79425 | 0.80324 | 0.78523 | 0.6966 | 0.66946 | 0.75266 | 0.81481 | 0.82677 | 0.75453 | 0.72263 | 0.78446 | 6 | 2 | 67 | 17750 | 6647 | 8718 | 14287 | 2474 | 4224 | 16127 | 2041 | 2053 | 43769 | 1.12 | 1.32 | 12340.135
5540 | 20 | 231 | 2017-08-19 | 0.7673 | 1 | 0.7673 | 0.8494 | 0.85572 | 0.77292 | 0.75641 | 0.67599 | 0.64936 | 0.72741 | 0.78472 | 0.7916 | 0.72939 | 0.69447 | 0.75175 | 6 | 2 | 68 | 17080 | 6403 | 8460 | 13858 | 2391 | 4068 | 15441 | 1973 | 1973 | 41944 | 1.22 | 1.41 | 13295.155
5541 | 21 | 231 | 2017-08-19 | 0.83648 | 1 | 0.83648 | 0.89759 | 0.85805 | 0.74464 | 0.73125 | 0.65034 | 0.62284 | 0.69699 | 0.75849 | 0.76392 | 0.70721 | 0.65505 | 0.73492 | 6 | 2 | 69 | 16455 | 6190 | 8139 | 13292 | 2291 | 3932 | 14901 | 1913 | 1861 | 41005 | 1.33 | 1.49 | 13331.25
5542 | 22 | 231 | 2017-08-19 | 0.8239 | 1 | 0.8239 | 0.87349 | 0.84073 | 0.72083 | 0.70538 | 0.63971 | 0.61155 | 0.67934 | 0.7338 | 0.72772 | 0.68614 | 0.63358 | 0.7004 | 6 | 2 | 70 | 15929 | 5971 | 8006 | 13051 | 2233 | 3804 | 14195 | 1856 | 1800 | 39079 | 1.31 | 1.45 | 13062.215
5543 | 23 | 231 | 2017-08-19 | 0.77358 | 1 | 0.77358 | 0.75904 | 0.82665 | 0.67531 | 0.65812 | 0.61095 | 0.5929 | 0.63614 | 0.68846 | 0.67682 | 0.64584 | 0.58888 | 0.65187 | 6 | 2 | 71 | 14923 | 5571 | 7646 | 12653 | 2091 | 3569 | 13202 | 1747 | 1673 | 36371 | 1.23 | 1.26 | 12843.495
5544 | 24 | 231 | 2017-08-19 | 0.7044 | 1 | 0.7044 | 0.68072 | 0.80437 | 0.62132 | 0.6039 | 0.56684 | 0.55663 | 0.58229 | 0.6358 | 0.62104 | 0.59815 | 0.53643 | 0.60152 | 6 | 2 | 72 | 13730 | 5112 | 7094 | 11879 | 1914 | 3296 | 12114 | 1618 | 1524 | 33562 | 1.12 | 1.13 | 12497.315
5545 | 1 | 232 | 2017-08-20 | 0.6478 | 1 | 0.6478 | 0.63253 | 0.77096 | 0.5686 | 0.55724 | 0.52697 | 0.52636 | 0.54092 | 0.5789 | 0.57157 | 0.54566 | 0.47518 | 0.55367 | 7 | 3 | 73 | 12565 | 4717 | 6595 | 11233 | 1778 | 3001 | 11149 | 1476 | 1350 | 30892 | 1.03 | 1.05 | 11978.235
5546 | 2 | 232 | 2017-08-20 | 0.59748 | 1 | 0.59748 | 0.61446 | 0.74542 | 0.53552 | 0.5251 | 0.49836 | 0.49107 | 0.50563 | 0.54225 | 0.53573 | 0.51497 | 0.43823 | 0.51757 | 7 | 3 | 74 | 11834 | 4445 | 6237 | 10480 | 1662 | 2811 | 10450 | 1393 | 1245 | 28878 | 0.95 | 1.02 | 11581.36
5547 | 3 | 232 | 2017-08-20 | 0.57862 | 1 | 0.57862 | 0.59639 | 0.72049 | 0.51339 | 0.50561 | 0.4795 | 0.46301 | 0.48068 | 0.51562 | 0.51071 | 0.49316 | 0.41077 | 0.49155 | 7 | 3 | 75 | 11345 | 4280 | 6001 | 9881 | 1580 | 2673 | 9962 | 1334 | 1167 | 27426 | 0.92 | 0.99 | 11194.145
5548 | 4 | 232 | 2017-08-20 | 0.58491 | 1 | 0.58491 | 0.61446 | 0.6999 | 0.49837 | 0.49273 | 0.46632 | 0.44365 | 0.46273 | 0.49633 | 0.49205 | 0.48022 | 0.39282 | 0.47336 | 7 | 3 | 76 | 11013 | 4171 | 5836 | 9468 | 1521 | 2573 | 9598 | 1299 | 1116 | 26411 | 0.93 | 1.02 | 10874.225
5549 | 5 | 232 | 2017-08-20 | 0.58491 | 1 | 0.58491 | 0.62048 | 0.68772 | 0.49226 | 0.486 | 0.46017 | 0.42964 | 0.45269 | 0.48495 | 0.48201 | 0.47209 | 0.38719 | 0.46242 | 7 | 3 | 77 | 10878 | 4114 | 5759 | 9169 | 1488 | 2514 | 9402 | 1277 | 1100 | 25801 | 0.93 | 1.03 | 10684.93
5550 | 6 | 232 | 2017-08-20 | 0.61635 | 1 | 0.61635 | 0.6747 | 0.67866 | 0.49122 | 0.4847 | 0.45977 | 0.42257 | 0.44935 | 0.4838 | 0.47831 | 0.47431 | 0.38332 | 0.45778 | 7 | 3 | 78 | 10855 | 4103 | 5754 | 9018 | 1477 | 2508 | 9330 | 1283 | 1089 | 25542 | 0.98 | 1.12 | 10544.215
5551 | 7 | 232 | 2017-08-20 | 0.67296 | 1 | 0.67296 | 0.75904 | 0.66367 | 0.4929 | 0.48447 | 0.45673 | 0.41662 | 0.45239 | 0.48476 | 0.47575 | 0.47172 | 0.38472 | 0.45474 | 7 | 3 | 79 | 10892 | 4101 | 5716 | 8891 | 1487 | 2513 | 9280 | 1276 | 1093 | 25372 | 1.07 | 1.26 | 10311.225
5552 | 8 | 232 | 2017-08-20 | 0.72327 | 1 | 0.72327 | 0.74699 | 0.63637 | 0.50502 | 0.50419 | 0.47024 | 0.41554 | 0.46243 | 0.4946 | 0.49923 | 0.48281 | 0.39845 | 0.47524 | 7 | 3 | 80 | 11160 | 4268 | 5885 | 8868 | 1520 | 2564 | 9738 | 1306 | 1132 | 26516 | 1.15 | 1.24 | 9887.07
5553 | 9 | 232 | 2017-08-20 | 0.75472 | 1 | 0.75472 | 0.71084 | 0.65776 | 0.54774 | 0.54767 | 0.50675 | 0.44051 | 0.50654 | 0.53858 | 0.55234 | 0.51756 | 0.44562 | 0.51705 | 7 | 3 | 81 | 12104 | 4636 | 6342 | 9401 | 1665 | 2792 | 10774 | 1400 | 1266 | 28849 | 1.2 | 1.18 | 10219.53
5554 | 10 | 232 | 2017-08-20 | 0.79245 | 1 | 0.79245 | 0.6747 | 0.69482 | 0.5939 | 0.59492 | 0.54822 | 0.48217 | 0.55765 | 0.59317 | 0.60771 | 0.5597 | 0.49947 | 0.56075 | 7 | 3 | 82 | 13124 | 5036 | 6861 | 10290 | 1833 | 3075 | 11854 | 1514 | 1419 | 31287 | 1.26 | 1.12 | 10795.295
5555 | 11 | 232 | 2017-08-20 | 0.73585 | 1 | 0.73585 | 0.6506 | 0.7323 | 0.63807 | 0.63426 | 0.58769 | 0.53011 | 0.60724 | 0.64564 | 0.65913 | 0.59556 | 0.53925 | 0.60165 | 7 | 3 | 83 | 14100 | 5369 | 7355 | 11313 | 1996 | 3347 | 12857 | 1611 | 1532 | 33569 | 1.17 | 1.08 | 11377.635
5556 | 12 | 232 | 2017-08-20 | 0.72327 | 1 | 0.72327 | 0.61446 | 0.74794 | 0.68115 | 0.67265 | 0.62645 | 0.5772 | 0.65196 | 0.69329 | 0.70476 | 0.63438 | 0.58641 | 0.63787 | 7 | 3 | 84 | 15052 | 5694 | 7840 | 12318 | 2143 | 3594 | 13747 | 1716 | 1666 | 35590 | 1.15 | 1.02 | 11620.63
5557 | 13 | 232 | 2017-08-20 | 0.71069 | 1 | 0.71069 | 0.63855 | 0.74218 | 0.7216 | 0.7062 | 0.66073 | 0.6205 | 0.69273 | 0.7363 | 0.74618 | 0.66765 | 0.63534 | 0.66852 | 7 | 3 | 85 | 15946 | 5978 | 8269 | 13242 | 2277 | 3817 | 14555 | 1806 | 1805 | 37300 | 1.13 | 1.06 | 11531.12
5558 | 14 | 232 | 2017-08-20 | 0.69182 | 1 | 0.69182 | 0.62048 | 0.75233 | 0.75586 | 0.73467 | 0.69021 | 0.65859 | 0.72528 | 0.77122 | 0.78171 | 0.69908 | 0.67371 | 0.69345 | 7 | 3 | 86 | 16703 | 6219 | 8638 | 14055 | 2384 | 3998 | 15248 | 1891 | 1914 | 38691 | 1.1 | 1.03 | 11688.74
5559 | 15 | 232 | 2017-08-20 | 0.67296 | 1 | 0.67296 | 0.62048 | 0.7566 | 0.78315 | 0.76066 | 0.71922 | 0.69158 | 0.7554 | 0.79996 | 0.81098 | 0.72717 | 0.70398 | 0.71386 | 7 | 3 | 87 | 17306 | 6439 | 9001 | 14759 | 2483 | 4147 | 15819 | 1967 | 2000 | 39830 | 1.07 | 1.03 | 11755.12
5560 | 16 | 232 | 2017-08-20 | 0.68553 | 1 | 0.68553 | 0.63253 | 0.75794 | 0.80677 | 0.77921 | 0.74575 | 0.71866 | 0.78187 | 0.82176 | 0.82816 | 0.7464 | 0.72721 | 0.73139 | 7 | 3 | 88 | 17828 | 6596 | 9333 | 15337 | 2570 | 4260 | 16154 | 2019 | 2066 | 40808 | 1.09 | 1.05 | 11775.96
5561 | 17 | 232 | 2017-08-20 | 0.66667 | 1 | 0.66667 | 0.71084 | 0.74929 | 0.82763 | 0.80095 | 0.76716 | 0.73797 | 0.80712 | 0.84008 | 0.83995 | 0.7671 | 0.74199 | 0.74646 | 7 | 3 | 89 | 18289 | 6780 | 9601 | 15749 | 2653 | 4355 | 16384 | 2075 | 2108 | 41649 | 1.06 | 1.18 | 11641.495
5562 | 18 | 232 | 2017-08-20 | 0.69811 | 1 | 0.69811 | 0.71687 | 0.72694 | 0.83777 | 0.80945 | 0.77859 | 0.74378 | 0.82111 | 0.85204 | 0.84184 | 0.77745 | 0.75079 | 0.7544 | 7 | 3 | 90 | 18513 | 6852 | 9744 | 15873 | 2699 | 4417 | 16421 | 2103 | 2133 | 42092 | 1.11 | 1.19 | 11294.21
5563 | 19 | 232 | 2017-08-20 | 0.72327 | 1 | 0.72327 | 0.76506 | 0.72784 | 0.82967 | 0.80012 | 0.77099 | 0.73675 | 0.81807 | 0.84433 | 0.82431 | 0.76784 | 0.74058 | 0.74227 | 7 | 3 | 91 | 18334 | 6773 | 9649 | 15723 | 2689 | 4377 | 16079 | 2077 | 2104 | 41415 | 1.15 | 1.27 | 11308.32
5564 | 20 | 232 | 2017-08-20 | 0.78616 | 1 | 0.78616 | 0.80723 | 0.80601 | 0.80265 | 0.77732 | 0.75078 | 0.71304 | 0.79617 | 0.82022 | 0.79083 | 0.74455 | 0.71595 | 0.71822 | 7 | 3 | 92 | 17737 | 6580 | 9396 | 15217 | 2617 | 4252 | 15426 | 2014 | 2034 | 40073 | 1.25 | 1.34 | 12522.705
5565 | 21 | 232 | 2017-08-20 | 0.83648 | 1 | 0.83648 | 0.86145 | 0.81962 | 0.77831 | 0.7596 | 0.73104 | 0.68675 | 0.77152 | 0.79475 | 0.7674 | 0.7342 | 0.69271 | 0.70252 | 7 | 3 | 93 | 17199 | 6430 | 9149 | 14656 | 2536 | 4120 | 14969 | 1986 | 1968 | 39197 | 1.33 | 1.43 | 12734.27
5566 | 22 | 232 | 2017-08-20 | 0.81761 | 1 | 0.81761 | 0.8494 | 0.81392 | 0.7579 | 0.72947 | 0.72337 | 0.67738 | 0.75388 | 0.77585 | 0.72901 | 0.72237 | 0.66631 | 0.67549 | 7 | 3 | 94 | 16748 | 6175 | 9053 | 14456 | 2478 | 4022 | 14220 | 1954 | 1893 | 37689 | 1.3 | 1.41 | 12645.685
5567 | 23 | 232 | 2017-08-20 | 0.75472 | 1 | 0.75472 | 0.72892 | 0.80175 | 0.70644 | 0.67372 | 0.6847 | 0.6584 | 0.70307 | 0.72589 | 0.66995 | 0.67948 | 0.60331 | 0.6262 | 7 | 3 | 95 | 15611 | 5703 | 8569 | 14051 | 2311 | 3763 | 13068 | 1838 | 1714 | 34939 | 1.2 | 1.21 | 12456.54
5568 | 24 | 232 | 2017-08-20 | 0.68553 | 1 | 0.68553 | 0.6506 | 0.77447 | 0.65354 | 0.62115 | 0.63763 | 0.61815 | 0.64922 | 0.66802 | 0.61043 | 0.62662 | 0.54206 | 0.57433 | 7 | 3 | 96 | 14442 | 5258 | 7980 | 13192 | 2134 | 3463 | 11907 | 1695 | 1540 | 32045 | 1.09 | 1.08 | 12032.68
5569 | 1 | 233 | 2017-08-21 | 0.61635 | 1 | 0.61635 | 0.62651 | 0.80131 | 0.61698 | 0.57874 | 0.59017 | 0.5869 | 0.5972 | 0.62924 | 0.56403 | 0.56969 | 0.50053 | 0.52938 | 1 | 1 | 97 | 13634 | 4899 | 7386 | 12525 | 1963 | 3262 | 11002 | 1541 | 1422 | 29537 | 0.98 | 1.04 | 12449.825
5570 | 2 | 233 | 2017-08-21 | 0.60377 | 1 | 0.60377 | 0.60241 | 0.77242 | 0.58571 | 0.55074 | 0.55965 | 0.54707 | 0.56404 | 0.59201 | 0.53337 | 0.54048 | 0.45899 | 0.4978 | 1 | 1 | 98 | 12943 | 4662 | 7004 | 11675 | 1854 | 3069 | 10404 | 1462 | 1304 | 27775 | 0.96 | 1 | 12000.945
5571 | 3 | 233 | 2017-08-21 | 0.59748 | 1 | 0.59748 | 0.59036 | 0.74901 | 0.56607 | 0.53385 | 0.54111 | 0.5175 | 0.54183 | 0.5652 | 0.51307 | 0.52089 | 0.43611 | 0.47959 | 1 | 1 | 99 | 12509 | 4519 | 6772 | 11044 | 1781 | 2930 | 10008 | 1409 | 1239 | 26759 | 0.95 | 0.98 | 11637.225
5572 | 4 | 233 | 2017-08-21 | 0.61635 | 1 | 0.61635 | 0.59036 | 0.73082 | 0.55367 | 0.52628 | 0.52873 | 0.49567 | 0.52875 | 0.54996 | 0.50354 | 0.51201 | 0.42344 | 0.47011 | 1 | 1 | 100 | 12235 | 4455 | 6617 | 10578 | 1738 | 2851 | 9822 | 1385 | 1203 | 26230 | 0.98 | 0.98 | 11354.585
5573 | 5 | 233 | 2017-08-21 | 0.64151 | 1 | 0.64151 | 0.60843 | 0.71832 | 0.55643 | 0.52853 | 0.532 | 0.48442 | 0.53118 | 0.54958 | 0.50692 | 0.5146 | 0.42661 | 0.47445 | 1 | 1 | 101 | 12296 | 4474 | 6658 | 10338 | 1746 | 2849 | 9888 | 1392 | 1212 | 26472 | 1.02 | 1.01 | 11160.345
5574 | 6 | 233 | 2017-08-21 | 0.71698 | 1 | 0.71698 | 0.6506 | 0.72546 | 0.57372 | 0.55097 | 0.55637 | 0.48737 | 0.55796 | 0.57157 | 0.52856 | 0.53457 | 0.4421 | 0.4982 | 1 | 1 | 102 | 12678 | 4664 | 6963 | 10401 | 1834 | 2963 | 10310 | 1446 | 1256 | 27797 | 1.14 | 1.08 | 11271.335
5575 | 7 | 233 | 2017-08-21 | 0.77358 | 1 | 0.77358 | 0.68675 | 0.7356 | 0.60544 | 0.58429 | 0.59425 | 0.513 | 0.61272 | 0.61748 | 0.55885 | 0.56266 | 0.47166 | 0.53051 | 1 | 1 | 103 | 13379 | 4946 | 7437 | 10948 | 2014 | 3201 | 10901 | 1522 | 1340 | 29600 | 1.23 | 1.14 | 11428.795
5576 | 8 | 233 | 2017-08-21 | 0.77987 | 1 | 0.77987 | 0.71687 | 0.74366 | 0.63589 | 0.61819 | 0.63236 | 0.55068 | 0.65135 | 0.64699 | 0.59305 | 0.59372 | 0.49032 | 0.57295 | 1 | 1 | 104 | 14052 | 5233 | 7914 | 11752 | 2141 | 3354 | 11568 | 1606 | 1393 | 31968 | 1.24 | 1.19 | 11554.04
5577 | 9 | 233 | 2017-08-21 | 0.73585 | 1 | 0.73585 | 0.77108 | 0.84656 | 0.67857 | 0.65989 | 0.68198 | 0.59252 | 0.69364 | 0.68422 | 0.6358 | 0.63956 | 0.51355 | 0.61077 | 1 | 1 | 105 | 14995 | 5586 | 8535 | 12645 | 2280 | 3547 | 12402 | 1730 | 1459 | 34078 | 1.17 | 1.28 | 13152.805
5578 | 10 | 233 | 2017-08-21 | 0.67925 | 1 | 0.67925 | 0.74096 | 0.91285 | 0.72875 | 0.70538 | 0.73264 | 0.62898 | 0.74445 | 0.73457 | 0.68338 | 0.68725 | 0.55509 | 0.65355 | 1 | 1 | 106 | 16104 | 5971 | 9169 | 13423 | 2447 | 3808 | 13330 | 1859 | 1577 | 36465 | 1.08 | 1.23 | 14182.66
5579 | 11 | 233 | 2017-08-21 | 0.66667 | 1 | 0.66667 | 0.75301 | 0.9624 | 0.77908 | 0.75535 | 0.78777 | 0.67485 | 0.80134 | 0.78819 | 0.73459 | 0.73789 | 0.60436 | 0.69553 | 1 | 1 | 107 | 17216 | 6394 | 9859 | 14402 | 2634 | 4086 | 14329 | 1996 | 1717 | 38807 | 1.06 | 1.25 | 14952.575
5580 | 12 | 233 | 2017-08-21 | 0.6478 | 1 | 0.6478 | 0.73494 | 0.97754 | 0.83388 | 0.80402 | 0.83412 | 0.7122 | 0.84849 | 0.83507 | 0.7835 | 0.78373 | 0.65681 | 0.7334 | 1 | 1 | 108 | 18427 | 6806 | 10439 | 15199 | 2789 | 4329 | 15283 | 2120 | 1866 | 40920 | 1.03 | 1.22 | 15187.805
5581 | 13 | 233 | 2017-08-21 | 0.66667 | 1 | 0.66667 | 0.71084 | 0.95214 | 0.87813 | 0.84654 | 0.86904 | 0.75006 | 0.89565 | 0.87731 | 0.82523 | 0.8244 | 0.70926 | 0.76652 | 1 | 1 | 109 | 19405 | 7166 | 10876 | 16007 | 2944 | 4548 | 16097 | 2230 | 2015 | 42768 | 1.06 | 1.18 | 14793.225
5582 | 14 | 233 | 2017-08-21 | 0.6478 | 1 | 0.6478 | 0.70482 | 0.97576 | 0.92506 | 0.89817 | 0.92497 | 0.79036 | 0.95071 | 0.92843 | 0.87865 | 0.88022 | 0.75431 | 0.80962 | 1 | 1 | 110 | 20442 | 7603 | 11576 | 16867 | 3125 | 4813 | 17139 | 2381 | 2143 | 45173 | 1.03 | 1.17 | 15160.185
5583 | 15 | 233 | 2017-08-21 | 0.62893 | 1 | 0.62893 | 0.69277 | 1 | 0.95248 | 0.94058 | 0.95861 | 0.82916 | 0.99026 | 0.96914 | 0.917 | 0.92606 | 0.78881 | 0.84239 | 1 | 1 | 111 | 21048 | 7962 | 11997 | 17695 | 3255 | 5024 | 17887 | 2505 | 2241 | 47001 | 1 | 1.15 | 15536.75
5584 | 16 | 233 | 2017-08-21 | 0.67296 | 1 | 0.67296 | 0.69277 | 0.99944 | 0.94977 | 0.94223 | 0.94503 | 0.85226 | 0.98296 | 0.96451 | 0.91239 | 0.92717 | 0.79655 | 0.84644 | 1 | 1 | 112 | 20988 | 7976 | 11827 | 18188 | 3231 | 5000 | 17797 | 2508 | 2263 | 47227 | 1.07 | 1.15 | 15528.105
5585 | 17 | 233 | 2017-08-21 | 0.72327 | 1 | 0.72327 | 0.75301 | 0.98608 | 0.94601 | 0.93585 | 0.92665 | 0.8687 | 0.97444 | 0.96103 | 0.89926 | 0.92791 | 0.80711 | 0.8523 | 1 | 1 | 113 | 20905 | 7922 | 11597 | 18539 | 3203 | 4982 | 17541 | 2510 | 2293 | 47554 | 1.15 | 1.25 | 15320.515
5586 | 18 | 233 | 2017-08-21 | 0.7673 | 1 | 0.7673 | 0.80723 | 0.92154 | 0.94484 | 0.93349 | 0.91418 | 0.87203 | 0.97232 | 0.96258 | 0.89424 | 0.92717 | 0.81626 | 0.85427 | 1 | 1 | 114 | 20879 | 7902 | 11441 | 18610 | 3196 | 4990 | 17443 | 2508 | 2319 | 47664 | 1.22 | 1.34 | 14317.695
5587 | 19 | 233 | 2017-08-21 | 0.77358 | 1 | 0.77358 | 0.83133 | 0.8823 | 0.93031 | 0.91825 | 0.90052 | 0.8657 | 0.9571 | 0.94869 | 0.87635 | 0.90869 | 0.80746 | 0.83466 | 1 | 1 | 115 | 20558 | 7773 | 11270 | 18475 | 3146 | 4918 | 17094 | 2458 | 2294 | 46570 | 1.23 | 1.38 | 13708.055
5588 | 20 | 233 | 2017-08-21 | 0.80503 | 1 | 0.80503 | 0.8494 | 0.93549 | 0.89904 | 0.89108 | 0.88358 | 0.84602 | 0.92668 | 0.91917 | 0.84072 | 0.87542 | 0.78212 | 0.80314 | 1 | 1 | 116 | 19867 | 7543 | 11058 | 18055 | 3046 | 4765 | 16399 | 2368 | 2222 | 44811 | 1.28 | 1.41 | 14534.475
5589 | 21 | 233 | 2017-08-21 | 0.89937 | 1 | 0.89937 | 0.93373 | 0.93593 | 0.87338 | 0.86627 | 0.86105 | 0.82644 | 0.89747 | 0.89506 | 0.81365 | 0.85028 | 0.7522 | 0.77985 | 1 | 1 | 117 | 19300 | 7333 | 10776 | 17637 | 2950 | 4640 | 15871 | 2300 | 2137 | 43512 | 1.43 | 1.55 | 14541.295
5590 | 22 | 233 | 2017-08-21 | 0.88679 | 1 | 0.88679 | 0.90964 | 0.9084 | 0.84958 | 0.8267 | 0.83212 | 0.81037 | 0.86796 | 0.86651 | 0.76869 | 0.82107 | 0.72193 | 0.74008 | 1 | 1 | 118 | 18774 | 6998 | 10414 | 17294 | 2853 | 4492 | 14994 | 2221 | 2051 | 41293 | 1.41 | 1.51 | 14113.52
5591 | 23 | 233 | 2017-08-21 | 0.79874 | 1 | 0.79874 | 0.85542 | 0.88374 | 0.78844 | 0.75913 | 0.77131 | 0.77288 | 0.79982 | 0.80208 | 0.70194 | 0.76155 | 0.65822 | 0.67795 | 1 | 1 | 119 | 17423 | 6426 | 9653 | 16494 | 2629 | 4158 | 13692 | 2060 | 1870 | 37826 | 1.27 | 1.42 | 13730.465
5592 | 24 | 233 | 2017-08-21 | 0.7044 | 1 | 0.7044 | 0.77108 | 0.84359 | 0.72142 | 0.69297 | 0.70499 | 0.71356 | 0.72832 | 0.73495 | 0.64149 | 0.69686 | 0.59345 | 0.61601 | 1 | 1 | 120 | 15942 | 5866 | 8823 | 15228 | 2394 | 3810 | 12513 | 1885 | 1686 | 34370 | 1.12 | 1.28 | 13106.685
5593 | 1 | 234 | 2017-08-22 | 0.76101 | 1 | 0.76101 | 0.71687 | 0.80131 | 0.67703 | 0.65989 | 0.67167 | 0.62752 | 0.67569 | 0.68962 | 0.60417 | 0.65213 | 0.52728 | 0.57416 | 2 | 1 | 121 | 14961 | 5586 | 8406 | 13392 | 2221 | 3575 | 11785 | 1764 | 1498 | 32035 | 1.21 | 1.19 | 12449.825
5594 | 2 | 234 | 2017-08-22 | 0.71698 | 1 | 0.71698 | 0.66867 | 0.77242 | 0.64114 | 0.62422 | 0.6354 | 0.58085 | 0.63401 | 0.64969 | 0.56895 | 0.61774 | 0.48926 | 0.54087 | 2 | 1 | 122 | 14168 | 5284 | 7952 | 12396 | 2084 | 3368 | 11098 | 1671 | 1390 | 30178 | 1.14 | 1.11 | 12000.945
5595 | 3 | 234 | 2017-08-22 | 0.7044 | 1 | 0.7044 | 0.64458 | 0.74901 | 0.61739 | 0.60142 | 0.60879 | 0.54707 | 0.60481 | 0.61728 | 0.54527 | 0.59298 | 0.46603 | 0.52073 | 2 | 1 | 123 | 13643 | 5091 | 7619 | 11675 | 1988 | 3200 | 10636 | 1604 | 1324 | 29054 | 1.12 | 1.07 | 11637.225
5596 | 4 | 234 | 2017-08-22 | 0.69811 | 1 | 0.69811 | 0.63253 | 0.73082 | 0.60291 | 0.58641 | 0.59089 | 0.52223 | 0.58777 | 0.59587 | 0.53035 | 0.5793 | 0.44632 | 0.50958 | 2 | 1 | 124 | 13323 | 4964 | 7395 | 11145 | 1932 | 3089 | 10345 | 1567 | 1268 | 28432 | 1.11 | 1.05 | 11354.585
5597 | 5 | 234 | 2017-08-22 | 0.69182 | 1 | 0.69182 | 0.63253 | 0.71832 | 0.60458 | 0.58854 | 0.58961 | 0.50808 | 0.58503 | 0.59414 | 0.53071 | 0.57745 | 0.4421 | 0.51257 | 2 | 1 | 125 | 13360 | 4982 | 7379 | 10843 | 1923 | 3080 | 10352 | 1562 | 1256 | 28599 | 1.1 | 1.05 | 11160.345
5598 | 6 | 234 | 2017-08-22 | 0.7044 | 1 | 0.7044 | 0.68072 | 0.72546 | 0.62594 | 0.6111 | 0.61039 | 0.50883 | 0.60846 | 0.61323 | 0.55429 | 0.59926 | 0.45759 | 0.53792 | 2 | 1 | 126 | 13832 | 5173 | 7639 | 10859 | 2000 | 3179 | 10812 | 1621 | 1300 | 30013 | 1.12 | 1.13 | 11271.335
5599 | 7 | 234 | 2017-08-22 | 0.75472 | 1 | 0.75472 | 0.74096 | 0.7356 | 0.66965 | 0.64666 | 0.64491 | 0.53296 | 0.65561 | 0.65721 | 0.58843 | 0.63179 | 0.4868 | 0.57693 | 2 | 1 | 127 | 14798 | 5474 | 8071 | 11374 | 2155 | 3407 | 11478 | 1709 | 1383 | 32190 | 1.2 | 1.23 | 11428.795
5600 | 8 | 234 | 2017-08-22 | 0.81761 | 1 | 0.81761 | 0.77711 | 0.74366 | 0.69934 | 0.68175 | 0.68414 | 0.56787 | 0.69608 | 0.68229 | 0.62412 | 0.66396 | 0.50158 | 0.62208 | 2 | 1 | 128 | 15454 | 5771 | 8562 | 12119 | 2288 | 3537 | 12174 | 1796 | 1425 | 34709 | 1.3 | 1.29 | 11554.04
5601 | 9 | 234 | 2017-08-22 | 0.84277 | 1 | 0.84277 | 0.83133 | 0.84656 | 0.73265 | 0.72085 | 0.72936 | 0.60527 | 0.73867 | 0.71489 | 0.66718 | 0.70055 | 0.52306 | 0.6657 | 2 | 1 | 129 | 16190 | 6102 | 9128 | 12917 | 2428 | 3706 | 13014 | 1895 | 1486 | 37143 | 1.34 | 1.38 | 13152.805
5602 | 10 | 234 | 2017-08-22 | 0.8805 | 1 | 0.8805 | 0.85542 | 0.91285 | 0.76889 | 0.7674 | 0.77427 | 0.63699 | 0.78278 | 0.75424 | 0.71619 | 0.74529 | 0.56107 | 0.70969 | 2 | 1 | 130 | 16991 | 6496 | 9690 | 13594 | 2573 | 3910 | 13970 | 2016 | 1594 | 39597 | 1.4 | 1.42 | 14182.66
5603 | 11 | 234 | 2017-08-22 | 0.84906 | 1 | 0.84906 | 0.83133 | 0.9624 | 0.81062 | 0.81666 | 0.81566 | 0.663 | 0.82689 | 0.79765 | 0.76771 | 0.78891 | 0.60225 | 0.75752 | 2 | 1 | 131 | 17913 | 6913 | 10208 | 14149 | 2718 | 4135 | 14975 | 2134 | 1711 | 42266 | 1.35 | 1.38 | 14952.575
5604 | 12 | 234 | 2017-08-22 | 0.8239 | 1 | 0.8239 | 0.78916 | 0.97754 | 0.8456 | 0.86297 | 0.84714 | 0.68914 | 0.85945 | 0.83121 | 0.81739 | 0.82625 | 0.65048 | 0.80034 | 2 | 1 | 132 | 18686 | 7305 | 10602 | 14707 | 2825 | 4309 | 15944 | 2235 | 1848 | 44655 | 1.31 | 1.31 | 15187.805
5605 | 13 | 234 | 2017-08-22 | 0.80503 | 1 | 0.80503 | 0.78916 | 0.95214 | 0.8756 | 0.89781 | 0.87447 | 0.70653 | 0.88835 | 0.85938 | 0.86071 | 0.86137 | 0.69166 | 0.83669 | 2 | 1 | 133 | 19349 | 7600 | 10944 | 15078 | 2920 | 4455 | 16789 | 2330 | 1965 | 46683 | 1.28 | 1.31 | 14793.225
5606 | 14 | 234 | 2017-08-22 | 0.81132 | 1 | 0.81132 | 0.74699 | 0.97576 | 0.90035 | 0.92853 | 0.89261 | 0.72218 | 0.90356 | 0.88002 | 0.89639 | 0.88762 | 0.72052 | 0.86895 | 2 | 1 | 134 | 19896 | 7860 | 11171 | 15412 | 2970 | 4562 | 17485 | 2401 | 2047 | 48483 | 1.29 | 1.24 | 15160.185
5607 | 15 | 234 | 2017-08-22 | 0.76101 | 1 | 0.76101 | 0.74096 | 1 | 0.91239 | 0.9453 | 0.89253 | 0.73825 | 0.90173 | 0.8887 | 0.91797 | 0.89908 | 0.74058 | 0.89123 | 2 | 1 | 135 | 20162 | 8002 | 11170 | 15755 | 2964 | 4607 | 17906 | 2432 | 2104 | 49726 | 1.21 | 1.23 | 15536.75
5608 | 16 | 234 | 2017-08-22 | 0.77358 | 1 | 0.77358 | 0.72892 | 0.99944 | 0.90814 | 0.95074 | 0.88022 | 0.74645 | 0.88956 | 0.87886 | 0.93243 | 0.89797 | 0.7522 | 0.9066 | 2 | 1 | 136 | 20068 | 8048 | 11016 | 15930 | 2924 | 4556 | 18188 | 2429 | 2137 | 50584 | 1.23 | 1.21 | 15528.105
5609 | 17 | 234 | 2017-08-22 | 0.77987 | 1 | 0.77987 | 0.72289 | 0.98608 | 0.90732 | 0.95334 | 0.86217 | 0.74964 | 0.87922 | 0.86806 | 0.94012 | 0.88983 | 0.75959 | 0.918 | 2 | 1 | 137 | 20050 | 8070 | 10790 | 15998 | 2890 | 4500 | 18338 | 2407 | 2158 | 51220 | 1.24 | 1.2 | 15320.515
5610 | 18 | 234 | 2017-08-22 | 0.83648 | 1 | 0.83648 | 0.77108 | 0.92154 | 0.89519 | 0.94235 | 0.84674 | 0.74387 | 0.8707 | 0.85648 | 0.93592 | 0.87468 | 0.75466 | 0.91892 | 2 | 1 | 138 | 19782 | 7977 | 10597 | 15875 | 2862 | 4440 | 18256 | 2366 | 2144 | 51271 | 1.33 | 1.28 | 14317.695
5611 | 19 | 234 | 2017-08-22 | 0.83648 | 1 | 0.83648 | 0.80723 | 0.8823 | 0.87483 | 0.91341 | 0.82477 | 0.7263 | 0.85275 | 0.837 | 0.91977 | 0.84177 | 0.73425 | 0.89601 | 2 | 1 | 139 | 19332 | 7732 | 10322 | 15500 | 2803 | 4339 | 17941 | 2277 | 2086 | 49993 | 1.33 | 1.34 | 13708.055
5612 | 20 | 234 | 2017-08-22 | 0.90566 | 1 | 0.90566 | 0.8494 | 0.93549 | 0.84555 | 0.87832 | 0.79744 | 0.69753 | 0.82355 | 0.80671 | 0.88455 | 0.79889 | 0.70679 | 0.86108 | 2 | 1 | 140 | 18685 | 7435 | 9980 | 14886 | 2707 | 4182 | 17254 | 2161 | 2008 | 48044 | 1.44 | 1.41 | 14534.475
5613 | 21 | 234 | 2017-08-22 | 0.98742 | 1 | 0.98742 | 0.88554 | 0.93593 | 0.82347 | 0.85446 | 0.77291 | 0.67134 | 0.79495 | 0.78704 | 0.85881 | 0.77079 | 0.68039 | 0.83737 | 2 | 1 | 141 | 18197 | 7233 | 9673 | 14327 | 2613 | 4080 | 16752 | 2085 | 1933 | 46721 | 1.57 | 1.47 | 14541.295
5614 | 22 | 234 | 2017-08-22 | 1 | 1 | 1 | 0.84337 | 0.9084 | 0.79921 | 0.81796 | 0.75054 | 0.66098 | 0.77244 | 0.76485 | 0.81226 | 0.74122 | 0.65998 | 0.79566 | 2 | 1 | 142 | 17661 | 6924 | 9393 | 14106 | 2539 | 3965 | 15844 | 2005 | 1875 | 44394 | 1.59 | 1.4 | 14113.52
5615 | 23 | 234 | 2017-08-22 | 0.91824 | 1 | 0.91824 | 0.74699 | 0.88374 | 0.74056 | 0.75227 | 0.69612 | 0.63188 | 0.71828 | 0.70853 | 0.74336 | 0.68762 | 0.60331 | 0.73177 | 2 | 1 | 143 | 16365 | 6368 | 8712 | 13485 | 2361 | 3673 | 14500 | 1860 | 1714 | 40829 | 1.46 | 1.24 | 13730.465
5616 | 24 | 234 | 2017-08-22 | 0.79245 | 1 | 0.79245 | 0.63855 | 0.84359 | 0.67771 | 0.68943 | 0.64219 | 0.58235 | 0.6547 | 0.64911 | 0.67779 | 0.6329 | 0.54171 | 0.66786 | 2 | 1 | 144 | 14976 | 5836 | 8037 | 12428 | 2152 | 3365 | 13221 | 1712 | 1539 | 37263 | 1.26 | 1.06 | 13106.685
5617 | 1 | 235 | 2017-08-23 | 0.64151 | 1 | 0.64151 | 0.59639 | 0.80131 | 0.61607 | 0.65044 | 0.5833 | 0.50255 | 0.58503 | 0.60147 | 0.62191 | 0.58521 | 0.48011 | 0.6204 | 3 | 1 | 1 | 13614 | 5506 | 7300 | 10725 | 1923 | 3118 | 12131 | 1583 | 1364 | 34615 | 1.02 | 0.99 | 12449.825
5618 | 2 | 235 | 2017-08-23 | 0.60377 | 1 | 0.60377 | 0.57831 | 0.77242 | 0.58259 | 0.61748 | 0.55541 | 0.46793 | 0.54792 | 0.56501 | 0.58413 | 0.55268 | 0.44632 | 0.58251 | 3 | 1 | 2 | 12874 | 5227 | 6951 | 9986 | 1801 | 2929 | 11394 | 1495 | 1268 | 32501 | 0.96 | 0.96 | 12000.945
5619 | 3 | 235 | 2017-08-23 | 0.60377 | 1 | 0.60377 | 0.56024 | 0.74901 | 0.56177 | 0.59492 | 0.53512 | 0.44384 | 0.52175 | 0.53993 | 0.55926 | 0.53383 | 0.42063 | 0.55695 | 3 | 1 | 3 | 12414 | 5036 | 6697 | 9472 | 1715 | 2799 | 10909 | 1444 | 1195 | 31075 | 0.96 | 0.93 | 11637.225
5620 | 4 | 235 | 2017-08-23 | 0.59119 | 1 | 0.59119 | 0.54819 | 0.73082 | 0.55059 | 0.58193 | 0.52513 | 0.42847 | 0.50776 | 0.52353 | 0.54358 | 0.522 | 0.40479 | 0.54143 | 3 | 1 | 4 | 12167 | 4926 | 6572 | 9144 | 1669 | 2714 | 10603 | 1412 | 1150 | 30209 | 0.94 | 0.91 | 11354.585
5621 | 5 | 235 | 2017-08-23 | 0.62893 | 1 | 0.62893 | 0.54819 | 0.71832 | 0.55218 | 0.58429 | 0.52681 | 0.42093 | 0.50897 | 0.52006 | 0.5424 | 0.522 | 0.40127 | 0.54071 | 3 | 1 | 5 | 12202 | 4946 | 6593 | 8983 | 1673 | 2696 | 10580 | 1412 | 1140 | 30169 | 1 | 0.91 | 11160.345
5622 | 6 | 235 | 2017-08-23 | 0.69182 | 1 | 0.69182 | 0.56627 | 0.72546 | 0.57507 | 0.60567 | 0.5503 | 0.42627 | 0.53392 | 0.53665 | 0.56337 | 0.54381 | 0.4157 | 0.56315 | 3 | 1 | 6 | 12708 | 5127 | 6887 | 9097 | 1755 | 2782 | 10989 | 1471 | 1181 | 31421 | 1.1 | 0.94 | 11271.335
5623 | 7 | 235 | 2017-08-23 | 0.76101 | 1 | 0.76101 | 0.62651 | 0.7356 | 0.61666 | 0.64548 | 0.58666 | 0.44731 | 0.58138 | 0.56983 | 0.59474 | 0.57449 | 0.4509 | 0.59898 | 3 | 1 | 7 | 13627 | 5464 | 7342 | 9546 | 1911 | 2954 | 11601 | 1554 | 1281 | 33420 | 1.21 | 1.04 | 11428.795
5624 | 8 | 235 | 2017-08-23 | 0.77358 | 1 | 0.77358 | 0.6988 | 0.74366 | 0.64209 | 0.67501 | 0.6171 | 0.48053 | 0.61393 | 0.59549 | 0.62468 | 0.6 | 0.45935 | 0.63579 | 3 | 1 | 8 | 14189 | 5714 | 7723 | 10255 | 2018 | 3087 | 12185 | 1623 | 1305 | 35474 | 1.23 | 1.16 | 11554.04
5625 | 9 | 235 | 2017-08-23 | 0.72327 | 1 | 0.72327 | 0.73494 | 0.84656 | 0.66689 | 0.69604 | 0.64467 | 0.51928 | 0.64436 | 0.62384 | 0.65887 | 0.62884 | 0.46427 | 0.66626 | 3 | 1 | 9 | 14737 | 5892 | 8068 | 11082 | 2118 | 3234 | 12852 | 1701 | 1319 | 37174 | 1.15 | 1.22 | 13152.805
5626 | 10 | 235 | 2017-08-23 | 0.7044 | 1 | 0.7044 | 0.74096 | 0.91285 | 0.69278 | 0.72109 | 0.67087 | 0.55072 | 0.67143 | 0.6549 | 0.69317 | 0.65397 | 0.48891 | 0.69298 | 3 | 1 | 10 | 15309 | 6104 | 8396 | 11753 | 2207 | 3395 | 13521 | 1769 | 1389 | 38665 | 1.12 | 1.23 | 14182.66
5627 | 11 | 235 | 2017-08-23 | 0.72956 | 1 | 0.72956 | 0.73494 | 0.9624 | 0.72369 | 0.74519 | 0.69732 | 0.57462 | 0.6976 | 0.68596 | 0.73106 | 0.67431 | 0.51038 | 0.72132 | 3 | 1 | 11 | 15992 | 6308 | 8727 | 12263 | 2293 | 3556 | 14260 | 1824 | 1450 | 40246 | 1.16 | 1.22 | 14952.575
5628 | 12 | 235 | 2017-08-23 | 0.67925 | 1 | 0.67925 | 0.74096 | 0.97754 | 0.74835 | 0.76787 | 0.71554 | 0.59993 | 0.71737 | 0.70679 | 0.76812 | 0.69353 | 0.54136 | 0.74419 | 3 | 1 | 12 | 16537 | 6500 | 8955 | 12803 | 2358 | 3664 | 14983 | 1876 | 1538 | 41522 | 1.08 | 1.23 | 15187.805
5629 | 13 | 235 | 2017-08-23 | 0.6478 | 1 | 0.6478 | 0.75904 | 0.95214 | 0.77328 | 0.78476 | 0.73064 | 0.61548 | 0.73745 | 0.72762 | 0.80006 | 0.70721 | 0.56741 | 0.76294 | 3 | 1 | 13 | 17088 | 6643 | 9144 | 13135 | 2424 | 3772 | 15606 | 1913 | 1612 | 42568 | 1.03 | 1.26 | 14793.225
5630 | 14 | 235 | 2017-08-23 | 0.6478 | 1 | 0.6478 | 0.77711 | 0.97576 | 0.79948 | 0.80024 | 0.74567 | 0.63216 | 0.75327 | 0.74865 | 0.82887 | 0.72421 | 0.58465 | 0.78088 | 3 | 1 | 14 | 17667 | 6774 | 9332 | 13491 | 2476 | 3881 | 16168 | 1959 | 1661 | 43569 | 1.03 | 1.29 | 15160.185
5631 | 15 | 235 | 2017-08-23 | 0.66038 | 1 | 0.66038 | 0.79518 | 1 | 0.81292 | 0.80969 | 0.74998 | 0.64922 | 0.7624 | 0.76543 | 0.84594 | 0.73604 | 0.60049 | 0.79134 | 3 | 1 | 15 | 17964 | 6854 | 9386 | 13855 | 2506 | 3968 | 16501 | 1991 | 1706 | 44153 | 1.05 | 1.32 | 15536.75
5632 | 16 | 235 | 2017-08-23 | 0.66038 | 1 | 0.66038 | 0.84337 | 0.99944 | 0.82021 | 0.8111 | 0.74974 | 0.65883 | 0.76635 | 0.77566 | 0.85246 | 0.74344 | 0.61316 | 0.79745 | 3 | 1 | 16 | 18125 | 6866 | 9383 | 14060 | 2519 | 4021 | 16628 | 2011 | 1742 | 44494 | 1.05 | 1.4 | 15528.105
5633 | 17 | 235 | 2017-08-23 | 0.67925 | 1 | 0.67925 | 0.87349 | 0.98608 | 0.8246 | 0.81559 | 0.74886 | 0.66033 | 0.77061 | 0.7826 | 0.85097 | 0.74824 | 0.62724 | 0.80038 | 3 | 1 | 17 | 18222 | 6904 | 9372 | 14092 | 2533 | 4057 | 16599 | 2024 | 1782 | 44657 | 1.08 | 1.45 | 15320.515
5634 | 18 | 235 | 2017-08-23 | 0.73585 | 1 | 0.73585 | 0.95783 | 0.92154 | 0.82107 | 0.80862 | 0.74119 | 0.65334 | 0.77183 | 0.78106 | 0.84056 | 0.74344 | 0.63112 | 0.79527 | 3 | 1 | 18 | 18144 | 6845 | 9276 | 13943 | 2537 | 4049 | 16396 | 2011 | 1793 | 44372 | 1.17 | 1.59 | 14317.695
5635 | 19 | 235 | 2017-08-23 | 0.7673 | 1 | 0.7673 | 0.98193 | 0.8823 | 0.80369 | 0.79067 | 0.72625 | 0.63605 | 0.76027 | 0.76485 | 0.81677 | 0.72532 | 0.62548 | 0.77192 | 3 | 1 | 19 | 17760 | 6693 | 9089 | 13574 | 2499 | 3965 | 15932 | 1962 | 1777 | 43069 | 1.22 | 1.63 | 13708.055
5636 | 20 | 235 | 2017-08-23 | 0.86164 | 1 | 0.86164 | 1 | 0.93549 | 0.7774 | 0.76905 | 0.70164 | 0.6078 | 0.73867 | 0.739 | 0.78417 | 0.69945 | 0.60718 | 0.74516 | 3 | 1 | 20 | 17179 | 6510 | 8781 | 12971 | 2428 | 3831 | 15296 | 1892 | 1725 | 41576 | 1.37 | 1.66 | 14534.475
5637 | 21 | 235 | 2017-08-23 | 0.88679 | 1 | 0.88679 | 0.99398 | 0.93593 | 0.76278 | 0.75901 | 0.69037 | 0.58723 | 0.71798 | 0.71547 | 0.76464 | 0.68577 | 0.59205 | 0.73378 | 3 | 1 | 21 | 16856 | 6425 | 8640 | 12532 | 2360 | 3709 | 14915 | 1855 | 1682 | 40941 | 1.41 | 1.65 | 14541.295
5638 | 22 | 235 | 2017-08-23 | 0.84906 | 1 | 0.84906 | 0.90964 | 0.9084 | 0.73622 | 0.73314 | 0.67887 | 0.58606 | 0.7052 | 0.69444 | 0.72408 | 0.66211 | 0.57867 | 0.70101 | 3 | 1 | 22 | 16269 | 6206 | 8496 | 12507 | 2318 | 3600 | 14124 | 1791 | 1644 | 39113 | 1.35 | 1.51 | 14113.52
5639 | 23 | 235 | 2017-08-23 | 0.7673 | 1 | 0.7673 | 0.79518 | 0.88374 | 0.67866 | 0.67714 | 0.63252 | 0.56281 | 0.65348 | 0.64506 | 0.66205 | 0.61774 | 0.52904 | 0.64445 | 3 | 1 | 23 | 14997 | 5732 | 7916 | 12011 | 2148 | 3344 | 12914 | 1671 | 1503 | 35957 | 1.22 | 1.32 | 13730.465
5640 | 24 | 235 | 2017-08-23 | 0.6478 | 1 | 0.6478 | 0.68675 | 0.84359 | 0.62159 | 0.62174 | 0.58386 | 0.52191 | 0.59598 | 0.58777 | 0.60397 | 0.56858 | 0.47237 | 0.58867 | 3 | 1 | 24 | 13736 | 5263 | 7307 | 11138 | 1959 | 3047 | 11781 | 1538 | 1342 | 32845 | 1.03 | 1.14 | 13106.685
5641 | 1 | 236 | 2017-08-24 | 0.58491 | 1 | 0.58491 | 0.64458 | 0.80131 | 0.57123 | 0.5785 | 0.54614 | 0.47303 | 0.53848 | 0.52932 | 0.54886 | 0.52384 | 0.41711 | 0.52433 | 4 | 1 | 25 | 12623 | 4897 | 6835 | 10095 | 1770 | 2744 | 10706 | 1417 | 1185 | 29255 | 0.93 | 1.07 | 12449.825
5642 | 2 | 236 | 2017-08-24 | 0.54717 | 1 | 0.54717 | 0.62048 | 0.77242 | 0.5448 | 0.55074 | 0.52066 | 0.44258 | 0.50745 | 0.49923 | 0.51543 | 0.49945 | 0.39071 | 0.49291 | 4 | 1 | 26 | 12039 | 4662 | 6516 | 9445 | 1668 | 2588 | 10054 | 1351 | 1110 | 27502 | 0.87 | 1.03 | 12000.945
5643 | 3 | 236 | 2017-08-24 | 0.54088 | 1 | 0.54088 | 0.60843 | 0.74901 | 0.52797 | 0.53467 | 0.50587 | 0.42191 | 0.48555 | 0.47897 | 0.49308 | 0.48318 | 0.37311 | 0.47212 | 4 | 1 | 27 | 11667 | 4526 | 6331 | 9004 | 1596 | 2483 | 9618 | 1307 | 1060 | 26342 | 0.86 | 1.01 | 11637.225
5644 | 4 | 236 | 2017-08-24 | 0.54717 | 1 | 0.54717 | 0.62048 | 0.73082 | 0.5191 | 0.52487 | 0.49716 | 0.4087 | 0.4746 | 0.46701 | 0.48021 | 0.47542 | 0.36431 | 0.45992 | 4 | 1 | 28 | 11471 | 4443 | 6222 | 8722 | 1560 | 2421 | 9367 | 1286 | 1035 | 25661 | 0.87 | 1.03 | 11354.585
5645 | 5 | 236 | 2017-08-24 | 0.57862 | 1 | 0.57862 | 0.63855 | 0.71832 | 0.52172 | 0.52723 | 0.49988 | 0.40321 | 0.47886 | 0.46836 | 0.48103 | 0.478 | 0.36396 | 0.46309 | 4 | 1 | 29 | 11529 | 4463 | 6256 | 8605 | 1574 | 2428 | 9383 | 1293 | 1034 | 25838 | 0.92 | 1.06 | 11160.345
5646 | 6 | 236 | 2017-08-24 | 0.6478 | 1 | 0.6478 | 0.69277 | 0.72546 | 0.5481 | 0.5505 | 0.52361 | 0.40982 | 0.50715 | 0.49035 | 0.50195 | 0.49908 | 0.38613 | 0.48366 | 4 | 1 | 30 | 12112 | 4660 | 6553 | 8746 | 1667 | 2542 | 9791 | 1350 | 1097 | 26986 | 1.03 | 1.15 | 11271.335
5647 | 7 | 236 | 2017-08-24 | 0.71069 | 1 | 0.71069 | 0.75904 | 0.7356 | 0.59521 | 0.58464 | 0.55893 | 0.43484 | 0.55856 | 0.52855 | 0.53291 | 0.52939 | 0.42591 | 0.51956 | 4 | 1 | 31 | 13153 | 4949 | 6995 | 9280 | 1836 | 2740 | 10395 | 1432 | 1210 | 28989 | 1.13 | 1.26 | 11428.795
5648 | 8 | 236 | 2017-08-24 | 0.73585 | 1 | 0.73585 | 0.74699 | 0.74366 | 0.62064 | 0.6117 | 0.58953 | 0.47308 | 0.59081 | 0.55594 | 0.5609 | 0.55749 | 0.43365 | 0.55213 | 4 | 1 | 32 | 13715 | 5178 | 7378 | 10096 | 1942 | 2882 | 10941 | 1508 | 1232 | 30806 | 1.17 | 1.24 | 11554.04
5649 | 9 | 236 | 2017-08-24 | 0.71698 | 1 | 0.71698 | 0.71084 | 0.84656 | 0.6392 | 0.63308 | 0.61486 | 0.51104 | 0.61363 | 0.58333 | 0.58613 | 0.58447 | 0.43928 | 0.57916 | 4 | 1 | 33 | 14125 | 5359 | 7695 | 10906 | 2017 | 3024 | 11433 | 1581 | 1248 | 32314 | 1.14 | 1.18 | 13152.805
5650 | 10 | 236 | 2017-08-24 | 0.69811 | 1 | 0.69811 | 0.6988 | 0.91285 | 0.66192 | 0.658 | 0.63476 | 0.5392 | 0.63645 | 0.61227 | 0.6135 | 0.60998 | 0.45231 | 0.60584 | 4 | 1 | 34 | 14627 | 5570 | 7944 | 11507 | 2092 | 3174 | 11967 | 1650 | 1285 | 33803 | 1.11 | 1.16 | 14182.66
5651 | 11 | 236 | 2017-08-24 | 0.7044 | 1 | 0.7044 | 0.72289 | 0.9624 | 0.68599 | 0.68246 | 0.6537 | 0.5586 | 0.65713 | 0.64024 | 0.64021 | 0.63142 | 0.47518 | 0.6316 | 4 | 1 | 35 | 15159 | 5777 | 8181 | 11921 | 2160 | 3319 | 12488 | 1708 | 1350 | 35240 | 1.12 | 1.2 | 14952.575
5652 | 12 | 236 | 2017-08-24 | 0.67925 | 1 | 0.67925 | 0.72289 | 0.97754 | 0.70414 | 0.70301 | 0.6656 | 0.57537 | 0.67022 | 0.65895 | 0.66549 | 0.64584 | 0.50158 | 0.65504 | 4 | 1 | 36 | 15560 | 5951 | 8330 | 12279 | 2203 | 3416 | 12981 | 1747 | 1425 | 36548 | 1.08 | 1.2 | 15187.805
5653 | 13 | 236 | 2017-08-24 | 0.62264 | 1 | 0.62264 | 0.6988 | 0.95214 | 0.72296 | 0.71719 | 0.6708 | 0.58765 | 0.68482 | 0.67728 | 0.68769 | 0.65397 | 0.52376 | 0.67467 | 4 | 1 | 37 | 15976 | 6071 | 8395 | 12541 | 2251 | 3511 | 13414 | 1769 | 1488 | 37643 | 0.99 | 1.16 | 14793.225
5654 | 14 | 236 | 2017-08-24 | 0.63522 | 1 | 0.63522 | 0.6988 | 0.97576 | 0.74468 | 0.7329 | 0.68094 | 0.59693 | 0.69668 | 0.69406 | 0.70932 | 0.66322 | 0.54453 | 0.69526 | 4 | 1 | 38 | 16456 | 6204 | 8522 | 12739 | 2290 | 3598 | 13836 | 1794 | 1547 | 38792 | 1.01 | 1.16 | 15160.185
5655 | 15 | 236 | 2017-08-24 | 0.65409 | 1 | 0.65409 | 0.70482 | 1 | 0.75559 | 0.74247 | 0.6795 | 0.60424 | 0.69942 | 0.70814 | 0.72419 | 0.66728 | 0.55966 | 0.71008 | 4 | 1 | 39 | 16697 | 6285 | 8504 | 12895 | 2299 | 3671 | 14126 | 1805 | 1590 | 39619 | 1.04 | 1.17 | 15536.75
5656 | 16 | 236 | 2017-08-24 | 0.67925 | 1 | 0.67925 | 0.72289 | 0.99944 | 0.76134 | 0.74708 | 0.67639 | 0.60527 | 0.69942 | 0.71914 | 0.7348 | 0.66913 | 0.5748 | 0.72229 | 4 | 1 | 40 | 16824 | 6324 | 8465 | 12917 | 2299 | 3728 | 14333 | 1810 | 1633 | 40300 | 1.08 | 1.2 | 15528.105
5657 | 17 | 236 | 2017-08-24 | 0.73585 | 1 | 0.73585 | 0.78313 | 0.98608 | 0.76573 | 0.75464 | 0.67335 | 0.60452 | 0.70459 | 0.72859 | 0.74075 | 0.66691 | 0.59275 | 0.73044 | 4 | 1 | 41 | 16921 | 6388 | 8427 | 12901 | 2316 | 3777 | 14449 | 1804 | 1684 | 40755 | 1.17 | 1.3 | 15320.515
5658 | 18 | 236 | 2017-08-24 | 0.79874 | 1 | 0.79874 | 0.81325 | 0.92154 | 0.76364 | 0.75133 | 0.67024 | 0.59964 | 0.70672 | 0.73013 | 0.73829 | 0.65804 | 0.60296 | 0.72809 | 4 | 1 | 42 | 16875 | 6360 | 8388 | 12797 | 2323 | 3785 | 14401 | 1780 | 1713 | 40624 | 1.27 | 1.35 | 14317.695
5659 | 19 | 236 | 2017-08-24 | 0.83648 | 1 | 0.83648 | 0.8494 | 0.8823 | 0.74975 | 0.73786 | 0.65713 | 0.58638 | 0.69516 | 0.71933 | 0.72362 | 0.64436 | 0.60225 | 0.70664 | 4 | 1 | 43 | 16568 | 6246 | 8224 | 12514 | 2285 | 3729 | 14115 | 1743 | 1711 | 39427 | 1.33 | 1.41 | 13708.055
5660 | 20 | 236 | 2017-08-24 | 0.91824 | 1 | 0.91824 | 0.90361 | 0.93549 | 0.73084 | 0.71931 | 0.64163 | 0.57087 | 0.67782 | 0.69657 | 0.69691 | 0.6281 | 0.58747 | 0.68153 | 4 | 1 | 44 | 16150 | 6089 | 8030 | 12183 | 2228 | 3611 | 13594 | 1699 | 1669 | 38026 | 1.46 | 1.5 | 14534.475
5661 | 21 | 236 | 2017-08-24 | 0.91195 | 1 | 0.91195 | 0.93976 | 0.93593 | 0.72305 | 0.70833 | 0.63364 | 0.55967 | 0.6693 | 0.67438 | 0.67953 | 0.61996 | 0.57128 | 0.66782 | 4 | 1 | 45 | 15978 | 5996 | 7930 | 11944 | 2200 | 3496 | 13255 | 1677 | 1623 | 37261 | 1.45 | 1.56 | 14541.295
5662 | 22 | 236 | 2017-08-24 | 0.89308 | 1 | 0.89308 | 0.89759 | 0.9084 | 0.69916 | 0.69273 | 0.6302 | 0.55916 | 0.65257 | 0.66107 | 0.64831 | 0.60518 | 0.56353 | 0.63642 | 4 | 1 | 46 | 15450 | 5864 | 7887 | 11933 | 2145 | 3427 | 12646 | 1637 | 1601 | 35509 | 1.42 | 1.49 | 14113.52
5663 | 23 | 236 | 2017-08-24 | 0.7673 | 1 | 0.7673 | 0.8012 | 0.88374 | 0.64581 | 0.64076 | 0.59321 | 0.5399 | 0.60511 | 0.61516 | 0.59423 | 0.5634 | 0.51496 | 0.58443 | 4 | 1 | 47 | 14271 | 5424 | 7424 | 11522 | 1989 | 3189 | 11591 | 1524 | 1463 | 32608 | 1.22 | 1.33 | 13730.465
5664 | 24 | 236 | 2017-08-24 | 0.69182 | 1 | 0.69182 | 0.69277 | 0.84359 | 0.59336 | 0.58925 | 0.55078 | 0.49731 | 0.55491 | 0.56289 | 0.53835 | 0.52126 | 0.45618 | 0.53304 | 4 | 1 | 48 | 13112 | 4988 | 6893 | 10613 | 1824 | 2918 | 10501 | 1410 | 1296 | 29741 | 1.1 | 1.15 | 13106.685
5665 | 1 | 237 | 2017-08-25 | 0.61635 | 1 | 0.61635 | 0.64458 | 0.80131 | 0.54037 | 0.53857 | 0.52113 | 0.46165 | 0.50837 | 0.51543 | 0.49169 | 0.47726 | 0.40444 | 0.48967 | 5 | 1 | 49 | 11941 | 4559 | 6522 | 9852 | 1671 | 2672 | 9591 | 1291 | 1149 | 27321 | 0.98 | 1.07 | 12449.825
5666 | 2 | 237 | 2017-08-25 | 0.61006 | 1 | 0.61006 | 0.62048 | 0.77242 | 0.51765 | 0.51364 | 0.49908 | 0.43292 | 0.47886 | 0.48457 | 0.46258 | 0.45915 | 0.37733 | 0.46139 | 5 | 1 | 50 | 11439 | 4348 | 6246 | 9239 | 1574 | 2512 | 9023 | 1242 | 1072 | 25743 | 0.97 | 1.03 | 12000.945
5667 | 3 | 237 | 2017-08-25 | 0.59748 | 1 | 0.59748 | 0.62048 | 0.74901 | 0.5038 | 0.50159 | 0.48414 | 0.41324 | 0.45878 | 0.46393 | 0.44412 | 0.44584 | 0.36255 | 0.44321 | 5 | 1 | 51 | 11133 | 4246 | 6059 | 8819 | 1508 | 2405 | 8663 | 1206 | 1030 | 24729 | 0.95 | 1.03 | 11637.225
5668 | 4 | 237 | 2017-08-25 | 0.58491 | 1 | 0.58491 | 0.62048 | 0.73082 | 0.49787 | 0.49533 | 0.47719 | 0.40082 | 0.44752 | 0.45004 | 0.43464 | 0.43734 | 0.35516 | 0.43271 | 5 | 1 | 52 | 11002 | 4193 | 5972 | 8554 | 1471 | 2333 | 8478 | 1183 | 1009 | 24143 | 0.93 | 1.03 | 11354.585
5669 | 5 | 237 | 2017-08-25 | 0.60377 | 1 | 0.60377 | 0.64458 | 0.71832 | 0.50339 | 0.50089 | 0.4823 | 0.39473 | 0.45148 | 0.4512 | 0.43771 | 0.44251 | 0.35586 | 0.43658 | 5 | 1 | 53 | 11124 | 4240 | 6036 | 8424 | 1484 | 2339 | 8538 | 1197 | 1011 | 24359 | 0.96 | 1.07 | 11160.345
5670 | 6 | 237 | 2017-08-25 | 0.67296 | 1 | 0.67296 | 0.6988 | 0.72546 | 0.52991 | 0.52593 | 0.50268 | 0.40097 | 0.47642 | 0.47299 | 0.46027 | 0.46543 | 0.37768 | 0.45925 | 5 | 1 | 54 | 11710 | 4452 | 6291 | 8557 | 1566 | 2452 | 8978 | 1259 | 1073 | 25624 | 1.07 | 1.16 | 11271.335
5671 | 7 | 237 | 2017-08-25 | 0.73585 | 1 | 0.73585 | 0.77108 | 0.7356 | 0.57557 | 0.56373 | 0.5332 | 0.42172 | 0.52054 | 0.51215 | 0.49293 | 0.49908 | 0.41781 | 0.49623 | 5 | 1 | 55 | 12719 | 4772 | 6673 | 9000 | 1711 | 2655 | 9615 | 1350 | 1187 | 27687 | 1.17 | 1.28 | 11428.795
5672 | 8 | 237 | 2017-08-25 | 0.74214 | 1 | 0.74214 | 0.78313 | 0.74366 | 0.60046 | 0.58677 | 0.56117 | 0.45326 | 0.55096 | 0.53839 | 0.52245 | 0.52532 | 0.42661 | 0.52983 | 5 | 1 | 56 | 13269 | 4967 | 7023 | 9673 | 1811 | 2791 | 10191 | 1421 | 1212 | 29562 | 1.18 | 1.3 | 11554.04
5673 | 9 | 237 | 2017-08-25 | 0.74843 | 1 | 0.74843 | 0.74699 | 0.84656 | 0.61929 | 0.60638 | 0.58801 | 0.48971 | 0.57895 | 0.56096 | 0.55332 | 0.5512 | 0.42943 | 0.55831 | 5 | 1 | 57 | 13685 | 5133 | 7359 | 10451 | 1903 | 2908 | 10793 | 1491 | 1220 | 31151 | 1.19 | 1.24 | 13152.805
5674 | 10 | 237 | 2017-08-25 | 0.71698 | 1 | 0.71698 | 0.72892 | 0.91285 | 0.63757 | 0.62504 | 0.60863 | 0.51816 | 0.60389 | 0.58642 | 0.58628 | 0.57116 | 0.44667 | 0.58201 | 5 | 1 | 58 | 14089 | 5291 | 7617 | 11058 | 1985 | 3040 | 11436 | 1545 | 1269 | 32473 | 1.14 | 1.21 | 14182.66
5675 | 11 | 237 | 2017-08-25 | 0.71698 | 1 | 0.71698 | 0.71084 | 0.9624 | 0.65689 | 0.64312 | 0.62677 | 0.53906 | 0.62762 | 0.61188 | 0.61981 | 0.5915 | 0.47026 | 0.6041 | 5 | 1 | 59 | 14516 | 5444 | 7844 | 11504 | 2063 | 3172 | 12090 | 1600 | 1336 | 33706 | 1.14 | 1.18 | 14952.575
5676 | 12 | 237 | 2017-08-25 | 0.69811 | 1 | 0.69811 | 0.68072 | 0.97754 | 0.67128 | 0.65789 | 0.63644 | 0.55724 | 0.63949 | 0.62905 | 0.65093 | 0.60555 | 0.49208 | 0.62161 | 5 | 1 | 60 | 14834 | 5569 | 7965 | 11892 | 2102 | 3261 | 12697 | 1638 | 1398 | 34683 | 1.11 | 1.13 | 15187.805
5677 | 13 | 237 | 2017-08-25 | 0.63522 | 1 | 0.63522 | 0.6506 | 0.95214 | 0.684 | 0.66521 | 0.64539 | 0.56867 | 0.65257 | 0.64313 | 0.67748 | 0.61516 | 0.51637 | 0.63644 | 5 | 1 | 61 | 15115 | 5631 | 8077 | 12136 | 2145 | 3334 | 13215 | 1664 | 1467 | 35510 | 1.01 | 1.08 | 14793.225
5678 | 14 | 237 | 2017-08-25 | 0.61635 | 1 | 0.61635 | 0.63253 | 0.97576 | 0.69961 | 0.67584 | 0.65138 | 0.57907 | 0.6617 | 0.6576 | 0.70317 | 0.62403 | 0.53361 | 0.65233 | 5 | 1 | 62 | 15460 | 5721 | 8152 | 12358 | 2175 | 3409 | 13716 | 1688 | 1516 | 36397 | 0.98 | 1.05 | 15160.185
5679 | 15 | 237 | 2017-08-25 | 0.61635 | 1 | 0.61635 | 0.65663 | 1 | 0.70522 | 0.67962 | 0.64834 | 0.58891 | 0.66231 | 0.66995 | 0.72086 | 0.62994 | 0.54945 | 0.66311 | 5 | 1 | 63 | 15584 | 5753 | 8114 | 12568 | 2177 | 3473 | 14061 | 1704 | 1561 | 36998 | 0.98 | 1.09 | 15536.75
5680 | 16 | 237 | 2017-08-25 | 0.64151 | 1 | 0.64151 | 0.68072 | 0.99944 | 0.70929 | 0.68057 | 0.64411 | 0.5929 | 0.66078 | 0.67921 | 0.73193 | 0.62994 | 0.56213 | 0.66925 | 5 | 1 | 64 | 15674 | 5761 | 8061 | 12653 | 2172 | 3521 | 14277 | 1704 | 1597 | 37341 | 1.02 | 1.13 | 15528.105
5681 | 17 | 237 | 2017-08-25 | 0.66667 | 1 | 0.66667 | 0.72892 | 0.98608 | 0.71432 | 0.68624 | 0.64107 | 0.59365 | 0.66322 | 0.68538 | 0.73926 | 0.62773 | 0.57656 | 0.67391 | 5 | 1 | 65 | 15785 | 5809 | 8023 | 12669 | 2180 | 3553 | 14420 | 1698 | 1638 | 37601 | 1.06 | 1.21 | 15320.515
5682 | 18 | 237 | 2017-08-25 | 0.68553 | 1 | 0.68553 | 0.77711 | 0.92154 | 0.71142 | 0.68399 | 0.6354 | 0.59088 | 0.65683 | 0.68461 | 0.73541 | 0.62144 | 0.58184 | 0.66961 | 5 | 1 | 66 | 15721 | 5790 | 7952 | 12610 | 2159 | 3549 | 14345 | 1681 | 1653 | 37361 | 1.09 | 1.29 | 14317.695
5683 | 19 | 237 | 2017-08-25 | 0.7044 | 1 | 0.7044 | 0.79518 | 0.8823 | 0.69278 | 0.671 | 0.62085 | 0.58048 | 0.6401 | 0.66821 | 0.7106 | 0.60074 | 0.57269 | 0.64787 | 5 | 1 | 67 | 15309 | 5680 | 7770 | 12388 | 2104 | 3464 | 13861 | 1625 | 1627 | 36148 | 1.12 | 1.32 | 13708.055
5684 | 20 | 237 | 2017-08-25 | 0.7673 | 1 | 0.7673 | 0.8494 | 0.93549 | 0.67282 | 0.65375 | 0.6032 | 0.56356 | 0.61789 | 0.64217 | 0.67784 | 0.58484 | 0.55157 | 0.62627 | 5 | 1 | 68 | 14868 | 5534 | 7549 | 12027 | 2031 | 3329 | 13222 | 1582 | 1567 | 34943 | 1.22 | 1.41 | 14534.475
5685 | 21 | 237 | 2017-08-25 | 0.83648 | 1 | 0.83648 | 0.89759 | 0.93593 | 0.66454 | 0.64843 | 0.59584 | 0.54801 | 0.60268 | 0.62172 | 0.65713 | 0.57597 | 0.53256 | 0.61575 | 5 | 1 | 69 | 14685 | 5489 | 7457 | 11695 | 1981 | 3223 | 12818 | 1558 | 1513 | 34356 | 1.33 | 1.49 | 14541.295
5686 | 22 | 237 | 2017-08-25 | 0.8239 | 1 | 0.8239 | 0.87349 | 0.9084 | 0.64947 | 0.63249 | 0.59417 | 0.54969 | 0.59507 | 0.60822 | 0.62647 | 0.56044 | 0.52728 | 0.59086 | 5 | 1 | 70 | 14352 | 5354 | 7436 | 11731 | 1956 | 3153 | 12220 | 1516 | 1498 | 32967 | 1.31 | 1.45 | 14113.52
5687 | 23 | 237 | 2017-08-25 | 0.77358 | 1 | 0.77358 | 0.75904 | 0.88374 | 0.6091 | 0.59209 | 0.55973 | 0.53657 | 0.55765 | 0.57099 | 0.58028 | 0.52976 | 0.49208 | 0.55014 | 5 | 1 | 71 | 13460 | 5012 | 7005 | 11451 | 1833 | 2960 | 11319 | 1433 | 1398 | 30695 | 1.23 | 1.26 | 13730.465
5688 | 24 | 237 | 2017-08-25 | 0.7044 | 1 | 0.7044 | 0.68072 | 0.84359 | 0.56136 | 0.54708 | 0.52066 | 0.50227 | 0.5108 | 0.5272 | 0.53143 | 0.4939 | 0.44879 | 0.50626 | 5 | 1 | 72 | 12405 | 4631 | 6516 | 10719 | 1679 | 2733 | 10366 | 1336 | 1275 | 28247 | 1.12 | 1.13 | 13106.685
5689 | 1 | 238 | 2017-08-26 | 0.6478 | 1 | 0.6478 | 0.63253 | 0.77448 | 0.51674 | 0.51861 | 0.48789 | 0.45893 | 0.45786 | 0.49344 | 0.48508 | 0.46802 | 0.40232 | 0.4602 | 6 | 2 | 73 | 11419 | 4390 | 6106 | 9794 | 1505 | 2558 | 9462 | 1266 | 1143 | 25677 | 1.03 | 1.05 | 12032.86
5690 | 2 | 238 | 2017-08-26 | 0.59748 | 1 | 0.59748 | 0.61446 | 0.74964 | 0.49099 | 0.49581 | 0.4656 | 0.42819 | 0.42866 | 0.46682 | 0.45653 | 0.44843 | 0.37381 | 0.43439 | 6 | 2 | 74 | 10850 | 4197 | 5827 | 9138 | 1409 | 2420 | 8905 | 1213 | 1062 | 24237 | 0.95 | 1.02 | 11646.96
5691 | 3 | 238 | 2017-08-26 | 0.57862 | 1 | 0.57862 | 0.59639 | 0.72838 | 0.47615 | 0.48246 | 0.4525 | 0.40795 | 0.41132 | 0.44734 | 0.43628 | 0.43549 | 0.35621 | 0.41778 | 6 | 2 | 75 | 10522 | 4084 | 5663 | 8706 | 1352 | 2319 | 8510 | 1178 | 1012 | 23310 | 0.92 | 0.99 | 11316.6
5692 | 4 | 238 | 2017-08-26 | 0.58491 | 1 | 0.58491 | 0.61446 | 0.71262 | 0.46606 | 0.4749 | 0.44419 | 0.3938 | 0.40097 | 0.43441 | 0.42443 | 0.42921 | 0.34706 | 0.40706 | 6 | 2 | 76 | 10299 | 4020 | 5559 | 8404 | 1318 | 2252 | 8279 | 1161 | 986 | 22712 | 0.93 | 1.02 | 11071.73
5693 | 5 | 238 | 2017-08-26 | 0.58491 | 1 | 0.58491 | 0.62048 | 0.70005 | 0.46583 | 0.47312 | 0.44467 | 0.38564 | 0.39884 | 0.43075 | 0.41967 | 0.42736 | 0.34002 | 0.40416 | 6 | 2 | 77 | 10294 | 4005 | 5565 | 8230 | 1311 | 2233 | 8186 | 1156 | 966 | 22550 | 0.93 | 1.03 | 10876.555
5694 | 6 | 238 | 2017-08-26 | 0.61635 | 1 | 0.61635 | 0.6747 | 0.69248 | 0.4724 | 0.48033 | 0.45146 | 0.38405 | 0.40584 | 0.43615 | 0.42377 | 0.43475 | 0.34636 | 0.40869 | 6 | 2 | 78 | 10439 | 4066 | 5650 | 8196 | 1334 | 2261 | 8266 | 1176 | 984 | 22803 | 0.98 | 1.12 | 10758.83
5695 | 7 | 238 | 2017-08-26 | 0.67296 | 1 | 0.67296 | 0.75904 | 0.68725 | 0.48262 | 0.48848 | 0.45753 | 0.38897 | 0.41953 | 0.44792 | 0.42966 | 0.4403 | 0.35551 | 0.41618 | 6 | 2 | 79 | 10665 | 4135 | 5726 | 8301 | 1379 | 2322 | 8381 | 1191 | 1010 | 23221 | 1.07 | 1.26 | 10677.68
5696 | 8 | 238 | 2017-08-26 | 0.72327 | 1 | 0.72327 | 0.74699 | 0.67879 | 0.49769 | 0.50738 | 0.47391 | 0.39586 | 0.43383 | 0.46335 | 0.45201 | 0.45582 | 0.36818 | 0.43663 | 6 | 2 | 80 | 10998 | 4295 | 5931 | 8448 | 1426 | 2402 | 8817 | 1233 | 1046 | 24362 | 1.15 | 1.24 | 10546.135
5697 | 9 | 238 | 2017-08-26 | 0.75472 | 1 | 0.75472 | 0.71084 | 0.73509 | 0.52453 | 0.53798 | 0.50212 | 0.41718 | 0.46608 | 0.49653 | 0.49067 | 0.48244 | 0.39845 | 0.47067 | 6 | 2 | 81 | 11591 | 4554 | 6284 | 8903 | 1532 | 2574 | 9571 | 1305 | 1132 | 26261 | 1.2 | 1.18 | 11420.965
5698 | 10 | 238 | 2017-08-26 | 0.79245 | 1 | 0.79245 | 0.6747 | 0.80309 | 0.55249 | 0.56621 | 0.52561 | 0.44754 | 0.49894 | 0.53164 | 0.52835 | 0.50832 | 0.43259 | 0.50128 | 6 | 2 | 82 | 12209 | 4793 | 6578 | 9551 | 1640 | 2756 | 10306 | 1375 | 1229 | 27969 | 1.26 | 1.12 | 12477.48
5699 | 11 | 238 | 2017-08-26 | 0.73585 | 1 | 0.73585 | 0.6506 | 0.84627 | 0.57684 | 0.58512 | 0.54423 | 0.47392 | 0.52449 | 0.56231 | 0.5609 | 0.52865 | 0.46146 | 0.52542 | 6 | 2 | 83 | 12747 | 4953 | 6811 | 10114 | 1724 | 2915 | 10941 | 1430 | 1311 | 29316 | 1.17 | 1.08 | 13148.295
5700 | 12 | 238 | 2017-08-26 | 0.72327 | 1 | 0.72327 | 0.61446 | 0.85829 | 0.59345 | 0.59799 | 0.55485 | 0.49482 | 0.54183 | 0.58353 | 0.58715 | 0.54122 | 0.48962 | 0.5415 | 6 | 2 | 84 | 13114 | 5062 | 6944 | 10560 | 1781 | 3025 | 11453 | 1464 | 1391 | 30213 | 1.15 | 1.02 | 13334.96
5701 | 13 | 238 | 2017-08-26 | 0.71069 | 1 | 0.71069 | 0.63855 | 0.83365 | 0.60639 | 0.60567 | 0.56205 | 0.5086 | 0.5543 | 0.59722 | 0.60915 | 0.55342 | 0.5132 | 0.55288 | 6 | 2 | 85 | 13400 | 5127 | 7034 | 10854 | 1822 | 3096 | 11882 | 1497 | 1458 | 30848 | 1.13 | 1.06 | 12952.21
5702 | 14 | 238 | 2017-08-26 | 0.69182 | 1 | 0.69182 | 0.62048 | 0.83998 | 0.61793 | 0.6124 | 0.56756 | 0.51614 | 0.561 | 0.60706 | 0.62473 | 0.56007 | 0.53502 | 0.56073 | 6 | 2 | 86 | 13655 | 5184 | 7103 | 11015 | 1844 | 3147 | 12186 | 1515 | 1520 | 31286 | 1.1 | 1.03 | 13050.635
5703 | 15 | 238 | 2017-08-26 | 0.67296 | 1 | 0.67296 | 0.62048 | 0.8466 | 0.63033 | 0.62032 | 0.56964 | 0.52017 | 0.56404 | 0.61555 | 0.63827 | 0.5634 | 0.54769 | 0.56734 | 6 | 2 | 87 | 13929 | 5251 | 7129 | 11101 | 1854 | 3191 | 12450 | 1524 | 1556 | 31655 | 1.07 | 1.03 | 13153.435
5704 | 16 | 238 | 2017-08-26 | 0.68553 | 1 | 0.68553 | 0.63253 | 0.84537 | 0.64087 | 0.62871 | 0.57507 | 0.52444 | 0.56769 | 0.62269 | 0.64565 | 0.56858 | 0.56494 | 0.57444 | 6 | 2 | 88 | 14162 | 5322 | 7197 | 11192 | 1866 | 3228 | 12594 | 1538 | 1605 | 32051 | 1.09 | 1.05 | 13134.275
5705 | 17 | 238 | 2017-08-26 | 0.66667 | 1 | 0.66667 | 0.71084 | 0.83299 | 0.65273 | 0.63981 | 0.57867 | 0.53156 | 0.57773 | 0.6331 | 0.65134 | 0.57227 | 0.58043 | 0.58355 | 6 | 2 | 89 | 14424 | 5416 | 7242 | 11344 | 1899 | 3282 | 12705 | 1548 | 1649 | 32559 | 1.06 | 1.18 | 12941.93
5706 | 18 | 238 | 2017-08-26 | 0.69811 | 1 | 0.69811 | 0.71687 | 0.79767 | 0.65888 | 0.64489 | 0.57819 | 0.53592 | 0.5826 | 0.6387 | 0.65072 | 0.57523 | 0.58606 | 0.58788 | 6 | 2 | 90 | 14560 | 5459 | 7236 | 11437 | 1915 | 3311 | 12693 | 1556 | 1665 | 32801 | 1.11 | 1.19 | 12393.195
5707 | 19 | 238 | 2017-08-26 | 0.72327 | 1 | 0.72327 | 0.76506 | 0.79425 | 0.6468 | 0.63792 | 0.57155 | 0.53329 | 0.57925 | 0.63349 | 0.64073 | 0.5719 | 0.57585 | 0.58111 | 6 | 2 | 91 | 14293 | 5400 | 7153 | 11381 | 1904 | 3284 | 12498 | 1547 | 1636 | 32423 | 1.15 | 1.27 | 12340.135
5708 | 20 | 238 | 2017-08-26 | 0.78616 | 1 | 0.78616 | 0.80723 | 0.85572 | 0.6311 | 0.62587 | 0.56844 | 0.52209 | 0.56678 | 0.61883 | 0.61986 | 0.56599 | 0.55579 | 0.56865 | 6 | 2 | 92 | 13946 | 5298 | 7114 | 11142 | 1863 | 3208 | 12091 | 1531 | 1579 | 31728 | 1.25 | 1.34 | 13295.155
5709 | 21 | 238 | 2017-08-26 | 0.83648 | 1 | 0.83648 | 0.86145 | 0.85805 | 0.62078 | 0.62091 | 0.56197 | 0.50799 | 0.55765 | 0.60378 | 0.60228 | 0.56192 | 0.53467 | 0.56613 | 6 | 2 | 93 | 13718 | 5256 | 7033 | 10841 | 1833 | 3130 | 11748 | 1520 | 1519 | 31587 | 1.33 | 1.43 | 13331.25
5710 | 22 | 238 | 2017-08-26 | 0.81761 | 1 | 0.81761 | 0.8494 | 0.84073 | 0.60838 | 0.60673 | 0.55589 | 0.51089 | 0.55065 | 0.59549 | 0.57751 | 0.55305 | 0.52376 | 0.55017 | 6 | 2 | 94 | 13444 | 5136 | 6957 | 10903 | 1810 | 3087 | 11265 | 1496 | 1488 | 30697 | 1.3 | 1.41 | 13062.215
5711 | 23 | 238 | 2017-08-26 | 0.75472 | 1 | 0.75472 | 0.72892 | 0.82665 | 0.57308 | 0.57141 | 0.52625 | 0.49899 | 0.51841 | 0.56443 | 0.53876 | 0.52569 | 0.48645 | 0.51881 | 6 | 2 | 95 | 12664 | 4837 | 6586 | 10649 | 1704 | 2926 | 10509 | 1422 | 1382 | 28947 | 1.2 | 1.21 | 12843.495
5712 | 24 | 238 | 2017-08-26 | 0.68553 | 1 | 0.68553 | 0.6506 | 0.80437 | 0.53313 | 0.53089 | 0.49573 | 0.47163 | 0.47916 | 0.52546 | 0.49657 | 0.49205 | 0.44421 | 0.48277 | 6 | 2 | 96 | 11781 | 4494 | 6204 | 10065 | 1575 | 2724 | 9686 | 1331 | 1262 | 26936 | 1.09 | 1.08 | 12497.315
5713 | 1 | 239 | 2017-08-27 | 0.61635 | 1 | 0.61635 | 0.62651 | 0.77096 | 0.4986 | 0.5036 | 0.47 | 0.45359 | 0.43657 | 0.47666 | 0.47083 | 0.45989 | 0.39352 | 0.445 | 7 | 3 | 97 | 11018 | 4263 | 5882 | 9680 | 1435 | 2471 | 9184 | 1244 | 1118 | 24829 | 0.98 | 1.04 | 11978.235
5714 | 2 | 239 | 2017-08-27 | 0.60377 | 1 | 0.60377 | 0.60241 | 0.74542 | 0.47434 | 0.48128 | 0.4489 | 0.42632 | 0.4098 | 0.45023 | 0.44222 | 0.44177 | 0.36501 | 0.42015 | 7 | 3 | 98 | 10482 | 4074 | 5618 | 9098 | 1347 | 2334 | 8626 | 1195 | 1037 | 23442 | 0.96 | 1 | 11581.36
5715 | 3 | 239 | 2017-08-27 | 0.59748 | 1 | 0.59748 | 0.59036 | 0.72049 | 0.46027 | 0.46698 | 0.43572 | 0.40603 | 0.39519 | 0.43248 | 0.42305 | 0.42773 | 0.34741 | 0.40362 | 7 | 3 | 99 | 10171 | 3953 | 5453 | 8665 | 1299 | 2242 | 8252 | 1157 | 987 | 22520 | 0.95 | 0.98 | 11194.145
5716 | 4 | 239 | 2017-08-27 | 0.61635 | 1 | 0.61635 | 0.59036 | 0.6999 | 0.45086 | 0.45777 | 0.42589 | 0.39131 | 0.38607 | 0.41937 | 0.41105 | 0.41996 | 0.33298 | 0.39342 | 7 | 3 | 100 | 9963 | 3875 | 5330 | 8351 | 1269 | 2174 | 8018 | 1136 | 946 | 21951 | 0.98 | 0.98 | 10874.225
5717 | 5 | 239 | 2017-08-27 | 0.64151 | 1 | 0.64151 | 0.60843 | 0.68772 | 0.4476 | 0.45517 | 0.42565 | 0.38035 | 0.38272 | 0.41319 | 0.4068 | 0.41811 | 0.33017 | 0.38917 | 7 | 3 | 101 | 9891 | 3853 | 5327 | 8117 | 1258 | 2142 | 7935 | 1131 | 938 | 21714 | 1.02 | 1.01 | 10684.93
5718 | 6 | 239 | 2017-08-27 | 0.71698 | 1 | 0.71698 | 0.6506 | 0.67866 | 0.45086 | 0.4567 | 0.42629 | 0.378 | 0.38302 | 0.41397 | 0.40798 | 0.4207 | 0.33122 | 0.39048 | 7 | 3 | 102 | 9963 | 3866 | 5335 | 8067 | 1259 | 2146 | 7958 | 1138 | 941 | 21787 | 1.14 | 1.08 | 10544.215
5719 | 7 | 239 | 2017-08-27 | 0.77358 | 1 | 0.77358 | 0.68675 | 0.66367 | 0.45357 | 0.46025 | 0.42861 | 0.37711 | 0.39002 | 0.42033 | 0.40777 | 0.42255 | 0.32911 | 0.39208 | 7 | 3 | 103 | 10023 | 3896 | 5364 | 8048 | 1282 | 2179 | 7954 | 1143 | 935 | 21876 | 1.23 | 1.14 | 10311.225
5720 | 8 | 239 | 2017-08-27 | 0.77987 | 1 | 0.77987 | 0.71687 | 0.63637 | 0.46036 | 0.47962 | 0.4334 | 0.37772 | 0.40219 | 0.43229 | 0.42792 | 0.43031 | 0.34917 | 0.40841 | 7 | 3 | 104 | 10173 | 4060 | 5424 | 8061 | 1322 | 2241 | 8347 | 1164 | 992 | 22787 | 1.24 | 1.19 | 9887.07
5721 | 9 | 239 | 2017-08-27 | 0.73585 | 1 | 0.73585 | 0.77108 | 0.65776 | 0.49362 | 0.51258 | 0.45969 | 0.39 | 0.43991 | 0.4564 | 0.46734 | 0.45619 | 0.38754 | 0.44043 | 7 | 3 | 105 | 10908 | 4339 | 5753 | 8323 | 1446 | 2366 | 9116 | 1234 | 1101 | 24574 | 1.17 | 1.28 | 10219.53
5722 | 10 | 239 | 2017-08-27 | 0.67925 | 1 | 0.67925 | 0.74096 | 0.69482 | 0.52792 | 0.54448 | 0.48893 | 0.41615 | 0.47521 | 0.48958 | 0.50892 | 0.48429 | 0.42555 | 0.47031 | 7 | 3 | 106 | 11666 | 4609 | 6119 | 8881 | 1562 | 2538 | 9927 | 1310 | 1209 | 26241 | 1.08 | 1.23 | 10795.295
5723 | 11 | 239 | 2017-08-27 | 0.66667 | 1 | 0.66667 | 0.75301 | 0.7323 | 0.55362 | 0.56657 | 0.51227 | 0.443 | 0.50411 | 0.52045 | 0.54322 | 0.5061 | 0.4509 | 0.49879 | 7 | 3 | 107 | 12234 | 4796 | 6411 | 9454 | 1657 | 2698 | 10596 | 1369 | 1281 | 27830 | 1.06 | 1.25 | 11377.635
5724 | 12 | 239 | 2017-08-27 | 0.6478 | 1 | 0.6478 | 0.73494 | 0.74794 | 0.58073 | 0.58724 | 0.53352 | 0.47022 | 0.53027 | 0.55093 | 0.57116 | 0.52643 | 0.478 | 0.52175 | 7 | 3 | 108 | 12833 | 4971 | 6677 | 10035 | 1743 | 2856 | 11141 | 1424 | 1358 | 29111 | 1.03 | 1.22 | 11620.63
5725 | 13 | 239 | 2017-08-27 | 0.66667 | 1 | 0.66667 | 0.71084 | 0.74218 | 0.60503 | 0.60496 | 0.54998 | 0.49084 | 0.55491 | 0.5787 | 0.59792 | 0.54233 | 0.5037 | 0.54087 | 7 | 3 | 109 | 13370 | 5121 | 6883 | 10475 | 1824 | 3000 | 11663 | 1467 | 1431 | 30178 | 1.06 | 1.18 | 11531.12
5726 | 14 | 239 | 2017-08-27 | 0.6478 | 1 | 0.6478 | 0.70482 | 0.75233 | 0.62902 | 0.61796 | 0.56468 | 0.50808 | 0.57317 | 0.59954 | 0.61904 | 0.55416 | 0.53221 | 0.55763 | 7 | 3 | 110 | 13900 | 5231 | 7067 | 10843 | 1884 | 3108 | 12075 | 1499 | 1512 | 31113 | 1.03 | 1.17 | 11688.74
5727 | 15 | 239 | 2017-08-27 | 0.62893 | 1 | 0.62893 | 0.69277 | 0.7566 | 0.64635 | 0.62847 | 0.57571 | 0.52031 | 0.58838 | 0.61555 | 0.63698 | 0.56081 | 0.55227 | 0.57036 | 7 | 3 | 111 | 14283 | 5320 | 7205 | 11104 | 1934 | 3191 | 12425 | 1517 | 1569 | 31823 | 1 | 1.15 | 11755.12
5728 | 16 | 239 | 2017-08-27 | 0.67296 | 1 | 0.67296 | 0.69277 | 0.75794 | 0.66563 | 0.63957 | 0.58809 | 0.53151 | 0.60481 | 0.63542 | 0.64806 | 0.56599 | 0.57445 | 0.58296 | 7 | 3 | 112 | 14709 | 5414 | 7360 | 11343 | 1988 | 3294 | 12641 | 1531 | 1632 | 32526 | 1.07 | 1.15 | 11775.96
5729 | 17 | 239 | 2017-08-27 | 0.72327 | 1 | 0.72327 | 0.75301 | 0.74929 | 0.68264 | 0.65198 | 0.60224 | 0.5406 | 0.6261 | 0.65625 | 0.65785 | 0.57597 | 0.59838 | 0.59659 | 7 | 3 | 113 | 15085 | 5519 | 7537 | 11537 | 2058 | 3402 | 12832 | 1558 | 1700 | 33287 | 1.15 | 1.25 | 11641.495
5730 | 18 | 239 | 2017-08-27 | 0.7673 | 1 | 0.7673 | 0.80723 | 0.72694 | 0.69065 | 0.66001 | 0.61606 | 0.54838 | 0.64101 | 0.66937 | 0.66446 | 0.58262 | 0.61035 | 0.60733 | 7 | 3 | 114 | 15262 | 5587 | 7710 | 11703 | 2107 | 3470 | 12961 | 1576 | 1734 | 33886 | 1.22 | 1.34 | 11294.21
5731 | 19 | 239 | 2017-08-27 | 0.77358 | 1 | 0.77358 | 0.83133 | 0.72784 | 0.68626 | 0.65824 | 0.61294 | 0.54782 | 0.6404 | 0.66474 | 0.65488 | 0.58004 | 0.6107 | 0.60183 | 7 | 3 | 115 | 15165 | 5572 | 7671 | 11691 | 2105 | 3446 | 12774 | 1569 | 1735 | 33579 | 1.23 | 1.38 | 11308.32
5732 | 20 | 239 | 2017-08-27 | 0.80503 | 1 | 0.80503 | 0.8494 | 0.80601 | 0.67088 | 0.64832 | 0.6032 | 0.53952 | 0.6331 | 0.66049 | 0.63514 | 0.57671 | 0.59732 | 0.58957 | 7 | 3 | 116 | 14825 | 5488 | 7549 | 11514 | 2081 | 3424 | 12389 | 1560 | 1697 | 32895 | 1.28 | 1.41 | 12522.705
5733 | 21 | 239 | 2017-08-27 | 0.89937 | 1 | 0.89937 | 0.93373 | 0.81962 | 0.6616 | 0.64643 | 0.59768 | 0.52486 | 0.62367 | 0.65316 | 0.62078 | 0.57264 | 0.57937 | 0.58591 | 7 | 3 | 117 | 14620 | 5472 | 7480 | 11201 | 2050 | 3386 | 12109 | 1549 | 1646 | 32691 | 1.43 | 1.55 | 12734.27
5734 | 22 | 239 | 2017-08-27 | 0.88679 | 1 | 0.88679 | 0.90964 | 0.81392 | 0.64938 | 0.63142 | 0.59584 | 0.52819 | 0.6118 | 0.63638 | 0.59238 | 0.56599 | 0.56318 | 0.56218 | 7 | 3 | 118 | 14350 | 5345 | 7457 | 11272 | 2011 | 3299 | 11555 | 1531 | 1600 | 31367 | 1.41 | 1.51 | 12645.685
5735 | 23 | 239 | 2017-08-27 | 0.79874 | 1 | 0.79874 | 0.85542 | 0.80175 | 0.60666 | 0.5922 | 0.56604 | 0.51422 | 0.57256 | 0.59529 | 0.54363 | 0.53604 | 0.51285 | 0.52449 | 7 | 3 | 119 | 13406 | 5013 | 7084 | 10974 | 1882 | 3086 | 10604 | 1450 | 1457 | 29264 | 1.27 | 1.42 | 12456.54
5736 | 24 | 239 | 2017-08-27 | 0.7044 | 1 | 0.7044 | 0.77108 | 0.77447 | 0.56245 | 0.55038 | 0.52976 | 0.48503 | 0.53179 | 0.54823 | 0.49533 | 0.49982 | 0.45583 | 0.48352 | 7 | 3 | 120 | 12429 | 4659 | 6630 | 10351 | 1748 | 2842 | 9662 | 1352 | 1295 | 26978 | 1.12 | 1.28 | 12032.68
5737 | 1 | 240 | 2017-08-28 | 0.76101 | 1 | 0.76101 | 0.71687 | 0.80131 | 0.53109 | 0.52416 | 0.51626 | 0.44089 | 0.4962 | 0.51524 | 0.45386 | 0.48392 | 0.41323 | 0.43362 | 1 | 1 | 121 | 11736 | 4437 | 6461 | 9409 | 1631 | 2671 | 8853 | 1309 | 1174 | 24194 | 1.21 | 1.19 | 12449.825
5738 | 2 | 240 | 2017-08-28 | 0.71698 | 1 | 0.71698 | 0.66867 | 0.77242 | 0.50928 | 0.50526 | 0.49612 | 0.41694 | 0.47186 | 0.49016 | 0.43053 | 0.4647 | 0.38437 | 0.41246 | 1 | 1 | 122 | 11254 | 4277 | 6209 | 8898 | 1551 | 2541 | 8398 | 1257 | 1092 | 23013 | 1.14 | 1.11 | 12000.945
5739 | 3 | 240 | 2017-08-28 | 0.7044 | 1 | 0.7044 | 0.64458 | 0.74901 | 0.4971 | 0.49474 | 0.48534 | 0.39998 | 0.45756 | 0.47222 | 0.41638 | 0.4525 | 0.36818 | 0.40081 | 1 | 1 | 123 | 10985 | 4188 | 6074 | 8536 | 1504 | 2448 | 8122 | 1224 | 1046 | 22363 | 1.12 | 1.07 | 11637.225
5740 | 4 | 240 | 2017-08-28 | 0.69811 | 1 | 0.69811 | 0.63253 | 0.73082 | 0.49095 | 0.49002 | 0.47926 | 0.39038 | 0.45056 | 0.46335 | 0.41141 | 0.44769 | 0.35656 | 0.39647 | 1 | 1 | 124 | 10849 | 4148 | 5998 | 8331 | 1481 | 2402 | 8025 | 1211 | 1013 | 22121 | 1.11 | 1.05 | 11354.585
5741 | 5 | 240 | 2017-08-28 | 0.69182 | 1 | 0.69182 | 0.63253 | 0.71832 | 0.49851 | 0.49817 | 0.48606 | 0.38644 | 0.45665 | 0.46779 | 0.41818 | 0.4536 | 0.35727 | 0.40362 | 1 | 1 | 125 | 11016 | 4217 | 6083 | 8247 | 1501 | 2425 | 8157 | 1227 | 1015 | 22520 | 1.1 | 1.05 | 11160.345
5742 | 6 | 240 | 2017-08-28 | 0.7044 | 1 | 0.7044 | 0.68072 | 0.72546 | 0.52457 | 0.52499 | 0.5133 | 0.39605 | 0.48768 | 0.49267 | 0.44458 | 0.47689 | 0.37733 | 0.43054 | 1 | 1 | 126 | 11592 | 4444 | 6424 | 8452 | 1603 | 2554 | 8672 | 1290 | 1072 | 24022 | 1.12 | 1.13 | 11271.335
5743 | 7 | 240 | 2017-08-28 | 0.75472 | 1 | 0.75472 | 0.74096 | 0.7356 | 0.56761 | 0.56562 | 0.55318 | 0.42435 | 0.54092 | 0.53762 | 0.48293 | 0.5098 | 0.41957 | 0.47429 | 1 | 1 | 127 | 12543 | 4788 | 6923 | 9056 | 1778 | 2787 | 9420 | 1379 | 1192 | 26463 | 1.2 | 1.23 | 11428.795
5744 | 8 | 240 | 2017-08-28 | 0.81761 | 1 | 0.81761 | 0.77711 | 0.74366 | 0.59535 | 0.59303 | 0.58969 | 0.46155 | 0.57864 | 0.56925 | 0.51241 | 0.54048 | 0.43154 | 0.50945 | 1 | 1 | 128 | 13156 | 5020 | 7380 | 9850 | 1902 | 2951 | 9995 | 1462 | 1226 | 28425 | 1.3 | 1.29 | 11554.04
5745 | 9 | 240 | 2017-08-28 | 0.84277 | 1 | 0.84277 | 0.83133 | 0.84656 | 0.62064 | 0.61488 | 0.62093 | 0.50321 | 0.6115 | 0.59934 | 0.53373 | 0.56895 | 0.43963 | 0.53308 | 1 | 1 | 129 | 13715 | 5205 | 7771 | 10739 | 2010 | 3107 | 10411 | 1539 | 1249 | 29743 | 1.34 | 1.38 | 13152.805
5746 | 10 | 240 | 2017-08-28 | 0.8805 | 1 | 0.8805 | 0.85542 | 0.91285 | 0.64662 | 0.63662 | 0.64746 | 0.53493 | 0.64466 | 0.63252 | 0.55506 | 0.59445 | 0.46322 | 0.55331 | 1 | 1 | 130 | 14289 | 5389 | 8103 | 11416 | 2119 | 3279 | 10827 | 1608 | 1316 | 30872 | 1.4 | 1.42 | 14182.66
5747 | 11 | 240 | 2017-08-28 | 0.84906 | 1 | 0.84906 | 0.83133 | 0.9624 | 0.67549 | 0.65812 | 0.67591 | 0.55958 | 0.67843 | 0.66995 | 0.57941 | 0.61811 | 0.49173 | 0.57313 | 1 | 1 | 131 | 14927 | 5571 | 8459 | 11942 | 2230 | 3473 | 11302 | 1672 | 1397 | 31978 | 1.35 | 1.38 | 14952.575
5748 | 12 | 240 | 2017-08-28 | 0.8239 | 1 | 0.8239 | 0.78916 | 0.97754 | 0.69771 | 0.6775 | 0.69445 | 0.5816 | 0.70338 | 0.69753 | 0.60094 | 0.63475 | 0.52306 | 0.5884 | 1 | 1 | 132 | 15418 | 5735 | 8691 | 12412 | 2312 | 3616 | 11722 | 1717 | 1486 | 32830 | 1.31 | 1.31 | 15187.805
5749 | 13 | 240 | 2017-08-28 | 0.80503 | 1 | 0.80503 | 0.78916 | 0.95214 | 0.71857 | 0.69203 | 0.71147 | 0.59472 | 0.72589 | 0.71219 | 0.61914 | 0.65213 | 0.54981 | 0.59946 | 1 | 1 | 133 | 15879 | 5858 | 8904 | 12692 | 2386 | 3692 | 12077 | 1764 | 1562 | 33447 | 1.28 | 1.31 | 14793.225
5750 | 14 | 240 | 2017-08-28 | 0.81132 | 1 | 0.81132 | 0.74699 | 0.97576 | 0.73789 | 0.70585 | 0.72841 | 0.60794 | 0.73593 | 0.72222 | 0.63478 | 0.66506 | 0.57339 | 0.61036 | 1 | 1 | 134 | 16306 | 5975 | 9116 | 12974 | 2419 | 3744 | 12382 | 1799 | 1629 | 34055 | 1.29 | 1.24 | 15160.185
5751 | 15 | 240 | 2017-08-28 | 0.76101 | 1 | 0.76101 | 0.74096 | 1 | 0.74418 | 0.7127 | 0.73032 | 0.61862 | 0.73745 | 0.72396 | 0.6439 | 0.67024 | 0.5843 | 0.61577 | 1 | 1 | 135 | 16445 | 6033 | 9140 | 13202 | 2424 | 3753 | 12560 | 1813 | 1660 | 34357 | 1.21 | 1.23 | 15536.75
5752 | 16 | 240 | 2017-08-28 | 0.77358 | 1 | 0.77358 | 0.72892 | 0.99944 | 0.74681 | 0.71861 | 0.72865 | 0.62298 | 0.73471 | 0.71971 | 0.64642 | 0.67283 | 0.59732 | 0.61943 | 1 | 1 | 136 | 16503 | 6083 | 9119 | 13295 | 2415 | 3731 | 12609 | 1820 | 1697 | 34561 | 1.23 | 1.21 | 15528.105
5753 | 17 | 240 | 2017-08-28 | 0.77987 | 1 | 0.77987 | 0.72289 | 0.98608 | 0.75138 | 0.72652 | 0.72521 | 0.62499 | 0.7338 | 0.72184 | 0.64954 | 0.67357 | 0.61281 | 0.62454 | 1 | 1 | 137 | 16604 | 6150 | 9076 | 13338 | 2412 | 3742 | 12670 | 1822 | 1741 | 34846 | 1.24 | 1.2 | 15320.515
5754 | 18 | 240 | 2017-08-28 | 0.83648 | 1 | 0.83648 | 0.77108 | 0.92154 | 0.74916 | 0.72865 | 0.72121 | 0.62438 | 0.73319 | 0.72049 | 0.65503 | 0.66765 | 0.62584 | 0.62712 | 1 | 1 | 138 | 16555 | 6168 | 9026 | 13325 | 2410 | 3735 | 12777 | 1806 | 1778 | 34990 | 1.33 | 1.28 | 14317.695
5755 | 19 | 240 | 2017-08-28 | 0.83648 | 1 | 0.83648 | 0.80723 | 0.8823 | 0.73758 | 0.72073 | 0.70875 | 0.61553 | 0.72315 | 0.71123 | 0.64898 | 0.65804 | 0.61915 | 0.6188 | 1 | 1 | 139 | 16299 | 6101 | 8870 | 13136 | 2377 | 3687 | 12659 | 1780 | 1759 | 34526 | 1.33 | 1.34 | 13708.055
5756 | 20 | 240 | 2017-08-28 | 0.90566 | 1 | 0.90566 | 0.8494 | 0.93549 | 0.72029 | 0.70786 | 0.69421 | 0.5936 | 0.70703 | 0.6956 | 0.63596 | 0.64436 | 0.60366 | 0.61018 | 1 | 1 | 140 | 15917 | 5992 | 8688 | 12668 | 2324 | 3606 | 12405 | 1743 | 1715 | 34045 | 1.44 | 1.41 | 14534.475
5757 | 21 | 240 | 2017-08-28 | 0.98742 | 1 | 0.98742 | 0.88554 | 0.93593 | 0.71106 | 0.70408 | 0.68358 | 0.57308 | 0.69303 | 0.68287 | 0.62145 | 0.63586 | 0.58888 | 0.60077 | 1 | 1 | 141 | 15713 | 5960 | 8555 | 12230 | 2278 | 3540 | 12122 | 1720 | 1673 | 33520 | 1.57 | 1.47 | 14541.295
5758 | 22 | 240 | 2017-08-28 | 1 | 1 | 1 | 0.84337 | 0.9084 | 0.69726 | 0.67927 | 0.67487 | 0.57003 | 0.68178 | 0.67342 | 0.59013 | 0.61811 | 0.57621 | 0.57312 | 1 | 1 | 142 | 15408 | 5750 | 8446 | 12165 | 2241 | 3491 | 11511 | 1672 | 1637 | 31977 | 1.59 | 1.4 | 14113.52
5759 | 23 | 240 | 2017-08-28 | 0.91824 | 1 | 0.91824 | 0.74699 | 0.88374 | 0.64875 | 0.62823 | 0.63044 | 0.54782 | 0.63401 | 0.62674 | 0.53958 | 0.57486 | 0.52024 | 0.52562 | 1 | 1 | 143 | 14336 | 5318 | 7890 | 11691 | 2084 | 3249 | 10525 | 1555 | 1478 | 29327 | 1.46 | 1.24 | 13730.465
5760 | 24 | 240 | 2017-08-28 | 0.79245 | 1 | 0.79245 | 0.63855 | 0.84359 | 0.59485 | 0.57696 | 0.58418 | 0.5056 | 0.57803 | 0.57407 | 0.49031 | 0.52865 | 0.46216 | 0.4799 | 1 | 1 | 144 | 13145 | 4884 | 7311 | 10790 | 1900 | 2976 | 9564 | 1430 | 1313 | 26776 | 1.26 | 1.06 | 13106.685
5761 | 1 | 241 | 2017-08-29 | 0.64151 | 1 | 0.64151 | 0.59639 | 0.80131 | 0.55964 | 0.54448 | 0.54606 | 0.47828 | 0.52479 | 0.53492 | 0.45986 | 0.49612 | 0.41535 | 0.43898 | 2 | 1 | 1 | 12367 | 4609 | 6834 | 10207 | 1725 | 2773 | 8970 | 1342 | 1180 | 24493 | 1.02 | 0.99 | 12449.825
5762 | 2 | 241 | 2017-08-29 | 0.60377 | 1 | 0.60377 | 0.57831 | 0.77242 | 0.53308 | 0.5225 | 0.52089 | 0.4474 | 0.4962 | 0.50598 | 0.43848 | 0.47579 | 0.38684 | 0.41782 | 2 | 1 | 2 | 11780 | 4423 | 6519 | 9548 | 1631 | 2623 | 8553 | 1287 | 1099 | 23312 | 0.96 | 0.96 | 12000.945
5763 | 3 | 241 | 2017-08-29 | 0.60377 | 1 | 0.60377 | 0.56024 | 0.74901 | 0.51729 | 0.50939 | 0.50539 | 0.42636 | 0.47733 | 0.48727 | 0.42346 | 0.46359 | 0.36994 | 0.4059 | 2 | 1 | 3 | 11431 | 4312 | 6325 | 9099 | 1569 | 2526 | 8260 | 1254 | 1051 | 22647 | 0.96 | 0.93 | 11637.225
5764 | 4 | 241 | 2017-08-29 | 0.59119 | 1 | 0.59119 | 0.54819 | 0.73082 | 0.50914 | 0.50278 | 0.4974 | 0.41259 | 0.46821 | 0.47704 | 0.4171 | 0.45619 | 0.35832 | 0.4012 | 2 | 1 | 4 | 11251 | 4256 | 6225 | 8805 | 1539 | 2473 | 8136 | 1234 | 1018 | 22385 | 0.94 | 0.91 | 11354.585
5765 | 5 | 241 | 2017-08-29 | 0.62893 | 1 | 0.62893 | 0.54819 | 0.71832 | 0.51398 | 0.50916 | 0.49996 | 0.40678 | 0.47186 | 0.47782 | 0.42397 | 0.46026 | 0.36114 | 0.40794 | 2 | 1 | 5 | 11358 | 4310 | 6257 | 8681 | 1551 | 2477 | 8270 | 1245 | 1026 | 22761 | 1 | 0.91 | 11160.345
5766 | 6 | 241 | 2017-08-29 | 0.69182 | 1 | 0.69182 | 0.56627 | 0.72546 | 0.54132 | 0.53656 | 0.52585 | 0.41362 | 0.50137 | 0.49846 | 0.45094 | 0.48355 | 0.38015 | 0.43654 | 2 | 1 | 6 | 11962 | 4542 | 6581 | 8827 | 1648 | 2584 | 8796 | 1308 | 1080 | 24357 | 1.1 | 0.94 | 11271.335
5767 | 7 | 241 | 2017-08-29 | 0.76101 | 1 | 0.76101 | 0.62651 | 0.7356 | 0.58625 | 0.58216 | 0.56388 | 0.44009 | 0.5543 | 0.53877 | 0.4961 | 0.51571 | 0.41957 | 0.48517 | 2 | 1 | 7 | 12955 | 4928 | 7057 | 9392 | 1822 | 2793 | 9677 | 1395 | 1192 | 27070 | 1.21 | 1.04 | 11428.795
5768 | 8 | 241 | 2017-08-29 | 0.77358 | 1 | 0.77358 | 0.6988 | 0.74366 | 0.61273 | 0.60709 | 0.59736 | 0.48044 | 0.59051 | 0.5652 | 0.52522 | 0.54529 | 0.42696 | 0.52107 | 2 | 1 | 8 | 13540 | 5139 | 7476 | 10253 | 1941 | 2930 | 10245 | 1475 | 1213 | 29073 | 1.23 | 1.16 | 11554.04
5769 | 9 | 241 | 2017-08-29 | 0.72327 | 1 | 0.72327 | 0.73494 | 0.84656 | 0.6344 | 0.62398 | 0.62533 | 0.51975 | 0.61363 | 0.59221 | 0.54122 | 0.5719 | 0.43154 | 0.53942 | 2 | 1 | 9 | 14019 | 5282 | 7826 | 11092 | 2017 | 3070 | 10557 | 1547 | 1226 | 30097 | 1.15 | 1.22 | 13152.805
5770 | 10 | 241 | 2017-08-29 | 0.7044 | 1 | 0.7044 | 0.74096 | 0.91285 | 0.65472 | 0.64052 | 0.64754 | 0.54941 | 0.63249 | 0.6196 | 0.55732 | 0.59482 | 0.4509 | 0.55322 | 2 | 1 | 10 | 14468 | 5422 | 8104 | 11725 | 2079 | 3212 | 10871 | 1609 | 1281 | 30867 | 1.12 | 1.23 | 14182.66
5771 | 11 | 241 | 2017-08-29 | 0.72956 | 1 | 0.72956 | 0.73494 | 0.9624 | 0.67748 | 0.66001 | 0.66936 | 0.57331 | 0.65318 | 0.64776 | 0.57418 | 0.6159 | 0.47554 | 0.56824 | 2 | 1 | 11 | 14971 | 5587 | 8377 | 12235 | 2147 | 3358 | 11200 | 1666 | 1351 | 31705 | 1.16 | 1.22 | 14952.575
5772 | 12 | 241 | 2017-08-29 | 0.67925 | 1 | 0.67925 | 0.74096 | 0.97754 | 0.69622 | 0.67726 | 0.68182 | 0.59444 | 0.66565 | 0.66512 | 0.58654 | 0.6329 | 0.50757 | 0.57641 | 2 | 1 | 12 | 15385 | 5733 | 8533 | 12686 | 2188 | 3448 | 11441 | 1712 | 1442 | 32161 | 1.08 | 1.23 | 15187.805
5773 | 13 | 241 | 2017-08-29 | 0.6478 | 1 | 0.6478 | 0.75904 | 0.95214 | 0.71129 | 0.68612 | 0.69157 | 0.60869 | 0.68147 | 0.68017 | 0.59623 | 0.64954 | 0.53115 | 0.58073 | 2 | 1 | 13 | 15718 | 5808 | 8655 | 12990 | 2240 | 3526 | 11630 | 1757 | 1509 | 32402 | 1.03 | 1.26 | 14793.225
5774 | 14 | 241 | 2017-08-29 | 0.6478 | 1 | 0.6478 | 0.77711 | 0.97576 | 0.72794 | 0.69781 | 0.70132 | 0.62101 | 0.69212 | 0.69367 | 0.60238 | 0.66063 | 0.55438 | 0.58616 | 2 | 1 | 14 | 16086 | 5907 | 8777 | 13253 | 2275 | 3596 | 11750 | 1787 | 1575 | 32705 | 1.03 | 1.29 | 15160.185
5775 | 15 | 241 | 2017-08-29 | 0.66038 | 1 | 0.66038 | 0.79518 | 1 | 0.73301 | 0.70077 | 0.70092 | 0.63244 | 0.69395 | 0.70409 | 0.60361 | 0.66433 | 0.5667 | 0.58641 | 2 | 1 | 15 | 16198 | 5932 | 8772 | 13497 | 2281 | 3650 | 11774 | 1797 | 1610 | 32719 | 1.05 | 1.32 | 15536.75
5776 | 16 | 241 | 2017-08-29 | 0.66038 | 1 | 0.66038 | 0.84337 | 0.99944 | 0.73455 | 0.70396 | 0.7002 | 0.6376 | 0.6906 | 0.70988 | 0.60422 | 0.66543 | 0.58219 | 0.58715 | 2 | 1 | 16 | 16232 | 5959 | 8763 | 13607 | 2270 | 3680 | 11786 | 1800 | 1654 | 32760 | 1.05 | 1.4 | 15528.105
5777 | 17 | 241 | 2017-08-29 | 0.67925 | 1 | 0.67925 | 0.87349 | 0.98608 | 0.73943 | 0.71294 | 0.69732 | 0.63877 | 0.69303 | 0.71682 | 0.6071 | 0.66543 | 0.6012 | 0.59061 | 2 | 1 | 17 | 16340 | 6035 | 8727 | 13632 | 2278 | 3716 | 11842 | 1800 | 1708 | 32953 | 1.08 | 1.45 | 15320.515
5778 | 18 | 241 | 2017-08-29 | 0.73585 | 1 | 0.73585 | 0.95783 | 0.92154 | 0.73722 | 0.71305 | 0.69277 | 0.63582 | 0.69273 | 0.71914 | 0.60981 | 0.66211 | 0.60718 | 0.59371 | 2 | 1 | 18 | 16291 | 6036 | 8670 | 13569 | 2277 | 3728 | 11895 | 1791 | 1725 | 33126 | 1.17 | 1.59 | 14317.695
5779 | 19 | 241 | 2017-08-29 | 0.7673 | 1 | 0.7673 | 0.98193 | 0.8823 | 0.72509 | 0.70549 | 0.68102 | 0.62467 | 0.6833 | 0.70988 | 0.60694 | 0.64917 | 0.60014 | 0.58964 | 2 | 1 | 19 | 16023 | 5972 | 8523 | 13331 | 2246 | 3680 | 11839 | 1756 | 1705 | 32899 | 1.22 | 1.63 | 13708.055
5780 | 20 | 241 | 2017-08-29 | 0.86164 | 1 | 0.86164 | 1 | 0.93549 | 0.70658 | 0.69581 | 0.66448 | 0.60588 | 0.66961 | 0.68885 | 0.59982 | 0.63105 | 0.58536 | 0.58607 | 2 | 1 | 20 | 15614 | 5890 | 8316 | 12930 | 2201 | 3571 | 11700 | 1707 | 1663 | 32700 | 1.37 | 1.66 | 14534.475
5781 | 21 | 241 | 2017-08-29 | 0.88679 | 1 | 0.88679 | 0.99398 | 0.93593 | 0.69934 | 0.6977 | 0.65537 | 0.59411 | 0.66018 | 0.67284 | 0.59284 | 0.62255 | 0.56741 | 0.57862 | 2 | 1 | 21 | 15454 | 5906 | 8202 | 12679 | 2170 | 3488 | 11564 | 1684 | 1612 | 32284 | 1.41 | 1.65 | 14541.295
5782 | 22 | 241 | 2017-08-29 | 0.84906 | 1 | 0.84906 | 0.90964 | 0.9084 | 0.68585 | 0.6736 | 0.64954 | 0.59196 | 0.64983 | 0.663 | 0.56567 | 0.60591 | 0.5579 | 0.5546 | 2 | 1 | 22 | 15156 | 5702 | 8129 | 12633 | 2136 | 3437 | 11034 | 1639 | 1585 | 30944 | 1.35 | 1.51 | 14113.52
5783 | 23 | 241 | 2017-08-29 | 0.7673 | 1 | 0.7673 | 0.79518 | 0.88374 | 0.6387 | 0.62138 | 0.60719 | 0.56745 | 0.6042 | 0.61671 | 0.51994 | 0.56525 | 0.5051 | 0.51035 | 2 | 1 | 23 | 14114 | 5260 | 7599 | 12110 | 1986 | 3197 | 10142 | 1529 | 1435 | 28475 | 1.22 | 1.32 | 13730.465
5784 | 24 | 241 | 2017-08-29 | 0.6478 | 1 | 0.6478 | 0.68675 | 0.84359 | 0.58625 | 0.57307 | 0.56117 | 0.52533 | 0.55035 | 0.56366 | 0.47442 | 0.52089 | 0.44808 | 0.46665 | 2 | 1 | 24 | 12955 | 4851 | 7023 | 11211 | 1809 | 2922 | 9254 | 1409 | 1273 | 26037 | 1.03 | 1.14 | 13106.685
5785 | 1 | 242 | 2017-08-30 | 0.58491 | 1 | 0.58491 | 0.64458 | 0.80131 | 0.56349 | 0.5316 | 0.53608 | 0.48264 | 0.54061 | 0.54475 | 0.43807 | 0.49094 | 0.41323 | 0.44058 | 3 | 1 | 25 | 12452 | 4500 | 6709 | 10300 | 1777 | 2824 | 8545 | 1328 | 1174 | 24582 | 0.93 | 1.07 | 12449.825
5786 | 2 | 242 | 2017-08-30 | 0.54717 | 1 | 0.54717 | 0.62048 | 0.77242 | 0.53512 | 0.51045 | 0.51211 | 0.45082 | 0.5108 | 0.51312 | 0.41644 | 0.47135 | 0.39106 | 0.42015 | 3 | 1 | 26 | 11825 | 4321 | 6409 | 9621 | 1679 | 2660 | 8123 | 1275 | 1111 | 23442 | 0.87 | 1.03 | 12000.945
5787 | 3 | 242 | 2017-08-30 | 0.54088 | 1 | 0.54088 | 0.60843 | 0.74901 | 0.51978 | 0.49876 | 0.49836 | 0.43072 | 0.4895 | 0.49151 | 0.40434 | 0.45878 | 0.36466 | 0.40798 | 3 | 1 | 27 | 11486 | 4222 | 6237 | 9192 | 1609 | 2548 | 7887 | 1241 | 1036 | 22763 | 0.86 | 1.01 | 11637.225
5788 | 4 | 242 | 2017-08-30 | 0.54717 | 1 | 0.54717 | 0.62048 | 0.73082 | 0.51127 | 0.49498 | 0.48997 | 0.41732 | 0.47794 | 0.48032 | 0.39936 | 0.45323 | 0.3534 | 0.40323 | 3 | 1 | 28 | 11298 | 4190 | 6132 | 8906 | 1571 | 2490 | 7790 | 1226 | 1004 | 22498 | 0.87 | 1.03 | 11354.585
5789 | 5 | 242 | 2017-08-30 | 0.57862 | 1 | 0.57862 | 0.63855 | 0.71832 | 0.51566 | 0.50325 | 0.49389 | 0.41123 | 0.4822 | 0.48129 | 0.40618 | 0.45841 | 0.35199 | 0.41072 | 3 | 1 | 29 | 11395 | 4260 | 6181 | 8776 | 1585 | 2495 | 7923 | 1240 | 1000 | 22916 | 0.92 | 1.06 | 11160.345
5790 | 6 | 242 | 2017-08-30 | 0.6478 | 1 | 0.6478 | 0.69277 | 0.72546 | 0.54457 | 0.53018 | 0.51866 | 0.4183 | 0.51171 | 0.50463 | 0.4333 | 0.48281 | 0.37135 | 0.43852 | 3 | 1 | 30 | 12034 | 4488 | 6491 | 8927 | 1682 | 2616 | 8452 | 1306 | 1055 | 24467 | 1.03 | 1.15 | 11271.335
5791 | 7 | 242 | 2017-08-30 | 0.71069 | 1 | 0.71069 | 0.75904 | 0.7356 | 0.5929 | 0.57413 | 0.55693 | 0.44515 | 0.56678 | 0.54977 | 0.47467 | 0.51904 | 0.41077 | 0.48384 | 3 | 1 | 31 | 13102 | 4860 | 6970 | 9500 | 1863 | 2850 | 9259 | 1404 | 1167 | 26996 | 1.13 | 1.26 | 11428.795
5792 | 8 | 242 | 2017-08-30 | 0.73585 | 1 | 0.73585 | 0.74699 | 0.74366 | 0.61992 | 0.6 | 0.58833 | 0.48386 | 0.59933 | 0.57697 | 0.5021 | 0.54787 | 0.41887 | 0.51822 | 3 | 1 | 32 | 13699 | 5079 | 7363 | 10326 | 1970 | 2991 | 9794 | 1482 | 1190 | 28914 | 1.17 | 1.24 | 11554.04
5793 | 9 | 242 | 2017-08-30 | 0.71698 | 1 | 0.71698 | 0.71084 | 0.84656 | 0.64056 | 0.615 | 0.61486 | 0.52022 | 0.6261 | 0.60224 | 0.52271 | 0.57375 | 0.42063 | 0.53795 | 3 | 1 | 33 | 14155 | 5206 | 7695 | 11102 | 2058 | 3122 | 10196 | 1552 | 1195 | 30015 | 1.14 | 1.18 | 13152.805
5794 | 10 | 242 | 2017-08-30 | 0.69811 | 1 | 0.69811 | 0.6988 | 0.91285 | 0.66517 | 0.63414 | 0.63939 | 0.54979 | 0.65592 | 0.63329 | 0.54363 | 0.60037 | 0.43858 | 0.55335 | 3 | 1 | 34 | 14699 | 5368 | 8002 | 11733 | 2156 | 3283 | 10604 | 1624 | 1246 | 30874 | 1.11 | 1.16 | 14182.66
5795 | 11 | 242 | 2017-08-30 | 0.7044 | 1 | 0.7044 | 0.72289 | 0.9624 | 0.69165 | 0.65411 | 0.66544 | 0.57359 | 0.68664 | 0.66628 | 0.56783 | 0.62514 | 0.46779 | 0.56985 | 3 | 1 | 35 | 15284 | 5537 | 8328 | 12241 | 2257 | 3454 | 11076 | 1691 | 1329 | 31795 | 1.12 | 1.2 | 14952.575
5796 | 12 | 242 | 2017-08-30 | 0.67925 | 1 | 0.67925 | 0.72289 | 0.97754 | 0.71364 | 0.67679 | 0.68302 | 0.59618 | 0.71159 | 0.69136 | 0.593 | 0.64769 | 0.50194 | 0.58272 | 3 | 1 | 36 | 15770 | 5729 | 8548 | 12723 | 2339 | 3584 | 11567 | 1752 | 1426 | 32513 | 1.08 | 1.2 | 15187.805
5797 | 13 | 242 | 2017-08-30 | 0.62264 | 1 | 0.62264 | 0.6988 | 0.95214 | 0.73645 | 0.69533 | 0.69948 | 0.61319 | 0.73806 | 0.7147 | 0.61648 | 0.66728 | 0.53326 | 0.5936 | 3 | 1 | 37 | 16274 | 5886 | 8754 | 13086 | 2426 | 3705 | 12025 | 1805 | 1515 | 33120 | 0.99 | 1.16 | 14793.225
5798 | 14 | 242 | 2017-08-30 | 0.63522 | 1 | 0.63522 | 0.6988 | 0.97576 | 0.7631 | 0.71494 | 0.71962 | 0.62935 | 0.76088 | 0.7365 | 0.63673 | 0.6854 | 0.56353 | 0.60683 | 3 | 1 | 38 | 16863 | 6052 | 9006 | 13431 | 2501 | 3818 | 12420 | 1854 | 1601 | 33858 | 1.01 | 1.16 | 15160.185
5799 | 15 | 242 | 2017-08-30 | 0.65409 | 1 | 0.65409 | 0.70482 | 1 | 0.77536 | 0.72676 | 0.72753 | 0.64556 | 0.77305 | 0.75231 | 0.65564 | 0.69501 | 0.58641 | 0.61615 | 3 | 1 | 39 | 17134 | 6152 | 9105 | 13777 | 2541 | 3900 | 12789 | 1880 | 1666 | 34378 | 1.04 | 1.17 | 15536.75
5800 | 16 | 242 | 2017-08-30 | 0.67925 | 1 | 0.67925 | 0.72289 | 0.99944 | 0.78659 | 0.73609 | 0.73528 | 0.65503 | 0.78096 | 0.76601 | 0.66897 | 0.70314 | 0.60824 | 0.62464 | 3 | 1 | 40 | 17382 | 6231 | 9202 | 13979 | 2567 | 3971 | 13049 | 1902 | 1728 | 34852 | 1.08 | 1.2 | 15528.105
5801 | 17 | 242 | 2017-08-30 | 0.73585 | 1 | 0.73585 | 0.78313 | 0.98608 | 0.79586 | 0.7479 | 0.74095 | 0.66075 | 0.79191 | 0.7772 | 0.68353 | 0.71054 | 0.63604 | 0.63459 | 3 | 1 | 41 | 17587 | 6331 | 9273 | 14101 | 2603 | 4029 | 13333 | 1922 | 1807 | 35407 | 1.17 | 1.3 | 15320.515
5802 | 18 | 242 | 2017-08-30 | 0.79874 | 1 | 0.79874 | 0.81325 | 0.92154 | 0.79695 | 0.75216 | 0.74031 | 0.65859 | 0.79495 | 0.77643 | 0.68876 | 0.70684 | 0.64625 | 0.63956 | 3 | 1 | 42 | 17611 | 6367 | 9265 | 14055 | 2613 | 4025 | 13435 | 1912 | 1836 | 35684 | 1.27 | 1.35 | 14317.695
5803 | 19 | 242 | 2017-08-30 | 0.83648 | 1 | 0.83648 | 0.8494 | 0.8823 | 0.78328 | 0.74318 | 0.72897 | 0.64575 | 0.78065 | 0.76119 | 0.67743 | 0.69057 | 0.63816 | 0.63151 | 3 | 1 | 43 | 17309 | 6291 | 9123 | 13781 | 2566 | 3946 | 13214 | 1868 | 1813 | 35235 | 1.33 | 1.41 | 13708.055
5804 | 20 | 242 | 2017-08-30 | 0.91824 | 1 | 0.91824 | 0.90361 | 0.93549 | 0.76174 | 0.72841 | 0.71059 | 0.62246 | 0.75966 | 0.73302 | 0.65764 | 0.67357 | 0.61563 | 0.62081 | 3 | 1 | 44 | 16833 | 6166 | 8893 | 13284 | 2497 | 3800 | 12828 | 1822 | 1749 | 34638 | 1.46 | 1.5 | 14534.475
5805 | 21 | 242 | 2017-08-30 | 0.91195 | 1 | 0.91195 | 0.93976 | 0.93593 | 0.75541 | 0.72333 | 0.70164 | 0.61422 | 0.74658 | 0.71586 | 0.64949 | 0.66285 | 0.59908 | 0.61721 | 3 | 1 | 45 | 16693 | 6123 | 8781 | 13108 | 2454 | 3711 | 12669 | 1793 | 1702 | 34437 | 1.45 | 1.56 | 14541.295
5806 | 22 | 242 | 2017-08-30 | 0.89308 | 1 | 0.89308 | 0.89759 | 0.9084 | 0.73274 | 0.69545 | 0.68773 | 0.61084 | 0.72589 | 0.69792 | 0.61653 | 0.63882 | 0.57797 | 0.59337 | 3 | 1 | 46 | 16192 | 5887 | 8607 | 13036 | 2386 | 3618 | 12026 | 1728 | 1642 | 33107 | 1.42 | 1.49 | 14113.52
5807 | 23 | 242 | 2017-08-30 | 0.7673 | 1 | 0.7673 | 0.8012 | 0.88374 | 0.67698 | 0.64064 | 0.63979 | 0.58427 | 0.66748 | 0.64776 | 0.56137 | 0.59298 | 0.51989 | 0.54544 | 3 | 1 | 47 | 14960 | 5423 | 8007 | 12469 | 2194 | 3358 | 10950 | 1604 | 1477 | 30433 | 1.22 | 1.33 | 13730.465
5808 | 24 | 242 | 2017-08-30 | 0.69182 | 1 | 0.69182 | 0.69277 | 0.84359 | 0.61879 | 0.5863 | 0.59281 | 0.54079 | 0.60815 | 0.59086 | 0.50795 | 0.54824 | 0.45723 | 0.49874 | 3 | 1 | 48 | 13674 | 4963 | 7419 | 11541 | 1999 | 3063 | 9908 | 1483 | 1299 | 27827 | 1.1 | 1.15 | 13106.685
5809 | 1 | 243 | 2017-08-31 | 0.61635 | 1 | 0.61635 | 0.64458 | 0.80131 | 0.57485 | 0.55724 | 0.55717 | 0.50358 | 0.55218 | 0.54475 | 0.46514 | 0.51497 | 0.41957 | 0.458 | 4 | 1 | 49 | 12703 | 4717 | 6973 | 10747 | 1815 | 2824 | 9073 | 1393 | 1192 | 25554 | 0.98 | 1.07 | 12449.825
5810 | 2 | 243 | 2017-08-31 | 0.61006 | 1 | 0.61006 | 0.62048 | 0.77242 | 0.54688 | 0.53207 | 0.53128 | 0.47003 | 0.52023 | 0.51466 | 0.44058 | 0.49575 | 0.39634 | 0.43427 | 4 | 1 | 50 | 12085 | 4504 | 6649 | 10031 | 1710 | 2668 | 8594 | 1341 | 1126 | 24230 | 0.97 | 1.03 | 12000.945
5811 | 3 | 243 | 2017-08-31 | 0.59748 | 1 | 0.59748 | 0.62048 | 0.74901 | 0.52937 | 0.51931 | 0.51594 | 0.4474 | 0.49772 | 0.4946 | 0.42536 | 0.48096 | 0.38085 | 0.42034 | 4 | 1 | 51 | 11698 | 4396 | 6457 | 9548 | 1636 | 2564 | 8297 | 1301 | 1082 | 23453 | 0.95 | 1.03 | 11637.225
5812 | 4 | 243 | 2017-08-31 | 0.58491 | 1 | 0.58491 | 0.62048 | 0.73082 | 0.52005 | 0.51258 | 0.50811 | 0.43288 | 0.48616 | 0.48283 | 0.4192 | 0.47431 | 0.37029 | 0.414 | 4 | 1 | 52 | 11492 | 4339 | 6359 | 9238 | 1598 | 2503 | 8177 | 1283 | 1052 | 23099 | 0.93 | 1.03 | 11354.585
5813 | 5 | 243 | 2017-08-31 | 0.60377 | 1 | 0.60377 | 0.64458 | 0.71832 | 0.52263 | 0.51813 | 0.51306 | 0.42636 | 0.49011 | 0.48611 | 0.42489 | 0.47985 | 0.3724 | 0.41932 | 4 | 1 | 53 | 11549 | 4386 | 6421 | 9099 | 1611 | 2520 | 8288 | 1298 | 1058 | 23396 | 0.96 | 1.07 | 11160.345
5814 | 6 | 243 | 2017-08-31 | 0.67296 | 1 | 0.67296 | 0.6988 | 0.72546 | 0.55195 | 0.54696 | 0.53951 | 0.43269 | 0.52084 | 0.51177 | 0.45048 | 0.50388 | 0.39352 | 0.4464 | 4 | 1 | 54 | 12197 | 4630 | 6752 | 9234 | 1712 | 2653 | 8787 | 1363 | 1118 | 24907 | 1.07 | 1.16 | 11271.335
5815 | 7 | 243 | 2017-08-31 | 0.73585 | 1 | 0.73585 | 0.77108 | 0.7356 | 0.60295 | 0.59126 | 0.58594 | 0.46029 | 0.57834 | 0.5598 | 0.49323 | 0.54011 | 0.43928 | 0.49218 | 4 | 1 | 55 | 13324 | 5005 | 7333 | 9823 | 1901 | 2902 | 9621 | 1461 | 1248 | 27461 | 1.17 | 1.28 | 11428.795
5816 | 8 | 243 | 2017-08-31 | 0.74214 | 1 | 0.74214 | 0.78313 | 0.74366 | 0.62838 | 0.61914 | 0.61582 | 0.50241 | 0.6118 | 0.58835 | 0.52133 | 0.56599 | 0.44879 | 0.52793 | 4 | 1 | 56 | 13886 | 5241 | 7707 | 10722 | 2011 | 3050 | 10169 | 1531 | 1275 | 29456 | 1.18 | 1.3 | 11554.04
5817 | 9 | 243 | 2017-08-31 | 0.74843 | 1 | 0.74843 | 0.74699 | 0.84656 | 0.64784 | 0.63898 | 0.63987 | 0.53878 | 0.63493 | 0.61188 | 0.5464 | 0.5915 | 0.44738 | 0.55277 | 4 | 1 | 57 | 14316 | 5409 | 8008 | 11498 | 2087 | 3172 | 10658 | 1600 | 1271 | 30842 | 1.19 | 1.24 | 13152.805
5818 | 10 | 243 | 2017-08-31 | 0.71698 | 1 | 0.71698 | 0.72892 | 0.91285 | 0.6725 | 0.66202 | 0.66233 | 0.56427 | 0.66018 | 0.64217 | 0.5771 | 0.61811 | 0.45759 | 0.57548 | 4 | 1 | 58 | 14861 | 5604 | 8289 | 12042 | 2170 | 3329 | 11257 | 1672 | 1300 | 32109 | 1.14 | 1.21 | 14182.66
5819 | 11 | 243 | 2017-08-31 | 0.71698 | 1 | 0.71698 | 0.71084 | 0.9624 | 0.69871 | 0.68978 | 0.68102 | 0.58474 | 0.68725 | 0.67496 | 0.6114 | 0.64621 | 0.47765 | 0.59964 | 4 | 1 | 59 | 15440 | 5839 | 8523 | 12479 | 2259 | 3499 | 11926 | 1748 | 1357 | 33457 | 1.14 | 1.18 | 14952.575
5820 | 12 | 243 | 2017-08-31 | 0.69811 | 1 | 0.69811 | 0.68072 | 0.97754 | 0.71803 | 0.71424 | 0.69596 | 0.60283 | 0.70703 | 0.70081 | 0.64334 | 0.66654 | 0.49842 | 0.62072 | 4 | 1 | 60 | 15867 | 6046 | 8710 | 12865 | 2324 | 3633 | 12549 | 1803 | 1416 | 34633 | 1.11 | 1.13 | 15187.805
5821 | 13 | 243 | 2017-08-31 | 0.63522 | 1 | 0.63522 | 0.6506 | 0.95214 | 0.74319 | 0.73562 | 0.69772 | 0.61459 | 0.72863 | 0.72627 | 0.67077 | 0.68244 | 0.51531 | 0.6393 | 4 | 1 | 61 | 16423 | 6227 | 8732 | 13116 | 2395 | 3765 | 13084 | 1846 | 1464 | 35670 | 1.01 | 1.08 | 14793.225
5822 | 14 | 243 | 2017-08-31 | 0.61635 | 1 | 0.61635 | 0.63253 | 0.97576 | 0.76618 | 0.75641 | 0.70643 | 0.62228 | 0.74232 | 0.7473 | 0.69532 | 0.69649 | 0.53573 | 0.65814 | 4 | 1 | 62 | 16931 | 6403 | 8841 | 13280 | 2440 | 3874 | 13563 | 1884 | 1522 | 36721 | 0.98 | 1.05 | 15160.185
5823 | 15 | 243 | 2017-08-31 | 0.61635 | 1 | 0.61635 | 0.65663 | 1 | 0.77573 | 0.76586 | 0.70132 | 0.62916 | 0.74749 | 0.76466 | 0.71311 | 0.70166 | 0.55121 | 0.66986 | 4 | 1 | 63 | 17142 | 6483 | 8777 | 13427 | 2457 | 3964 | 13910 | 1898 | 1566 | 37375 | 0.98 | 1.09 | 15536.75
5824 | 16 | 243 | 2017-08-31 | 0.64151 | 1 | 0.64151 | 0.68072 | 0.99944 | 0.78084 | 0.77165 | 0.69397 | 0.63038 | 0.75053 | 0.77758 | 0.72398 | 0.70277 | 0.56635 | 0.67854 | 4 | 1 | 64 | 17255 | 6532 | 8685 | 13453 | 2467 | 4031 | 14122 | 1901 | 1609 | 37859 | 1.02 | 1.13 | 15528.105
5825 | 17 | 243 | 2017-08-31 | 0.66667 | 1 | 0.66667 | 0.72892 | 0.98608 | 0.78441 | 0.77897 | 0.69037 | 0.62916 | 0.75844 | 0.78762 | 0.73213 | 0.70203 | 0.58853 | 0.68558 | 4 | 1 | 65 | 17334 | 6594 | 8640 | 13427 | 2493 | 4083 | 14281 | 1899 | 1672 | 38252 | 1.06 | 1.21 | 15320.515
5826 | 18 | 243 | 2017-08-31 | 0.68553 | 1 | 0.68553 | 0.77711 | 0.92154 | 0.77844 | 0.77507 | 0.6827 | 0.6241 | 0.75692 | 0.78665 | 0.73116 | 0.69279 | 0.59697 | 0.68372 | 4 | 1 | 66 | 17202 | 6561 | 8544 | 13319 | 2488 | 4078 | 14262 | 1874 | 1696 | 38148 | 1.09 | 1.29 | 14317.695
5827 | 19 | 243 | 2017-08-31 | 0.7044 | 1 | 0.7044 | 0.79518 | 0.8823 | 0.7612 | 0.75877 | 0.66712 | 0.60972 | 0.74171 | 0.77083 | 0.71475 | 0.67061 | 0.59169 | 0.66737 | 4 | 1 | 67 | 16821 | 6423 | 8349 | 13012 | 2438 | 3996 | 13942 | 1814 | 1681 | 37236 | 1.12 | 1.32 | 13708.055
5828 | 20 | 243 | 2017-08-31 | 0.7673 | 1 | 0.7673 | 0.8494 | 0.93549 | 0.74007 | 0.73963 | 0.65793 | 0.58559 | 0.72163 | 0.74093 | 0.69081 | 0.65139 | 0.57761 | 0.65343 | 4 | 1 | 68 | 16354 | 6261 | 8234 | 12497 | 2372 | 3841 | 13475 | 1762 | 1641 | 36458 | 1.22 | 1.41 | 14534.475
5829 | 21 | 243 | 2017-08-31 | 0.83648 | 1 | 0.83648 | 0.89759 | 0.93593 | 0.73414 | 0.73467 | 0.66049 | 0.57565 | 0.70824 | 0.7228 | 0.67974 | 0.64362 | 0.57057 | 0.6456 | 4 | 1 | 69 | 16223 | 6219 | 8266 | 12285 | 2328 | 3747 | 13259 | 1741 | 1621 | 36021 | 1.33 | 1.49 | 14541.295
5830 | 22 | 243 | 2017-08-31 | 0.8239 | 1 | 0.8239 | 0.87349 | 0.9084 | 0.70966 | 0.7049 | 0.64586 | 0.57378 | 0.68634 | 0.70177 | 0.64155 | 0.62218 | 0.55544 | 0.61536 | 4 | 1 | 70 | 15682 | 5967 | 8083 | 12245 | 2256 | 3638 | 12514 | 1683 | 1578 | 34334 | 1.31 | 1.45 | 14113.52
5831 | 23 | 243 | 2017-08-31 | 0.77358 | 1 | 0.77358 | 0.75904 | 0.88374 | 0.65495 | 0.65044 | 0.60344 | 0.54885 | 0.6328 | 0.64699 | 0.58638 | 0.57486 | 0.50334 | 0.56503 | 4 | 1 | 71 | 14473 | 5506 | 7552 | 11713 | 2080 | 3354 | 11438 | 1555 | 1430 | 31526 | 1.23 | 1.26 | 13730.465
5832 | 24 | 243 | 2017-08-31 | 0.7044 | 1 | 0.7044 | 0.68072 | 0.84359 | 0.59879 | 0.59539 | 0.56125 | 0.50888 | 0.57712 | 0.58912 | 0.53132 | 0.53124 | 0.44597 | 0.51566 | 4 | 1 | 72 | 13232 | 5040 | 7024 | 10860 | 1897 | 3054 | 10364 | 1437 | 1267 | 28771 | 1.12 | 1.13 | 13106.685
5833 | 1 | 244 | 2017-09-01 | 0.6478 | 1 | 0.6478 | 0.63253 | 0.80131 | 0.54675 | 0.55511 | 0.51594 | 0.45185 | 0.5105 | 0.50231 | 0.46329 | 0.48022 | 0.39916 | 0.44936 | 5 | 1 | 73 | 12082 | 4699 | 6457 | 9643 | 1678 | 2604 | 9037 | 1299 | 1134 | 25072 | 1.03 | 1.05 | 12449.825
5834 | 2 | 244 | 2017-09-01 | 0.59748 | 1 | 0.59748 | 0.61446 | 0.77242 | 0.5224 | 0.52558 | 0.49389 | 0.42538 | 0.48403 | 0.47647 | 0.43894 | 0.45915 | 0.37768 | 0.42629 | 5 | 1 | 74 | 11544 | 4449 | 6181 | 9078 | 1591 | 2470 | 8562 | 1242 | 1073 | 23785 | 0.95 | 1.02 | 12000.945
5835 | 3 | 244 | 2017-09-01 | 0.57862 | 1 | 0.57862 | 0.59639 | 0.74901 | 0.50941 | 0.5127 | 0.48382 | 0.40828 | 0.46577 | 0.46007 | 0.42392 | 0.45028 | 0.36466 | 0.41246 | 5 | 1 | 75 | 11257 | 4340 | 6055 | 8713 | 1531 | 2385 | 8269 | 1218 | 1036 | 23013 | 0.92 | 0.99 | 11637.225
5836 | 4 | 244 | 2017-09-01 | 0.58491 | 1 | 0.58491 | 0.61446 | 0.73082 | 0.50416 | 0.5049 | 0.47903 | 0.39745 | 0.45665 | 0.45158 | 0.41833 | 0.4451 | 0.35551 | 0.40602 | 5 | 1 | 76 | 11141 | 4274 | 5995 | 8482 | 1501 | 2341 | 8160 | 1204 | 1010 | 22654 | 0.93 | 1.02 | 11354.585
5837 | 5 | 244 | 2017-09-01 | 0.58491 | 1 | 0.58491 | 0.62048 | 0.71832 | 0.51086 | 0.50904 | 0.48438 | 0.393 | 0.46182 | 0.4539 | 0.42387 | 0.45028 | 0.35727 | 0.41106 | 5 | 1 | 77 | 11289 | 4309 | 6062 | 8387 | 1518 | 2353 | 8268 | 1218 | 1015 | 22935 | 0.93 | 1.03 | 11160.345
5838 | 6 | 244 | 2017-09-01 | 0.61635 | 1 | 0.61635 | 0.6747 | 0.72546 | 0.53914 | 0.53715 | 0.50939 | 0.39979 | 0.49042 | 0.48148 | 0.45032 | 0.47283 | 0.38367 | 0.43663 | 5 | 1 | 78 | 11914 | 4547 | 6375 | 8532 | 1612 | 2496 | 8784 | 1279 | 1090 | 24362 | 0.98 | 1.12 | 11271.335
5839 | 7 | 244 | 2017-09-01 | 0.67296 | 1 | 0.67296 | 0.75904 | 0.7356 | 0.59177 | 0.58441 | 0.55278 | 0.42538 | 0.54822 | 0.53164 | 0.49564 | 0.51275 | 0.41922 | 0.48029 | 5 | 1 | 79 | 13077 | 4947 | 6918 | 9078 | 1802 | 2756 | 9668 | 1387 | 1191 | 26798 | 1.07 | 1.26 | 11428.795
5840 | 8 | 244 | 2017-09-01 | 0.72327 | 1 | 0.72327 | 0.74699 | 0.74366 | 0.6206 | 0.60413 | 0.58106 | 0.46291 | 0.57986 | 0.56366 | 0.52189 | 0.539 | 0.43647 | 0.51003 | 5 | 1 | 80 | 13714 | 5114 | 7272 | 9879 | 1906 | 2922 | 10180 | 1458 | 1240 | 28457 | 1.15 | 1.24 | 11554.04
5841 | 9 | 244 | 2017-09-01 | 0.75472 | 1 | 0.75472 | 0.71084 | 0.84656 | 0.63246 | 0.61595 | 0.59704 | 0.49229 | 0.59325 | 0.57542 | 0.53455 | 0.56081 | 0.43858 | 0.52716 | 5 | 1 | 81 | 13976 | 5214 | 7472 | 10506 | 1950 | 2983 | 10427 | 1517 | 1246 | 29413 | 1.2 | 1.18 | 13152.805
5842 | 10 | 244 | 2017-09-01 | 0.79245 | 1 | 0.79245 | 0.6747 | 0.91285 | 0.6449 | 0.63071 | 0.61262 | 0.51455 | 0.60602 | 0.58681 | 0.54706 | 0.57819 | 0.44562 | 0.53915 | 5 | 1 | 82 | 14251 | 5339 | 7667 | 10981 | 1992 | 3042 | 10671 | 1564 | 1266 | 30082 | 1.26 | 1.12 | 14182.66
5843 | 11 | 244 | 2017-09-01 | 0.73585 | 1 | 0.73585 | 0.6506 | 0.9624 | 0.65698 | 0.63792 | 0.62909 | 0.5302 | 0.61941 | 0.59838 | 0.55849 | 0.5915 | 0.45512 | 0.54965 | 5 | 1 | 83 | 14518 | 5400 | 7873 | 11315 | 2036 | 3102 | 10894 | 1600 | 1293 | 30668 | 1.17 | 1.08 | 14952.575
5844 | 12 | 244 | 2017-09-01 | 0.72327 | 1 | 0.72327 | 0.61446 | 0.97754 | 0.66499 | 0.64383 | 0.63508 | 0.5444 | 0.62184 | 0.60108 | 0.56583 | 0.60481 | 0.46005 | 0.55526 | 5 | 1 | 84 | 14695 | 5450 | 7948 | 11618 | 2044 | 3116 | 11037 | 1636 | 1307 | 30981 | 1.15 | 1.02 | 15187.805
5845 | 13 | 244 | 2017-09-01 | 0.71069 | 1 | 0.71069 | 0.63855 | 0.95214 | 0.67522 | 0.64595 | 0.63843 | 0.55274 | 0.62336 | 0.60031 | 0.5687 | 0.61405 | 0.4604 | 0.55849 | 5 | 1 | 85 | 14921 | 5468 | 7990 | 11796 | 2049 | 3112 | 11093 | 1661 | 1308 | 31161 | 1.13 | 1.06 | 14793.225
5846 | 14 | 244 | 2017-09-01 | 0.69182 | 1 | 0.69182 | 0.62048 | 0.97576 | 0.68441 | 0.65316 | 0.64387 | 0.55911 | 0.62215 | 0.59684 | 0.56839 | 0.62218 | 0.46005 | 0.5638 | 5 | 1 | 86 | 15124 | 5529 | 8058 | 11932 | 2045 | 3094 | 11087 | 1683 | 1307 | 31457 | 1.1 | 1.03 | 15160.185
5847 | 15 | 244 | 2017-09-01 | 0.67296 | 1 | 0.67296 | 0.62048 | 1 | 0.68269 | 0.64843 | 0.63508 | 0.56661 | 0.61272 | 0.58951 | 0.56567 | 0.62329 | 0.45829 | 0.56638 | 5 | 1 | 87 | 15086 | 5489 | 7948 | 12092 | 2014 | 3056 | 11034 | 1686 | 1302 | 31601 | 1.07 | 1.03 | 15536.75
5848 | 16 | 244 | 2017-09-01 | 0.68553 | 1 | 0.68553 | 0.63253 | 0.99944 | 0.68169 | 0.65068 | 0.62789 | 0.56839 | 0.60116 | 0.58295 | 0.56372 | 0.62366 | 0.45829 | 0.56727 | 5 | 1 | 88 | 15064 | 5508 | 7858 | 12130 | 1976 | 3022 | 10996 | 1687 | 1302 | 31651 | 1.09 | 1.05 | 15528.105
5849 | 17 | 244 | 2017-09-01 | 0.66667 | 1 | 0.66667 | 0.71084 | 0.98608 | 0.6811 | 0.65505 | 0.62437 | 0.56614 | 0.5972 | 0.58102 | 0.56121 | 0.6207 | 0.46603 | 0.56908 | 5 | 1 | 89 | 15051 | 5545 | 7814 | 12082 | 1963 | 3012 | 10947 | 1679 | 1324 | 31752 | 1.06 | 1.18 | 15320.515
5850 | 18 | 244 | 2017-09-01 | 0.69811 | 1 | 0.69811 | 0.71687 | 0.92154 | 0.67499 | 0.65222 | 0.61598 | 0.56145 | 0.58716 | 0.57427 | 0.55798 | 0.60998 | 0.4699 | 0.56634 | 5 | 1 | 90 | 14916 | 5521 | 7709 | 11982 | 1930 | 2977 | 10884 | 1650 | 1335 | 31599 | 1.11 | 1.19 | 14317.695
5851 | 19 | 244 | 2017-09-01 | 0.72327 | 1 | 0.72327 | 0.76506 | 0.8823 | 0.65911 | 0.63969 | 0.604 | 0.54927 | 0.5753 | 0.56443 | 0.55132 | 0.59556 | 0.4685 | 0.55553 | 5 | 1 | 91 | 14565 | 5415 | 7559 | 11722 | 1891 | 2926 | 10754 | 1611 | 1331 | 30996 | 1.15 | 1.27 | 13708.055
5852 | 20 | 244 | 2017-09-01 | 0.78616 | 1 | 0.78616 | 0.80723 | 0.93549 | 0.64282 | 0.63001 | 0.59577 | 0.5332 | 0.56647 | 0.55691 | 0.54737 | 0.58484 | 0.47131 | 0.5529 | 5 | 1 | 92 | 14205 | 5333 | 7456 | 11379 | 1862 | 2887 | 10677 | 1582 | 1339 | 30849 | 1.25 | 1.34 | 14534.475
5853 | 21 | 244 | 2017-09-01 | 0.83648 | 1 | 0.83648 | 0.86145 | 0.93593 | 0.64852 | 0.64643 | 0.59944 | 0.53212 | 0.57104 | 0.55826 | 0.54081 | 0.58226 | 0.46815 | 0.5574 | 5 | 1 | 93 | 14331 | 5472 | 7502 | 11356 | 1877 | 2894 | 10549 | 1575 | 1330 | 31100 | 1.33 | 1.43 | 14541.295
5854 | 22 | 244 | 2017-09-01 | 0.81761 | 1 | 0.81761 | 0.8494 | 0.9084 | 0.63151 | 0.60957 | 0.59129 | 0.52819 | 0.55796 | 0.54649 | 0.52081 | 0.5634 | 0.46322 | 0.5275 | 5 | 1 | 94 | 13955 | 5160 | 7400 | 11272 | 1834 | 2833 | 10159 | 1524 | 1316 | 29432 | 1.3 | 1.41 | 14113.52
5855 | 23 | 244 | 2017-09-01 | 0.75472 | 1 | 0.75472 | 0.72892 | 0.88374 | 0.59508 | 0.57023 | 0.55725 | 0.51104 | 0.52571 | 0.51948 | 0.4879 | 0.53198 | 0.43928 | 0.49305 | 5 | 1 | 95 | 13150 | 4827 | 6974 | 10906 | 1728 | 2693 | 9517 | 1439 | 1248 | 27510 | 1.2 | 1.21 | 13730.465
5856 | 24 | 244 | 2017-09-01 | 0.68553 | 1 | 0.68553 | 0.6506 | 0.84359 | 0.55145 | 0.53278 | 0.51938 | 0.47758 | 0.48524 | 0.4836 | 0.45227 | 0.49649 | 0.40584 | 0.45479 | 5 | 1 | 96 | 12186 | 4510 | 6500 | 10192 | 1595 | 2507 | 8822 | 1343 | 1153 | 25375 | 1.09 | 1.08 | 13106.685
5857 | 1 | 245 | 2017-09-02 | 0.61635 | 1 | 0.61635 | 0.62651 | 0.77448 | 0.50973 | 0.49959 | 0.48262 | 0.44253 | 0.44661 | 0.4728 | 0.43397 | 0.45176 | 0.35903 | 0.4102 | 6 | 2 | 97 | 11264 | 4229 | 6040 | 9444 | 1468 | 2451 | 8465 | 1222 | 1020 | 22887 | 0.98 | 1.04 | 12032.86
5858 | 2 | 245 | 2017-09-02 | 0.60377 | 1 | 0.60377 | 0.60241 | 0.74964 | 0.48946 | 0.47986 | 0.4632 | 0.41488 | 0.42318 | 0.45158 | 0.41408 | 0.43216 | 0.34354 | 0.39199 | 6 | 2 | 98 | 10816 | 4062 | 5797 | 8854 | 1391 | 2341 | 8077 | 1169 | 976 | 21871 | 0.96 | 1 | 11646.96
5859 | 3 | 245 | 2017-09-02 | 0.59748 | 1 | 0.59748 | 0.59036 | 0.72838 | 0.47796 | 0.46958 | 0.44994 | 0.39698 | 0.40919 | 0.4348 | 0.40167 | 0.4244 | 0.33509 | 0.38147 | 6 | 2 | 99 | 10562 | 3975 | 5631 | 8472 | 1345 | 2254 | 7835 | 1148 | 952 | 21284 | 0.95 | 0.98 | 11316.6
5860 | 4 | 245 | 2017-09-02 | 0.61635 | 1 | 0.61635 | 0.59036 | 0.71262 | 0.47185 | 0.46344 | 0.44411 | 0.38438 | 0.40219 | 0.42438 | 0.39506 | 0.41922 | 0.32594 | 0.37555 | 6 | 2 | 100 | 10427 | 3923 | 5558 | 8203 | 1322 | 2200 | 7706 | 1134 | 926 | 20954 | 0.98 | 0.98 | 11071.73
5861 | 5 | 245 | 2017-09-02 | 0.64151 | 1 | 0.64151 | 0.60843 | 0.70005 | 0.47249 | 0.46486 | 0.44499 | 0.37749 | 0.40219 | 0.42284 | 0.39367 | 0.41811 | 0.32841 | 0.3762 | 6 | 2 | 101 | 10441 | 3935 | 5569 | 8056 | 1322 | 2192 | 7679 | 1131 | 933 | 20990 | 1.02 | 1.01 | 10876.555
5862 | 6 | 245 | 2017-09-02 | 0.71698 | 1 | 0.71698 | 0.6506 | 0.69248 | 0.48154 | 0.47171 | 0.45338 | 0.37632 | 0.41101 | 0.4321 | 0.39962 | 0.42403 | 0.33967 | 0.38518 | 6 | 2 | 102 | 10641 | 3993 | 5674 | 8031 | 1351 | 2240 | 7795 | 1147 | 965 | 21491 | 1.14 | 1.08 | 10758.83
5863 | 7 | 245 | 2017-09-02 | 0.77358 | 1 | 0.77358 | 0.68675 | 0.68725 | 0.49747 | 0.48872 | 0.46744 | 0.3811 | 0.42896 | 0.44772 | 0.40711 | 0.4366 | 0.35093 | 0.40366 | 6 | 2 | 103 | 10993 | 4137 | 5850 | 8133 | 1410 | 2321 | 7941 | 1181 | 997 | 22522 | 1.23 | 1.14 | 10677.68
5864 | 8 | 245 | 2017-09-02 | 0.77987 | 1 | 0.77987 | 0.71687 | 0.67879 | 0.51285 | 0.50667 | 0.48446 | 0.38742 | 0.45178 | 0.46528 | 0.42741 | 0.45028 | 0.36853 | 0.42382 | 6 | 2 | 104 | 11333 | 4289 | 6063 | 8268 | 1485 | 2412 | 8337 | 1218 | 1047 | 23647 | 1.24 | 1.19 | 10546.135
5865 | 9 | 245 | 2017-09-02 | 0.73585 | 1 | 0.73585 | 0.77108 | 0.73509 | 0.53525 | 0.53302 | 0.50643 | 0.40701 | 0.4746 | 0.4919 | 0.46196 | 0.47172 | 0.39317 | 0.45103 | 6 | 2 | 105 | 11828 | 4512 | 6338 | 8686 | 1560 | 2550 | 9011 | 1276 | 1117 | 25165 | 1.17 | 1.28 | 11420.965
5866 | 10 | 245 | 2017-09-02 | 0.67925 | 1 | 0.67925 | 0.74096 | 0.80309 | 0.55779 | 0.55924 | 0.52505 | 0.4333 | 0.49924 | 0.51755 | 0.49195 | 0.49575 | 0.41394 | 0.47386 | 6 | 2 | 106 | 12326 | 4734 | 6571 | 9247 | 1641 | 2683 | 9596 | 1341 | 1176 | 26439 | 1.08 | 1.23 | 12477.48
5867 | 11 | 245 | 2017-09-02 | 0.66667 | 1 | 0.66667 | 0.75301 | 0.84627 | 0.57331 | 0.57401 | 0.53831 | 0.45579 | 0.51323 | 0.53684 | 0.51712 | 0.51497 | 0.42802 | 0.48757 | 6 | 2 | 107 | 12669 | 4859 | 6737 | 9727 | 1687 | 2783 | 10087 | 1393 | 1216 | 27204 | 1.06 | 1.25 | 13148.295
5868 | 12 | 245 | 2017-09-02 | 0.6478 | 1 | 0.6478 | 0.73494 | 0.85829 | 0.58146 | 0.57472 | 0.54015 | 0.47285 | 0.51871 | 0.54726 | 0.5344 | 0.52421 | 0.43119 | 0.49151 | 6 | 2 | 108 | 12849 | 4865 | 6760 | 10091 | 1705 | 2837 | 10424 | 1418 | 1225 | 27424 | 1.03 | 1.22 | 13334.96
5869 | 13 | 245 | 2017-09-02 | 0.66667 | 1 | 0.66667 | 0.71084 | 0.83365 | 0.58489 | 0.5746 | 0.54023 | 0.48278 | 0.51749 | 0.55073 | 0.54829 | 0.52902 | 0.43295 | 0.49128 | 6 | 2 | 109 | 12925 | 4864 | 6761 | 10303 | 1701 | 2855 | 10695 | 1431 | 1230 | 27411 | 1.06 | 1.18 | 12952.21
5870 | 14 | 245 | 2017-09-02 | 0.6478 | 1 | 0.6478 | 0.70482 | 0.83998 | 0.5877 | 0.57413 | 0.53895 | 0.49014 | 0.51597 | 0.55035 | 0.55609 | 0.52976 | 0.43295 | 0.48693 | 6 | 2 | 110 | 12987 | 4860 | 6745 | 10460 | 1696 | 2853 | 10847 | 1433 | 1230 | 27168 | 1.03 | 1.17 | 13050.635
5871 | 15 | 245 | 2017-09-02 | 0.62893 | 1 | 0.62893 | 0.69277 | 0.8466 | 0.5882 | 0.56905 | 0.53616 | 0.49487 | 0.51141 | 0.54977 | 0.56434 | 0.53124 | 0.434 | 0.48311 | 6 | 2 | 111 | 12998 | 4817 | 6710 | 10561 | 1681 | 2850 | 11008 | 1437 | 1233 | 26955 | 1 | 1.15 | 13153.435
5872 | 16 | 245 | 2017-09-02 | 0.67296 | 1 | 0.67296 | 0.69277 | 0.84537 | 0.58815 | 0.57094 | 0.53432 | 0.4982 | 0.50958 | 0.55112 | 0.5707 | 0.53235 | 0.43365 | 0.48063 | 6 | 2 | 112 | 12997 | 4833 | 6687 | 10632 | 1675 | 2857 | 11132 | 1440 | 1232 | 26817 | 1.07 | 1.15 | 13134.275
5873 | 17 | 245 | 2017-09-02 | 0.72327 | 1 | 0.72327 | 0.75301 | 0.83299 | 0.59358 | 0.57696 | 0.5356 | 0.50232 | 0.51171 | 0.55517 | 0.57736 | 0.53087 | 0.4333 | 0.48264 | 6 | 2 | 113 | 13117 | 4884 | 6703 | 10720 | 1682 | 2878 | 11262 | 1436 | 1231 | 26929 | 1.15 | 1.25 | 12941.93
5874 | 18 | 245 | 2017-09-02 | 0.7673 | 1 | 0.7673 | 0.80723 | 0.79767 | 0.59458 | 0.57744 | 0.53664 | 0.50344 | 0.51202 | 0.55845 | 0.58069 | 0.53235 | 0.44069 | 0.48913 | 6 | 2 | 114 | 13139 | 4888 | 6716 | 10744 | 1683 | 2895 | 11327 | 1440 | 1252 | 27291 | 1.22 | 1.34 | 12393.195
5875 | 19 | 245 | 2017-09-02 | 0.77358 | 1 | 0.77358 | 0.83133 | 0.79425 | 0.58992 | 0.57614 | 0.52976 | 0.50054 | 0.50897 | 0.55613 | 0.577 | 0.52754 | 0.44386 | 0.49836 | 6 | 2 | 115 | 13036 | 4877 | 6630 | 10682 | 1673 | 2883 | 11255 | 1427 | 1261 | 27806 | 1.23 | 1.38 | 12340.135
5876 | 20 | 245 | 2017-09-02 | 0.80503 | 1 | 0.80503 | 0.8494 | 0.85572 | 0.58797 | 0.58004 | 0.53887 | 0.49103 | 0.51476 | 0.549 | 0.56526 | 0.5305 | 0.44632 | 0.51028 | 6 | 2 | 116 | 12993 | 4910 | 6744 | 10479 | 1692 | 2846 | 11026 | 1435 | 1268 | 28471 | 1.28 | 1.41 | 13295.155
5877 | 21 | 245 | 2017-09-02 | 0.89937 | 1 | 0.89937 | 0.93373 | 0.85805 | 0.58775 | 0.57897 | 0.53863 | 0.48414 | 0.51567 | 0.54649 | 0.56285 | 0.52976 | 0.44984 | 0.50293 | 6 | 2 | 117 | 12988 | 4901 | 6741 | 10332 | 1695 | 2833 | 10979 | 1433 | 1278 | 28061 | 1.43 | 1.55 | 13331.25
5878 | 22 | 245 | 2017-09-02 | 0.88679 | 1 | 0.88679 | 0.90964 | 0.84073 | 0.57729 | 0.56184 | 0.53192 | 0.48953 | 0.50563 | 0.5409 | 0.54563 | 0.51904 | 0.44421 | 0.48503 | 6 | 2 | 118 | 12757 | 4756 | 6657 | 10447 | 1662 | 2804 | 10643 | 1404 | 1262 | 27062 | 1.41 | 1.51 | 13062.215
5879 | 23 | 245 | 2017-09-02 | 0.79874 | 1 | 0.79874 | 0.85542 | 0.82665 | 0.54747 | 0.53196 | 0.51059 | 0.47805 | 0.47977 | 0.51408 | 0.51297 | 0.49538 | 0.42098 | 0.45911 | 6 | 2 | 119 | 12098 | 4503 | 6390 | 10202 | 1577 | 2665 | 10006 | 1340 | 1196 | 25616 | 1.27 | 1.42 | 12843.495
5880 | 24 | 245 | 2017-09-02 | 0.7044 | 1 | 0.7044 | 0.77108 | 0.80437 | 0.51353 | 0.49841 | 0.48054 | 0.45349 | 0.44813 | 0.48225 | 0.47539 | 0.46728 | 0.38684 | 0.43036 | 6 | 2 | 120 | 11348 | 4219 | 6014 | 9678 | 1473 | 2500 | 9273 | 1264 | 1099 | 24012 | 1.12 | 1.28 | 12497.315
5881 | 1 | 246 | 2017-09-03 | 0.76101 | 1 | 0.76101 | 0.71687 | 0.77096 | 0.48964 | 0.49167 | 0.46249 | 0.42927 | 0.42409 | 0.45351 | 0.43776 | 0.44843 | 0.36079 | 0.40946 | 7 | 3 | 121 | 10820 | 4162 | 5788 | 9161 | 1394 | 2351 | 8539 | 1213 | 1025 | 22846 | 1.21 | 1.19 | 11978.235
5882 | 2 | 246 | 2017-09-03 | 0.71698 | 1 | 0.71698 | 0.66867 | 0.74542 | 0.46914 | 0.47348 | 0.44203 | 0.40434 | 0.40249 | 0.42901 | 0.41444 | 0.43216 | 0.34178 | 0.38964 | 7 | 3 | 122 | 10367 | 4008 | 5532 | 8629 | 1323 | 2224 | 8084 | 1169 | 971 | 21740 | 1.14 | 1.11 | 11581.36
5883 | 3 | 246 | 2017-09-03 | 0.7044 | 1 | 0.7044 | 0.64458 | 0.72049 | 0.45823 | 0.46237 | 0.431 | 0.38681 | 0.38972 | 0.41397 | 0.39972 | 0.41996 | 0.32946 | 0.37733 | 7 | 3 | 123 | 10126 | 3914 | 5394 | 8255 | 1281 | 2146 | 7797 | 1136 | 936 | 21053 | 1.12 | 1.07 | 11194.145
5884 | 4 | 246 | 2017-09-03 | 0.69811 | 1 | 0.69811 | 0.63253 | 0.6999 | 0.44941 | 0.45588 | 0.42301 | 0.37487 | 0.38089 | 0.40451 | 0.39024 | 0.41331 | 0.3189 | 0.3696 | 7 | 3 | 124 | 9931 | 3859 | 5294 | 8000 | 1252 | 2097 | 7612 | 1118 | 906 | 20622 | 1.11 | 1.05 | 10874.225
5885 | 5 | 246 | 2017-09-03 | 0.69182 | 1 | 0.69182 | 0.63253 | 0.68772 | 0.44819 | 0.45576 | 0.42157 | 0.36648 | 0.37816 | 0.39988 | 0.38742 | 0.41183 | 0.32031 | 0.36826 | 7 | 3 | 125 | 9904 | 3858 | 5276 | 7821 | 1243 | 2073 | 7557 | 1114 | 910 | 20547 | 1.1 | 1.05 | 10684.93
5886 | 6 | 246 | 2017-09-03 | 0.7044 | 1 | 0.7044 | 0.68072 | 0.67866 | 0.4523 | 0.46108 | 0.42485 | 0.36409 | 0.38242 | 0.40066 | 0.38911 | 0.41701 | 0.32665 | 0.37156 | 7 | 3 | 126 | 9995 | 3903 | 5317 | 7770 | 1257 | 2077 | 7590 | 1128 | 928 | 20731 | 1.12 | 1.13 | 10544.215
5887 | 7 | 246 | 2017-09-03 | 0.75472 | 1 | 0.75472 | 0.74096 | 0.66367 | 0.46126 | 0.46946 | 0.42781 | 0.36348 | 0.39154 | 0.40664 | 0.39357 | 0.4207 | 0.33439 | 0.37752 | 7 | 3 | 127 | 10193 | 3974 | 5354 | 7757 | 1287 | 2108 | 7677 | 1138 | 950 | 21064 | 1.2 | 1.23 | 10311.225
5888 | 8 | 246 | 2017-09-03 | 0.81761 | 1 | 0.81761 | 0.77711 | 0.63637 | 0.47226 | 0.48754 | 0.43867 | 0.3632 | 0.40158 | 0.41184 | 0.40998 | 0.42884 | 0.34847 | 0.39419 | 7 | 3 | 128 | 10436 | 4127 | 5490 | 7751 | 1320 | 2135 | 7997 | 1160 | 990 | 21994 | 1.3 | 1.29 | 9887.07
5889 | 9 | 246 | 2017-09-03 | 0.84277 | 1 | 0.84277 | 0.83133 | 0.65776 | 0.49882 | 0.51624 | 0.46352 | 0.3758 | 0.42927 | 0.43789 | 0.44627 | 0.44991 | 0.38367 | 0.42344 | 7 | 3 | 129 | 11023 | 4370 | 5801 | 8020 | 1411 | 2270 | 8705 | 1217 | 1090 | 23626 | 1.34 | 1.38 | 10219.53
5890 | 10 | 246 | 2017-09-03 | 0.8805 | 1 | 0.8805 | 0.85542 | 0.69482 | 0.52303 | 0.54011 | 0.48646 | 0.40607 | 0.45786 | 0.46779 | 0.48375 | 0.47394 | 0.41147 | 0.44889 | 7 | 3 | 130 | 11558 | 4572 | 6088 | 8666 | 1505 | 2425 | 9436 | 1282 | 1169 | 25046 | 1.4 | 1.42 | 10795.295
5891 | 11 | 246 | 2017-09-03 | 0.84906 | 1 | 0.84906 | 0.83133 | 0.7323 | 0.54276 | 0.55475 | 0.50435 | 0.43386 | 0.4819 | 0.49267 | 0.51153 | 0.49057 | 0.42274 | 0.47083 | 7 | 3 | 131 | 11994 | 4696 | 6312 | 9259 | 1584 | 2554 | 9978 | 1327 | 1201 | 26270 | 1.35 | 1.38 | 11377.635
5892 | 12 | 246 | 2017-09-03 | 0.8239 | 1 | 0.8239 | 0.78916 | 0.74794 | 0.56028 | 0.56302 | 0.51794 | 0.46029 | 0.50198 | 0.51292 | 0.53727 | 0.50203 | 0.43541 | 0.48479 | 7 | 3 | 132 | 12381 | 4766 | 6482 | 9823 | 1650 | 2659 | 10480 | 1358 | 1237 | 27049 | 1.31 | 1.31 | 11620.63
5893 | 13 | 246 | 2017-09-03 | 0.80503 | 1 | 0.80503 | 0.78916 | 0.74218 | 0.57892 | 0.56893 | 0.5324 | 0.48161 | 0.51901 | 0.52913 | 0.55896 | 0.51386 | 0.45336 | 0.49551 | 7 | 3 | 133 | 12793 | 4816 | 6663 | 10278 | 1706 | 2743 | 10903 | 1390 | 1288 | 27647 | 1.28 | 1.31 | 11531.12
5894 | 14 | 246 | 2017-09-03 | 0.81132 | 1 | 0.81132 | 0.74699 | 0.75233 | 0.59304 | 0.57401 | 0.54335 | 0.49885 | 0.53179 | 0.54225 | 0.57777 | 0.52052 | 0.47166 | 0.50347 | 7 | 3 | 134 | 13105 | 4859 | 6800 | 10646 | 1748 | 2811 | 11270 | 1408 | 1340 | 28091 | 1.29 | 1.24 | 11688.74
5895 | 15 | 246 | 2017-09-03 | 0.76101 | 1 | 0.76101 | 0.74096 | 0.7566 | 0.6039 | 0.57732 | 0.54942 | 0.51408 | 0.54457 | 0.55343 | 0.59387 | 0.52643 | 0.48786 | 0.51019 | 7 | 3 | 135 | 13345 | 4887 | 6876 | 10971 | 1790 | 2869 | 11584 | 1424 | 1386 | 28466 | 1.21 | 1.23 | 11755.12
5896 | 16 | 246 | 2017-09-03 | 0.77358 | 1 | 0.77358 | 0.72892 | 0.75794 | 0.61444 | 0.58618 | 0.55757 | 0.52772 | 0.55704 | 0.56578 | 0.60607 | 0.53087 | 0.50229 | 0.51831 | 7 | 3 | 136 | 13578 | 4962 | 6978 | 11262 | 1831 | 2933 | 11822 | 1436 | 1427 | 28919 | 1.23 | 1.21 | 11775.96
5897 | 17 | 246 | 2017-09-03 | 0.77987 | 1 | 0.77987 | 0.72289 | 0.74929 | 0.62856 | 0.59929 | 0.56732 | 0.53859 | 0.57682 | 0.57986 | 0.6175 | 0.53826 | 0.52658 | 0.53039 | 7 | 3 | 137 | 13890 | 5073 | 7100 | 11494 | 1896 | 3006 | 12045 | 1456 | 1496 | 29593 | 1.24 | 1.2 | 11641.495
5898 | 18 | 246 | 2017-09-03 | 0.83648 | 1 | 0.83648 | 0.77108 | 0.72694 | 0.63666 | 0.61217 | 0.5825 | 0.54529 | 0.5902 | 0.5897 | 0.62268 | 0.54233 | 0.54312 | 0.54159 | 7 | 3 | 138 | 14069 | 5182 | 7290 | 11637 | 1940 | 3057 | 12146 | 1467 | 1543 | 30218 | 1.33 | 1.28 | 11294.21
5899 | 19 | 246 | 2017-09-03 | 0.83648 | 1 | 0.83648 | 0.80723 | 0.72784 | 0.63327 | 0.6163 | 0.58522 | 0.54505 | 0.59142 | 0.58931 | 0.61555 | 0.54418 | 0.54945 | 0.5446 | 7 | 3 | 139 | 13994 | 5217 | 7324 | 11632 | 1944 | 3055 | 12007 | 1472 | 1561 | 30386 | 1.33 | 1.34 | 11308.32
5900 | 20 | 246 | 2017-09-03 | 0.90566 | 1 | 0.90566 | 0.8494 | 0.80601 | 0.63503 | 0.62138 | 0.57731 | 0.53742 | 0.58564 | 0.58353 | 0.60269 | 0.54787 | 0.54664 | 0.54568 | 7 | 3 | 140 | 14033 | 5260 | 7225 | 11469 | 1925 | 3025 | 11756 | 1482 | 1553 | 30446 | 1.44 | 1.41 | 12522.705
5901 | 21 | 246 | 2017-09-03 | 0.98742 | 1 | 0.98742 | 0.88554 | 0.81962 | 0.63612 | 0.62717 | 0.57962 | 0.53634 | 0.58899 | 0.59086 | 0.59807 | 0.54898 | 0.54417 | 0.54745 | 7 | 3 | 141 | 14057 | 5309 | 7254 | 11446 | 1936 | 3063 | 11666 | 1485 | 1546 | 30545 | 1.57 | 1.47 | 12734.27
5902 | 22 | 246 | 2017-09-03 | 1 | 1 | 1 | 0.84337 | 0.81392 | 0.62313 | 0.60803 | 0.58586 | 0.53999 | 0.57925 | 0.57311 | 0.57218 | 0.54196 | 0.5315 | 0.5279 | 7 | 3 | 142 | 13770 | 5147 | 7332 | 11524 | 1904 | 2971 | 11161 | 1466 | 1510 | 29454 | 1.59 | 1.4 | 12645.685
5903 | 23 | 246 | 2017-09-03 | 0.91824 | 1 | 0.91824 | 0.74699 | 0.80175 | 0.58621 | 0.57011 | 0.56189 | 0.52476 | 0.54335 | 0.53221 | 0.52881 | 0.51534 | 0.48398 | 0.49243 | 7 | 3 | 143 | 12954 | 4826 | 7032 | 11199 | 1786 | 2759 | 10315 | 1394 | 1375 | 27475 | 1.46 | 1.24 | 12456.54
5904 | 24 | 246 | 2017-09-03 | 0.79245 | 1 | 0.79245 | 0.63855 | 0.77447 | 0.5505 | 0.53585 | 0.52121 | 0.4936 | 0.50593 | 0.49074 | 0.48272 | 0.48059 | 0.43013 | 0.45549 | 7 | 3 | 144 | 12165 | 4536 | 6523 | 10534 | 1663 | 2544 | 9416 | 1300 | 1222 | 25414 | 1.26 | 1.06 | 12032.68
5905 | 1 | 247 | 2017-09-04 | 0.64151 | 1 | 0.64151 | 0.59639 | 0.80131 | 0.51964 | 0.50561 | 0.48318 | 0.48353 | 0.47125 | 0.48264 | 0.46437 | 0.47874 | 0.40232 | 0.43246 | 1 | 1 | 1 | 11483 | 4280 | 6047 | 10319 | 1549 | 2502 | 9058 | 1295 | 1143 | 24129 | 1.02 | 0.99 | 12449.825
5906 | 2 | 247 | 2017-09-04 | 0.60377 | 1 | 0.60377 | 0.57831 | 0.77242 | 0.49285 | 0.48352 | 0.45905 | 0.45434 | 0.44265 | 0.45467 | 0.43581 | 0.45841 | 0.37452 | 0.40941 | 1 | 1 | 2 | 10891 | 4093 | 5745 | 9696 | 1455 | 2357 | 8501 | 1240 | 1064 | 22843 | 0.96 | 0.96 | 12000.945
5907 | 3 | 247 | 2017-09-04 | 0.60377 | 1 | 0.60377 | 0.56024 | 0.74901 | 0.47801 | 0.47064 | 0.44483 | 0.43339 | 0.4244 | 0.43654 | 0.41736 | 0.44251 | 0.35621 | 0.39407 | 1 | 1 | 3 | 10563 | 3984 | 5567 | 9249 | 1395 | 2263 | 8141 | 1197 | 1012 | 21987 | 0.96 | 0.93 | 11637.225
5908 | 4 | 247 | 2017-09-04 | 0.59119 | 1 | 0.59119 | 0.54819 | 0.73082 | 0.46846 | 0.46167 | 0.4366 | 0.41737 | 0.41223 | 0.42361 | 0.40464 | 0.43438 | 0.34073 | 0.38468 | 1 | 1 | 4 | 10352 | 3908 | 5464 | 8907 | 1355 | 2196 | 7893 | 1175 | 968 | 21463 | 0.94 | 0.91 | 11354.585
5909 | 5 | 247 | 2017-09-04 | 0.62893 | 1 | 0.62893 | 0.54819 | 0.71832 | 0.46511 | 0.4606 | 0.43148 | 0.4064 | 0.40675 | 0.41744 | 0.39936 | 0.43031 | 0.33861 | 0.38134 | 1 | 1 | 5 | 10278 | 3899 | 5400 | 8673 | 1337 | 2164 | 7790 | 1164 | 962 | 21277 | 1 | 0.91 | 11160.345
5910 | 6 | 247 | 2017-09-04 | 0.69182 | 1 | 0.69182 | 0.56627 | 0.72546 | 0.46855 | 0.46415 | 0.43604 | 0.40148 | 0.40888 | 0.41802 | 0.40003 | 0.43327 | 0.34073 | 0.38313 | 1 | 1 | 6 | 10354 | 3929 | 5457 | 8568 | 1344 | 2167 | 7803 | 1172 | 968 | 21377 | 1.1 | 0.94 | 11271.335
5911 | 7 | 247 | 2017-09-04 | 0.76101 | 1 | 0.76101 | 0.62651 | 0.7356 | 0.47461 | 0.46982 | 0.43859 | 0.39956 | 0.41406 | 0.42438 | 0.40444 | 0.43216 | 0.34776 | 0.38478 | 1 | 1 | 7 | 10488 | 3977 | 5489 | 8527 | 1361 | 2200 | 7889 | 1169 | 988 | 21469 | 1.21 | 1.04 | 11428.795
5912 | 8 | 247 | 2017-09-04 | 0.77358 | 1 | 0.77358 | 0.6988 | 0.74366 | 0.48529 | 0.48494 | 0.44451 | 0.39843 | 0.4244 | 0.43056 | 0.42249 | 0.4403 | 0.35938 | 0.40249 | 1 | 1 | 8 | 10724 | 4105 | 5563 | 8503 | 1395 | 2232 | 8241 | 1191 | 1021 | 22457 | 1.23 | 1.16 | 11554.04
5913 | 9 | 247 | 2017-09-04 | 0.72327 | 1 | 0.72327 | 0.73494 | 0.84656 | 0.52018 | 0.51967 | 0.47431 | 0.4169 | 0.46152 | 0.46161 | 0.46432 | 0.4695 | 0.3988 | 0.43412 | 1 | 1 | 9 | 11495 | 4399 | 5936 | 8897 | 1517 | 2393 | 9057 | 1270 | 1133 | 24222 | 1.15 | 1.22 | 13152.805
5914 | 10 | 247 | 2017-09-04 | 0.7044 | 1 | 0.7044 | 0.74096 | 0.91285 | 0.55521 | 0.55027 | 0.50891 | 0.4504 | 0.50319 | 0.50251 | 0.51025 | 0.50425 | 0.43752 | 0.46341 | 1 | 1 | 10 | 12269 | 4658 | 6369 | 9612 | 1654 | 2605 | 9953 | 1364 | 1243 | 25856 | 1.12 | 1.23 | 14182.66
5915 | 11 | 247 | 2017-09-04 | 0.72956 | 1 | 0.72956 | 0.73494 | 0.9624 | 0.58584 | 0.57779 | 0.53983 | 0.48859 | 0.54153 | 0.53935 | 0.55152 | 0.53678 | 0.46287 | 0.48865 | 1 | 1 | 11 | 12946 | 4891 | 6756 | 10427 | 1780 | 2796 | 10758 | 1452 | 1315 | 27264 | 1.16 | 1.22 | 14952.575
5916 | 12 | 247 | 2017-09-04 | 0.67925 | 1 | 0.67925 | 0.74096 | 0.97754 | 0.61585 | 0.60165 | 0.569 | 0.52401 | 0.57682 | 0.57369 | 0.59028 | 0.56599 | 0.49384 | 0.5104 | 1 | 1 | 12 | 13609 | 5093 | 7121 | 11183 | 1896 | 2974 | 11514 | 1531 | 1403 | 28478 | 1.08 | 1.23 | 15187.805
5917 | 13 | 247 | 2017-09-04 | 0.6478 | 1 | 0.6478 | 0.75904 | 0.95214 | 0.6487 | 0.62457 | 0.5972 | 0.55269 | 0.61089 | 0.60359 | 0.62868 | 0.59482 | 0.52552 | 0.53016 | 1 | 1 | 13 | 14335 | 5287 | 7474 | 11795 | 2008 | 3129 | 12263 | 1609 | 1493 | 29580 | 1.03 | 1.26 | 14793.225
5918 | 14 | 247 | 2017-09-04 | 0.6478 | 1 | 0.6478 | 0.77711 | 0.97576 | 0.67463 | 0.64749 | 0.62373 | 0.57551 | 0.63888 | 0.62924 | 0.65923 | 0.61848 | 0.55649 | 0.54829 | 1 | 1 | 14 | 14908 | 5481 | 7806 | 12282 | 2100 | 3262 | 12859 | 1673 | 1581 | 30592 | 1.03 | 1.29 | 15160.185
5919 | 15 | 247 | 2017-09-04 | 0.66038 | 1 | 0.66038 | 0.79518 | 1 | 0.69681 | 0.66474 | 0.64642 | 0.59126 | 0.6617 | 0.65066 | 0.68369 | 0.6366 | 0.57832 | 0.56613 | 1 | 1 | 15 | 15398 | 5627 | 8090 | 12618 | 2175 | 3373 | 13336 | 1722 | 1643 | 31587 | 1.05 | 1.32 | 15536.75
5920 | 16 | 247 | 2017-09-04 | 0.66038 | 1 | 0.66038 | 0.84337 | 0.99944 | 0.71712 | 0.68636 | 0.6688 | 0.60358 | 0.6836 | 0.67284 | 0.70143 | 0.65545 | 0.59944 | 0.58573 | 1 | 1 | 16 | 15847 | 5810 | 8370 | 12881 | 2247 | 3488 | 13682 | 1773 | 1703 | 32681 | 1.05 | 1.4 | 15528.105
5921 | 17 | 247 | 2017-09-04 | 0.67925 | 1 | 0.67925 | 0.87349 | 0.98608 | 0.73966 | 0.70797 | 0.68973 | 0.60887 | 0.71311 | 0.69522 | 0.71409 | 0.67394 | 0.62689 | 0.60851 | 1 | 1 | 17 | 16345 | 5993 | 8632 | 12994 | 2344 | 3604 | 13929 | 1823 | 1781 | 33952 | 1.08 | 1.45 | 15320.515
5922 | 18 | 247 | 2017-09-04 | 0.73585 | 1 | 0.73585 | 0.95783 | 0.92154 | 0.75219 | 0.72558 | 0.70515 | 0.60916 | 0.72802 | 0.70795 | 0.71906 | 0.68207 | 0.64379 | 0.62645 | 1 | 1 | 18 | 16622 | 6142 | 8825 | 13000 | 2393 | 3670 | 14026 | 1845 | 1829 | 34953 | 1.17 | 1.59 | 14317.695
5923 | 19 | 247 | 2017-09-04 | 0.7673 | 1 | 0.7673 | 0.98193 | 0.8823 | 0.74613 | 0.72262 | 0.70052 | 0.60002 | 0.72741 | 0.70312 | 0.70788 | 0.678 | 0.63956 | 0.62694 | 1 | 1 | 19 | 16488 | 6117 | 8767 | 12805 | 2391 | 3645 | 13808 | 1834 | 1817 | 34980 | 1.22 | 1.63 | 13708.055
5924 | 20 | 247 | 2017-09-04 | 0.86164 | 1 | 0.86164 | 1 | 0.93549 | 0.72767 | 0.70597 | 0.68574 | 0.58399 | 0.71433 | 0.68268 | 0.68881 | 0.66359 | 0.62513 | 0.61287 | 1 | 1 | 20 | 16080 | 5976 | 8582 | 12463 | 2348 | 3539 | 13436 | 1795 | 1776 | 34195 | 1.37 | 1.66 | 14534.475
5925 | 21 | 247 | 2017-09-04 | 0.88679 | 1 | 0.88679 | 0.99398 | 0.93593 | 0.71979 | 0.70467 | 0.68718 | 0.57129 | 0.70246 | 0.67072 | 0.67533 | 0.66248 | 0.61387 | 0.60717 | 1 | 1 | 21 | 15906 | 5965 | 8600 | 12192 | 2309 | 3477 | 13173 | 1792 | 1744 | 33877 | 1.41 | 1.65 | 14541.295
5926 | 22 | 247 | 2017-09-04 | 0.84906 | 1 | 0.84906 | 0.90964 | 0.9084 | 0.70495 | 0.6821 | 0.67958 | 0.57162 | 0.69212 | 0.6549 | 0.64057 | 0.6525 | 0.59627 | 0.58726 | 1 | 1 | 22 | 15578 | 5774 | 8505 | 12199 | 2275 | 3395 | 12495 | 1765 | 1694 | 32766 | 1.35 | 1.51 | 14113.52
5927 | 23 | 247 | 2017-09-04 | 0.7673 | 1 | 0.7673 | 0.79518 | 0.88374 | 0.65599 | 0.63296 | 0.63891 | 0.55503 | 0.64557 | 0.61188 | 0.58695 | 0.6159 | 0.54136 | 0.54607 | 1 | 1 | 23 | 14496 | 5358 | 7996 | 11845 | 2122 | 3172 | 11449 | 1666 | 1538 | 30468 | 1.22 | 1.32 | 13730.465
5928 | 24 | 247 | 2017-09-04 | 0.6478 | 1 | 0.6478 | 0.68675 | 0.84359 | 0.60752 | 0.58547 | 0.59624 | 0.52219 | 0.59325 | 0.56173 | 0.53317 | 0.56895 | 0.47941 | 0.50148 | 1 | 1 | 24 | 13425 | 4956 | 7462 | 11144 | 1950 | 2912 | 10400 | 1539 | 1362 | 27980 | 1.03 | 1.14 | 13106.685
5929 | 1 | 248 | 2017-09-05 | 0.58491 | 1 | 0.58491 | 0.64458 | 0.80131 | 0.56924 | 0.55653 | 0.52737 | 0.47167 | 0.54731 | 0.54379 | 0.48698 | 0.49649 | 0.434 | 0.47049 | 2 | 1 | 25 | 12579 | 4711 | 6600 | 10066 | 1799 | 2819 | 9499 | 1343 | 1233 | 26251 | 0.93 | 1.07 | 12449.825
5930 | 2 | 248 | 2017-09-05 | 0.54717 | 1 | 0.54717 | 0.62048 | 0.77242 | 0.54104 | 0.53006 | 0.50635 | 0.44061 | 0.51384 | 0.51427 | 0.45991 | 0.47911 | 0.40971 | 0.44635 | 2 | 1 | 26 | 11956 | 4487 | 6337 | 9403 | 1689 | 2666 | 8971 | 1296 | 1164 | 24904 | 0.87 | 1.03 | 12000.945
5931 | 3 | 248 | 2017-09-05 | 0.54088 | 1 | 0.54088 | 0.60843 | 0.74901 | 0.52548 | 0.51613 | 0.49381 | 0.42036 | 0.49224 | 0.49402 | 0.44289 | 0.46543 | 0.38895 | 0.43179 | 2 | 1 | 27 | 11612 | 4369 | 6180 | 8971 | 1618 | 2561 | 8639 | 1259 | 1105 | 24092 | 0.86 | 1.01 | 11637.225
5932 | 4 | 248 | 2017-09-05 | 0.54717 | 1 | 0.54717 | 0.62048 | 0.73082 | 0.51702 | 0.50951 | 0.48781 | 0.40621 | 0.47977 | 0.4838 | 0.43443 | 0.461 | 0.37698 | 0.42588 | 2 | 1 | 28 | 11425 | 4313 | 6105 | 8669 | 1577 | 2508 | 8474 | 1247 | 1071 | 23762 | 0.87 | 1.03 | 11354.585
5933 | 5 | 248 | 2017-09-05 | 0.57862 | 1 | 0.57862 | 0.63855 | 0.71832 | 0.52172 | 0.51742 | 0.49485 | 0.40022 | 0.48312 | 0.4863 | 0.43951 | 0.46506 | 0.37839 | 0.43224 | 2 | 1 | 29 | 11529 | 4380 | 6193 | 8541 | 1588 | 2521 | 8573 | 1258 | 1075 | 24117 | 0.92 | 1.06 | 11160.345
5934 | 6 | 248 | 2017-09-05 | 0.6478 | 1 | 0.6478 | 0.69277 | 0.72546 | 0.54887 | 0.54767 | 0.52257 | 0.40565 | 0.51202 | 0.51273 | 0.46437 | 0.49057 | 0.39704 | 0.45972 | 2 | 1 | 30 | 12129 | 4636 | 6540 | 8657 | 1683 | 2658 | 9058 | 1327 | 1128 | 25650 | 1.03 | 1.15 | 11271.335
5935 | 7 | 248 | 2017-09-05 | 0.71069 | 1 | 0.71069 | 0.75904 | 0.7356 | 0.60182 | 0.6 | 0.57195 | 0.43133 | 0.56952 | 0.56366 | 0.50636 | 0.53235 | 0.43893 | 0.50513 | 2 | 1 | 31 | 13299 | 5079 | 7158 | 9205 | 1872 | 2922 | 9877 | 1440 | 1247 | 28184 | 1.13 | 1.26 | 11428.795
5936 | 8 | 248 | 2017-09-05 | 0.73585 | 1 | 0.73585 | 0.74699 | 0.74366 | 0.6287 | 0.62989 | 0.60711 | 0.46839 | 0.60024 | 0.59182 | 0.53599 | 0.5634 | 0.44914 | 0.54082 | 2 | 1 | 32 | 13893 | 5332 | 7598 | 9996 | 1973 | 3068 | 10455 | 1524 | 1276 | 30175 | 1.17 | 1.24 | 11554.04
5937 | 9 | 248 | 2017-09-05 | 0.71698 | 1 | 0.71698 | 0.71084 | 0.84656 | 0.64594 | 0.64666 | 0.62932 | 0.49918 | 0.62154 | 0.6061 | 0.56844 | 0.58595 | 0.44632 | 0.57132 | 2 | 1 | 33 | 14274 | 5474 | 7876 | 10653 | 2043 | 3142 | 11088 | 1585 | 1268 | 31877 | 1.14 | 1.18 | 13152.805
5938 | 10 | 248 | 2017-09-05 | 0.69811 | 1 | 0.69811 | 0.6988 | 0.91285 | 0.66454 | 0.66781 | 0.64994 | 0.52069 | 0.64527 | 0.62191 | 0.6095 | 0.60628 | 0.45653 | 0.60154 | 2 | 1 | 34 | 14685 | 5653 | 8134 | 11112 | 2121 | 3224 | 11889 | 1640 | 1297 | 33563 | 1.11 | 1.16 | 14182.66
5939 | 11 | 248 | 2017-09-05 | 0.7044 | 1 | 0.7044 | 0.72289 | 0.9624 | 0.68961 | 0.68848 | 0.66928 | 0.53751 | 0.67143 | 0.63947 | 0.65462 | 0.62477 | 0.47272 | 0.63341 | 2 | 1 | 35 | 15239 | 5828 | 8376 | 11471 | 2207 | 3315 | 12769 | 1690 | 1343 | 35341 | 1.12 | 1.2 | 14952.575
5940 | 12 | 248 | 2017-09-05 | 0.67925 | 1 | 0.67925 | 0.72289 | 0.97754 | 0.70631 | 0.70301 | 0.6803 | 0.55377 | 0.68299 | 0.65027 | 0.69994 | 0.63512 | 0.49243 | 0.66128 | 2 | 1 | 36 | 15608 | 5951 | 8514 | 11818 | 2245 | 3371 | 13653 | 1718 | 1399 | 36896 | 1.08 | 1.2 | 15187.805
5941 | 13 | 248 | 2017-09-05 | 0.62264 | 1 | 0.62264 | 0.6988 | 0.95214 | 0.72151 | 0.71483 | 0.68813 | 0.56164 | 0.69729 | 0.65818 | 0.74228 | 0.64843 | 0.50722 | 0.68705 | 2 | 1 | 37 | 15944 | 6051 | 8612 | 11986 | 2292 | 3412 | 14479 | 1754 | 1441 | 38334 | 0.99 | 1.16 | 14793.225
5942 | 14 | 248 | 2017-09-05 | 0.63522 | 1 | 0.63522 | 0.6988 | 0.97576 | 0.73604 | 0.72947 | 0.6982 | 0.56797 | 0.70459 | 0.6657 | 0.77863 | 0.65619 | 0.522 | 0.7115 | 2 | 1 | 38 | 16265 | 6175 | 8738 | 12121 | 2316 | 3451 | 15188 | 1775 | 1483 | 39698 | 1.01 | 1.16 | 15160.185
5943 | 15 | 248 | 2017-09-05 | 0.65409 | 1 | 0.65409 | 0.70482 | 1 | 0.73857 | 0.73207 | 0.697 | 0.57565 | 0.70338 | 0.66937 | 0.80242 | 0.65545 | 0.52834 | 0.72774 | 2 | 1 | 39 | 16321 | 6197 | 8723 | 12285 | 2312 | 3470 | 15652 | 1773 | 1501 | 40604 | 1.04 | 1.17 | 15536.75
5944 | 16 | 248 | 2017-09-05 | 0.67925 | 1 | 0.67925 | 0.72289 | 0.99944 | 0.7369 | 0.73231 | 0.69309 | 0.57565 | 0.69851 | 0.6657 | 0.81965 | 0.65545 | 0.53467 | 0.73887 | 2 | 1 | 40 | 16284 | 6199 | 8674 | 12285 | 2296 | 3451 | 15988 | 1773 | 1519 | 41225 | 1.08 | 1.2 | 15528.105
5945 | 17 | 248 | 2017-09-05 | 0.73585 | 1 | 0.73585 | 0.78313 | 0.98608 | 0.73803 | 0.73668 | 0.68893 | 0.57284 | 0.69668 | 0.66339 | 0.83021 | 0.65434 | 0.55016 | 0.74761 | 2 | 1 | 41 | 16309 | 6236 | 8622 | 12225 | 2290 | 3439 | 16194 | 1770 | 1563 | 41713 | 1.17 | 1.3 | 15320.515
5946 | 18 | 248 | 2017-09-05 | 0.79874 | 1 | 0.79874 | 0.81325 | 0.92154 | 0.73215 | 0.73467 | 0.68022 | 0.56712 | 0.69334 | 0.65779 | 0.82575 | 0.64917 | 0.55403 | 0.74931 | 2 | 1 | 42 | 16179 | 6219 | 8513 | 12103 | 2279 | 3410 | 16107 | 1756 | 1574 | 41808 | 1.27 | 1.35 | 14317.695
5947 | 19 | 248 | 2017-09-05 | 0.83648 | 1 | 0.83648 | 0.8494 | 0.8823 | 0.7173 | 0.72794 | 0.66712 | 0.55447 | 0.68056 | 0.6495 | 0.80309 | 0.63771 | 0.55016 | 0.73403 | 2 | 1 | 43 | 15851 | 6162 | 8349 | 11833 | 2237 | 3367 | 15665 | 1725 | 1563 | 40955 | 1.33 | 1.41 | 13708.055
5948 | 20 | 248 | 2017-09-05 | 0.91824 | 1 | 0.91824 | 0.90361 | 0.93549 | 0.70205 | 0.72262 | 0.66033 | 0.53938 | 0.66078 | 0.64043 | 0.77412 | 0.63327 | 0.54417 | 0.71754 | 2 | 1 | 44 | 15514 | 6117 | 8264 | 11511 | 2172 | 3320 | 15100 | 1713 | 1546 | 40035 | 1.46 | 1.5 | 14534.475
5949 | 21 | 248 | 2017-09-05 | 0.91195 | 1 | 0.91195 | 0.93976 | 0.93593 | 0.70165 | 0.72085 | 0.6628 | 0.53606 | 0.65622 | 0.6385 | 0.75602 | 0.62625 | 0.54241 | 0.70603 | 2 | 1 | 45 | 15505 | 6102 | 8295 | 11440 | 2157 | 3310 | 14747 | 1694 | 1541 | 39393 | 1.45 | 1.56 | 14541.295
5950 | 22 | 248 | 2017-09-05 | 0.89308 | 1 | 0.89308 | 0.89759 | 0.9084 | 0.68192 | 0.68895 | 0.64818 | 0.53367 | 0.64344 | 0.61883 | 0.70712 | 0.60518 | 0.52411 | 0.66832 | 2 | 1 | 46 | 15069 | 5832 | 8112 | 11389 | 2115 | 3208 | 13793 | 1637 | 1489 | 37289 | 1.42 | 1.49 | 14113.52
5951 | 23 | 248 | 2017-09-05 | 0.7673 | 1 | 0.7673 | 0.8012 | 0.88374 | 0.63322 | 0.63379 | 0.60352 | 0.51178 | 0.59446 | 0.5735 | 0.64365 | 0.56488 | 0.4787 | 0.61249 | 2 | 1 | 47 | 13993 | 5365 | 7553 | 10922 | 1954 | 2973 | 12555 | 1528 | 1360 | 34174 | 1.22 | 1.33 | 13730.465
5952 | 24 | 248 | 2017-09-05 | 0.69182 | 1 | 0.69182 | 0.69277 | 0.84359 | 0.58245 | 0.58441 | 0.56117 | 0.47613 | 0.54092 | 0.5272 | 0.58351 | 0.52311 | 0.42837 | 0.55926 | 2 | 1 | 48 | 12871 | 4947 | 7023 | 10161 | 1778 | 2733 | 11382 | 1415 | 1217 | 31204 | 1.1 | 1.15 | 13106.685
5953 | 1 | 249 | 2017-09-06 | 0.61635 | 1 | 0.61635 | 0.64458 | 0.80131 | 0.53656 | 0.55901 | 0.51778 | 0.42739 | 0.48981 | 0.48727 | 0.51287 | 0.48872 | 0.38332 | 0.51177 | 3 | 1 | 49 | 11857 | 4732 | 6480 | 9121 | 1610 | 2526 | 10004 | 1322 | 1089 | 28554 | 0.98 | 1.07 | 12449.825
5954 | 2 | 249 | 2017-09-06 | 0.61006 | 1 | 0.61006 | 0.62048 | 0.77242 | 0.51244 | 0.53881 | 0.49876 | 0.40317 | 0.46517 | 0.46431 | 0.4857 | 0.46876 | 0.35938 | 0.48171 | 3 | 1 | 50 | 11324 | 4561 | 6242 | 8604 | 1529 | 2407 | 9474 | 1268 | 1021 | 26877 | 0.97 | 1.03 | 12000.945
5955 | 3 | 249 | 2017-09-06 | 0.59748 | 1 | 0.59748 | 0.62048 | 0.74901 | 0.49959 | 0.52581 | 0.48702 | 0.38859 | 0.45117 | 0.4485 | 0.46765 | 0.45693 | 0.34495 | 0.46192 | 3 | 1 | 51 | 11040 | 4451 | 6095 | 8293 | 1483 | 2325 | 9122 | 1236 | 980 | 25773 | 0.95 | 1.03 | 11637.225
5956 | 4 | 249 | 2017-09-06 | 0.58491 | 1 | 0.58491 | 0.62048 | 0.73082 | 0.4952 | 0.5205 | 0.48014 | 0.37894 | 0.44448 | 0.44194 | 0.45724 | 0.45139 | 0.33721 | 0.45144 | 3 | 1 | 52 | 10943 | 4406 | 6009 | 8087 | 1461 | 2291 | 8919 | 1221 | 958 | 25188 | 0.93 | 1.03 | 11354.585
5957 | 5 | 249 | 2017-09-06 | 0.60377 | 1 | 0.60377 | 0.64458 | 0.71832 | 0.50131 | 0.52747 | 0.48318 | 0.37585 | 0.45148 | 0.44695 | 0.46017 | 0.45619 | 0.33897 | 0.45447 | 3 | 1 | 53 | 11078 | 4465 | 6047 | 8021 | 1484 | 2317 | 8976 | 1234 | 963 | 25357 | 0.96 | 1.07 | 11160.345
5958 | 6 | 249 | 2017-09-06 | 0.67296 | 1 | 0.67296 | 0.6988 | 0.72546 | 0.53041 | 0.55393 | 0.50907 | 0.38424 | 0.48281 | 0.47434 | 0.48559 | 0.47763 | 0.35938 | 0.4799 | 3 | 1 | 54 | 11721 | 4689 | 6371 | 8200 | 1587 | 2459 | 9472 | 1292 | 1021 | 26776 | 1.07 | 1.16 | 11271.335
5959 | 7 | 249 | 2017-09-06 | 0.73585 | 1 | 0.73585 | 0.77108 | 0.7356 | 0.5844 | 0.60165 | 0.55166 | 0.4101 | 0.54183 | 0.52141 | 0.52994 | 0.51128 | 0.40514 | 0.52494 | 3 | 1 | 55 | 12914 | 5093 | 6904 | 8752 | 1781 | 2703 | 10337 | 1383 | 1151 | 29289 | 1.17 | 1.28 | 11428.795
5960 | 8 | 249 | 2017-09-06 | 0.74214 | 1 | 0.74214 | 0.78313 | 0.74366 | 0.61263 | 0.62481 | 0.58194 | 0.45134 | 0.57834 | 0.55073 | 0.55644 | 0.53604 | 0.42063 | 0.55564 | 3 | 1 | 56 | 13538 | 5289 | 7283 | 9632 | 1901 | 2855 | 10854 | 1450 | 1195 | 31002 | 1.18 | 1.3 | 11554.04
5961 | 9 | 249 | 2017-09-06 | 0.74843 | 1 | 0.74843 | 0.74699 | 0.84656 | 0.62141 | 0.63603 | 0.59928 | 0.48044 | 0.59233 | 0.56501 | 0.573 | 0.56044 | 0.41394 | 0.57459 | 3 | 1 | 57 | 13732 | 5384 | 7500 | 10253 | 1947 | 2929 | 11177 | 1516 | 1176 | 32059 | 1.19 | 1.24 | 13152.805
5962 | 10 | 249 | 2017-09-06 | 0.71698 | 1 | 0.71698 | 0.72892 | 0.91285 | 0.63372 | 0.64548 | 0.61398 | 0.49782 | 0.60542 | 0.57851 | 0.58931 | 0.58004 | 0.41605 | 0.58982 | 3 | 1 | 58 | 14004 | 5464 | 7684 | 10624 | 1990 | 2999 | 11495 | 1569 | 1182 | 32909 | 1.14 | 1.21 | 14182.66
5963 | 11 | 249 | 2017-09-06 | 0.71698 | 1 | 0.71698 | 0.71084 | 0.9624 | 0.65024 | 0.65635 | 0.62565 | 0.51033 | 0.61819 | 0.59163 | 0.60704 | 0.5963 | 0.42485 | 0.60127 | 3 | 1 | 59 | 14369 | 5556 | 7830 | 10891 | 2032 | 3067 | 11841 | 1613 | 1207 | 33548 | 1.14 | 1.18 | 14952.575
5964 | 12 | 249 | 2017-09-06 | 0.69811 | 1 | 0.69811 | 0.68072 | 0.97754 | 0.65965 | 0.66356 | 0.6318 | 0.522 | 0.6258 | 0.59973 | 0.62017 | 0.60813 | 0.43576 | 0.61109 | 3 | 1 | 60 | 14577 | 5617 | 7907 | 11140 | 2057 | 3109 | 12097 | 1645 | 1238 | 34096 | 1.11 | 1.13 | 15187.805
5965 | 13 | 249 | 2017-09-06 | 0.63522 | 1 | 0.63522 | 0.6506 | 0.95214 | 0.6702 | 0.6671 | 0.63636 | 0.52692 | 0.6331 | 0.60397 | 0.62986 | 0.6159 | 0.44527 | 0.61674 | 3 | 1 | 61 | 14810 | 5647 | 7964 | 11245 | 2081 | 3131 | 12286 | 1666 | 1265 | 34411 | 1.01 | 1.08 | 14793.225
5966 | 14 | 249 | 2017-09-06 | 0.61635 | 1 | 0.61635 | 0.63253 | 0.97576 | 0.68092 | 0.67348 | 0.64299 | 0.53086 | 0.63614 | 0.60899 | 0.63524 | 0.62366 | 0.45723 | 0.62323 | 3 | 1 | 62 | 15047 | 5701 | 8047 | 11329 | 2091 | 3157 | 12391 | 1687 | 1299 | 34773 | 0.98 | 1.05 | 15160.185
5967 | 15 | 249 | 2017-09-06 | 0.61635 | 1 | 0.61635 | 0.65663 | 1 | 0.68287 | 0.67159 | 0.63875 | 0.53479 | 0.63432 | 0.61169 | 0.63529 | 0.62329 | 0.46427 | 0.62611 | 3 | 1 | 63 | 15090 | 5685 | 7994 | 11413 | 2085 | 3171 | 12392 | 1686 | 1319 | 34934 | 0.98 | 1.09 | 15536.75
5968 | 16 | 249 | 2017-09-06 | 0.64151 | 1 | 0.64151 | 0.68072 | 0.99944 | 0.6835 | 0.67123 | 0.63476 | 0.53414 | 0.62762 | 0.61073 | 0.62914 | 0.62292 | 0.47166 | 0.62696 | 3 | 1 | 64 | 15104 | 5682 | 7944 | 11399 | 2063 | 3166 | 12272 | 1685 | 1340 | 34981 | 1.02 | 1.13 | 15528.105
5969 | 17 | 249 | 2017-09-06 | 0.66667 | 1 | 0.66667 | 0.72892 | 0.98608 | 0.68413 | 0.67372 | 0.63132 | 0.53034 | 0.62762 | 0.61208 | 0.62304 | 0.62477 | 0.48645 | 0.62808 | 3 | 1 | 65 | 15118 | 5703 | 7901 | 11318 | 2063 | 3173 | 12153 | 1690 | 1382 | 35044 | 1.06 | 1.21 | 15320.515
5970 | 18 | 249 | 2017-09-06 | 0.68553 | 1 | 0.68553 | 0.77711 | 0.92154 | 0.6778 | 0.67242 | 0.62685 | 0.52847 | 0.62854 | 0.61323 | 0.61545 | 0.61885 | 0.49454 | 0.62402 | 3 | 1 | 66 | 14978 | 5692 | 7845 | 11278 | 2066 | 3179 | 12005 | 1674 | 1405 | 34817 | 1.09 | 1.29 | 14317.695
5971 | 19 | 249 | 2017-09-06 | 0.7044 | 1 | 0.7044 | 0.79518 | 0.8823 | 0.66961 | 0.66486 | 0.61998 | 0.52223 | 0.62367 | 0.60802 | 0.60299 | 0.60481 | 0.49912 | 0.60828 | 3 | 1 | 67 | 14797 | 5628 | 7759 | 11145 | 2050 | 3152 | 11762 | 1636 | 1418 | 33939 | 1.12 | 1.32 | 13708.055
5972 | 20 | 249 | 2017-09-06 | 0.7673 | 1 | 0.7673 | 0.8494 | 0.93549 | 0.67065 | 0.6632 | 0.6183 | 0.51563 | 0.62276 | 0.60031 | 0.59643 | 0.59409 | 0.4963 | 0.60267 | 3 | 1 | 68 | 14820 | 5614 | 7738 | 11004 | 2047 | 3112 | 11634 | 1607 | 1410 | 33626 | 1.22 | 1.41 | 14534.475
5973 | 21 | 249 | 2017-09-06 | 0.83648 | 1 | 0.83648 | 0.89759 | 0.93593 | 0.66825 | 0.66722 | 0.6203 | 0.51891 | 0.62093 | 0.59934 | 0.59228 | 0.59482 | 0.49982 | 0.59824 | 3 | 1 | 69 | 14767 | 5648 | 7763 | 11074 | 2041 | 3107 | 11553 | 1609 | 1420 | 33379 | 1.33 | 1.49 | 14541.295
5974 | 22 | 249 | 2017-09-06 | 0.8239 | 1 | 0.8239 | 0.87349 | 0.9084 | 0.64513 | 0.6443 | 0.61135 | 0.51685 | 0.6042 | 0.58526 | 0.56224 | 0.5793 | 0.48856 | 0.5693 | 3 | 1 | 70 | 14256 | 5454 | 7651 | 11030 | 1986 | 3034 | 10967 | 1567 | 1388 | 31764 | 1.31 | 1.45 | 14113.52
5975 | 23 | 249 | 2017-09-06 | 0.77358 | 1 | 0.77358 | 0.75904 | 0.88374 | 0.6001 | 0.59882 | 0.57403 | 0.49702 | 0.56191 | 0.54321 | 0.51846 | 0.54122 | 0.44738 | 0.52304 | 3 | 1 | 71 | 13261 | 5069 | 7184 | 10607 | 1847 | 2816 | 10113 | 1464 | 1271 | 29183 | 1.23 | 1.26 | 13730.465
5976 | 24 | 249 | 2017-09-06 | 0.7044 | 1 | 0.7044 | 0.68072 | 0.84359 | 0.5581 | 0.557 | 0.53464 | 0.46174 | 0.51841 | 0.5027 | 0.47524 | 0.50129 | 0.40303 | 0.47924 | 3 | 1 | 72 | 12333 | 4715 | 6691 | 9854 | 1704 | 2606 | 9270 | 1356 | 1145 | 26739 | 1.12 | 1.13 | 13106.685
5977 | 1 | 250 | 2017-09-07 | 0.6478 | 1 | 0.6478 | 0.63253 | 0.80131 | 0.52471 | 0.51872 | 0.50787 | 0.42786 | 0.47916 | 0.46894 | 0.43566 | 0.46617 | 0.36677 | 0.44079 | 4 | 1 | 73 | 11595 | 4391 | 6356 | 9131 | 1575 | 2431 | 8498 | 1261 | 1042 | 24594 | 1.03 | 1.05 | 12449.825
5978 | 2 | 250 | 2017-09-07 | 0.59748 | 1 | 0.59748 | 0.61446 | 0.77242 | 0.50557 | 0.50159 | 0.48973 | 0.40373 | 0.45604 | 0.44985 | 0.4148 | 0.45028 | 0.35164 | 0.41866 | 4 | 1 | 74 | 11172 | 4246 | 6129 | 8616 | 1499 | 2332 | 8091 | 1218 | 999 | 23359 | 0.95 | 1.02 | 12000.945
5979 | 3 | 250 | 2017-09-07 | 0.57862 | 1 | 0.57862 | 0.59639 | 0.74901 | 0.49584 | 0.49214 | 0.47982 | 0.38869 | 0.44265 | 0.43866 | 0.40254 | 0.4403 | 0.34389 | 0.40631 | 4 | 1 | 75 | 10957 | 4166 | 6005 | 8295 | 1455 | 2274 | 7852 | 1191 | 977 | 22670 | 0.92 | 0.99 | 11637.225
5980 | 4 | 250 | 2017-09-07 | 0.58491 | 1 | 0.58491 | 0.61446 | 0.73082 | 0.49231 | 0.48955 | 0.47639 | 0.37918 | 0.43657 | 0.43326 | 0.39731 | 0.43734 | 0.34073 | 0.40022 | 4 | 1 | 76 | 10879 | 4144 | 5962 | 8092 | 1435 | 2246 | 7750 | 1183 | 968 | 22330 | 0.93 | 1.02 | 11354.585
5981 | 5 | 250 | 2017-09-07 | 0.58491 | 1 | 0.58491 | 0.62048 | 0.71832 | 0.50014 | 0.49852 | 0.48358 | 0.37576 | 0.44357 | 0.44078 | 0.40382 | 0.44251 | 0.35093 | 0.40586 | 4 | 1 | 77 | 11052 | 4220 | 6052 | 8019 | 1458 | 2285 | 7877 | 1197 | 997 | 22645 | 0.93 | 1.03 | 11160.345
5982 | 6 | 250 | 2017-09-07 | 0.61635 | 1 | 0.61635 | 0.6747 | 0.72546 | 0.53127 | 0.52983 | 0.50859 | 0.38377 | 0.47399 | 0.46894 | 0.43023 | 0.4658 | 0.3812 | 0.43269 | 4 | 1 | 78 | 11740 | 4485 | 6365 | 8190 | 1558 | 2431 | 8392 | 1260 | 1083 | 24142 | 0.98 | 1.12 | 11271.335
5983 | 7 | 250 | 2017-09-07 | 0.67296 | 1 | 0.67296 | 0.75904 | 0.7356 | 0.58381 | 0.57897 | 0.55278 | 0.40917 | 0.52753 | 0.51755 | 0.47155 | 0.49982 | 0.43013 | 0.4773 | 4 | 1 | 79 | 12901 | 4901 | 6918 | 8732 | 1734 | 2683 | 9198 | 1352 | 1222 | 26631 | 1.07 | 1.26 | 11428.795
5984 | 8 | 250 | 2017-09-07 | 0.72327 | 1 | 0.72327 | 0.74699 | 0.74366 | 0.61078 | 0.60248 | 0.58274 | 0.44731 | 0.56039 | 0.5461 | 0.49636 | 0.5268 | 0.44386 | 0.50876 | 4 | 1 | 80 | 13497 | 5100 | 7293 | 9546 | 1842 | 2831 | 9682 | 1425 | 1261 | 28386 | 1.15 | 1.24 | 11554.04
5985 | 9 | 250 | 2017-09-07 | 0.75472 | 1 | 0.75472 | 0.71084 | 0.84656 | 0.62087 | 0.6104 | 0.59521 | 0.47809 | 0.57834 | 0.56096 | 0.51179 | 0.54603 | 0.43471 | 0.52585 | 4 | 1 | 81 | 13720 | 5167 | 7449 | 10203 | 1901 | 2908 | 9983 | 1477 | 1235 | 29340 | 1.2 | 1.18 | 13152.805
5986 | 10 | 250 | 2017-09-07 | 0.79245 | 1 | 0.79245 | 0.6747 | 0.91285 | 0.63074 | 0.61701 | 0.60879 | 0.49763 | 0.59264 | 0.57234 | 0.5282 | 0.56118 | 0.43013 | 0.53799 | 4 | 1 | 82 | 13938 | 5223 | 7619 | 10620 | 1948 | 2967 | 10303 | 1518 | 1222 | 30017 | 1.26 | 1.12 | 14182.66
5987 | 11 | 250 | 2017-09-07 | 0.73585 | 1 | 0.73585 | 0.6506 | 0.9624 | 0.64164 | 0.62788 | 0.62173 | 0.51136 | 0.60572 | 0.58333 | 0.54358 | 0.57486 | 0.43189 | 0.54987 | 4 | 1 | 83 | 14179 | 5315 | 7781 | 10913 | 1991 | 3024 | 10603 | 1555 | 1227 | 30680 | 1.17 | 1.08 | 14952.575
5988 | 12 | 250 | 2017-09-07 | 0.72327 | 1 | 0.72327 | 0.61446 | 0.97754 | 0.64762 | 0.63284 | 0.62445 | 0.52331 | 0.6112 | 0.58893 | 0.55865 | 0.58299 | 0.434 | 0.55828 | 4 | 1 | 84 | 14311 | 5357 | 7815 | 11168 | 2009 | 3053 | 10897 | 1577 | 1233 | 31149 | 1.15 | 1.02 | 15187.805
5989 | 13 | 250 | 2017-09-07 | 0.71069 | 1 | 0.71069 | 0.63855 | 0.95214 | 0.65363 | 0.63603 | 0.62581 | 0.52837 | 0.61728 | 0.59414 | 0.57049 | 0.59002 | 0.43752 | 0.56415 | 4 | 1 | 85 | 14444 | 5384 | 7832 | 11276 | 2029 | 3080 | 11128 | 1596 | 1243 | 31477 | 1.13 | 1.06 | 14793.225
5990 | 14 | 250 | 2017-09-07 | 0.69182 | 1 | 0.69182 | 0.62048 | 0.97576 | 0.66214 | 0.64146 | 0.63188 | 0.53123 | 0.62124 | 0.59857 | 0.58203 | 0.59593 | 0.44245 | 0.57183 | 4 | 1 | 86 | 14632 | 5430 | 7908 | 11337 | 2042 | 3103 | 11353 | 1612 | 1257 | 31905 | 1.1 | 1.03 | 15160.185
5991 | 15 | 250 | 2017-09-07 | 0.67296 | 1 | 0.67296 | 0.62048 | 1 | 0.66431 | 0.64206 | 0.62557 | 0.53601 | 0.6185 | 0.60012 | 0.59079 | 0.5963 | 0.44562 | 0.5753 | 4 | 1 | 87 | 14680 | 5435 | 7829 | 11439 | 2033 | 3111 | 11524 | 1613 | 1266 | 32099 | 1.07 | 1.03 | 15536.75
5992 | 16 | 250 | 2017-09-07 | 0.68553 | 1 | 0.68553 | 0.63253 | 0.99944 | 0.66363 | 0.64146 | 0.62133 | 0.53475 | 0.6118 | 0.60069 | 0.5993 | 0.59519 | 0.44843 | 0.57803 | 4 | 1 | 88 | 14665 | 5430 | 7776 | 11412 | 2011 | 3114 | 11690 | 1610 | 1274 | 32251 | 1.09 | 1.05 | 15528.105
5993 | 17 | 250 | 2017-09-07 | 0.66667 | 1 | 0.66667 | 0.71084 | 0.98608 | 0.66744 | 0.6469 | 0.61814 | 0.5324 | 0.61363 | 0.60262 | 0.6073 | 0.59482 | 0.46146 | 0.58369 | 4 | 1 | 89 | 14749 | 5476 | 7736 | 11362 | 2017 | 3124 | 11846 | 1609 | 1311 | 32567 | 1.06 | 1.18 | 15320.515
5994 | 18 | 250 | 2017-09-07 | 0.69811 | 1 | 0.69811 | 0.71687 | 0.92154 | 0.66748 | 0.64784 | 0.61694 | 0.53029 | 0.61637 | 0.6034 | 0.60935 | 0.59187 | 0.4699 | 0.58579 | 4 | 1 | 90 | 14750 | 5484 | 7721 | 11317 | 2026 | 3128 | 11886 | 1601 | 1335 | 32684 | 1.11 | 1.19 | 14317.695
5995 | 19 | 250 | 2017-09-07 | 0.72327 | 1 | 0.72327 | 0.76506 | 0.8823 | 0.65992 | 0.64678 | 0.61254 | 0.5242 | 0.6115 | 0.59703 | 0.59802 | 0.58262 | 0.47554 | 0.57752 | 4 | 1 | 91 | 14583 | 5475 | 7666 | 11187 | 2010 | 3095 | 11665 | 1576 | 1351 | 32223 | 1.15 | 1.27 | 13708.055
5996 | 20 | 250 | 2017-09-07 | 0.78616 | 1 | 0.78616 | 0.80723 | 0.93549 | 0.65585 | 0.65115 | 0.61822 | 0.51314 | 0.60268 | 0.58893 | 0.58695 | 0.57856 | 0.47589 | 0.57174 | 4 | 1 | 92 | 14493 | 5512 | 7737 | 10951 | 1981 | 3053 | 11449 | 1565 | 1352 | 31900 | 1.25 | 1.34 | 14534.475
5997 | 21 | 250 | 2017-09-07 | 0.83648 | 1 | 0.83648 | 0.86145 | 0.93593 | 0.6601 | 0.65694 | 0.61846 | 0.51506 | 0.60024 | 0.59008 | 0.58377 | 0.57597 | 0.4875 | 0.56912 | 4 | 1 | 93 | 14587 | 5561 | 7740 | 10992 | 1973 | 3059 | 11387 | 1558 | 1385 | 31754 | 1.33 | 1.43 | 14541.295
5998 | 22 | 250 | 2017-09-07 | 0.81761 | 1 | 0.81761 | 0.8494 | 0.9084 | 0.64743 | 0.63603 | 0.60655 | 0.51774 | 0.58929 | 0.5814 | 0.55573 | 0.56155 | 0.48398 | 0.54523 | 4 | 1 | 94 | 14307 | 5384 | 7591 | 11049 | 1937 | 3014 | 10840 | 1519 | 1375 | 30421 | 1.3 | 1.41 | 14113.52
5999 | 23 | 250 | 2017-09-07 | 0.75472 | 1 | 0.75472 | 0.72892 | 0.88374 | 0.60426 | 0.59197 | 0.56892 | 0.50002 | 0.54883 | 0.54244 | 0.51051 | 0.5268 | 0.44773 | 0.50304 | 4 | 1 | 95 | 13353 | 5011 | 7120 | 10671 | 1804 | 2812 | 9958 | 1425 | 1272 | 28067 | 1.2 | 1.21 | 13730.465
6000 | 24 | 250 | 2017-09-07 | 0.68553 | 1 | 0.68553 | 0.6506 | 0.84359 | 0.55973 | 0.54885 | 0.53008 | 0.4661 | 0.50532 | 0.50212 | 0.46493 | 0.49057 | 0.40303 | 0.46097 | 4 | 1 | 96 | 12369 | 4646 | 6634 | 9947 | 1661 | 2603 | 9069 | 1327 | 1145 | 25720 | 1.09 | 1.08 | 13106.685
6001 | 1 | 251 | 2017-09-08 | 0.61635 | 1 | 0.61635 | 0.62651 | 0.80131 | 0.51493 | 0.52758 | 0.5014 | 0.425 | 0.4679 | 0.45486 | 0.4189 | 0.4658 | 0.37205 | 0.41959 | 5 | 1 | 97 | 11379 | 4466 | 6275 | 9070 | 1538 | 2358 | 8171 | 1260 | 1057 | 23411 | 0.98 | 1.04 | 12449.825
6002 | 2 | 251 | 2017-09-08 | 0.60377 | 1 | 0.60377 | 0.60241 | 0.77242 | 0.49493 | 0.5101 | 0.48318 | 0.40082 | 0.44539 | 0.43615 | 0.40075 | 0.44806 | 0.3534 | 0.40022 | 5 | 1 | 98 | 10937 | 4318 | 6047 | 8554 | 1464 | 2261 | 7817 | 1212 | 1004 | 22330 | 0.96 | 1 | 12000.945
6003 | 3 | 251 | 2017-09-08 | 0.59748 | 1 | 0.59748 | 0.59036 | 0.74901 | 0.48461 | 0.50219 | 0.47263 | 0.38597 | 0.4317 | 0.42438 | 0.39039 | 0.43845 | 0.346 | 0.38855 | 5 | 1 | 99 | 10709 | 4251 | 5915 | 8237 | 1419 | 2200 | 7615 | 1186 | 983 | 21679 | 0.95 | 0.98 | 11637.225
6004 | 4 | 251 | 2017-09-08 | 0.61635 | 1 | 0.61635 | 0.59036 | 0.73082 | 0.48154 | 0.50124 | 0.46752 | 0.3759 | 0.42592 | 0.4184 | 0.38578 | 0.43549 | 0.34108 | 0.38346 | 5 | 1 | 100 | 10641 | 4243 | 5851 | 8022 | 1400 | 2169 | 7525 | 1178 | 969 | 21395 | 0.98 | 0.98 | 11354.585
6005 | 5 | 251 | 2017-09-08 | 0.64151 | 1 | 0.64151 | 0.60843 | 0.71832 | 0.49041 | 0.50951 | 0.47415 | 0.37276 | 0.43292 | 0.42477 | 0.39193 | 0.4403 | 0.35023 | 0.39 | 5 | 1 | 101 | 10837 | 4313 | 5934 | 7955 | 1423 | 2202 | 7645 | 1191 | 995 | 21760 | 1.02 | 1.01 | 11160.345
6006 | 6 | 251 | 2017-09-08 | 0.71698 | 1 | 0.71698 | 0.6506 | 0.72546 | 0.51864 | 0.53763 | 0.49628 | 0.37983 | 0.46182 | 0.45062 | 0.41874 | 0.46248 | 0.37874 | 0.41459 | 5 | 1 | 102 | 11461 | 4551 | 6211 | 8106 | 1518 | 2336 | 8168 | 1251 | 1076 | 23132 | 1.14 | 1.08 | 11271.335
6007 | 7 | 251 | 2017-09-08 | 0.77358 | 1 | 0.77358 | 0.68675 | 0.7356 | 0.56738 | 0.5798 | 0.53664 | 0.40556 | 0.51445 | 0.49807 | 0.46478 | 0.49427 | 0.43048 | 0.4554 | 5 | 1 | 103 | 12538 | 4908 | 6716 | 8655 | 1691 | 2582 | 9066 | 1337 | 1223 | 25409 | 1.23 | 1.14 | 11428.795
6008 | 8 | 251 | 2017-09-08 | 0.77987 | 1 | 0.77987 | 0.71687 | 0.74366 | 0.59358 | 0.60579 | 0.56772 | 0.44482 | 0.54883 | 0.52681 | 0.49139 | 0.51978 | 0.44386 | 0.487 | 5 | 1 | 104 | 13117 | 5128 | 7105 | 9493 | 1804 | 2731 | 9585 | 1406 | 1261 | 27172 | 1.24 | 1.19 | 11554.04
6009 | 9 | 251 | 2017-09-08 | 0.73585 | 1 | 0.73585 | 0.77108 | 0.84656 | 0.60386 | 0.61524 | 0.58306 | 0.47524 | 0.56343 | 0.53723 | 0.50523 | 0.54159 | 0.43013 | 0.50585 | 5 | 1 | 105 | 13344 | 5208 | 7297 | 10142 | 1852 | 2785 | 9855 | 1465 | 1222 | 28224 | 1.17 | 1.28 | 13152.805
6010 | 10 | 251 | 2017-09-08 | 0.67925 | 1 | 0.67925 | 0.74096 | 0.91285 | 0.61336 | 0.62363 | 0.59529 | 0.49412 | 0.57621 | 0.5544 | 0.52046 | 0.55564 | 0.43154 | 0.51664 | 5 | 1 | 106 | 13554 | 5279 | 7450 | 10545 | 1894 | 2874 | 10152 | 1503 | 1226 | 28826 | 1.08 | 1.23 | 14182.66
6011 | 11 | 251 | 2017-09-08 | 0.66667 | 1 | 0.66667 | 0.75301 | 0.9624 | 0.62209 | 0.63237 | 0.60392 | 0.50752 | 0.58807 | 0.57002 | 0.53527 | 0.56747 | 0.43647 | 0.52646 | 5 | 1 | 107 | 13747 | 5353 | 7558 | 10831 | 1933 | 2955 | 10441 | 1535 | 1240 | 29374 | 1.06 | 1.25 | 14952.575
6012 | 12 | 251 | 2017-09-08 | 0.6478 | 1 | 0.6478 | 0.73494 | 0.97754 | 0.62635 | 0.63544 | 0.60559 | 0.5183 | 0.59325 | 0.5787 | 0.54711 | 0.57412 | 0.44104 | 0.53288 | 5 | 1 | 108 | 13841 | 5379 | 7579 | 11061 | 1950 | 3000 | 10672 | 1553 | 1253 | 29732 | 1.03 | 1.22 | 15187.805
6013 | 13 | 251 | 2017-09-08 | 0.66667 | 1 | 0.66667 | 0.71084 | 0.95214 | 0.63096 | 0.63509 | 0.60615 | 0.52228 | 0.59629 | 0.58584 | 0.56101 | 0.58115 | 0.44632 | 0.54139 | 5 | 1 | 109 | 13943 | 5376 | 7586 | 11146 | 1960 | 3037 | 10943 | 1572 | 1268 | 30207 | 1.06 | 1.18 | 14793.225
6014 | 14 | 251 | 2017-09-08 | 0.6478 | 1 | 0.6478 | 0.70482 | 0.97576 | 0.63816 | 0.6391 | 0.60807 | 0.52341 | 0.60085 | 0.5951 | 0.5687 | 0.58447 | 0.45442 | 0.54759 | 5 | 1 | 110 | 14102 | 5410 | 7610 | 11170 | 1975 | 3085 | 11093 | 1581 | 1291 | 30553 | 1.03 | 1.17 | 15160.185
6015 | 15 | 251 | 2017-09-08 | 0.62893 | 1 | 0.62893 | 0.69277 | 1 | 0.63684 | 0.63497 | 0.6028 | 0.52655 | 0.59629 | 0.60185 | 0.57721 | 0.57967 | 0.46251 | 0.55055 | 5 | 1 | 111 | 14073 | 5375 | 7544 | 11237 | 1960 | 3120 | 11259 | 1568 | 1314 | 30718 | 1 | 1.15 | 15536.75
6016 | 16 | 251 | 2017-09-08 | 0.67296 | 1 | 0.67296 | 0.69277 | 0.99944 | 0.63503 | 0.63284 | 0.59361 | 0.52355 | 0.58716 | 0.60706 | 0.58315 | 0.57671 | 0.4692 | 0.55231 | 5 | 1 | 112 | 14033 | 5357 | 7429 | 11173 | 1930 | 3147 | 11375 | 1560 | 1333 | 30816 | 1.07 | 1.15 | 15528.105
6017 | 17 | 251 | 2017-09-08 | 0.72327 | 1 | 0.72327 | 0.75301 | 0.98608 | 0.6339 | 0.63414 | 0.58865 | 0.51764 | 0.58625 | 0.60802 | 0.5869 | 0.57116 | 0.48363 | 0.55571 | 5 | 1 | 113 | 14008 | 5368 | 7367 | 11047 | 1927 | 3152 | 11448 | 1545 | 1374 | 31006 | 1.15 | 1.25 | 15320.515
6018 | 18 | 251 | 2017-09-08 | 0.7673 | 1 | 0.7673 | 0.80723 | 0.92154 | 0.63074 | 0.63119 | 0.5841 | 0.51202 | 0.57956 | 0.60397 | 0.58741 | 0.56525 | 0.48715 | 0.55593 | 5 | 1 | 114 | 13938 | 5343 | 7310 | 10927 | 1905 | 3131 | 11458 | 1529 | 1384 | 31018 | 1.22 | 1.34 | 14317.695
6019 | 19 | 251 | 2017-09-08 | 0.77358 | 1 | 0.77358 | 0.83133 | 0.8823 | 0.61865 | 0.62445 | 0.57619 | 0.50429 | 0.56952 | 0.59028 | 0.57428 | 0.55231 | 0.48293 | 0.5455 | 5 | 1 | 115 | 13671 | 5286 | 7211 | 10762 | 1872 | 3060 | 11202 | 1494 | 1372 | 30436 | 1.23 | 1.38 | 13708.055
6020 | 20 | 251 | 2017-09-08 | 0.80503 | 1 | 0.80503 | 0.8494 | 0.93549 | 0.60666 | 0.6176 | 0.57131 | 0.49459 | 0.561 | 0.57697 | 0.56388 | 0.54455 | 0.47694 | 0.53668 | 5 | 1 | 116 | 13406 | 5228 | 7150 | 10555 | 1844 | 2991 | 10999 | 1473 | 1355 | 29944 | 1.28 | 1.41 | 14534.475
6021 | 21 | 251 | 2017-09-08 | 0.89937 | 1 | 0.89937 | 0.93373 | 0.93593 | 0.61006 | 0.62185 | 0.56996 | 0.49501 | 0.55461 | 0.57446 | 0.55578 | 0.54492 | 0.47659 | 0.53535 | 5 | 1 | 117 | 13481 | 5264 | 7133 | 10564 | 1823 | 2978 | 10841 | 1474 | 1354 | 29870 | 1.43 | 1.55 | 14541.295
6022 | 22 | 251 | 2017-09-08 | 0.88679 | 1 | 0.88679 | 0.90964 | 0.9084 | 0.60091 | 0.60851 | 0.565 | 0.49374 | 0.54335 | 0.56076 | 0.53271 | 0.53346 | 0.47131 | 0.51809 | 5 | 1 | 118 | 13279 | 5151 | 7071 | 10537 | 1786 | 2907 | 10391 | 1443 | 1339 | 28907 | 1.41 | 1.51 | 14113.52
6023 | 23 | 251 | 2017-09-08 | 0.79874 | 1 | 0.79874 | 0.85542 | 0.88374 | 0.56856 | 0.57377 | 0.536 | 0.47852 | 0.51019 | 0.53009 | 0.49774 | 0.50647 | 0.44421 | 0.48447 | 5 | 1 | 119 | 12564 | 4857 | 6708 | 10212 | 1677 | 2748 | 9709 | 1370 | 1262 | 27031 | 1.27 | 1.42 | 13730.465
6024 | 24 | 251 | 2017-09-08 | 0.7044 | 1 | 0.7044 | 0.77108 | 0.84359 | 0.52865 | 0.53668 | 0.50132 | 0.44843 | 0.47003 | 0.49228 | 0.45986 | 0.47542 | 0.4069 | 0.44742 | 5 | 1 | 120 | 11682 | 4543 | 6274 | 9570 | 1545 | 2552 | 8970 | 1286 | 1156 | 24964 | 1.12 | 1.28 | 13106.685
6025 | 1 | 252 | 2017-09-09 | 0.76101 | 1 | 0.76101 | 0.71687 | 0.77448 | 0.49493 | 0.50254 | 0.47567 | 0.4235 | 0.43566 | 0.45235 | 0.41792 | 0.4488 | 0.37029 | 0.41337 | 6 | 2 | 121 | 10937 | 4254 | 5953 | 9038 | 1432 | 2345 | 8152 | 1214 | 1052 | 23064 | 1.21 | 1.19 | 12032.86
6026 | 2 | 252 | 2017-09-09 | 0.71698 | 1 | 0.71698 | 0.66867 | 0.74964 | 0.47556 | 0.48576 | 0.45737 | 0.39815 | 0.41162 | 0.43017 | 0.39834 | 0.43216 | 0.34952 | 0.39403 | 6 | 2 | 122 | 10509 | 4112 | 5724 | 8497 | 1353 | 2230 | 7770 | 1169 | 993 | 21985 | 1.14 | 1.11 | 11646.96
6027 | 3 | 252 | 2017-09-09 | 0.7044 | 1 | 0.7044 | 0.64458 | 0.72838 | 0.4647 | 0.47596 | 0.44714 | 0.38232 | 0.39702 | 0.41532 | 0.38716 | 0.42218 | 0.33826 | 0.38184 | 6 | 2 | 123 | 10269 | 4029 | 5596 | 8159 | 1305 | 2153 | 7552 | 1142 | 961 | 21305 | 1.12 | 1.07 | 11316.6
6028 | 4 | 252 | 2017-09-09 | 0.69811 | 1 | 0.69811 | 0.63253 | 0.71262 | 0.45932 | 0.47277 | 0.44083 | 0.37112 | 0.38972 | 0.40721 | 0.38168 | 0.41701 | 0.33193 | 0.37498 | 6 | 2 | 124 | 10150 | 4002 | 5517 | 7920 | 1281 | 2111 | 7445 | 1128 | 943 | 20922 | 1.11 | 1.05 | 11071.73
6029 | 5 | 252 | 2017-09-09 | 0.69182 | 1 | 0.69182 | 0.63253 | 0.70005 | 0.46108 | 0.47478 | 0.44211 | 0.36596 | 0.39063 | 0.40644 | 0.37947 | 0.41627 | 0.33087 | 0.37523 | 6 | 2 | 125 | 10189 | 4019 | 5533 | 7810 | 1284 | 2107 | 7402 | 1126 | 940 | 20936 | 1.1 | 1.05 | 10876.555
6030 | 6 | 252 | 2017-09-09 | 0.7044 | 1 | 0.7044 | 0.68072 | 0.69248 | 0.47113 | 0.48482 | 0.44922 | 0.3662 | 0.39915 | 0.41532 | 0.3865 | 0.42403 | 0.34143 | 0.38269 | 6 | 2 | 126 | 10411 | 4104 | 5622 | 7815 | 1312 | 2153 | 7539 | 1147 | 970 | 21352 | 1.12 | 1.13 | 10758.83
6031 | 7 | 252 | 2017-09-09 | 0.75472 | 1 | 0.75472 | 0.74096 | 0.68725 | 0.48597 | 0.49841 | 0.45937 | 0.37365 | 0.41649 | 0.43248 | 0.40013 | 0.42994 | 0.3541 | 0.39584 | 6 | 2 | 127 | 10739 | 4219 | 5749 | 7974 | 1369 | 2242 | 7805 | 1163 | 1006 | 22086 | 1.2 | 1.23 | 10677.68
6032 | 8 | 252 | 2017-09-09 | 0.81761 | 1 | 0.81761 | 0.77711 | 0.67879 | 0.50072 | 0.51719 | 0.47143 | 0.38503 | 0.43505 | 0.45158 | 0.41961 | 0.44214 | 0.37135 | 0.41572 | 6 | 2 | 128 | 11065 | 4378 | 5900 | 8217 | 1430 | 2341 | 8185 | 1196 | 1055 | 23195 | 1.3 | 1.29 | 10546.135
6033 | 9 | 252 | 2017-09-09 | 0.84277 | 1 | 0.84277 | 0.83133 | 0.73509 | 0.52258 | 0.54271 | 0.49525 | 0.40101 | 0.45999 | 0.4728 | 0.4494 | 0.46506 | 0.39599 | 0.44303 | 6 | 2 | 129 | 11548 | 4594 | 6198 | 8558 | 1512 | 2451 | 8766 | 1258 | 1125 | 24719 | 1.34 | 1.38 | 11420.965
6034 | 10 | 252 | 2017-09-09 | 0.8805 | 1 | 0.8805 | 0.85542 | 0.80309 | 0.54181 | 0.56066 | 0.5141 | 0.42219 | 0.48372 | 0.49537 | 0.47508 | 0.48762 | 0.41535 | 0.46382 | 6 | 2 | 130 | 11973 | 4746 | 6434 | 9010 | 1590 | 2568 | 9267 | 1319 | 1180 | 25879 | 1.4 | 1.42 | 12477.48
6035 | 11 | 252 | 2017-09-09 | 0.84906 | 1 | 0.84906 | 0.83133 | 0.84627 | 0.55417 | 0.56858 | 0.52481 | 0.43948 | 0.49802 | 0.51466 | 0.49257 | 0.50129 | 0.42872 | 0.474 | 6 | 2 | 131 | 12246 | 4813 | 6568 | 9379 | 1637 | 2668 | 9608 | 1356 | 1218 | 26447 | 1.35 | 1.38 | 13148.295
6036 | 12 | 252 | 2017-09-09 | 0.8239 | 1 | 0.8239 | 0.78916 | 0.85829 | 0.55833 | 0.56905 | 0.52569 | 0.45096 | 0.5038 | 0.52411 | 0.50282 | 0.50536 | 0.43717 | 0.478 | 6 | 2 | 132 | 12338 | 4817 | 6579 | 9624 | 1656 | 2717 | 9808 | 1367 | 1242 | 26670 | 1.31 | 1.31 | 13334.96
6037 | 13 | 252 | 2017-09-09 | 0.80503 | 1 | 0.80503 | 0.78916 | 0.83365 | 0.55987 | 0.56503 | 0.52433 | 0.45466 | 0.50441 | 0.52816 | 0.50738 | 0.50943 | 0.44139 | 0.47886 | 6 | 2 | 133 | 12372 | 4783 | 6562 | 9703 | 1658 | 2738 | 9897 | 1378 | 1254 | 26718 | 1.28 | 1.31 | 12952.21
6038 | 14 | 252 | 2017-09-09 | 0.81132 | 1 | 0.81132 | 0.74699 | 0.83998 | 0.5605 | 0.56232 | 0.52457 | 0.45701 | 0.50472 | 0.53144 | 0.50861 | 0.50906 | 0.44984 | 0.47746 | 6 | 2 | 134 | 12386 | 4760 | 6565 | 9753 | 1659 | 2755 | 9921 | 1377 | 1278 | 26640 | 1.29 | 1.24 | 13050.635
6039 | 15 | 252 | 2017-09-09 | 0.76101 | 1 | 0.76101 | 0.74096 | 0.8466 | 0.56118 | 0.5596 | 0.52153 | 0.45476 | 0.50563 | 0.5326 | 0.50907 | 0.50795 | 0.45618 | 0.47692 | 6 | 2 | 135 | 12401 | 4737 | 6527 | 9705 | 1662 | 2761 | 9930 | 1374 | 1296 | 26610 | 1.21 | 1.23 | 13153.435
6040 | 16 | 252 | 2017-09-09 | 0.77358 | 1 | 0.77358 | 0.72892 | 0.84537 | 0.56105 | 0.56113 | 0.52002 | 0.45223 | 0.50563 | 0.53492 | 0.51179 | 0.50943 | 0.46427 | 0.47762 | 6 | 2 | 136 | 12398 | 4750 | 6508 | 9651 | 1662 | 2773 | 9983 | 1378 | 1319 | 26649 | 1.23 | 1.21 | 13134.275
6041 | 17 | 252 | 2017-09-09 | 0.77987 | 1 | 0.77987 | 0.72289 | 0.83299 | 0.56521 | 0.56645 | 0.52273 | 0.45199 | 0.51019 | 0.53819 | 0.516 | 0.51091 | 0.47342 | 0.48275 | 6 | 2 | 137 | 12490 | 4795 | 6542 | 9646 | 1677 | 2790 | 10065 | 1382 | 1345 | 26935 | 1.24 | 1.2 | 12941.93
6042 | 18 | 252 | 2017-09-09 | 0.83648 | 1 | 0.83648 | 0.77108 | 0.79767 | 0.56788 | 0.57094 | 0.52529 | 0.4527 | 0.51293 | 0.54186 | 0.52225 | 0.51571 | 0.47554 | 0.48934 | 6 | 2 | 138 | 12549 | 4833 | 6574 | 9661 | 1686 | 2809 | 10187 | 1395 | 1351 | 27303 | 1.33 | 1.28 | 12393.195
6043 | 19 | 252 | 2017-09-09 | 0.83648 | 1 | 0.83648 | 0.80723 | 0.79425 | 0.56399 | 0.57047 | 0.52153 | 0.45227 | 0.50989 | 0.53916 | 0.52046 | 0.51349 | 0.47202 | 0.49246 | 6 | 2 | 139 | 12463 | 4829 | 6527 | 9652 | 1676 | 2795 | 10152 | 1389 | 1341 | 27477 | 1.33 | 1.34 | 12340.135
6044 | 20 | 252 | 2017-09-09 | 0.90566 | 1 | 0.90566 | 0.8494 | 0.85572 | 0.56507 | 0.57058 | 0.51874 | 0.45176 | 0.50685 | 0.538 | 0.52256 | 0.51017 | 0.46779 | 0.49497 | 6 | 2 | 140 | 12487 | 4830 | 6492 | 9641 | 1666 | 2789 | 10193 | 1380 | 1329 | 27617 | 1.44 | 1.41 | 13295.155
6045 | 21 | 252 | 2017-09-09 | 0.98742 | 1 | 0.98742 | 0.88554 | 0.85805 | 0.56716 | 0.57649 | 0.52729 | 0.45579 | 0.50593 | 0.53607 | 0.52266 | 0.51497 | 0.46674 | 0.49472 | 6 | 2 | 141 | 12533 | 4880 | 6599 | 9727 | 1663 | 2779 | 10195 | 1393 | 1326 | 27603 | 1.57 | 1.47 | 13331.25
6046 | 22 | 252 | 2017-09-09 | 1 | 1 | 1 | 0.84337 | 0.84073 | 0.5581 | 0.56468 | 0.52409 | 0.45809 | 0.49741 | 0.52508 | 0.50569 | 0.50943 | 0.4597 | 0.48112 | 6 | 2 | 142 | 12333 | 4780 | 6559 | 9776 | 1635 | 2722 | 9864 | 1378 | 1306 | 26844 | 1.59 | 1.4 | 13062.215
6047 | 23 | 252 | 2017-09-09 | 0.91824 | 1 | 0.91824 | 0.74699 | 0.82665 | 0.52955 | 0.53574 | 0.50268 | 0.44646 | 0.47034 | 0.49923 | 0.47739 | 0.48651 | 0.43189 | 0.45484 | 6 | 2 | 143 | 11702 | 4535 | 6291 | 9528 | 1546 | 2588 | 9312 | 1316 | 1227 | 25378 | 1.46 | 1.24 | 12843.495
6048 | 24 | 252 | 2017-09-09 | 0.79245 | 1 | 0.79245 | 0.63855 | 0.80437 | 0.49869 | 0.50455 | 0.47471 | 0.42496 | 0.43839 | 0.46836 | 0.44402 | 0.45915 | 0.3981 | 0.42525 | 6 | 2 | 144 | 11020 | 4271 | 5941 | 9069 | 1441 | 2428 | 8661 | 1242 | 1131 | 23727 | 1.26 | 1.06 | 12497.315
6049 | 1 | 253 | 2017-09-10 | 0.64151 | 1 | 0.64151 | 0.59639 | 0.77096 | 0.47633 | 0.47135 | 0.44339 | 0.40514 | 0.41831 | 0.43789 | 0.41418 | 0.43919 | 0.35973 | 0.40315 | 7 | 3 | 1 | 10526 | 3990 | 5549 | 8646 | 1375 | 2270 | 8079 | 1188 | 1022 | 22494 | 1.02 | 0.99 | 11978.235
6050 | 2 | 253 | 2017-09-10 | 0.60377 | 1 | 0.60377 | 0.57831 | 0.74542 | 0.45905 | 0.45411 | 0.42837 | 0.3841 | 0.39854 | 0.41725 | 0.39347 | 0.42181 | 0.34037 | 0.38385 | 7 | 3 | 2 | 10144 | 3844 | 5361 | 8197 | 1310 | 2163 | 7675 | 1141 | 967 | 21417 | 0.96 | 0.96 | 11581.36
6051 | 3 | 253 | 2017-09-10 | 0.60377 | 1 | 0.60377 | 0.56024 | 0.72049 | 0.4495 | 0.44477 | 0.4187 | 0.36938 | 0.38698 | 0.40529 | 0.37988 | 0.4122 | 0.32629 | 0.37161 | 7 | 3 | 3 | 9933 | 3765 | 5240 | 7883 | 1272 | 2101 | 7410 | 1115 | 927 | 20734 | 0.96 | 0.93 | 11194.145
6052 | 4 | 253 | 2017-09-10 | 0.59119 | 1 | 0.59119 | 0.54819 | 0.6999 | 0.44343 | 0.44288 | 0.41414 | 0.35992 | 0.38029 | 0.3966 | 0.37281 | 0.4085 | 0.32101 | 0.36415 | 7 | 3 | 4 | 9799 | 3749 | 5183 | 7681 | 1250 | 2056 | 7272 | 1105 | 912 | 20318 | 0.94 | 0.91 | 10874.225
6053 | 5 | 253 | 2017-09-10 | 0.62893 | 1 | 0.62893 | 0.54819 | 0.68772 | 0.44244 | 0.44359 | 0.41398 | 0.35369 | 0.37968 | 0.39603 | 0.37076 | 0.40739 | 0.32242 | 0.36208 | 7 | 3 | 5 | 9777 | 3755 | 5181 | 7548 | 1248 | 2053 | 7232 | 1102 | 916 | 20202 | 1 | 0.91 | 10684.93
6054 | 6 | 253 | 2017-09-10 | 0.69182 | 1 | 0.69182 | 0.56627 | 0.67866 | 0.44678 | 0.4495 | 0.41974 | 0.35237 | 0.38455 | 0.40046 | 0.37496 | 0.41331 | 0.32559 | 0.36616 | 7 | 3 | 6 | 9873 | 3805 | 5253 | 7520 | 1264 | 2076 | 7314 | 1118 | 925 | 20430 | 1.1 | 0.94 | 10544.215
6055 | 7 | 253 | 2017-09-10 | 0.76101 | 1 | 0.76101 | 0.62651 | 0.66367 | 0.45769 | 0.45942 | 0.42669 | 0.35392 | 0.39732 | 0.41049 | 0.38178 | 0.41848 | 0.33545 | 0.37369 | 7 | 3 | 7 | 10114 | 3889 | 5340 | 7553 | 1306 | 2128 | 7447 | 1132 | 953 | 20850 | 1.21 | 1.04 | 10311.225
6056 | 8 | 253 | 2017-09-10 | 0.77358 | 1 | 0.77358 | 0.6988 | 0.63637 | 0.47163 | 0.47738 | 0.43732 | 0.35846 | 0.40736 | 0.42458 | 0.39742 | 0.42477 | 0.35445 | 0.38616 | 7 | 3 | 8 | 10422 | 4041 | 5473 | 7650 | 1339 | 2201 | 7752 | 1149 | 1007 | 21546 | 1.23 | 1.16 | 9887.07
6057 | 9 | 253 | 2017-09-10 | 0.72327 | 1 | 0.72327 | 0.73494 | 0.65776 | 0.49425 | 0.5049 | 0.45809 | 0.36442 | 0.43353 | 0.44252 | 0.42843 | 0.44288 | 0.38719 | 0.40993 | 7 | 3 | 9 | 10922 | 4274 | 5733 | 7777 | 1425 | 2294 | 8357 | 1198 | 1100 | 22872 | 1.15 | 1.22 | 10219.53
6058 | 10 | 253 | 2017-09-10 | 0.7044 | 1 | 0.7044 | 0.74096 | 0.69482 | 0.51475 | 0.52369 | 0.47607 | 0.38372 | 0.45665 | 0.4647 | 0.45483 | 0.46433 | 0.41394 | 0.42898 | 7 | 3 | 10 | 11375 | 4433 | 5958 | 8189 | 1501 | 2409 | 8872 | 1256 | 1176 | 23935 | 1.12 | 1.23 | 10795.295
6059 | 11 | 253 | 2017-09-10 | 0.72956 | 1 | 0.72956 | 0.73494 | 0.7323 | 0.52403 | 0.53101 | 0.48494 | 0.39979 | 0.47186 | 0.4811 | 0.47103 | 0.47874 | 0.41288 | 0.44097 | 7 | 3 | 11 | 11580 | 4495 | 6069 | 8532 | 1551 | 2494 | 9188 | 1295 | 1173 | 24604 | 1.16 | 1.22 | 11377.635
6060 | 12 | 253 | 2017-09-10 | 0.67925 | 1 | 0.67925 | 0.74096 | 0.74794 | 0.53027 | 0.53196 | 0.48941 | 0.41437 | 0.48099 | 0.49344 | 0.48088 | 0.48799 | 0.41746 | 0.4488 | 7 | 3 | 12 | 11718 | 4503 | 6125 | 8843 | 1581 | 2558 | 9380 | 1320 | 1186 | 25041 | 1.08 | 1.23 | 11620.63
6061 | 13 | 253 | 2017-09-10 | 0.6478 | 1 | 0.6478 | 0.75904 | 0.74218 | 0.53951 | 0.53609 | 0.49477 | 0.42379 | 0.48798 | 0.50309 | 0.49052 | 0.49501 | 0.42696 | 0.45486 | 7 | 3 | 13 | 11922 | 4538 | 6192 | 9044 | 1604 | 2608 | 9568 | 1339 | 1213 | 25379 | 1.03 | 1.26 | 11531.12
6062 | 14 | 253 | 2017-09-10 | 0.6478 | 1 | 0.6478 | 0.77711 | 0.75233 | 0.54313 | 0.53585 | 0.49573 | 0.4295 | 0.49103 | 0.50926 | 0.49749 | 0.49834 | 0.43787 | 0.45999 | 7 | 3 | 14 | 12002 | 4536 | 6204 | 9166 | 1614 | 2640 | 9704 | 1348 | 1244 | 25665 | 1.03 | 1.29 | 11688.74
6063 | 15 | 253 | 2017-09-10 | 0.66038 | 1 | 0.66038 | 0.79518 | 0.7566 | 0.54724 | 0.53975 | 0.49668 | 0.43227 | 0.49163 | 0.51447 | 0.50554 | 0.49871 | 0.44632 | 0.46556 | 7 | 3 | 15 | 12093 | 4569 | 6216 | 9225 | 1616 | 2667 | 9861 | 1349 | 1268 | 25976 | 1.05 | 1.32 | 11755.12
6064 | 16 | 253 | 2017-09-10 | 0.66038 | 1 | 0.66038 | 0.84337 | 0.75794 | 0.55123 | 0.54424 | 0.50004 | 0.43456 | 0.49559 | 0.51852 | 0.50974 | 0.50092 | 0.45512 | 0.47343 | 7 | 3 | 16 | 12181 | 4607 | 6258 | 9274 | 1629 | 2688 | 9943 | 1355 | 1293 | 26415 | 1.05 | 1.4 | 11775.96
6065 | 17 | 253 | 2017-09-10 | 0.67925 | 1 | 0.67925 | 0.87349 | 0.74929 | 0.561 | 0.55617 | 0.50499 | 0.43794 | 0.50685 | 0.52816 | 0.5143 | 0.50795 | 0.46885 | 0.48598 | 7 | 3 | 17 | 12397 | 4708 | 6320 | 9346 | 1666 | 2738 | 10032 | 1374 | 1332 | 27115 | 1.08 | 1.45 | 11641.495
6066 | 18 | 253 | 2017-09-10 | 0.73585 | 1 | 0.73585 | 0.95783 | 0.72694 | 0.56883 | 0.56621 | 0.5149 | 0.44192 | 0.5181 | 0.54244 | 0.52317 | 0.51386 | 0.48293 | 0.49886 | 7 | 3 | 18 | 12570 | 4793 | 6444 | 9431 | 1703 | 2812 | 10205 | 1390 | 1372 | 27834 | 1.17 | 1.59 | 11294.21
6067 | 19 | 253 | 2017-09-10 | 0.7673 | 1 | 0.7673 | 0.98193 | 0.72784 | 0.57118 | 0.56751 | 0.51818 | 0.44459 | 0.52114 | 0.5407 | 0.52343 | 0.5146 | 0.48821 | 0.50198 | 7 | 3 | 19 | 12622 | 4804 | 6485 | 9488 | 1713 | 2803 | 10210 | 1392 | 1387 | 28008 | 1.22 | 1.63 | 11308.32
6068 | 20 | 253 | 2017-09-10 | 0.86164 | 1 | 0.86164 | 1 | 0.80601 | 0.58526 | 0.57803 | 0.53424 | 0.45007 | 0.52753 | 0.55112 | 0.52897 | 0.52569 | 0.49454 | 0.51214 | 7 | 3 | 20 | 12933 | 4893 | 6686 | 9605 | 1734 | 2857 | 10318 | 1422 | 1405 | 28575 | 1.37 | 1.66 | 12522.705
6069 | 21 | 253 | 2017-09-10 | 0.88679 | 1 | 0.88679 | 0.99398 | 0.81962 | 0.59073 | 0.59362 | 0.54079 | 0.46038 | 0.54457 | 0.55845 | 0.53189 | 0.53124 | 0.50194 | 0.51218 | 7 | 3 | 21 | 13054 | 5025 | 6768 | 9825 | 1790 | 2895 | 10375 | 1437 | 1426 | 28577 | 1.41 | 1.65 | 12734.27
6070 | 22 | 253 | 2017-09-10 | 0.84906 | 1 | 0.84906 | 0.90964 | 0.81392 | 0.57421 | 0.57153 | 0.53208 | 0.46043 | 0.52905 | 0.538 | 0.50784 | 0.52237 | 0.48398 | 0.49087 | 7 | 3 | 22 | 12689 | 4838 | 6659 | 9826 | 1739 | 2789 | 9906 | 1413 | 1375 | 27388 | 1.35 | 1.51 | 12645.685
6071 | 23 | 253 | 2017-09-10 | 0.7673 | 1 | 0.7673 | 0.79518 | 0.80175 | 0.5438 | 0.53892 | 0.50747 | 0.44689 | 0.49772 | 0.50212 | 0.47037 | 0.49686 | 0.44562 | 0.45644 | 7 | 3 | 23 | 12017 | 4562 | 6351 | 9537 | 1636 | 2603 | 9175 | 1344 | 1266 | 25467 | 1.22 | 1.32 | 12456.54
6072 | 24 | 253 | 2017-09-10 | 0.6478 | 1 | 0.6478 | 0.68675 | 0.77447 | 0.51113 | 0.50644 | 0.4815 | 0.42421 | 0.4676 | 0.46547 | 0.43069 | 0.4647 | 0.40021 | 0.42246 | 7 | 3 | 24 | 11295 | 4287 | 6026 | 9053 | 1537 | 2413 | 8401 | 1257 | 1137 | 23571 | 1.03 | 1.14 | 12032.68
6073 | 1 | 254 | 2017-09-11 | 0.58491 | 1 | 0.58491 | 0.64458 | 0.80131 | 0.4876 | 0.48517 | 0.45721 | 0.39675 | 0.44752 | 0.43866 | 0.40131 | 0.42994 | 0.35234 | 0.40095 | 1 | 1 | 25 | 10775 | 4107 | 5722 | 8467 | 1471 | 2274 | 7828 | 1163 | 1001 | 22371 | 0.93 | 1.07 | 12449.825
6074 | 2 | 254 | 2017-09-11 | 0.54717 | 1 | 0.54717 | 0.62048 | 0.77242 | 0.47203 | 0.47112 | 0.44858 | 0.37646 | 0.43231 | 0.42033 | 0.38532 | 0.41774 | 0.33474 | 0.38342 | 1 | 1 | 26 | 10431 | 3988 | 5614 | 8034 | 1421 | 2179 | 7516 | 1130 | 951 | 21393 | 0.87 | 1.03 | 12000.945
6075 | 3 | 254 | 2017-09-11 | 0.54088 | 1 | 0.54088 | 0.60843 | 0.74901 | 0.46547 | 0.46816 | 0.43835 | 0.36507 | 0.42409 | 0.40992 | 0.37558 | 0.41146 | 0.32348 | 0.37485 | 1 | 1 | 27 | 10286 | 3963 | 5486 | 7791 | 1394 | 2125 | 7326 | 1113 | 919 | 20915 | 0.86 | 1.01 | 11637.225
6076 | 4 | 254 | 2017-09-11 | 0.54717 | 1 | 0.54717 | 0.62048 | 0.73082 | 0.46163 | 0.47277 | 0.43492 | 0.35729 | 0.42257 | 0.40567 | 0.37301 | 0.40887 | 0.31996 | 0.37177 | 1 | 1 | 28 | 10201 | 4002 | 5443 | 7625 | 1389 | 2103 | 7276 | 1106 | 909 | 20743 | 0.87 | 1.03 | 11354.585
6077 | 5 | 254 | 2017-09-11 | 0.57862 | 1 | 0.57862 | 0.63855 | 0.71832 | 0.47167 | 0.48387 | 0.44594 | 0.35608 | 0.4317 | 0.41262 | 0.38096 | 0.41553 | 0.32946 | 0.3807 | 1 | 1 | 29 | 10423 | 4096 | 5581 | 7599 | 1419 | 2139 | 7431 | 1124 | 936 | 21241 | 0.92 | 1.06 | 11160.345
6078 | 6 | 254 | 2017-09-11 | 0.6478 | 1 | 0.6478 | 0.69277 | 0.72546 | 0.50262 | 0.51542 | 0.47503 | 0.36563 | 0.46577 | 0.44232 | 0.40987 | 0.44177 | 0.35304 | 0.40948 | 1 | 1 | 30 | 11107 | 4363 | 5945 | 7803 | 1531 | 2293 | 7995 | 1195 | 1003 | 22847 | 1.03 | 1.15 | 11271.335
6079 | 7 | 254 | 2017-09-11 | 0.71069 | 1 | 0.71069 | 0.75904 | 0.7356 | 0.56376 | 0.57141 | 0.52353 | 0.39876 | 0.5251 | 0.49363 | 0.45576 | 0.48022 | 0.40479 | 0.45764 | 1 | 1 | 31 | 12458 | 4837 | 6552 | 8510 | 1726 | 2559 | 8890 | 1299 | 1150 | 25534 | 1.13 | 1.26 | 11428.795
6080 | 8 | 254 | 2017-09-11 | 0.73585 | 1 | 0.73585 | 0.74699 | 0.74366 | 0.59824 | 0.59551 | 0.56125 | 0.44637 | 0.56069 | 0.52257 | 0.47893 | 0.50684 | 0.42098 | 0.484 | 1 | 1 | 32 | 13220 | 5041 | 7024 | 9526 | 1843 | 2709 | 9342 | 1371 | 1196 | 27005 | 1.17 | 1.24 | 11554.04
6081 | 9 | 254 | 2017-09-11 | 0.71698 | 1 | 0.71698 | 0.71084 | 0.84656 | 0.60662 | 0.6026 | 0.58058 | 0.47514 | 0.57499 | 0.53704 | 0.49257 | 0.52865 | 0.4157 | 0.50202 | 1 | 1 | 33 | 13405 | 5101 | 7266 | 10140 | 1890 | 2784 | 9608 | 1430 | 1181 | 28010 | 1.14 | 1.18 | 13152.805
6082 | 10 | 254 | 2017-09-11 | 0.69811 | 1 | 0.69811 | 0.6988 | 0.91285 | 0.61911 | 0.61181 | 0.59656 | 0.49974 | 0.59142 | 0.55189 | 0.50738 | 0.55046 | 0.42239 | 0.51711 | 1 | 1 | 34 | 13681 | 5179 | 7466 | 10665 | 1944 | 2861 | 9897 | 1489 | 1200 | 28852 | 1.11 | 1.16 | 14182.66
6083 | 11 | 254 | 2017-09-11 | 0.7044 | 1 | 0.7044 | 0.72289 | 0.9624 | 0.6354 | 0.62457 | 0.61398 | 0.51849 | 0.60846 | 0.57253 | 0.52005 | 0.56821 | 0.42872 | 0.53019 | 1 | 1 | 35 | 14041 | 5287 | 7684 | 11065 | 2000 | 2968 | 10144 | 1537 | 1218 | 29582 | 1.12 | 1.2 | 14952.575
6084 | 12 | 254 | 2017-09-11 | 0.67925 | 1 | 0.67925 | 0.72289 | 0.97754 | 0.64617 | 0.63237 | 0.6195 | 0.53709 | 0.61789 | 0.58546 | 0.53435 | 0.58041 | 0.43682 | 0.53863 | 1 | 1 | 36 | 14279 | 5353 | 7753 | 11462 | 2031 | 3035 | 10423 | 1570 | 1241 | 30053 | 1.08 | 1.2 | 15187.805
6085 | 13 | 254 | 2017-09-11 | 0.62264 | 1 | 0.62264 | 0.6988 | 0.95214 | 0.65902 | 0.6319 | 0.62781 | 0.54805 | 0.62945 | 0.59664 | 0.54419 | 0.58928 | 0.44527 | 0.54478 | 1 | 1 | 37 | 14563 | 5349 | 7857 | 11696 | 2069 | 3093 | 10615 | 1594 | 1265 | 30396 | 0.99 | 1.16 | 14793.225
6086 | 14 | 254 | 2017-09-11 | 0.63522 | 1 | 0.63522 | 0.6988 | 0.97576 | 0.66834 | 0.63237 | 0.6342 | 0.557 | 0.63675 | 0.60687 | 0.55614 | 0.59741 | 0.45512 | 0.55204 | 1 | 1 | 38 | 14769 | 5353 | 7937 | 11887 | 2093 | 3146 | 10848 | 1616 | 1293 | 30801 | 1.01 | 1.16 | 15160.185
6087 | 15 | 254 | 2017-09-11 | 0.65409 | 1 | 0.65409 | 0.70482 | 1 | 0.66983 | 0.63591 | 0.62988 | 0.56637 | 0.63827 | 0.61555 | 0.56834 | 0.59778 | 0.46216 | 0.55955 | 1 | 1 | 39 | 14802 | 5383 | 7883 | 12087 | 2098 | 3191 | 11086 | 1617 | 1313 | 31220 | 1.04 | 1.17 | 15536.75
6088 | 16 | 254 | 2017-09-11 | 0.67925 | 1 | 0.67925 | 0.72289 | 0.99944 | 0.66757 | 0.64028 | 0.63604 | 0.57026 | 0.63371 | 0.6223 | 0.57941 | 0.6 | 0.46709 | 0.56849 | 1 | 1 | 40 | 14752 | 5420 | 7960 | 12170 | 2083 | 3226 | 11302 | 1623 | 1327 | 31719 | 1.08 | 1.2 | 15528.105
6089 | 17 | 254 | 2017-09-11 | 0.73585 | 1 | 0.73585 | 0.78313 | 0.98608 | 0.67106 | 0.65292 | 0.63668 | 0.57111 | 0.63371 | 0.62905 | 0.59074 | 0.60296 | 0.48328 | 0.57966 | 1 | 1 | 41 | 14829 | 5527 | 7968 | 12188 | 2083 | 3261 | 11523 | 1631 | 1373 | 32342 | 1.17 | 1.3 | 15320.515
6090 | 18 | 254 | 2017-09-11 | 0.79874 | 1 | 0.79874 | 0.81325 | 0.92154 | 0.66947 | 0.65824 | 0.63156 | 0.56923 | 0.63584 | 0.63002 | 0.59812 | 0.60037 | 0.4949 | 0.58534 | 1 | 1 | 42 | 14794 | 5572 | 7904 | 12148 | 2090 | 3266 | 11667 | 1624 | 1406 | 32659 | 1.27 | 1.35 | 14317.695
6091 | 19 | 254 | 2017-09-11 | 0.83648 | 1 | 0.83648 | 0.8494 | 0.8823 | 0.66006 | 0.64265 | 0.62165 | 0.55846 | 0.62975 | 0.62423 | 0.59095 | 0.59039 | 0.49806 | 0.57643 | 1 | 1 | 43 | 14586 | 5440 | 7780 | 11918 | 2070 | 3236 | 11527 | 1597 | 1415 | 32162 | 1.33 | 1.41 | 13708.055
6092 | 20 | 254 | 2017-09-11 | 0.91824 | 1 | 0.91824 | 0.90361 | 0.93549 | 0.65703 | 0.6508 | 0.62517 | 0.5407 | 0.62823 | 0.6142 | 0.58377 | 0.58336 | 0.50334 | 0.58055 | 1 | 1 | 44 | 14519 | 5509 | 7824 | 11539 | 2065 | 3184 | 11387 | 1578 | 1430 | 32392 | 1.46 | 1.5 | 14534.475
6093 | 21 | 254 | 2017-09-11 | 0.91195 | 1 | 0.91195 | 0.93976 | 0.93593 | 0.66259 | 0.6658 | 0.63947 | 0.55302 | 0.62671 | 0.614 | 0.57721 | 0.58447 | 0.5125 | 0.5745 | 1 | 1 | 45 | 14642 | 5636 | 8003 | 11802 | 2060 | 3183 | 11259 | 1581 | 1456 | 32054 | 1.45 | 1.56 | 14541.295
6094 | 22 | 254 | 2017-09-11 | 0.89308 | 1 | 0.89308 | 0.89759 | 0.9084 | 0.63368 | 0.63131 | 0.60855 | 0.53868 | 0.60329 | 0.5897 | 0.54188 | 0.56451 | 0.49208 | 0.53906 | 1 | 1 | 46 | 14003 | 5344 | 7616 | 11496 | 1983 | 3057 | 10570 | 1527 | 1398 | 30077 | 1.42 | 1.49 | 14113.52
6095 | 23 | 254 | 2017-09-11 | 0.7673 | 1 | 0.7673 | 0.8012 | 0.88374 | 0.58245 | 0.57708 | 0.56101 | 0.50827 | 0.55856 | 0.54398 | 0.49252 | 0.52421 | 0.44104 | 0.49194 | 1 | 1 | 47 | 12871 | 4885 | 7021 | 10847 | 1836 | 2820 | 9607 | 1418 | 1253 | 27448 | 1.22 | 1.33 | 13730.465
6096 | 24 | 254 | 2017-09-11 | 0.69182 | 1 | 0.69182 | 0.69277 | 0.84359 | 0.54132 | 0.52806 | 0.52209 | 0.46568 | 0.51415 | 0.49788 | 0.4475 | 0.48429 | 0.39528 | 0.44834 | 1 | 1 | 48 | 11962 | 4470 | 6534 | 9938 | 1690 | 2581 | 8729 | 1310 | 1123 | 25015 | 1.1 | 1.15 | 13106.685
6097 | 1 | 255 | 2017-09-12 | 0.61635 | 1 | 0.61635 | 0.64458 | 0.80131 | 0.51118 | 0.51057 | 0.49189 | 0.43452 | 0.48524 | 0.4537 | 0.41854 | 0.44251 | 0.37346 | 0.41502 | 2 | 1 | 49 | 11296 | 4322 | 6156 | 9273 | 1595 | 2352 | 8164 | 1197 | 1061 | 23156 | 0.98 | 1.07 | 12449.825
6098 | 2 | 255 | 2017-09-12 | 0.61006 | 1 | 0.61006 | 0.62048 | 0.77242 | 0.49081 | 0.48872 | 0.47399 | 0.40701 | 0.46212 | 0.43364 | 0.39721 | 0.42255 | 0.35304 | 0.39489 | 2 | 1 | 50 | 10846 | 4137 | 5932 | 8686 | 1519 | 2248 | 7748 | 1143 | 1003 | 22033 | 0.97 | 1.03 | 12000.945
6099 | 3 | 255 | 2017-09-12 | 0.59748 | 1 | 0.59748 | 0.62048 | 0.74901 | 0.48131 | 0.48411 | 0.46081 | 0.39417 | 0.44813 | 0.42072 | 0.38778 | 0.41701 | 0.34073 | 0.38417 | 2 | 1 | 51 | 10636 | 4098 | 5767 | 8412 | 1473 | 2181 | 7564 | 1128 | 968 | 21435 | 0.95 | 1.03 | 11637.225
6100 | 4 | 255 | 2017-09-12 | 0.58491 | 1 | 0.58491 | 0.62048 | 0.73082 | 0.47719 | 0.48092 | 0.45913 | 0.38531 | 0.44113 | 0.41493 | 0.38224 | 0.41848 | 0.33439 | 0.3786 | 2 | 1 | 52 | 10545 | 4071 | 5746 | 8223 | 1450 | 2151 | 7456 | 1132 | 950 | 21124 | 0.93 | 1.03 | 11354.585
6101 | 5 | 255 | 2017-09-12 | 0.60377 | 1 | 0.60377 | 0.64458 | 0.71832 | 0.4843 | 0.48447 | 0.46752 | 0.38288 | 0.44691 | 0.42149 | 0.39137 | 0.42181 | 0.34037 | 0.38545 | 2 | 1 | 53 | 10702 | 4101 | 5851 | 8171 | 1469 | 2185 | 7634 | 1141 | 967 | 21506 | 0.96 | 1.07 | 11160.345
6102 | 6 | 255 | 2017-09-12 | 0.67296 | 1 | 0.67296 | 0.6988 | 0.72546 | 0.51421 | 0.52061 | 0.48853 | 0.39066 | 0.47916 | 0.45042 | 0.4212 | 0.45102 | 0.36607 | 0.41531 | 2 | 1 | 54 | 11363 | 4407 | 6114 | 8337 | 1575 | 2335 | 8216 | 1220 | 1040 | 23172 | 1.07 | 1.16 | 11271.335
6103 | 7 | 255 | 2017-09-12 | 0.73585 | 1 | 0.73585 | 0.77108 | 0.7356 | 0.56652 | 0.57342 | 0.54359 | 0.42144 | 0.54122 | 0.50347 | 0.47309 | 0.50351 | 0.41147 | 0.46999 | 2 | 1 | 55 | 12519 | 4854 | 6803 | 8994 | 1779 | 2610 | 9228 | 1362 | 1169 | 26223 | 1.17 | 1.28 | 11428.795
6104 | 8 | 255 | 2017-09-12 | 0.74214 | 1 | 0.74214 | 0.78313 | 0.74366 | 0.59385 | 0.60307 | 0.56508 | 0.46863 | 0.57347 | 0.53202 | 0.49672 | 0.53346 | 0.42063 | 0.49603 | 2 | 1 | 56 | 13123 | 5105 | 7072 | 10001 | 1885 | 2758 | 9689 | 1443 | 1195 | 27676 | 1.18 | 1.3 | 11554.04
6105 | 9 | 255 | 2017-09-12 | 0.74843 | 1 | 0.74843 | 0.74699 | 0.84656 | 0.60232 | 0.61335 | 0.58434 | 0.49262 | 0.58716 | 0.54302 | 0.50836 | 0.55194 | 0.41253 | 0.51125 | 2 | 1 | 57 | 13310 | 5192 | 7313 | 10513 | 1930 | 2815 | 9916 | 1493 | 1172 | 28525 | 1.19 | 1.24 | 13152.805
6106 | 10 | 255 | 2017-09-12 | 0.71698 | 1 | 0.71698 | 0.72892 | 0.91285 | 0.61906 | 0.61985 | 0.60575 | 0.51258 | 0.60055 | 0.55382 | 0.51492 | 0.57301 | 0.41957 | 0.51949 | 2 | 1 | 58 | 13680 | 5247 | 7581 | 10939 | 1974 | 2871 | 10044 | 1550 | 1192 | 28985 | 1.14 | 1.21 | 14182.66
6107 | 11 | 255 | 2017-09-12 | 0.71698 | 1 | 0.71698 | 0.71084 | 0.9624 | 0.63332 | 0.6339 | 0.62709 | 0.52842 | 0.61454 | 0.56694 | 0.53163 | 0.58854 | 0.42661 | 0.53555 | 2 | 1 | 59 | 13995 | 5366 | 7848 | 11277 | 2020 | 2939 | 10370 | 1592 | 1212 | 29881 | 1.14 | 1.18 | 14952.575
6108 | 12 | 255 | 2017-09-12 | 0.69811 | 1 | 0.69811 | 0.68072 | 0.97754 | 0.64001 | 0.64501 | 0.64499 | 0.54355 | 0.62032 | 0.57446 | 0.54593 | 0.60887 | 0.43647 | 0.5493 | 2 | 1 | 60 | 14143 | 5460 | 8072 | 11600 | 2039 | 2978 | 10649 | 1647 | 1240 | 30648 | 1.11 | 1.13 | 15187.805
6109 | 13 | 255 | 2017-09-12 | 0.63522 | 1 | 0.63522 | 0.6506 | 0.95214 | 0.65196 | 0.65351 | 0.65873 | 0.55222 | 0.62945 | 0.58102 | 0.56049 | 0.62699 | 0.44421 | 0.56059 | 2 | 1 | 61 | 14407 | 5532 | 8244 | 11785 | 2069 | 3012 | 10933 | 1696 | 1262 | 31278 | 1.01 | 1.08 | 14793.225
6110 | 14 | 255 | 2017-09-12 | 0.61635 | 1 | 0.61635 | 0.63253 | 0.97576 | 0.66232 | 0.65942 | 0.67551 | 0.56033 | 0.63614 | 0.58681 | 0.57418 | 0.64658 | 0.45266 | 0.57381 | 2 | 1 | 62 | 14636 | 5582 | 8454 | 11958 | 2091 | 3042 | 11200 | 1749 | 1286 | 32016 | 0.98 | 1.05 | 15160.185
6111 | 15 | 255 | 2017-09-12 | 0.61635 | 1 | 0.61635 | 0.65663 | 1 | 0.6659 | 0.66214 | 0.67359 | 0.56825 | 0.63462 | 0.58873 | 0.58556 | 0.65287 | 0.45794 | 0.58502 | 2 | 1 | 63 | 14715 | 5605 | 8430 | 12127 | 2086 | 3052 | 11422 | 1766 | 1301 | 32641 | 0.98 | 1.09 | 15536.75
6112 | 16 | 255 | 2017-09-12 | 0.64151 | 1 | 0.64151 | 0.68072 | 0.99944 | 0.66558 | 0.66804 | 0.68262 | 0.56895 | 0.62854 | 0.59008 | 0.59418 | 0.661 | 0.46463 | 0.59385 | 2 | 1 | 64 | 14708 | 5655 | 8543 | 12142 | 2066 | 3059 | 11590 | 1788 | 1320 | 33134 | 1.02 | 1.13 | 15528.105
6113 | 17 | 255 | 2017-09-12 | 0.66667 | 1 | 0.66667 | 0.72892 | 0.98608 | 0.66816 | 0.67395 | 0.68206 | 0.56731 | 0.62823 | 0.59336 | 0.59869 | 0.66543 | 0.47765 | 0.60262 | 2 | 1 | 65 | 14765 | 5705 | 8536 | 12107 | 2065 | 3076 | 11678 | 1800 | 1357 | 33623 | 1.06 | 1.21 | 15320.515
6114 | 18 | 255 | 2017-09-12 | 0.68553 | 1 | 0.68553 | 0.77711 | 0.92154 | 0.66662 | 0.67809 | 0.67815 | 0.56422 | 0.62793 | 0.59529 | 0.59136 | 0.66063 | 0.4875 | 0.59973 | 2 | 1 | 66 | 14731 | 5740 | 8487 | 12041 | 2064 | 3086 | 11535 | 1787 | 1385 | 33462 | 1.09 | 1.29 | 14317.695
6115 | 19 | 255 | 2017-09-12 | 0.7044 | 1 | 0.7044 | 0.79518 | 0.8823 | 0.66056 | 0.67253 | 0.6636 | 0.55185 | 0.62154 | 0.59356 | 0.57321 | 0.64288 | 0.48997 | 0.58469 | 2 | 1 | 67 | 14597 | 5693 | 8305 | 11777 | 2043 | 3077 | 11181 | 1739 | 1392 | 32623 | 1.12 | 1.32 | 13708.055
6116 | 20 | 255 | 2017-09-12 | 0.7673 | 1 | 0.7673 | 0.8494 | 0.93549 | 0.6606 | 0.68045 | 0.6636 | 0.54735 | 0.61698 | 0.59008 | 0.58474 | 0.6403 | 0.48715 | 0.59564 | 2 | 1 | 68 | 14598 | 5760 | 8305 | 11681 | 2028 | 3059 | 11406 | 1732 | 1384 | 33234 | 1.22 | 1.41 | 14534.475
6117 | 21 | 255 | 2017-09-12 | 0.83648 | 1 | 0.83648 | 0.89759 | 0.93593 | 0.66155 | 0.68069 | 0.66512 | 0.56403 | 0.62367 | 0.58951 | 0.57223 | 0.63179 | 0.4949 | 0.58236 | 2 | 1 | 69 | 14619 | 5762 | 8324 | 12037 | 2050 | 3056 | 11162 | 1709 | 1406 | 32493 | 1.33 | 1.49 | 14541.295
6118 | 22 | 255 | 2017-09-12 | 0.8239 | 1 | 0.8239 | 0.87349 | 0.9084 | 0.64187 | 0.63674 | 0.63316 | 0.54913 | 0.60815 | 0.57504 | 0.53373 | 0.60296 | 0.4868 | 0.5455 | 2 | 1 | 70 | 14184 | 5390 | 7924 | 11719 | 1999 | 2981 | 10411 | 1631 | 1383 | 30436 | 1.31 | 1.45 | 14113.52
6119 | 23 | 255 | 2017-09-12 | 0.77358 | 1 | 0.77358 | 0.75904 | 0.88374 | 0.59811 | 0.59126 | 0.58082 | 0.51909 | 0.56282 | 0.53627 | 0.48964 | 0.55933 | 0.44527 | 0.49768 | 2 | 1 | 71 | 13217 | 5005 | 7269 | 11078 | 1850 | 2780 | 9551 | 1513 | 1265 | 27768 | 1.23 | 1.26 | 13730.465
6120 | 24 | 255 | 2017-09-12 | 0.7044 | 1 | 0.7044 | 0.68072 | 0.84359 | 0.55349 | 0.54507 | 0.53264 | 0.48016 | 0.51749 | 0.49421 | 0.4452 | 0.51386 | 0.3981 | 0.45327 | 2 | 1 | 72 | 12231 | 4614 | 6666 | 10247 | 1701 | 2562 | 8684 | 1390 | 1131 | 25290 | 1.12 | 1.13 | 13106.685
6121 | 1 | 256 | 2017-09-13 | 0.6478 | 1 | 0.6478 | 0.63253 | 0.80131 | 0.52263 | 0.52758 | 0.50803 | 0.44768 | 0.49224 | 0.46701 | 0.44156 | 0.47024 | 0.36818 | 0.43147 | 3 | 1 | 73 | 11549 | 4466 | 6358 | 9554 | 1618 | 2421 | 8613 | 1272 | 1046 | 24074 | 1.03 | 1.05 | 12449.825
6122 | 2 | 256 | 2017-09-13 | 0.59748 | 1 | 0.59748 | 0.61446 | 0.77242 | 0.49959 | 0.50396 | 0.48742 | 0.41971 | 0.46608 | 0.44599 | 0.41813 | 0.45065 | 0.34776 | 0.41152 | 3 | 1 | 74 | 11040 | 4266 | 6100 | 8957 | 1532 | 2312 | 8156 | 1219 | 988 | 22961 | 0.95 | 1.02 | 12000.945
6123 | 3 | 256 | 2017-09-13 | 0.57862 | 1 | 0.57862 | 0.59639 | 0.74901 | 0.48597 | 0.49155 | 0.47687 | 0.40036 | 0.44843 | 0.4321 | 0.40183 | 0.43586 | 0.33509 | 0.39857 | 3 | 1 | 75 | 10739 | 4161 | 5968 | 8544 | 1474 | 2240 | 7838 | 1179 | 952 | 22238 | 0.92 | 0.99 | 11637.225
6124 | 4 | 256 | 2017-09-13 | 0.58491 | 1 | 0.58491 | 0.61446 | 0.73082 | 0.47905 | 0.48447 | 0.47087 | 0.38803 | 0.43931 | 0.42785 | 0.39526 | 0.42847 | 0.32805 | 0.39459 | 3 | 1 | 76 | 10586 | 4101 | 5893 | 8281 | 1444 | 2218 | 7710 | 1159 | 932 | 22016 | 0.93 | 1.02 | 11354.585
6125 | 5 | 256 | 2017-09-13 | 0.58491 | 1 | 0.58491 | 0.62048 | 0.71832 | 0.48321 | 0.49439 | 0.47519 | 0.38213 | 0.44478 | 0.43441 | 0.40208 | 0.42625 | 0.33298 | 0.40371 | 3 | 1 | 77 | 10678 | 4185 | 5947 | 8155 | 1462 | 2252 | 7843 | 1153 | 946 | 22525 | 0.93 | 1.03 | 11160.345
6126 | 6 | 256 | 2017-09-13 | 0.61635 | 1 | 0.61635 | 0.6747 | 0.72546 | 0.51104 | 0.50998 | 0.50356 | 0.38794 | 0.47733 | 0.46219 | 0.43792 | 0.45213 | 0.35621 | 0.43669 | 3 | 1 | 78 | 11293 | 4317 | 6302 | 8279 | 1569 | 2396 | 8542 | 1223 | 1012 | 24365 | 0.98 | 1.12 | 11271.335
6127 | 7 | 256 | 2017-09-13 | 0.67296 | 1 | 0.67296 | 0.75904 | 0.7356 | 0.56358 | 0.57212 | 0.565 | 0.41835 | 0.54457 | 0.51003 | 0.49749 | 0.50055 | 0.40408 | 0.49592 | 3 | 1 | 79 | 12454 | 4843 | 7071 | 8928 | 1790 | 2644 | 9704 | 1354 | 1148 | 27670 | 1.07 | 1.26 | 11428.795
6128 | 8 | 256 | 2017-09-13 | 0.72327 | 1 | 0.72327 | 0.74699 | 0.74366 | 0.58851 | 0.59161 | 0.59313 | 0.46704 | 0.5829 | 0.54205 | 0.5244 | 0.52532 | 0.41464 | 0.52809 | 3 | 1 | 80 | 13005 | 5008 | 7423 | 9967 | 1916 | 2810 | 10229 | 1421 | 1178 | 29465 | 1.15 | 1.24 | 11554.04
6129 | 9 | 256 | 2017-09-13 | 0.75472 | 1 | 0.75472 | 0.71084 | 0.84656 | 0.60051 | 0.60697 | 0.61358 | 0.49346 | 0.58625 | 0.55768 | 0.53189 | 0.54529 | 0.40584 | 0.54508 | 3 | 1 | 81 | 13270 | 5138 | 7679 | 10531 | 1927 | 2891 | 10375 | 1475 | 1153 | 30413 | 1.2 | 1.18 | 13152.805
6130 | 10 | 256 | 2017-09-13 | 0.79245 | 1 | 0.79245 | 0.6747 | 0.91285 | 0.61816 | 0.60744 | 0.63787 | 0.51713 | 0.60085 | 0.57041 | 0.54737 | 0.57264 | 0.41147 | 0.55747 | 3 | 1 | 82 | 13660 | 5142 | 7983 | 11036 | 1975 | 2957 | 10677 | 1549 | 1169 | 31104 | 1.26 | 1.12 | 14182.66
6131 | 11 | 256 | 2017-09-13 | 0.73585 | 1 | 0.73585 | 0.6506 | 0.9624 | 0.63617 | 0.63001 | 0.65258 | 0.54009 | 0.61576 | 0.58333 | 0.57295 | 0.59815 | 0.41851 | 0.57217 | 3 | 1 | 83 | 14058 | 5333 | 8167 | 11526 | 2024 | 3024 | 11176 | 1618 | 1189 | 31924 | 1.17 | 1.08 | 14952.575
6132 | 12 | 256 | 2017-09-13 | 0.72327 | 1 | 0.72327 | 0.61446 | 0.97754 | 0.6487 | 0.64477 | 0.67247 | 0.56136 | 0.61819 | 0.58681 | 0.60279 | 0.61738 | 0.42591 | 0.57944 | 3 | 1 | 84 | 14335 | 5458 | 8416 | 11980 | 2032 | 3042 | 11758 | 1670 | 1210 | 32330 | 1.15 | 1.02 | 15187.805
6133 | 13 | 256 | 2017-09-13 | 0.71069 | 1 | 0.71069 | 0.63855 | 0.95214 | 0.66291 | 0.66639 | 0.65673 | 0.57771 | 0.62093 | 0.58777 | 0.63709 | 0.63438 | 0.43154 | 0.58459 | 3 | 1 | 85 | 14649 | 5641 | 8219 | 12329 | 2041 | 3047 | 12427 | 1716 | 1226 | 32617 | 1.13 | 1.06 | 14793.225
6134 | 14 | 256 | 2017-09-13 | 0.69182 | 1 | 0.69182 | 0.62048 | 0.97576 | 0.67843 | 0.67927 | 0.65785 | 0.58929 | 0.6185 | 0.59047 | 0.6702 | 0.65471 | 0.43823 | 0.59242 | 3 | 1 | 86 | 14992 | 5750 | 8233 | 12576 | 2033 | 3061 | 13073 | 1771 | 1245 | 33054 | 1.1 | 1.03 | 15160.185
6135 | 15 | 256 | 2017-09-13 | 0.67296 | 1 | 0.67296 | 0.62048 | 1 | 0.68545 | 0.70608 | 0.64842 | 0.60405 | 0.61059 | 0.58796 | 0.69374 | 0.66876 | 0.4421 | 0.59884 | 3 | 1 | 87 | 15147 | 5977 | 8115 | 12891 | 2007 | 3048 | 13532 | 1809 | 1256 | 33412 | 1.07 | 1.03 | 15536.75
6136 | 16 | 256 | 2017-09-13 | 0.68553 | 1 | 0.68553 | 0.63253 | 0.99944 | 0.68762 | 0.71376 | 0.63963 | 0.61089 | 0.59781 | 0.58507 | 0.71839 | 0.68392 | 0.44562 | 0.60328 | 3 | 1 | 88 | 15195 | 6042 | 8005 | 13037 | 1965 | 3033 | 14013 | 1850 | 1266 | 33660 | 1.09 | 1.05 | 15528.105
6137 | 17 | 256 | 2017-09-13 | 0.66667 | 1 | 0.66667 | 0.71084 | 0.98608 | 0.68857 | 0.71707 | 0.63851 | 0.60925 | 0.5896 | 0.58218 | 0.7286 | 0.69168 | 0.45899 | 0.60491 | 3 | 1 | 89 | 15216 | 6070 | 7991 | 13002 | 1938 | 3018 | 14212 | 1871 | 1304 | 33751 | 1.06 | 1.18 | 15320.515
6138 | 18 | 256 | 2017-09-13 | 0.69811 | 1 | 0.69811 | 0.71687 | 0.92154 | 0.68581 | 0.71081 | 0.63268 | 0.60264 | 0.58321 | 0.58102 | 0.71973 | 0.68872 | 0.46885 | 0.60298 | 3 | 1 | 90 | 15155 | 6017 | 7918 | 12861 | 1917 | 3012 | 14039 | 1863 | 1332 | 33643 | 1.11 | 1.19 | 14317.695
6139 | 19 | 256 | 2017-09-13 | 0.72327 | 1 | 0.72327 | 0.76506 | 0.8823 | 0.67608 | 0.69025 | 0.61798 | 0.58737 | 0.57651 | 0.57928 | 0.7084 | 0.65989 | 0.47272 | 0.59547 | 3 | 1 | 91 | 14940 | 5843 | 7734 | 12535 | 1895 | 3003 | 13818 | 1785 | 1343 | 33224 | 1.15 | 1.27 | 13708.055
6140 | 20 | 256 | 2017-09-13 | 0.78616 | 1 | 0.78616 | 0.80723 | 0.93549 | 0.66685 | 0.68777 | 0.61854 | 0.56914 | 0.59081 | 0.58083 | 0.7066 | 0.64658 | 0.47202 | 0.60713 | 3 | 1 | 92 | 14736 | 5822 | 7741 | 12146 | 1942 | 3011 | 13783 | 1749 | 1341 | 33875 | 1.25 | 1.34 | 14534.475
6141 | 21 | 256 | 2017-09-13 | 0.83648 | 1 | 0.83648 | 0.86145 | 0.93593 | 0.67024 | 0.69014 | 0.63372 | 0.5802 | 0.59963 | 0.58179 | 0.67123 | 0.63475 | 0.48434 | 0.60685 | 3 | 1 | 93 | 14811 | 5842 | 7931 | 12382 | 1971 | 3016 | 13093 | 1717 | 1376 | 33859 | 1.33 | 1.43 | 14541.295
6142 | 22 | 256 | 2017-09-13 | 0.81761 | 1 | 0.81761 | 0.8494 | 0.9084 | 0.64517 | 0.64619 | 0.60384 | 0.56394 | 0.57073 | 0.56983 | 0.62406 | 0.60074 | 0.47835 | 0.57552 | 3 | 1 | 94 | 14257 | 5470 | 7557 | 12035 | 1876 | 2954 | 12173 | 1625 | 1359 | 32111 | 1.3 | 1.41 | 14113.52
6143 | 23 | 256 | 2017-09-13 | 0.75472 | 1 | 0.75472 | 0.72892 | 0.88374 | 0.59639 | 0.59102 | 0.55997 | 0.53264 | 0.52753 | 0.53241 | 0.56993 | 0.54972 | 0.44175 | 0.52523 | 3 | 1 | 95 | 13179 | 5003 | 7008 | 11367 | 1734 | 2760 | 11117 | 1487 | 1255 | 29305 | 1.2 | 1.21 | 13730.465
6144 | 24 | 256 | 2017-09-13 | 0.68553 | 1 | 0.68553 | 0.6506 | 0.84359 | 0.54982 | 0.54282 | 0.51922 | 0.49009 | 0.48646 | 0.49421 | 0.51881 | 0.49908 | 0.39845 | 0.47931 | 3 | 1 | 96 | 12150 | 4595 | 6498 | 10459 | 1599 | 2562 | 10120 | 1350 | 1132 | 26743 | 1.09 | 1.08 | 13106.685
6145 | 1 | 257 | 2017-09-14 | 0.61635 | 1 | 0.61635 | 0.62651 | 0.80131 | 0.52475 | 0.54542 | 0.51866 | 0.45204 | 0.47673 | 0.45988 | 0.48052 | 0.46174 | 0.35868 | 0.46027 | 4 | 1 | 97 | 11596 | 4617 | 6491 | 9647 | 1567 | 2384 | 9373 | 1249 | 1019 | 25681 | 0.98 | 1.04 | 12449.825
6146 | 2 | 257 | 2017-09-14 | 0.60377 | 1 | 0.60377 | 0.60241 | 0.77242 | 0.50272 | 0.52617 | 0.49692 | 0.42491 | 0.45513 | 0.44059 | 0.45483 | 0.44251 | 0.34002 | 0.43798 | 4 | 1 | 98 | 11109 | 4454 | 6219 | 9068 | 1496 | 2284 | 8872 | 1197 | 966 | 24437 | 0.96 | 1 | 12000.945
6147 | 3 | 257 | 2017-09-14 | 0.59748 | 1 | 0.59748 | 0.59036 | 0.74901 | 0.49131 | 0.51223 | 0.4855 | 0.40734 | 0.44144 | 0.42863 | 0.43817 | 0.4329 | 0.32876 | 0.4252 | 4 | 1 | 99 | 10857 | 4336 | 6076 | 8693 | 1451 | 2222 | 8547 | 1171 | 934 | 23724 | 0.95 | 0.98 | 11637.225
6148 | 4 | 257 | 2017-09-14 | 0.61635 | 1 | 0.61635 | 0.59036 | 0.73082 | 0.48529 | 0.50762 | 0.4795 | 0.39576 | 0.43505 | 0.42284 | 0.42987 | 0.43105 | 0.32277 | 0.41984 | 4 | 1 | 100 | 10724 | 4297 | 6001 | 8446 | 1430 | 2192 | 8385 | 1166 | 917 | 23425 | 0.98 | 0.98 | 11354.585
6149 | 5 | 257 | 2017-09-14 | 0.64151 | 1 | 0.64151 | 0.60843 | 0.71832 | 0.49136 | 0.51494 | 0.48438 | 0.39094 | 0.44113 | 0.42843 | 0.43397 | 0.4414 | 0.32876 | 0.42631 | 4 | 1 | 101 | 10858 | 4359 | 6062 | 8343 | 1450 | 2221 | 8465 | 1194 | 934 | 23786 | 1.02 | 1.01 | 11160.345
6150 | 6 | 257 | 2017-09-14 | 0.71698 | 1 | 0.71698 | 0.6506 | 0.72546 | 0.51702 | 0.54294 | 0.50915 | 0.39792 | 0.47551 | 0.45563 | 0.45924 | 0.47209 | 0.35304 | 0.45551 | 4 | 1 | 102 | 11425 | 4596 | 6372 | 8492 | 1563 | 2362 | 8958 | 1277 | 1003 | 25415 | 1.14 | 1.08 | 11271.335
6151 | 7 | 257 | 2017-09-14 | 0.77358 | 1 | 0.77358 | 0.68675 | 0.7356 | 0.5686 | 0.59126 | 0.54974 | 0.42524 | 0.53331 | 0.50482 | 0.51112 | 0.51645 | 0.39528 | 0.51083 | 4 | 1 | 103 | 12565 | 5005 | 6880 | 9075 | 1753 | 2617 | 9970 | 1397 | 1123 | 28502 | 1.23 | 1.14 | 11428.795
6152 | 8 | 257 | 2017-09-14 | 0.77987 | 1 | 0.77987 | 0.71687 | 0.74366 | 0.59476 | 0.61559 | 0.57891 | 0.46966 | 0.55796 | 0.5353 | 0.53517 | 0.54566 | 0.40444 | 0.53978 | 4 | 1 | 104 | 13143 | 5211 | 7245 | 10023 | 1834 | 2775 | 10439 | 1476 | 1149 | 30117 | 1.24 | 1.19 | 11554.04
6153 | 9 | 257 | 2017-09-14 | 0.73585 | 1 | 0.73585 | 0.77108 | 0.84656 | 0.60702 | 0.62717 | 0.60024 | 0.49084 | 0.57743 | 0.5488 | 0.54834 | 0.56525 | 0.40232 | 0.55806 | 4 | 1 | 105 | 13414 | 5309 | 7512 | 10475 | 1898 | 2845 | 10696 | 1529 | 1143 | 31137 | 1.17 | 1.28 | 13152.805
6154 | 10 | 257 | 2017-09-14 | 0.67925 | 1 | 0.67925 | 0.74096 | 0.91285 | 0.62033 | 0.64017 | 0.61694 | 0.50597 | 0.59081 | 0.56211 | 0.57372 | 0.58336 | 0.4076 | 0.57157 | 4 | 1 | 106 | 13708 | 5419 | 7721 | 10798 | 1942 | 2914 | 11191 | 1578 | 1158 | 31891 | 1.08 | 1.23 | 14182.66
6155 | 11 | 257 | 2017-09-14 | 0.66667 | 1 | 0.66667 | 0.75301 | 0.9624 | 0.63635 | 0.65103 | 0.63276 | 0.52781 | 0.60572 | 0.57677 | 0.60258 | 0.60222 | 0.41711 | 0.58484 | 4 | 1 | 107 | 14062 | 5511 | 7919 | 11264 | 1991 | 2990 | 11754 | 1629 | 1185 | 32631 | 1.06 | 1.25 | 14952.575
6156 | 12 | 257 | 2017-09-14 | 0.6478 | 1 | 0.6478 | 0.73494 | 0.97754 | 0.64431 | 0.65989 | 0.63851 | 0.54833 | 0.61393 | 0.58488 | 0.63037 | 0.61146 | 0.42731 | 0.59803 | 4 | 1 | 108 | 14238 | 5586 | 7991 | 11702 | 2018 | 3032 | 12296 | 1654 | 1214 | 33367 | 1.03 | 1.22 | 15187.805
6157 | 13 | 257 | 2017-09-14 | 0.66667 | 1 | 0.66667 | 0.71084 | 0.95214 | 0.65499 | 0.66757 | 0.64339 | 0.56263 | 0.62215 | 0.5924 | 0.65426 | 0.61922 | 0.43541 | 0.61027 | 4 | 1 | 109 | 14474 | 5651 | 8052 | 12007 | 2045 | 3071 | 12762 | 1675 | 1237 | 34050 | 1.06 | 1.18 | 14793.225
6158 | 14 | 257 | 2017-09-14 | 0.6478 | 1 | 0.6478 | 0.70482 | 0.97576 | 0.66486 | 0.67572 | 0.65122 | 0.57406 | 0.62975 | 0.59915 | 0.67692 | 0.62625 | 0.44597 | 0.62068 | 4 | 1 | 110 | 14692 | 5720 | 8150 | 12251 | 2070 | 3106 | 13204 | 1694 | 1267 | 34631 | 1.03 | 1.17 | 15160.185
6159 | 15 | 257 | 2017-09-14 | 0.62893 | 1 | 0.62893 | 0.69277 | 1 | 0.66766 | 0.67915 | 0.64818 | 0.58695 | 0.62945 | 0.60282 | 0.69333 | 0.62477 | 0.45371 | 0.62762 | 4 | 1 | 111 | 14754 | 5749 | 8112 | 12526 | 2069 | 3125 | 13524 | 1690 | 1289 | 35018 | 1 | 1.15 | 15536.75
6160 | 16 | 257 | 2017-09-14 | 0.67296 | 1 | 0.67296 | 0.69277 | 0.99944 | 0.66771 | 0.68139 | 0.64347 | 0.59205 | 0.62519 | 0.60513 | 0.70394 | 0.62329 | 0.4597 | 0.63429 | 4 | 1 | 112 | 14755 | 5768 | 8053 | 12635 | 2055 | 3137 | 13731 | 1686 | 1306 | 35390 | 1.07 | 1.15 | 15528.105
6161 | 17 | 257 | 2017-09-14 | 0.72327 | 1 | 0.72327 | 0.75301 | 0.98608 | 0.67101 | 0.68258 | 0.63931 | 0.59247 | 0.62306 | 0.60629 | 0.70978 | 0.62292 | 0.47448 | 0.63823 | 4 | 1 | 113 | 14828 | 5778 | 8001 | 12644 | 2048 | 3143 | 13845 | 1685 | 1348 | 35610 | 1.15 | 1.25 | 15320.515
6162 | 18 | 257 | 2017-09-14 | 0.7673 | 1 | 0.7673 | 0.80723 | 0.92154 | 0.66821 | 0.68033 | 0.63404 | 0.58896 | 0.62184 | 0.60532 | 0.70358 | 0.61922 | 0.48082 | 0.63717 | 4 | 1 | 114 | 14766 | 5759 | 7935 | 12569 | 2044 | 3138 | 13724 | 1675 | 1366 | 35551 | 1.22 | 1.34 | 14317.695
6163 | 19 | 257 | 2017-09-14 | 0.77358 | 1 | 0.77358 | 0.83133 | 0.8823 | 0.65956 | 0.67561 | 0.62573 | 0.57706 | 0.61272 | 0.59973 | 0.68364 | 0.60998 | 0.48328 | 0.62282 | 4 | 1 | 115 | 14575 | 5719 | 7831 | 12315 | 2014 | 3109 | 13335 | 1650 | 1373 | 34750 | 1.23 | 1.38 | 13708.055
6164 | 20 | 257 | 2017-09-14 | 0.80503 | 1 | 0.80503 | 0.8494 | 0.93549 | 0.65386 | 0.67324 | 0.62022 | 0.56169 | 0.60329 | 0.58835 | 0.66549 | 0.60665 | 0.47941 | 0.61491 | 4 | 1 | 116 | 14449 | 5699 | 7762 | 11987 | 1983 | 3050 | 12981 | 1641 | 1362 | 34309 | 1.28 | 1.41 | 14534.475
6165 | 21 | 257 | 2017-09-14 | 0.89937 | 1 | 0.89937 | 0.93373 | 0.93593 | 0.66318 | 0.67797 | 0.62117 | 0.5734 | 0.60998 | 0.59857 | 0.6538 | 0.60222 | 0.48715 | 0.62262 | 4 | 1 | 117 | 14655 | 5739 | 7774 | 12237 | 2005 | 3103 | 12753 | 1629 | 1384 | 34739 | 1.43 | 1.55 | 14541.295
6166 | 22 | 257 | 2017-09-14 | 0.88679 | 1 | 0.88679 | 0.90964 | 0.9084 | 0.64662 | 0.65328 | 0.61239 | 0.56384 | 0.59629 | 0.58488 | 0.61217 | 0.57856 | 0.48539 | 0.59174 | 4 | 1 | 118 | 14289 | 5530 | 7664 | 12033 | 1960 | 3032 | 11941 | 1565 | 1379 | 33016 | 1.41 | 1.51 | 14113.52
6167 | 23 | 257 | 2017-09-14 | 0.79874 | 1 | 0.79874 | 0.85542 | 0.88374 | 0.60069 | 0.60673 | 0.57635 | 0.53095 | 0.55643 | 0.54591 | 0.55983 | 0.54048 | 0.44703 | 0.54381 | 4 | 1 | 119 | 13274 | 5136 | 7213 | 11331 | 1829 | 2830 | 10920 | 1462 | 1270 | 30342 | 1.27 | 1.42 | 13730.465
6168 | 24 | 257 | 2017-09-14 | 0.7044 | 1 | 0.7044 | 0.77108 | 0.84359 | 0.55408 | 0.56291 | 0.53767 | 0.49365 | 0.51293 | 0.50174 | 0.50769 | 0.50166 | 0.3988 | 0.49659 | 4 | 1 | 120 | 12244 | 4765 | 6729 | 10535 | 1686 | 2601 | 9903 | 1357 | 1133 | 27707 | 1.12 | 1.28 | 13106.685
6169 | 1 | 258 | 2017-09-15 | 0.76101 | 1 | 0.76101 | 0.71687 | 0.80131 | 0.53453 | 0.5303 | 0.5161 | 0.47247 | 0.5038 | 0.47396 | 0.46873 | 0.48355 | 0.38261 | 0.47355 | 5 | 1 | 121 | 11812 | 4489 | 6459 | 10083 | 1656 | 2457 | 9143 | 1308 | 1087 | 26422 | 1.21 | 1.19 | 12449.825
6170 | 2 | 258 | 2017-09-15 | 0.71698 | 1 | 0.71698 | 0.66867 | 0.77242 | 0.51181 | 0.50868 | 0.49453 | 0.44136 | 0.47825 | 0.45004 | 0.44268 | 0.46433 | 0.35938 | 0.44793 | 5 | 1 | 122 | 11310 | 4306 | 6189 | 9419 | 1572 | 2333 | 8635 | 1256 | 1021 | 24992 | 1.14 | 1.11 | 12000.945
6171 | 3 | 258 | 2017-09-15 | 0.7044 | 1 | 0.7044 | 0.64458 | 0.74901 | 0.49887 | 0.49675 | 0.4827 | 0.42111 | 0.46091 | 0.43615 | 0.42613 | 0.45508 | 0.3453 | 0.43224 | 5 | 1 | 123 | 11024 | 4205 | 6041 | 8987 | 1515 | 2261 | 8312 | 1231 | 981 | 24117 | 1.12 | 1.07 | 11637.225
6172 | 4 | 258 | 2017-09-15 | 0.69811 | 1 | 0.69811 | 0.63253 | 0.73082 | 0.49262 | 0.49344 | 0.47567 | 0.40701 | 0.45208 | 0.42824 | 0.41731 | 0.44954 | 0.33721 | 0.42421 | 5 | 1 | 124 | 10886 | 4177 | 5953 | 8686 | 1486 | 2220 | 8140 | 1216 | 958 | 23669 | 1.11 | 1.05 | 11354.585
6173 | 5 | 258 | 2017-09-15 | 0.69182 | 1 | 0.69182 | 0.63253 | 0.71832 | 0.49855 | 0.49817 | 0.48142 | 0.40045 | 0.45817 | 0.43268 | 0.42069 | 0.4536 | 0.34178 | 0.4285 | 5 | 1 | 125 | 11017 | 4217 | 6025 | 8546 | 1506 | 2243 | 8206 | 1227 | 971 | 23908 | 1.1 | 1.05 | 11160.345
6174 | 6 | 258 | 2017-09-15 | 0.7044 | 1 | 0.7044 | 0.68072 | 0.72546 | 0.53303 | 0.52995 | 0.50531 | 0.40842 | 0.48646 | 0.4564 | 0.45822 | 0.47579 | 0.3629 | 0.45995 | 5 | 1 | 126 | 11779 | 4486 | 6324 | 8716 | 1599 | 2366 | 8938 | 1287 | 1031 | 25663 | 1.12 | 1.13 | 11271.335
6175 | 7 | 258 | 2017-09-15 | 0.75472 | 1 | 0.75472 | 0.74096 | 0.7356 | 0.58327 | 0.57614 | 0.55509 | 0.44304 | 0.54274 | 0.50019 | 0.50354 | 0.51275 | 0.40831 | 0.50741 | 5 | 1 | 127 | 12889 | 4877 | 6947 | 9455 | 1784 | 2593 | 9822 | 1387 | 1160 | 28311 | 1.2 | 1.23 | 11428.795
6176 | 8 | 258 | 2017-09-15 | 0.81761 | 1 | 0.81761 | 0.77711 | 0.74366 | 0.60612 | 0.60024 | 0.58106 | 0.4869 | 0.56921 | 0.52585 | 0.5243 | 0.54011 | 0.41957 | 0.53912 | 5 | 1 | 128 | 13394 | 5081 | 7272 | 10391 | 1871 | 2726 | 10227 | 1461 | 1192 | 30080 | 1.3 | 1.29 | 11554.04
6177 | 9 | 258 | 2017-09-15 | 0.84277 | 1 | 0.84277 | 0.83133 | 0.84656 | 0.62295 | 0.61524 | 0.59624 | 0.51909 | 0.58929 | 0.54552 | 0.55009 | 0.56599 | 0.4164 | 0.56062 | 5 | 1 | 129 | 13766 | 5208 | 7462 | 11078 | 1937 | 2828 | 10730 | 1531 | 1183 | 31280 | 1.34 | 1.38 | 13152.805
6178 | 10 | 258 | 2017-09-15 | 0.8805 | 1 | 0.8805 | 0.85542 | 0.91285 | 0.64028 | 0.63201 | 0.6159 | 0.55026 | 0.61363 | 0.56655 | 0.57762 | 0.58928 | 0.43083 | 0.57813 | 5 | 1 | 130 | 14149 | 5350 | 7708 | 11743 | 2017 | 2937 | 11267 | 1594 | 1224 | 32257 | 1.4 | 1.42 | 14182.66
6179 | 11 | 258 | 2017-09-15 | 0.84906 | 1 | 0.84906 | 0.83133 | 0.9624 | 0.65888 | 0.64926 | 0.63724 | 0.58024 | 0.63766 | 0.58873 | 0.60663 | 0.61257 | 0.44773 | 0.60072 | 5 | 1 | 131 | 14560 | 5496 | 7975 | 12383 | 2096 | 3052 | 11833 | 1657 | 1272 | 33517 | 1.35 | 1.38 | 14952.575
6180 | 12 | 258 | 2017-09-15 | 0.8239 | 1 | 0.8239 | 0.78916 | 0.97754 | 0.67006 | 0.66344 | 0.64586 | 0.61347 | 0.65166 | 0.60301 | 0.63288 | 0.62994 | 0.46744 | 0.62081 | 5 | 1 | 132 | 14807 | 5616 | 8083 | 13092 | 2142 | 3126 | 12345 | 1704 | 1328 | 34638 | 1.31 | 1.31 | 15187.805
6181 | 13 | 258 | 2017-09-15 | 0.80503 | 1 | 0.80503 | 0.78916 | 0.95214 | 0.68169 | 0.6723 | 0.65234 | 0.64172 | 0.66687 | 0.61767 | 0.65749 | 0.64214 | 0.4868 | 0.63999 | 5 | 1 | 133 | 15064 | 5691 | 8164 | 13695 | 2192 | 3202 | 12825 | 1737 | 1383 | 35708 | 1.28 | 1.31 | 14793.225
6182 | 14 | 258 | 2017-09-15 | 0.81132 | 1 | 0.81132 | 0.74699 | 0.97576 | 0.69468 | 0.68352 | 0.6636 | 0.66098 | 0.68208 | 0.63194 | 0.67948 | 0.65287 | 0.50898 | 0.65906 | 5 | 1 | 134 | 15351 | 5786 | 8305 | 14106 | 2242 | 3276 | 13254 | 1766 | 1446 | 36772 | 1.29 | 1.24 | 15160.185
6183 | 15 | 258 | 2017-09-15 | 0.76101 | 1 | 0.76101 | 0.74096 | 1 | 0.69938 | 0.68884 | 0.6628 | 0.67926 | 0.68695 | 0.64082 | 0.69681 | 0.65915 | 0.52763 | 0.67477 | 5 | 1 | 135 | 15455 | 5831 | 8295 | 14496 | 2258 | 3322 | 13592 | 1783 | 1499 | 37649 | 1.21 | 1.23 | 15536.75
6184 | 16 | 258 | 2017-09-15 | 0.77358 | 1 | 0.77358 | 0.72892 | 0.99944 | 0.70015 | 0.69214 | 0.65913 | 0.69627 | 0.68482 | 0.64776 | 0.70799 | 0.65878 | 0.54171 | 0.68621 | 5 | 1 | 136 | 15472 | 5859 | 8249 | 14859 | 2251 | 3358 | 13810 | 1782 | 1539 | 38287 | 1.23 | 1.21 | 15528.105
6185 | 17 | 258 | 2017-09-15 | 0.77987 | 1 | 0.77987 | 0.72289 | 0.98608 | 0.70156 | 0.69758 | 0.65314 | 0.70554 | 0.68877 | 0.65085 | 0.7144 | 0.6573 | 0.56142 | 0.69599 | 5 | 1 | 137 | 15503 | 5905 | 8174 | 15057 | 2264 | 3374 | 13935 | 1778 | 1595 | 38833 | 1.24 | 1.2 | 15320.515
6186 | 18 | 258 | 2017-09-15 | 0.83648 | 1 | 0.83648 | 0.77108 | 0.92154 | 0.69531 | 0.69333 | 0.64275 | 0.70203 | 0.67965 | 0.6466 | 0.71081 | 0.6525 | 0.56811 | 0.69406 | 5 | 1 | 138 | 15365 | 5869 | 8044 | 14982 | 2234 | 3352 | 13865 | 1765 | 1614 | 38725 | 1.33 | 1.28 | 14317.695
6187 | 19 | 258 | 2017-09-15 | 0.83648 | 1 | 0.83648 | 0.80723 | 0.8823 | 0.6806 | 0.6775 | 0.62677 | 0.68483 | 0.66109 | 0.62924 | 0.68666 | 0.63401 | 0.56072 | 0.6723 | 5 | 1 | 139 | 15040 | 5735 | 7844 | 14615 | 2173 | 3262 | 13394 | 1715 | 1593 | 37511 | 1.33 | 1.34 | 13708.055
6188 | 20 | 258 | 2017-09-15 | 0.90566 | 1 | 0.90566 | 0.8494 | 0.93549 | 0.66106 | 0.66686 | 0.61766 | 0.66047 | 0.63614 | 0.60687 | 0.66087 | 0.61553 | 0.54101 | 0.65135 | 5 | 1 | 140 | 14608 | 5645 | 7730 | 14095 | 2091 | 3146 | 12891 | 1665 | 1537 | 36342 | 1.44 | 1.41 | 14534.475
6189 | 21 | 258 | 2017-09-15 | 0.98742 | 1 | 0.98742 | 0.88554 | 0.93593 | 0.65956 | 0.66651 | 0.6187 | 0.65278 | 0.6328 | 0.60069 | 0.64508 | 0.6122 | 0.53784 | 0.63954 | 5 | 1 | 141 | 14575 | 5642 | 7743 | 13931 | 2080 | 3114 | 12583 | 1656 | 1528 | 35683 | 1.57 | 1.47 | 14541.295
6190 | 22 | 258 | 2017-09-15 | 1 | 1 | 1 | 0.84337 | 0.9084 | 0.64449 | 0.6404 | 0.60288 | 0.6376 | 0.61758 | 0.58661 | 0.61063 | 0.5878 | 0.51778 | 0.60774 | 5 | 1 | 142 | 14242 | 5421 | 7545 | 13607 | 2030 | 3041 | 11911 | 1590 | 1471 | 33909 | 1.59 | 1.4 | 14113.52
6191 | 23 | 258 | 2017-09-15 | 0.91824 | 1 | 0.91824 | 0.74699 | 0.88374 | 0.60757 | 0.59598 | 0.56748 | 0.60869 | 0.57469 | 0.55208 | 0.56536 | 0.55305 | 0.48082 | 0.56433 | 5 | 1 | 143 | 13426 | 5045 | 7102 | 12990 | 1889 | 2862 | 11028 | 1496 | 1366 | 31487 | 1.46 | 1.24 | 13730.465
6192 | 24 | 258 | 2017-09-15 | 0.79245 | 1 | 0.79245 | 0.63855 | 0.84359 | 0.55883 | 0.55381 | 0.52753 | 0.56619 | 0.52662 | 0.511 | 0.51969 | 0.51571 | 0.43893 | 0.51795 | 5 | 1 | 144 | 12349 | 4688 | 6602 | 12083 | 1731 | 2649 | 10137 | 1395 | 1247 | 28899 | 1.26 | 1.06 | 13106.685
6193 | 1 | 259 | 2017-09-16 | 0.64151 | 1 | 0.64151 | 0.59639 | 0.77448 | 0.53073 | 0.52428 | 0.4998 | 0.53343 | 0.49285 | 0.47473 | 0.49067 | 0.47579 | 0.38261 | 0.48696 | 6 | 2 | 1 | 11728 | 4438 | 6255 | 11384 | 1620 | 2461 | 9571 | 1287 | 1087 | 27170 | 1.02 | 0.99 | 12032.86
6194 | 2 | 259 | 2017-09-16 | 0.60377 | 1 | 0.60377 | 0.57831 | 0.74964 | 0.50602 | 0.50112 | 0.47623 | 0.49585 | 0.4603 | 0.45023 | 0.46381 | 0.4536 | 0.35656 | 0.45932 | 6 | 2 | 2 | 11182 | 4242 | 5960 | 10582 | 1513 | 2334 | 9047 | 1227 | 1013 | 25628 | 0.96 | 0.96 | 11646.96
6195 | 3 | 259 | 2017-09-16 | 0.60377 | 1 | 0.60377 | 0.56024 | 0.72838 | 0.49009 | 0.48789 | 0.46113 | 0.46863 | 0.44144 | 0.43306 | 0.44468 | 0.44104 | 0.33721 | 0.4414 | 6 | 2 | 3 | 10830 | 4130 | 5771 | 10001 | 1451 | 2245 | 8674 | 1193 | 958 | 24628 | 0.96 | 0.93 | 11316.6
6196 | 4 | 259 | 2017-09-16 | 0.59119 | 1 | 0.59119 | 0.54819 | 0.71262 | 0.48041 | 0.48057 | 0.45258 | 0.4482 | 0.42927 | 0.42284 | 0.43258 | 0.43364 | 0.32981 | 0.42959 | 6 | 2 | 4 | 10616 | 4068 | 5664 | 9565 | 1411 | 2192 | 8438 | 1173 | 937 | 23969 | 0.94 | 0.91 | 11071.73
6197 | 5 | 259 | 2017-09-16 | 0.62893 | 1 | 0.62893 | 0.54819 | 0.70005 | 0.47742 | 0.47726 | 0.45282 | 0.43531 | 0.4247 | 0.42072 | 0.42761 | 0.42957 | 0.32277 | 0.42595 | 6 | 2 | 5 | 10550 | 4040 | 5667 | 9290 | 1396 | 2181 | 8341 | 1162 | 917 | 23766 | 1 | 0.91 | 10876.555
6198 | 6 | 259 | 2017-09-16 | 0.69182 | 1 | 0.69182 | 0.56627 | 0.69248 | 0.48534 | 0.48588 | 0.46033 | 0.43067 | 0.432 | 0.42728 | 0.43371 | 0.43512 | 0.32735 | 0.43242 | 6 | 2 | 6 | 10725 | 4113 | 5761 | 9191 | 1420 | 2215 | 8460 | 1177 | 930 | 24127 | 1.1 | 0.94 | 10758.83
6199 | 7 | 259 | 2017-09-16 | 0.76101 | 1 | 0.76101 | 0.62651 | 0.68725 | 0.49946 | 0.49841 | 0.47455 | 0.43873 | 0.44691 | 0.44464 | 0.4452 | 0.44547 | 0.33756 | 0.4456 | 6 | 2 | 7 | 11037 | 4219 | 5939 | 9363 | 1469 | 2305 | 8684 | 1205 | 959 | 24862 | 1.21 | 1.04 | 10677.68
6200 | 8 | 259 | 2017-09-16 | 0.77358 | 1 | 0.77358 | 0.6988 | 0.67879 | 0.51032 | 0.51388 | 0.48622 | 0.44768 | 0.45908 | 0.4593 | 0.46401 | 0.45767 | 0.35128 | 0.46483 | 6 | 2 | 8 | 11277 | 4350 | 6085 | 9554 | 1509 | 2381 | 9051 | 1238 | 998 | 25935 | 1.23 | 1.16 | 10546.135
6201 | 9 | 259 | 2017-09-16 | 0.72327 | 1 | 0.72327 | 0.73494 | 0.73509 | 0.53874 | 0.54719 | 0.51594 | 0.47163 | 0.49163 | 0.48611 | 0.502 | 0.48688 | 0.37874 | 0.50071 | 6 | 2 | 9 | 11905 | 4632 | 6457 | 10065 | 1616 | 2520 | 9792 | 1317 | 1076 | 27937 | 1.15 | 1.22 | 11420.965
6202 | 10 | 259 | 2017-09-16 | 0.7044 | 1 | 0.7044 | 0.74096 | 0.80309 | 0.56811 | 0.57933 | 0.54319 | 0.51169 | 0.52601 | 0.51833 | 0.5426 | 0.52015 | 0.41323 | 0.53473 | 6 | 2 | 10 | 12554 | 4904 | 6798 | 10920 | 1729 | 2687 | 10584 | 1407 | 1174 | 29835 | 1.12 | 1.23 | 12477.48
6203 | 11 | 259 | 2017-09-16 | 0.72956 | 1 | 0.72956 | 0.73494 | 0.84627 | 0.59557 | 0.60697 | 0.56852 | 0.55208 | 0.55552 | 0.54726 | 0.58069 | 0.54824 | 0.44139 | 0.56378 | 6 | 2 | 11 | 13161 | 5138 | 7115 | 11782 | 1826 | 2837 | 11327 | 1483 | 1254 | 31456 | 1.16 | 1.22 | 13148.295
6204 | 12 | 259 | 2017-09-16 | 0.67925 | 1 | 0.67925 | 0.74096 | 0.85829 | 0.61698 | 0.63001 | 0.58538 | 0.58966 | 0.57895 | 0.56887 | 0.61232 | 0.56784 | 0.4699 | 0.58724 | 6 | 2 | 12 | 13634 | 5333 | 7326 | 12584 | 1903 | 2949 | 11944 | 1536 | 1335 | 32765 | 1.08 | 1.23 | 13334.96
6205 | 13 | 259 | 2017-09-16 | 0.6478 | 1 | 0.6478 | 0.75904 | 0.83365 | 0.63472 | 0.64607 | 0.59992 | 0.62036 | 0.59781 | 0.58526 | 0.64016 | 0.58595 | 0.49278 | 0.60706 | 6 | 2 | 13 | 14026 | 5469 | 7508 | 13239 | 1965 | 3034 | 12487 | 1585 | 1400 | 33871 | 1.03 | 1.26 | 12952.21
6206 | 14 | 259 | 2017-09-16 | 0.6478 | 1 | 0.6478 | 0.77711 | 0.83998 | 0.6501 | 0.66237 | 0.61438 | 0.64589 | 0.61424 | 0.59896 | 0.65995 | 0.59852 | 0.51954 | 0.62341 | 6 | 2 | 14 | 14366 | 5607 | 7689 | 13784 | 2019 | 3105 | 12873 | 1619 | 1476 | 34783 | 1.03 | 1.29 | 13050.635
6207 | 15 | 259 | 2017-09-16 | 0.66038 | 1 | 0.66038 | 0.79518 | 0.8466 | 0.66241 | 0.67383 | 0.62229 | 0.66197 | 0.62732 | 0.60841 | 0.67866 | 0.60702 | 0.53713 | 0.63726 | 6 | 2 | 15 | 14638 | 5704 | 7788 | 14127 | 2062 | 3154 | 13238 | 1642 | 1526 | 35556 | 1.05 | 1.32 | 13153.435
6208 | 16 | 259 | 2017-09-16 | 0.66038 | 1 | 0.66038 | 0.84337 | 0.84537 | 0.67612 | 0.68624 | 0.63116 | 0.67513 | 0.64131 | 0.61613 | 0.69148 | 0.61368 | 0.55297 | 0.64803 | 6 | 2 | 16 | 14941 | 5809 | 7899 | 14408 | 2108 | 3194 | 13488 | 1660 | 1571 | 36157 | 1.05 | 1.4 | 13134.275
6209 | 17 | 259 | 2017-09-16 | 0.67925 | 1 | 0.67925 | 0.87349 | 0.83299 | 0.68839 | 0.69462 | 0.63971 | 0.68432 | 0.65561 | 0.62384 | 0.69866 | 0.6207 | 0.57198 | 0.66022 | 6 | 2 | 17 | 15212 | 5880 | 8006 | 14604 | 2155 | 3234 | 13628 | 1679 | 1625 | 36837 | 1.08 | 1.45 | 12941.93
6210 | 18 | 259 | 2017-09-16 | 0.73585 | 1 | 0.73585 | 0.95783 | 0.79767 | 0.69088 | 0.69462 | 0.64083 | 0.68464 | 0.66109 | 0.62731 | 0.6963 | 0.62144 | 0.57726 | 0.65594 | 6 | 2 | 18 | 15267 | 5880 | 8020 | 14611 | 2173 | 3252 | 13582 | 1681 | 1640 | 36598 | 1.17 | 1.59 | 12393.195
6211 | 19 | 259 | 2017-09-16 | 0.7673 | 1 | 0.7673 | 0.98193 | 0.79425 | 0.68065 | 0.68376 | 0.63364 | 0.67349 | 0.65044 | 0.61998 | 0.67718 | 0.61183 | 0.56776 | 0.64147 | 6 | 2 | 19 | 15041 | 5788 | 7930 | 14373 | 2138 | 3214 | 13209 | 1655 | 1613 | 35791 | 1.22 | 1.63 | 12340.135
6212 | 20 | 259 | 2017-09-16 | 0.86164 | 1 | 0.86164 | 1 | 0.85572 | 0.66223 | 0.67194 | 0.62277 | 0.65058 | 0.63097 | 0.60802 | 0.65826 | 0.59889 | 0.54699 | 0.63499 | 6 | 2 | 20 | 14634 | 5688 | 7794 | 13884 | 2074 | 3152 | 12840 | 1620 | 1554 | 35429 | 1.37 | 1.66 | 13295.155
6213 | 21 | 259 | 2017-09-16 | 0.88679 | 1 | 0.88679 | 0.99398 | 0.85805 | 0.65762 | 0.66757 | 0.62181 | 0.6368 | 0.62063 | 0.60667 | 0.6416 | 0.59815 | 0.53925 | 0.62617 | 6 | 2 | 21 | 14532 | 5651 | 7782 | 13590 | 2040 | 3145 | 12515 | 1618 | 1532 | 34937 | 1.41 | 1.65 | 13331.25
6214 | 22 | 259 | 2017-09-16 | 0.84906 | 1 | 0.84906 | 0.90964 | 0.84073 | 0.63825 | 0.63969 | 0.60703 | 0.62448 | 0.60481 | 0.58835 | 0.60422 | 0.57819 | 0.5132 | 0.59774 | 6 | 2 | 22 | 14104 | 5415 | 7597 | 13327 | 1988 | 3050 | 11786 | 1564 | 1458 | 33351 | 1.35 | 1.51 | 13062.215
6215 | 23 | 259 | 2017-09-16 | 0.7673 | 1 | 0.7673 | 0.79518 | 0.82665 | 0.59847 | 0.59622 | 0.57371 | 0.59529 | 0.56465 | 0.55498 | 0.56147 | 0.5464 | 0.47131 | 0.56028 | 6 | 2 | 23 | 13225 | 5047 | 7180 | 12704 | 1856 | 2877 | 10952 | 1478 | 1339 | 31261 | 1.22 | 1.32 | 12843.495
6216 | 24 | 259 | 2017-09-16 | 0.6478 | 1 | 0.6478 | 0.68675 | 0.80437 | 0.55756 | 0.55546 | 0.53568 | 0.55817 | 0.52023 | 0.51833 | 0.51671 | 0.51165 | 0.42907 | 0.51971 | 6 | 2 | 24 | 12321 | 4702 | 6704 | 11912 | 1710 | 2687 | 10079 | 1384 | 1219 | 28997 | 1.03 | 1.14 | 12497.315
6217 | 1 | 260 | 2017-09-17 | 0.58491 | 1 | 0.58491 | 0.64458 | 0.77096 | 0.5324 | 0.51589 | 0.49421 | 0.52603 | 0.46821 | 0.48939 | 0.48001 | 0.48429 | 0.40549 | 0.47899 | 7 | 3 | 25 | 11765 | 4367 | 6185 | 11226 | 1539 | 2537 | 9363 | 1310 | 1152 | 26725 | 0.93 | 1.07 | 11978.235
6218 | 2 | 260 | 2017-09-17 | 0.54717 | 1 | 0.54717 | 0.62048 | 0.74542 | 0.50525 | 0.49333 | 0.4708 | 0.49463 | 0.44083 | 0.46142 | 0.45335 | 0.46248 | 0.37768 | 0.45219 | 7 | 3 | 26 | 11165 | 4176 | 5892 | 10556 | 1449 | 2392 | 8843 | 1251 | 1073 | 25230 | 0.87 | 1.03 | 11581.36
6219 | 3 | 260 | 2017-09-17 | 0.54088 | 1 | 0.54088 | 0.60843 | 0.72049 | 0.489 | 0.4782 | 0.45673 | 0.46891 | 0.42349 | 0.44117 | 0.43448 | 0.44658 | 0.35727 | 0.43477 | 7 | 3 | 27 | 10806 | 4048 | 5716 | 10007 | 1392 | 2287 | 8475 | 1208 | 1015 | 24258 | 0.86 | 1.01 | 11194.145
6220 | 4 | 260 | 2017-09-17 | 0.54717 | 1 | 0.54717 | 0.62048 | 0.6999 | 0.47832 | 0.46994 | 0.44658 | 0.44984 | 0.41162 | 0.42805 | 0.42197 | 0.4366 | 0.34354 | 0.42344 | 7 | 3 | 28 | 10570 | 3978 | 5589 | 9600 | 1353 | 2219 | 8231 | 1181 | 976 | 23626 | 0.87 | 1.03 | 10874.225
6221 | 5 | 260 | 2017-09-17 | 0.57862 | 1 | 0.57862 | 0.63855 | 0.68772 | 0.47393 | 0.46604 | 0.44251 | 0.43719 | 0.40554 | 0.42188 | 0.41633 | 0.43253 | 0.33897 | 0.41841 | 7 | 3 | 29 | 10473 | 3945 | 5538 | 9330 | 1333 | 2187 | 8121 | 1170 | 963 | 23345 | 0.92 | 1.06 | 10684.93
6222 | 6 | 260 | 2017-09-17 | 0.6478 | 1 | 0.6478 | 0.69277 | 0.67866 | 0.47674 | 0.4697 | 0.44586 | 0.42941 | 0.40706 | 0.42265 | 0.41772 | 0.43623 | 0.33791 | 0.42142 | 7 | 3 | 30 | 10535 | 3976 | 5580 | 9164 | 1338 | 2191 | 8148 | 1180 | 960 | 23513 | 1.03 | 1.15 | 10544.215
6223 | 7 | 260 | 2017-09-17 | 0.71069 | 1 | 0.71069 | 0.75904 | 0.66367 | 0.48593 | 0.48009 | 0.45258 | 0.42866 | 0.41679 | 0.43094 | 0.42346 | 0.44177 | 0.34319 | 0.42871 | 7 | 3 | 31 | 10738 | 4064 | 5664 | 9148 | 1370 | 2234 | 8260 | 1195 | 975 | 23920 | 1.13 | 1.26 | 10311.225
6224 | 8 | 260 | 2017-09-17 | 0.73585 | 1 | 0.73585 | 0.74699 | 0.63637 | 0.49584 | 0.49462 | 0.45945 | 0.42847 | 0.42409 | 0.43634 | 0.43863 | 0.44917 | 0.35621 | 0.4419 | 7 | 3 | 32 | 10957 | 4187 | 5750 | 9144 | 1394 | 2262 | 8556 | 1215 | 1012 | 24656 | 1.17 | 1.24 | 9887.07
6225 | 9 | 260 | 2017-09-17 | 0.71698 | 1 | 0.71698 | 0.71084 | 0.65776 | 0.52733 | 0.52865 | 0.48837 | 0.44215 | 0.45573 | 0.46431 | 0.47801 | 0.47652 | 0.39141 | 0.47269 | 7 | 3 | 33 | 11653 | 4475 | 6112 | 9436 | 1498 | 2407 | 9324 | 1289 | 1112 | 26374 | 1.14 | 1.18 | 10219.53
6226 | 10 | 260 | 2017-09-17 | 0.69811 | 1 | 0.69811 | 0.6988 | 0.69482 | 0.56168 | 0.56255 | 0.52177 | 0.47678 | 0.49346 | 0.50328 | 0.5184 | 0.51165 | 0.42943 | 0.50236 | 7 | 3 | 34 | 12412 | 4762 | 6530 | 10175 | 1622 | 2609 | 10112 | 1384 | 1220 | 28029 | 1.11 | 1.16 | 10795.295
6227 | 11 | 260 | 2017-09-17 | 0.7044 | 1 | 0.7044 | 0.72289 | 0.7323 | 0.59214 | 0.58996 | 0.55078 | 0.51792 | 0.52814 | 0.53839 | 0.55127 | 0.54307 | 0.45371 | 0.52951 | 7 | 3 | 35 | 13085 | 4994 | 6893 | 11053 | 1736 | 2791 | 10753 | 1469 | 1289 | 29544 | 1.12 | 1.2 | 11377.635
6228 | 12 | 260 | 2017-09-17 | 0.67925 | 1 | 0.67925 | 0.72289 | 0.74794 | 0.62218 | 0.61465 | 0.57723 | 0.55541 | 0.56009 | 0.57234 | 0.58238 | 0.57338 | 0.47694 | 0.55091 | 7 | 3 | 36 | 13749 | 5203 | 7224 | 11853 | 1841 | 2967 | 11360 | 1551 | 1355 | 30738 | 1.08 | 1.2 | 11620.63
6229 | 13 | 260 | 2017-09-17 | 0.62264 | 1 | 0.62264 | 0.6988 | 0.74218 | 0.65359 | 0.63839 | 0.60168 | 0.58657 | 0.58899 | 0.60012 | 0.60981 | 0.60074 | 0.50194 | 0.57197 | 7 | 3 | 37 | 14443 | 5404 | 7530 | 12518 | 1936 | 3111 | 11895 | 1625 | 1426 | 31913 | 0.99 | 1.16 | 11531.12
6230 | 14 | 260 | 2017-09-17 | 0.63522 | 1 | 0.63522 | 0.6988 | 0.75233 | 0.67789 | 0.6593 | 0.62101 | 0.60859 | 0.61333 | 0.62384 | 0.6315 | 0.62144 | 0.53291 | 0.5893 | 7 | 3 | 38 | 14980 | 5581 | 7772 | 12988 | 2016 | 3234 | 12318 | 1681 | 1514 | 32880 | 1.01 | 1.16 | 11688.74
6231 | 15 | 260 | 2017-09-17 | 0.65409 | 1 | 0.65409 | 0.70482 | 0.7566 | 0.6973 | 0.67431 | 0.63612 | 0.62265 | 0.63493 | 0.6412 | 0.64929 | 0.63734 | 0.55157 | 0.60342 | 7 | 3 | 39 | 15409 | 5708 | 7961 | 13288 | 2087 | 3324 | 12665 | 1724 | 1567 | 33668 | 1.04 | 1.17 | 11755.12
6232 | 16 | 260 | 2017-09-17 | 0.67925 | 1 | 0.67925 | 0.72289 | 0.75794 | 0.71491 | 0.69014 | 0.6517 | 0.62996 | 0.65561 | 0.65876 | 0.66082 | 0.64917 | 0.56776 | 0.61364 | 7 | 3 | 40 | 15798 | 5842 | 8156 | 13444 | 2155 | 3415 | 12890 | 1756 | 1613 | 34238 | 1.08 | 1.2 | 11775.96
6233 | 17 | 260 | 2017-09-17 | 0.73585 | 1 | 0.73585 | 0.78313 | 0.74929 | 0.73382 | 0.70467 | 0.66544 | 0.62977 | 0.67934 | 0.67612 | 0.67082 | 0.66174 | 0.58747 | 0.62552 | 7 | 3 | 41 | 16216 | 5965 | 8328 | 13440 | 2233 | 3505 | 13085 | 1790 | 1669 | 34901 | 1.17 | 1.3 | 11641.495
6234 | 18 | 260 | 2017-09-17 | 0.79874 | 1 | 0.79874 | 0.81325 | 0.72694 | 0.7421 | 0.71105 | 0.67191 | 0.62495 | 0.69303 | 0.68557 | 0.67261 | 0.66543 | 0.6012 | 0.63226 | 7 | 3 | 42 | 16399 | 6019 | 8409 | 13337 | 2278 | 3554 | 13120 | 1800 | 1708 | 35277 | 1.27 | 1.35 | 11294.21
6235 | 19 | 260 | 2017-09-17 | 0.83648 | 1 | 0.83648 | 0.8494 | 0.72784 | 0.73391 | 0.70301 | 0.66776 | 0.61197 | 0.68969 | 0.67863 | 0.66026 | 0.6536 | 0.60014 | 0.62642 | 7 | 3 | 43 | 16218 | 5951 | 8357 | 13060 | 2267 | 3518 | 12879 | 1768 | 1705 | 34951 | 1.33 | 1.41 | 11308.32
6236 | 20 | 260 | 2017-09-17 | 0.91824 | 1 | 0.91824 | 0.90361 | 0.80601 | 0.71875 | 0.69758 | 0.66033 | 0.59515 | 0.67478 | 0.65914 | 0.6479 | 0.6403 | 0.58993 | 0.62516 | 7 | 3 | 44 | 15883 | 5905 | 8264 | 12701 | 2218 | 3417 | 12638 | 1732 | 1676 | 34881 | 1.46 | 1.5 | 12522.705
6237 | 21 | 260 | 2017-09-17 | 0.91195 | 1 | 0.91195 | 0.93976 | 0.81962 | 0.71513 | 0.69746 | 0.66368 | 0.59341 | 0.67052 | 0.65355 | 0.63673 | 0.6403 | 0.59134 | 0.62023 | 7 | 3 | 45 | 15803 | 5904 | 8306 | 12664 | 2204 | 3388 | 12420 | 1732 | 1680 | 34606 | 1.45 | 1.56 | 12734.27
6238 | 22 | 260 | 2017-09-17 | 0.89308 | 1 | 0.89308 | 0.89759 | 0.81392 | 0.68884 | 0.65871 | 0.64355 | 0.59074 | 0.64953 | 0.63137 | 0.60007 | 0.61959 | 0.55966 | 0.58901 | 7 | 3 | 46 | 15222 | 5576 | 8054 | 12607 | 2135 | 3273 | 11705 | 1676 | 1590 | 32864 | 1.42 | 1.49 | 12645.685
6239 | 23 | 260 | 2017-09-17 | 0.7673 | 1 | 0.7673 | 0.8012 | 0.80175 | 0.64123 | 0.60862 | 0.60471 | 0.56666 | 0.60481 | 0.58719 | 0.54983 | 0.58226 | 0.50581 | 0.54611 | 7 | 3 | 47 | 14170 | 5152 | 7568 | 12093 | 1988 | 3044 | 10725 | 1575 | 1437 | 30470 | 1.22 | 1.33 | 12456.54
6240 | 24 | 260 | 2017-09-17 | 0.69182 | 1 | 0.69182 | 0.69277 | 0.77447 | 0.59861 | 0.5674 | 0.56644 | 0.53311 | 0.55978 | 0.54032 | 0.50077 | 0.54122 | 0.45125 | 0.50141 | 7 | 3 | 48 | 13228 | 4803 | 7089 | 11377 | 1840 | 2801 | 9768 | 1464 | 1282 | 27976 | 1.1 | 1.15 | 12032.68
6241 | 1 | 261 | 2017-09-18 | 0.61635 | 1 | 0.61635 | 0.64458 | 0.80131 | 0.54385 | 0.53892 | 0.53664 | 0.45387 | 0.52327 | 0.50096 | 0.47714 | 0.51091 | 0.41499 | 0.48137 | 1 | 1 | 49 | 12018 | 4562 | 6716 | 9686 | 1720 | 2597 | 9307 | 1382 | 1179 | 26858 | 0.98 | 1.07 | 12449.825
6242 | 2 | 261 | 2017-09-18 | 0.61006 | 1 | 0.61006 | 0.62048 | 0.77242 | 0.52335 | 0.51884 | 0.51426 | 0.42899 | 0.49802 | 0.47531 | 0.45407 | 0.48909 | 0.3886 | 0.4563 | 1 | 1 | 50 | 11565 | 4392 | 6436 | 9155 | 1637 | 2464 | 8857 | 1323 | 1104 | 25459 | 0.97 | 1.03 | 12000.945
6243 | 3 | 261 | 2017-09-18 | 0.59748 | 1 | 0.59748 | 0.62048 | 0.74901 | 0.51036 | 0.50738 | 0.5034 | 0.41235 | 0.48342 | 0.45833 | 0.43976 | 0.47652 | 0.37135 | 0.44192 | 1 | 1 | 51 | 11278 | 4295 | 6300 | 8800 | 1589 | 2376 | 8578 | 1289 | 1055 | 24657 | 0.95 | 1.03 | 11637.225
6244 | 4 | 261 | 2017-09-18 | 0.58491 | 1 | 0.58491 | 0.62048 | 0.73082 | 0.50502 | 0.50348 | 0.4962 | 0.40279 | 0.47399 | 0.45062 | 0.43479 | 0.46987 | 0.35938 | 0.43613 | 1 | 1 | 52 | 11160 | 4262 | 6210 | 8596 | 1558 | 2336 | 8481 | 1271 | 1021 | 24334 | 0.93 | 1.03 | 11354.585
6245 | 5 | 261 | 2017-09-18 | 0.60377 | 1 | 0.60377 | 0.64458 | 0.71832 | 0.51249 | 0.50927 | 0.50332 | 0.39956 | 0.47977 | 0.45448 | 0.44161 | 0.47652 | 0.36114 | 0.43651 | 1 | 1 | 53 | 11325 | 4311 | 6299 | 8527 | 1577 | 2356 | 8614 | 1289 | 1026 | 24355 | 0.96 | 1.07 | 11160.345
6246 | 6 | 261 | 2017-09-18 | 0.67296 | 1 | 0.67296 | 0.6988 | 0.72546 | 0.54014 | 0.53822 | 0.532 | 0.40743 | 0.51171 | 0.48032 | 0.46837 | 0.49945 | 0.37874 | 0.47264 | 1 | 1 | 54 | 11936 | 4556 | 6658 | 8695 | 1682 | 2490 | 9136 | 1351 | 1076 | 26371 | 1.07 | 1.16 | 11271.335
6247 | 7 | 261 | 2017-09-18 | 0.73585 | 1 | 0.73585 | 0.77108 | 0.7356 | 0.59449 | 0.58783 | 0.5837 | 0.43747 | 0.57317 | 0.53202 | 0.51384 | 0.53937 | 0.42415 | 0.51947 | 1 | 1 | 55 | 13137 | 4976 | 7305 | 9336 | 1884 | 2758 | 10023 | 1459 | 1205 | 28984 | 1.17 | 1.28 | 11428.795
6248 | 8 | 261 | 2017-09-18 | 0.74214 | 1 | 0.74214 | 0.78313 | 0.74366 | 0.62463 | 0.6137 | 0.61654 | 0.47842 | 0.60937 | 0.5598 | 0.53737 | 0.56451 | 0.43823 | 0.5524 | 1 | 1 | 56 | 13803 | 5195 | 7716 | 10210 | 2003 | 2902 | 10482 | 1527 | 1245 | 30821 | 1.18 | 1.3 | 11554.04
6249 | 9 | 261 | 2017-09-18 | 0.74843 | 1 | 0.74843 | 0.74699 | 0.84656 | 0.64399 | 0.63591 | 0.64658 | 0.5116 | 0.63523 | 0.58295 | 0.55742 | 0.59298 | 0.43999 | 0.57898 | 1 | 1 | 57 | 14231 | 5383 | 8092 | 10918 | 2088 | 3022 | 10873 | 1604 | 1250 | 32304 | 1.19 | 1.24 | 13152.805
6250 | 10 | 261 | 2017-09-18 | 0.71698 | 1 | 0.71698 | 0.72892 | 0.91285 | 0.66725 | 0.66048 | 0.67687 | 0.53952 | 0.669 | 0.61671 | 0.58213 | 0.62699 | 0.46005 | 0.60328 | 1 | 1 | 58 | 14745 | 5591 | 8471 | 11514 | 2199 | 3197 | 11355 | 1696 | 1307 | 33660 | 1.14 | 1.21 | 14182.66
6251 | 11 | 261 | 2017-09-18 | 0.71698 | 1 | 0.71698 | 0.71084 | 0.9624 | 0.70789 | 0.68517 | 0.71019 | 0.56375 | 0.7052 | 0.65451 | 0.61115 | 0.65915 | 0.4875 | 0.62728 | 1 | 1 | 59 | 15643 | 5800 | 8888 | 12031 | 2318 | 3393 | 11921 | 1783 | 1385 | 34999 | 1.14 | 1.18 | 14952.575
6252 | 12 | 261 | 2017-09-18 | 0.69811 | 1 | 0.69811 | 0.68072 | 0.97754 | 0.73228 | 0.70963 | 0.73584 | 0.5847 | 0.7338 | 0.68461 | 0.63888 | 0.68725 | 0.51848 | 0.64739 | 1 | 1 | 60 | 16182 | 6007 | 9209 | 12478 | 2412 | 3549 | 12462 | 1859 | 1473 | 36121 | 1.11 | 1.13 | 15187.805
6253 | 13 | 261 | 2017-09-18 | 0.63522 | 1 | 0.63522 | 0.6506 | 0.95214 | 0.75821 | 0.73184 | 0.75861 | 0.59964 | 0.76696 | 0.71238 | 0.66421 | 0.7146 | 0.54664 | 0.6649 | 1 | 1 | 61 | 16755 | 6195 | 9494 | 12797 | 2521 | 3693 | 12956 | 1933 | 1553 | 37098 | 1.01 | 1.08 | 14793.225
6254 | 14 | 261 | 2017-09-18 | 0.61635 | 1 | 0.61635 | 0.63253 | 0.97576 | 0.77975 | 0.75216 | 0.78154 | 0.61164 | 0.7913 | 0.73515 | 0.68717 | 0.73567 | 0.57691 | 0.68173 | 1 | 1 | 62 | 17231 | 6367 | 9781 | 13053 | 2601 | 3811 | 13404 | 1990 | 1639 | 38037 | 0.98 | 1.05 | 15160.185
6255 | 15 | 261 | 2017-09-18 | 0.61635 | 1 | 0.61635 | 0.65663 | 1 | 0.79156 | 0.76468 | 0.78961 | 0.62453 | 0.80621 | 0.75058 | 0.70383 | 0.74529 | 0.5924 | 0.69196 | 1 | 1 | 63 | 17492 | 6473 | 9882 | 13328 | 2650 | 3891 | 13729 | 2016 | 1683 | 38608 | 0.98 | 1.09 | 15536.75
6256 | 16 | 261 | 2017-09-18 | 0.64151 | 1 | 0.64151 | 0.68072 | 0.99944 | 0.79663 | 0.77437 | 0.79097 | 0.63155 | 0.81381 | 0.75907 | 0.71414 | 0.75379 | 0.60507 | 0.69764 | 1 | 1 | 64 | 17604 | 6555 | 9899 | 13478 | 2675 | 3935 | 13930 | 2039 | 1719 | 38925 | 1.02 | 1.13 | 15528.105
6257 | 17 | 261 | 2017-09-18 | 0.66667 | 1 | 0.66667 | 0.72892 | 0.98608 | 0.80125 | 0.78051 | 0.79001 | 0.63291 | 0.82051 | 0.76698 | 0.72055 | 0.75564 | 0.62232 | 0.70286 | 1 | 1 | 65 | 17706 | 6607 | 9887 | 13507 | 2697 | 3976 | 14055 | 2044 | 1768 | 39216 | 1.06 | 1.21 | 15320.515
6258 | 18 | 261 | 2017-09-18 | 0.68553 | 1 | 0.68553 | 0.77711 | 0.92154 | 0.79555 | 0.77885 | 0.78298 | 0.63085 | 0.81898 | 0.76678 | 0.7206 | 0.74935 | 0.63393 | 0.70164 | 1 | 1 | 66 | 17580 | 6593 | 9799 | 13463 | 2692 | 3975 | 14056 | 2027 | 1801 | 39148 | 1.09 | 1.29 | 14317.695
6259 | 19 | 261 | 2017-09-18 | 0.7044 | 1 | 0.7044 | 0.79518 | 0.8823 | 0.78165 | 0.76751 | 0.769 | 0.62012 | 0.80164 | 0.75424 | 0.7045 | 0.73161 | 0.62971 | 0.68653 | 1 | 1 | 67 | 17273 | 6497 | 9624 | 13234 | 2635 | 3910 | 13742 | 1979 | 1789 | 38305 | 1.12 | 1.32 | 13708.055
6260 | 20 | 261 | 2017-09-18 | 0.7673 | 1 | 0.7673 | 0.8494 | 0.93549 | 0.77423 | 0.76113 | 0.75326 | 0.59843 | 0.77883 | 0.73322 | 0.69466 | 0.71608 | 0.61387 | 0.68198 | 1 | 1 | 68 | 17109 | 6443 | 9427 | 12771 | 2560 | 3801 | 13550 | 1937 | 1744 | 38051 | 1.22 | 1.41 | 14534.475
6261 | 21 | 261 | 2017-09-18 | 0.83648 | 1 | 0.83648 | 0.89759 | 0.93593 | 0.76889 | 0.75676 | 0.74926 | 0.59786 | 0.76848 | 0.72396 | 0.67743 | 0.70795 | 0.61492 | 0.67264 | 1 | 1 | 69 | 16991 | 6406 | 9377 | 12759 | 2526 | 3753 | 13214 | 1915 | 1747 | 37530 | 1.33 | 1.49 | 14541.295
6262 | 22 | 261 | 2017-09-18 | 0.8239 | 1 | 0.8239 | 0.87349 | 0.9084 | 0.73373 | 0.71364 | 0.7185 | 0.59032 | 0.7341 | 0.69136 | 0.63093 | 0.67431 | 0.57585 | 0.63536 | 1 | 1 | 70 | 16214 | 6041 | 8992 | 12598 | 2413 | 3584 | 12307 | 1824 | 1636 | 35450 | 1.31 | 1.45 | 14113.52
6263 | 23 | 261 | 2017-09-18 | 0.77358 | 1 | 0.77358 | 0.75904 | 0.88374 | 0.67947 | 0.6554 | 0.66225 | 0.55864 | 0.67508 | 0.63329 | 0.57346 | 0.62514 | 0.51742 | 0.58288 | 1 | 1 | 71 | 15015 | 5548 | 8288 | 11922 | 2219 | 3283 | 11186 | 1691 | 1470 | 32522 | 1.23 | 1.26 | 13730.465
6264 | 24 | 261 | 2017-09-18 | 0.7044 | 1 | 0.7044 | 0.68072 | 0.84359 | 0.62644 | 0.6039 | 0.61063 | 0.5153 | 0.61485 | 0.57832 | 0.52143 | 0.57486 | 0.46111 | 0.53311 | 1 | 1 | 72 | 13843 | 5112 | 7642 | 10997 | 2021 | 2998 | 10171 | 1555 | 1310 | 29745 | 1.12 | 1.13 | 13106.685
6265 | 1 | 262 | 2017-09-19 | 0.6478 | 1 | 0.6478 | 0.63253 | 0.80131 | 0.58942 | 0.56149 | 0.56069 | 0.47172 | 0.56313 | 0.53472 | 0.48339 | 0.5427 | 0.42978 | 0.48141 | 2 | 1 | 73 | 13025 | 4753 | 7017 | 10067 | 1851 | 2772 | 9429 | 1468 | 1221 | 26860 | 1.03 | 1.05 | 12449.825
6266 | 2 | 262 | 2017-09-19 | 0.59748 | 1 | 0.59748 | 0.61446 | 0.77242 | 0.5605 | 0.53774 | 0.53392 | 0.44351 | 0.5321 | 0.50463 | 0.45827 | 0.51645 | 0.40092 | 0.45674 | 2 | 1 | 74 | 12386 | 4552 | 6682 | 9465 | 1749 | 2616 | 8939 | 1397 | 1139 | 25484 | 0.95 | 1.02 | 12000.945
6267 | 3 | 262 | 2017-09-19 | 0.57862 | 1 | 0.57862 | 0.59639 | 0.74901 | 0.54304 | 0.52369 | 0.51762 | 0.42425 | 0.51536 | 0.48418 | 0.44243 | 0.49982 | 0.37909 | 0.44337 | 2 | 1 | 75 | 12000 | 4433 | 6478 | 9054 | 1694 | 2510 | 8630 | 1352 | 1077 | 24738 | 0.92 | 0.99 | 11637.225
6268 | 4 | 262 | 2017-09-19 | 0.58491 | 1 | 0.58491 | 0.61446 | 0.73082 | 0.53272 | 0.51672 | 0.50819 | 0.41123 | 0.50259 | 0.47357 | 0.43505 | 0.49242 | 0.36536 | 0.43742 | 2 | 1 | 76 | 11772 | 4374 | 6360 | 8776 | 1652 | 2455 | 8486 | 1332 | 1038 | 24406 | 0.93 | 1.02 | 11354.585
6269 | 5 | 262 | 2017-09-19 | 0.58491 | 1 | 0.58491 | 0.62048 | 0.71832 | 0.53507 | 0.52085 | 0.51195 | 0.40664 | 0.5038 | 0.47627 | 0.44063 | 0.49501 | 0.36431 | 0.44361 | 2 | 1 | 77 | 11824 | 4409 | 6407 | 8678 | 1656 | 2469 | 8595 | 1339 | 1035 | 24751 | 0.93 | 1.03 | 11160.345
6270 | 6 | 262 | 2017-09-19 | 0.61635 | 1 | 0.61635 | 0.6747 | 0.72546 | 0.56105 | 0.54814 | 0.53791 | 0.4138 | 0.53392 | 0.5027 | 0.46827 | 0.51682 | 0.39845 | 0.48099 | 2 | 1 | 78 | 12398 | 4640 | 6732 | 8831 | 1755 | 2606 | 9134 | 1398 | 1132 | 26837 | 0.98 | 1.12 | 11271.335
6271 | 7 | 262 | 2017-09-19 | 0.67296 | 1 | 0.67296 | 0.75904 | 0.7356 | 0.61363 | 0.59587 | 0.58913 | 0.44389 | 0.59507 | 0.55517 | 0.52958 | 0.55896 | 0.43858 | 0.53593 | 2 | 1 | 79 | 13560 | 5044 | 7373 | 9473 | 1956 | 2878 | 10330 | 1512 | 1246 | 29902 | 1.07 | 1.26 | 11428.795
6272 | 8 | 262 | 2017-09-19 | 0.72327 | 1 | 0.72327 | 0.74699 | 0.74366 | 0.6392 | 0.61713 | 0.6187 | 0.49299 | 0.62884 | 0.57909 | 0.55527 | 0.58484 | 0.44703 | 0.56901 | 2 | 1 | 80 | 14125 | 5224 | 7743 | 10521 | 2067 | 3002 | 10831 | 1582 | 1270 | 31748 | 1.15 | 1.24 | 11554.04
6273 | 9 | 262 | 2017-09-19 | 0.75472 | 1 | 0.75472 | 0.71084 | 0.84656 | 0.66051 | 0.63887 | 0.64491 | 0.52828 | 0.64497 | 0.59471 | 0.57434 | 0.61294 | 0.44632 | 0.58819 | 2 | 1 | 81 | 14596 | 5408 | 8071 | 11274 | 2120 | 3083 | 11203 | 1658 | 1268 | 32818 | 1.2 | 1.18 | 13152.805
6274 | 10 | 262 | 2017-09-19 | 0.79245 | 1 | 0.79245 | 0.6747 | 0.91285 | 0.68649 | 0.66178 | 0.67575 | 0.55808 | 0.67022 | 0.62365 | 0.59792 | 0.64621 | 0.4685 | 0.60348 | 2 | 1 | 82 | 15170 | 5602 | 8457 | 11910 | 2203 | 3233 | 11663 | 1748 | 1331 | 33671 | 1.26 | 1.12 | 14182.66
6275 | 11 | 262 | 2017-09-19 | 0.73585 | 1 | 0.73585 | 0.6506 | 0.9624 | 0.72106 | 0.68848 | 0.70699 | 0.58568 | 0.69668 | 0.65953 | 0.6195 | 0.67911 | 0.49349 | 0.61439 | 2 | 1 | 83 | 15934 | 5828 | 8848 | 12499 | 2290 | 3419 | 12084 | 1837 | 1402 | 34280 | 1.17 | 1.08 | 14952.575
6276 | 12 | 262 | 2017-09-19 | 0.72327 | 1 | 0.72327 | 0.61446 | 0.97754 | 0.74898 | 0.71447 | 0.7324 | 0.60545 | 0.71859 | 0.68596 | 0.63791 | 0.70943 | 0.52552 | 0.62785 | 2 | 1 | 84 | 16551 | 6048 | 9166 | 12921 | 2362 | 3556 | 12443 | 1919 | 1493 | 35031 | 1.15 | 1.02 | 15187.805
6277 | 13 | 262 | 2017-09-19 | 0.71069 | 1 | 0.71069 | 0.63855 | 0.95214 | 0.77794 | 0.73644 | 0.75573 | 0.62687 | 0.74536 | 0.71508 | 0.662 | 0.73789 | 0.56318 | 0.63932 | 2 | 1 | 85 | 17191 | 6234 | 9458 | 13378 | 2450 | 3707 | 12913 | 1996 | 1600 | 35671 | 1.13 | 1.06 | 14793.225
6278 | 14 | 262 | 2017-09-19 | 0.69182 | 1 | 0.69182 | 0.62048 | 0.97576 | 0.80143 | 0.76043 | 0.78162 | 0.64547 | 0.7697 | 0.74518 | 0.68323 | 0.7597 | 0.59944 | 0.65151 | 2 | 1 | 86 | 17710 | 6437 | 9782 | 13775 | 2530 | 3863 | 13327 | 2055 | 1703 | 36351 | 1.1 | 1.03 | 15160.185
6279 | 15 | 262 | 2017-09-19 | 0.67296 | 1 | 0.67296 | 0.62048 | 1 | 0.81564 | 0.77224 | 0.79425 | 0.66473 | 0.78217 | 0.76678 | 0.70035 | 0.77375 | 0.62372 | 0.65848 | 2 | 1 | 87 | 18024 | 6537 | 9940 | 14186 | 2571 | 3975 | 13661 | 2093 | 1772 | 36740 | 1.07 | 1.03 | 15536.75
6280 | 16 | 262 | 2017-09-19 | 0.68553 | 1 | 0.68553 | 0.63253 | 0.99944 | 0.82451 | 0.7837 | 0.8 | 0.67476 | 0.78978 | 0.78029 | 0.71306 | 0.78373 | 0.64308 | 0.66205 | 2 | 1 | 88 | 18220 | 6634 | 10012 | 14400 | 2596 | 4045 | 13909 | 2120 | 1827 | 36939 | 1.09 | 1.05 | 15528.105
6281 | 17 | 262 | 2017-09-19 | 0.66667 | 1 | 0.66667 | 0.71084 | 0.98608 | 0.83057 | 0.79161 | 0.80152 | 0.68249 | 0.79678 | 0.79109 | 0.72193 | 0.78521 | 0.66244 | 0.66739 | 2 | 1 | 89 | 18354 | 6701 | 10031 | 14565 | 2619 | 4101 | 14082 | 2124 | 1882 | 37237 | 1.06 | 1.18 | 15320.515
6282 | 18 | 262 | 2017-09-19 | 0.69811 | 1 | 0.69811 | 0.71687 | 0.92154 | 0.82478 | 0.78972 | 0.79584 | 0.68343 | 0.79465 | 0.79109 | 0.72044 | 0.77819 | 0.67054 | 0.66737 | 2 | 1 | 90 | 18226 | 6685 | 9960 | 14585 | 2612 | 4101 | 14053 | 2105 | 1905 | 37236 | 1.11 | 1.19 | 14317.695
6283 | 19 | 262 | 2017-09-19 | 0.72327 | 1 | 0.72327 | 0.76506 | 0.8823 | 0.80817 | 0.77626 | 0.77795 | 0.66998 | 0.7773 | 0.77431 | 0.70568 | 0.75749 | 0.66315 | 0.65549 | 2 | 1 | 91 | 17859 | 6571 | 9736 | 14298 | 2555 | 4014 | 13765 | 2049 | 1884 | 36573 | 1.15 | 1.27 | 13708.055
6284 | 20 | 262 | 2017-09-19 | 0.78616 | 1 | 0.78616 | 0.80723 | 0.93549 | 0.79016 | 0.76834 | 0.76173 | 0.64772 | 0.75418 | 0.74614 | 0.68922 | 0.73678 | 0.64273 | 0.65441 | 2 | 1 | 92 | 17461 | 6504 | 9533 | 13823 | 2479 | 3868 | 13444 | 1993 | 1826 | 36513 | 1.25 | 1.34 | 14534.475
6285 | 21 | 262 | 2017-09-19 | 0.83648 | 1 | 0.83648 | 0.86145 | 0.93593 | 0.78555 | 0.76208 | 0.75805 | 0.64547 | 0.74749 | 0.73881 | 0.67456 | 0.72828 | 0.6378 | 0.64574 | 2 | 1 | 93 | 17359 | 6451 | 9487 | 13775 | 2457 | 3830 | 13158 | 1970 | 1812 | 36029 | 1.33 | 1.43 | 14541.295
6286 | 22 | 262 | 2017-09-19 | 0.81761 | 1 | 0.81761 | 0.8494 | 0.9084 | 0.7512 | 0.71896 | 0.72066 | 0.63718 | 0.71342 | 0.701 | 0.63022 | 0.69242 | 0.60225 | 0.61041 | 2 | 1 | 94 | 16600 | 6086 | 9019 | 13598 | 2345 | 3634 | 12293 | 1873 | 1711 | 34058 | 1.3 | 1.41 | 14113.52
6287 | 23 | 262 | 2017-09-19 | 0.75472 | 1 | 0.75472 | 0.72892 | 0.88374 | 0.69228 | 0.65871 | 0.66432 | 0.60447 | 0.6544 | 0.63927 | 0.57311 | 0.63919 | 0.53397 | 0.56064 | 2 | 1 | 95 | 15298 | 5576 | 8314 | 12900 | 2151 | 3314 | 11179 | 1729 | 1517 | 31281 | 1.2 | 1.21 | 13730.465
6288 | 24 | 262 | 2017-09-19 | 0.68553 | 1 | 0.68553 | 0.6506 | 0.84359 | 0.6358 | 0.60626 | 0.61215 | 0.55967 | 0.59507 | 0.58063 | 0.51861 | 0.58965 | 0.47026 | 0.51187 | 2 | 1 | 96 | 14050 | 5132 | 7661 | 11944 | 1956 | 3010 | 10116 | 1595 | 1336 | 28560 | 1.09 | 1.08 | 13106.685
6289 | 1 | 263 | 2017-09-20 | 0.61635 | 1 | 0.61635 | 0.62651 | 0.80131 | 0.57707 | 0.56113 | 0.5527 | 0.49445 | 0.56282 | 0.51813 | 0.48739 | 0.53309 | 0.42415 | 0.49291 | 3 | 1 | 97 | 12752 | 4750 | 6917 | 10552 | 1850 | 2686 | 9507 | 1442 | 1205 | 27502 | 0.98 | 1.04 | 12449.825
6290 | 2 | 263 | 2017-09-20 | 0.60377 | 1 | 0.60377 | 0.60241 | 0.77242 | 0.54774 | 0.53644 | 0.52665 | 0.46465 | 0.53149 | 0.49074 | 0.46217 | 0.5061 | 0.39564 | 0.46678 | 3 | 1 | 98 | 12104 | 4541 | 6591 | 9916 | 1747 | 2544 | 9015 | 1369 | 1124 | 26044 | 0.96 | 1 | 12000.945
6291 | 3 | 263 | 2017-09-20 | 0.59748 | 1 | 0.59748 | 0.59036 | 0.74901 | 0.52987 | 0.52061 | 0.51155 | 0.44318 | 0.5105 | 0.47184 | 0.44417 | 0.49131 | 0.37768 | 0.45094 | 3 | 1 | 99 | 11709 | 4407 | 6402 | 9458 | 1678 | 2446 | 8664 | 1329 | 1073 | 25160 | 0.95 | 0.98 | 11637.225
6292 | 4 | 263 | 2017-09-20 | 0.61635 | 1 | 0.61635 | 0.59036 | 0.73082 | 0.52131 | 0.51648 | 0.50324 | 0.43128 | 0.49802 | 0.46277 | 0.43556 | 0.48281 | 0.3636 | 0.44364 | 3 | 1 | 100 | 11520 | 4372 | 6298 | 9204 | 1637 | 2399 | 8496 | 1306 | 1033 | 24753 | 0.98 | 0.98 | 11354.585
6293 | 5 | 263 | 2017-09-20 | 0.64151 | 1 | 0.64151 | 0.60843 | 0.71832 | 0.52493 | 0.52109 | 0.50659 | 0.42477 | 0.50137 | 0.46605 | 0.44079 | 0.48688 | 0.36396 | 0.44943 | 3 | 1 | 101 | 11600 | 4411 | 6340 | 9065 | 1648 | 2416 | 8598 | 1317 | 1034 | 25076 | 1.02 | 1.01 | 11160.345
6294 | 6 | 263 | 2017-09-20 | 0.71698 | 1 | 0.71698 | 0.6506 | 0.72546 | 0.5515 | 0.54778 | 0.53352 | 0.43152 | 0.5327 | 0.49286 | 0.46863 | 0.50869 | 0.37592 | 0.47868 | 3 | 1 | 102 | 12187 | 4637 | 6677 | 9209 | 1751 | 2555 | 9141 | 1376 | 1068 | 26708 | 1.14 | 1.08 | 11271.335
6295 | 7 | 263 | 2017-09-20 | 0.77358 | 1 | 0.77358 | 0.68675 | 0.7356 | 0.60372 | 0.60189 | 0.58362 | 0.46174 | 0.59355 | 0.54437 | 0.51953 | 0.55046 | 0.42344 | 0.53688 | 3 | 1 | 103 | 13341 | 5095 | 7304 | 9854 | 1951 | 2822 | 10134 | 1489 | 1203 | 29955 | 1.23 | 1.14 | 11428.795
6296 | 8 | 263 | 2017-09-20 | 0.77987 | 1 | 0.77987 | 0.71687 | 0.74366 | 0.63282 | 0.62056 | 0.61302 | 0.50541 | 0.62671 | 0.56848 | 0.54614 | 0.57597 | 0.43154 | 0.56729 | 3 | 1 | 104 | 13984 | 5253 | 7672 | 10786 | 2060 | 2947 | 10653 | 1558 | 1226 | 31652 | 1.24 | 1.19 | 11554.04
6297 | 9 | 263 | 2017-09-20 | 0.73585 | 1 | 0.73585 | 0.77108 | 0.84656 | 0.65305 | 0.63898 | 0.63883 | 0.54262 | 0.65044 | 0.59008 | 0.56788 | 0.60333 | 0.42978 | 0.58588 | 3 | 1 | 105 | 14431 | 5409 | 7995 | 11580 | 2138 | 3059 | 11077 | 1632 | 1221 | 32689 | 1.17 | 1.28 | 13152.805
6298 | 10 | 263 | 2017-09-20 | 0.67925 | 1 | 0.67925 | 0.74096 | 0.91285 | 0.67762 | 0.66167 | 0.6668 | 0.57762 | 0.68117 | 0.62249 | 0.59587 | 0.63549 | 0.4509 | 0.60412 | 3 | 1 | 106 | 14974 | 5601 | 8345 | 12327 | 2239 | 3227 | 11623 | 1719 | 1281 | 33707 | 1.08 | 1.23 | 14182.66
6299 | 11 | 263 | 2017-09-20 | 0.66667 | 1 | 0.66667 | 0.75301 | 0.9624 | 0.70368 | 0.68943 | 0.69892 | 0.61309 | 0.71676 | 0.65856 | 0.63186 | 0.66913 | 0.478 | 0.62412 | 3 | 1 | 107 | 15550 | 5836 | 8747 | 13084 | 2356 | 3414 | 12325 | 1810 | 1358 | 34823 | 1.06 | 1.25 | 14952.575
6300 | 12 | 263 | 2017-09-20 | 0.6478 | 1 | 0.6478 | 0.73494 | 0.97754 | 0.73129 | 0.71931 | 0.72329 | 0.65203 | 0.74536 | 0.68654 | 0.66985 | 0.70055 | 0.51285 | 0.64857 | 3 | 1 | 108 | 16160 | 6089 | 9052 | 13915 | 2450 | 3559 | 13066 | 1895 | 1457 | 36187 | 1.03 | 1.22 | 15187.805
6301 | 13 | 263 | 2017-09-20 | 0.66667 | 1 | 0.66667 | 0.71084 | 0.95214 | 0.75894 | 0.74731 | 0.7463 | 0.68741 | 0.77791 | 0.71914 | 0.70727 | 0.72865 | 0.54769 | 0.66766 | 3 | 1 | 109 | 16771 | 6326 | 9340 | 14670 | 2557 | 3728 | 13796 | 1971 | 1556 | 37252 | 1.06 | 1.18 | 14793.225
6302 | 14 | 263 | 2017-09-20 | 0.6478 | 1 | 0.6478 | 0.70482 | 0.97576 | 0.78527 | 0.77637 | 0.76996 | 0.71843 | 0.80834 | 0.74942 | 0.74141 | 0.7549 | 0.58606 | 0.69046 | 3 | 1 | 110 | 17353 | 6572 | 9636 | 15332 | 2657 | 3885 | 14462 | 2042 | 1665 | 38524 | 1.03 | 1.17 | 15160.185
6303 | 15 | 263 | 2017-09-20 | 0.62893 | 1 | 0.62893 | 0.69277 | 1 | 0.80415 | 0.79539 | 0.78266 | 0.75151 | 0.82781 | 0.77431 | 0.76976 | 0.77079 | 0.61422 | 0.70755 | 3 | 1 | 111 | 17770 | 6733 | 9795 | 16038 | 2721 | 4014 | 15015 | 2085 | 1745 | 39478 | 1 | 1.15 | 15536.75
6304 | 16 | 263 | 2017-09-20 | 0.67296 | 1 | 0.67296 | 0.69277 | 0.99944 | 0.81718 | 0.81099 | 0.78977 | 0.78103 | 0.83785 | 0.79552 | 0.79709 | 0.77856 | 0.63745 | 0.7239 | 3 | 1 | 112 | 18058 | 6865 | 9884 | 16668 | 2754 | 4124 | 15548 | 2106 | 1811 | 40390 | 1.07 | 1.15 | 15528.105
6305 | 17 | 263 | 2017-09-20 | 0.72327 | 1 | 0.72327 | 0.75301 | 0.98608 | 0.827 | 0.81949 | 0.79185 | 0.80099 | 0.84849 | 0.81578 | 0.81093 | 0.77634 | 0.66315 | 0.73654 | 3 | 1 | 113 | 18275 | 6937 | 9910 | 17094 | 2789 | 4229 | 15818 | 2100 | 1884 | 41095 | 1.15 | 1.25 | 15320.515
6306 | 18 | 263 | 2017-09-20 | 0.7673 | 1 | 0.7673 | 0.80723 | 0.92154 | 0.82455 | 0.81524 | 0.7849 | 0.80769 | 0.85093 | 0.81038 | 0.80698 | 0.76525 | 0.67899 | 0.74082 | 3 | 1 | 114 | 18221 | 6901 | 9823 | 17237 | 2797 | 4201 | 15741 | 2070 | 1929 | 41334 | 1.22 | 1.34 | 14317.695
6307 | 19 | 263 | 2017-09-20 | 0.77358 | 1 | 0.77358 | 0.83133 | 0.8823 | 0.80808 | 0.7948 | 0.76772 | 0.79223 | 0.83237 | 0.78511 | 0.77873 | 0.74011 | 0.66983 | 0.7236 | 3 | 1 | 115 | 17857 | 6728 | 9608 | 16907 | 2736 | 4070 | 15190 | 2002 | 1903 | 40373 | 1.23 | 1.38 | 13708.055
6308 | 20 | 263 | 2017-09-20 | 0.80503 | 1 | 0.80503 | 0.8494 | 0.93549 | 0.78785 | 0.78157 | 0.75158 | 0.76257 | 0.80529 | 0.75714 | 0.75643 | 0.71571 | 0.64449 | 0.72544 | 3 | 1 | 116 | 17410 | 6616 | 9406 | 16274 | 2647 | 3925 | 14755 | 1936 | 1831 | 40476 | 1.28 | 1.41 | 14534.475
6309 | 21 | 263 | 2017-09-20 | 0.89937 | 1 | 0.89937 | 0.93373 | 0.93593 | 0.7893 | 0.7746 | 0.75366 | 0.75817 | 0.80043 | 0.75405 | 0.73757 | 0.71571 | 0.64308 | 0.70456 | 3 | 1 | 117 | 17442 | 6557 | 9432 | 16180 | 2631 | 3909 | 14387 | 1936 | 1827 | 39311 | 1.43 | 1.55 | 14541.295
6310 | 22 | 263 | 2017-09-20 | 0.88679 | 1 | 0.88679 | 0.90964 | 0.9084 | 0.74934 | 0.72558 | 0.7197 | 0.7494 | 0.76848 | 0.72029 | 0.68194 | 0.678 | 0.60788 | 0.65416 | 3 | 1 | 118 | 16559 | 6142 | 9007 | 15993 | 2526 | 3734 | 13302 | 1834 | 1727 | 36499 | 1.41 | 1.51 | 14113.52
6311 | 23 | 263 | 2017-09-20 | 0.79874 | 1 | 0.79874 | 0.85542 | 0.88374 | 0.68875 | 0.66226 | 0.66584 | 0.70639 | 0.70703 | 0.6603 | 0.61586 | 0.62699 | 0.54065 | 0.59409 | 3 | 1 | 119 | 15220 | 5606 | 8333 | 15075 | 2324 | 3423 | 12013 | 1696 | 1536 | 33147 | 1.27 | 1.42 | 13730.465
6312 | 24 | 263 | 2017-09-20 | 0.7044 | 1 | 0.7044 | 0.77108 | 0.84359 | 0.63196 | 0.60992 | 0.6151 | 0.65011 | 0.64436 | 0.6005 | 0.55491 | 0.57856 | 0.47941 | 0.54112 | 3 | 1 | 120 | 13965 | 5163 | 7698 | 13874 | 2118 | 3113 | 10824 | 1565 | 1362 | 30192 | 1.12 | 1.28 | 13106.685
6313 | 1 | 264 | 2017-09-21 | 0.76101 | 1 | 0.76101 | 0.71687 | 0.80131 | 0.59023 | 0.56881 | 0.5674 | 0.57017 | 0.59538 | 0.54842 | 0.50728 | 0.54196 | 0.43506 | 0.50497 | 4 | 1 | 121 | 13043 | 4815 | 7101 | 12168 | 1957 | 2843 | 9895 | 1466 | 1236 | 28175 | 1.21 | 1.19 | 12449.825
6314 | 2 | 264 | 2017-09-21 | 0.71698 | 1 | 0.71698 | 0.66867 | 0.77242 | 0.56087 | 0.542 | 0.53991 | 0.52945 | 0.56221 | 0.51659 | 0.47837 | 0.51645 | 0.4069 | 0.47542 | 4 | 1 | 122 | 12394 | 4588 | 6757 | 11299 | 1848 | 2678 | 9331 | 1397 | 1156 | 26526 | 1.14 | 1.11 | 12000.945
6315 | 3 | 264 | 2017-09-21 | 0.7044 | 1 | 0.7044 | 0.64458 | 0.74901 | 0.54317 | 0.52652 | 0.52377 | 0.50157 | 0.53909 | 0.49556 | 0.45981 | 0.50018 | 0.38895 | 0.45816 | 4 | 1 | 123 | 12003 | 4457 | 6555 | 10704 | 1772 | 2569 | 8969 | 1353 | 1105 | 25563 | 1.12 | 1.07 | 11637.225
6316 | 4 | 264 | 2017-09-21 | 0.69811 | 1 | 0.69811 | 0.63253 | 0.73082 | 0.53331 | 0.5192 | 0.51538 | 0.48231 | 0.5251 | 0.48476 | 0.44961 | 0.49094 | 0.37698 | 0.44911 | 4 | 1 | 124 | 11785 | 4395 | 6450 | 10293 | 1726 | 2513 | 8770 | 1328 | 1071 | 25058 | 1.11 | 1.05 | 11354.585
6317 | 5 | 264 | 2017-09-21 | 0.69182 | 1 | 0.69182 | 0.63253 | 0.71832 | 0.53589 | 0.52345 | 0.51866 | 0.4721 | 0.52723 | 0.48669 | 0.45273 | 0.49316 | 0.37768 | 0.45293 | 4 | 1 | 125 | 11842 | 4431 | 6491 | 10075 | 1733 | 2523 | 8831 | 1334 | 1073 | 25271 | 1.1 | 1.05 | 11160.345
6318 | 6 | 264 | 2017-09-21 | 0.7044 | 1 | 0.7044 | 0.68072 | 0.72546 | 0.56231 | 0.55109 | 0.54423 | 0.47627 | 0.55917 | 0.51273 | 0.47965 | 0.51571 | 0.39493 | 0.48142 | 4 | 1 | 126 | 12426 | 4665 | 6811 | 10164 | 1838 | 2658 | 9356 | 1395 | 1122 | 26861 | 1.12 | 1.13 | 11271.335
6319 | 7 | 264 | 2017-09-21 | 0.75472 | 1 | 0.75472 | 0.74096 | 0.7356 | 0.61598 | 0.60083 | 0.59081 | 0.50743 | 0.62215 | 0.56597 | 0.5282 | 0.55601 | 0.43823 | 0.53193 | 4 | 1 | 127 | 13612 | 5086 | 7394 | 10829 | 2045 | 2934 | 10303 | 1504 | 1245 | 29679 | 1.2 | 1.23 | 11428.795
6320 | 8 | 264 | 2017-09-21 | 0.81761 | 1 | 0.81761 | 0.77711 | 0.74366 | 0.64137 | 0.62292 | 0.61782 | 0.55377 | 0.65683 | 0.59298 | 0.55327 | 0.58299 | 0.4516 | 0.56433 | 4 | 1 | 128 | 14173 | 5273 | 7732 | 11818 | 2159 | 3074 | 10792 | 1577 | 1283 | 31487 | 1.3 | 1.29 | 11554.04
6321 | 9 | 264 | 2017-09-21 | 0.84277 | 1 | 0.84277 | 0.83133 | 0.84656 | 0.66495 | 0.6443 | 0.64914 | 0.59383 | 0.68086 | 0.61555 | 0.57598 | 0.61405 | 0.45301 | 0.59097 | 4 | 1 | 129 | 14694 | 5454 | 8124 | 12673 | 2238 | 3191 | 11235 | 1661 | 1287 | 32973 | 1.34 | 1.38 | 13152.805
6322 | 10 | 264 | 2017-09-21 | 0.8805 | 1 | 0.8805 | 0.85542 | 0.91285 | 0.69644 | 0.67076 | 0.68494 | 0.6338 | 0.71402 | 0.65162 | 0.60633 | 0.65508 | 0.47272 | 0.61819 | 4 | 1 | 130 | 15390 | 5678 | 8572 | 13526 | 2347 | 3378 | 11827 | 1772 | 1343 | 34492 | 1.4 | 1.42 | 14182.66
6323 | 11 | 264 | 2017-09-21 | 0.84906 | 1 | 0.84906 | 0.83133 | 0.9624 | 0.73455 | 0.70526 | 0.72289 | 0.67382 | 0.75236 | 0.69155 | 0.64314 | 0.69279 | 0.50334 | 0.64798 | 4 | 1 | 131 | 16232 | 5970 | 9047 | 14380 | 2473 | 3585 | 12545 | 1874 | 1430 | 36154 | 1.35 | 1.38 | 14952.575
6324 | 12 | 264 | 2017-09-21 | 0.8239 | 1 | 0.8239 | 0.78916 | 0.97754 | 0.76871 | 0.73833 | 0.75453 | 0.71824 | 0.78369 | 0.72415 | 0.68169 | 0.73198 | 0.53889 | 0.67612 | 4 | 1 | 132 | 16987 | 6250 | 9443 | 15328 | 2576 | 3754 | 13297 | 1980 | 1531 | 37724 | 1.31 | 1.31 | 15187.805
6325 | 13 | 264 | 2017-09-21 | 0.80503 | 1 | 0.80503 | 0.78916 | 0.95214 | 0.80193 | 0.77129 | 0.78402 | 0.75638 | 0.81807 | 0.76138 | 0.71722 | 0.76525 | 0.57445 | 0.70261 | 4 | 1 | 133 | 17721 | 6529 | 9812 | 16142 | 2689 | 3947 | 13990 | 2070 | 1632 | 39202 | 1.28 | 1.31 | 14793.225
6326 | 14 | 264 | 2017-09-21 | 0.81132 | 1 | 0.81132 | 0.74699 | 0.97576 | 0.83193 | 0.8039 | 0.8155 | 0.78923 | 0.85093 | 0.79572 | 0.74874 | 0.79445 | 0.6114 | 0.73021 | 4 | 1 | 134 | 18384 | 6805 | 10206 | 16843 | 2797 | 4125 | 14605 | 2149 | 1737 | 40742 | 1.29 | 1.24 | 15160.185
6327 | 15 | 264 | 2017-09-21 | 0.76101 | 1 | 0.76101 | 0.74096 | 1 | 0.85039 | 0.82398 | 0.83052 | 0.81767 | 0.86827 | 0.81829 | 0.77233 | 0.81331 | 0.63745 | 0.75023 | 4 | 1 | 135 | 18792 | 6975 | 10394 | 17450 | 2854 | 4242 | 15065 | 2200 | 1811 | 41859 | 1.21 | 1.23 | 15536.75
6328 | 16 | 264 | 2017-09-21 | 0.77358 | 1 | 0.77358 | 0.72892 | 0.99944 | 0.86397 | 0.83816 | 0.84243 | 0.83843 | 0.87314 | 0.83546 | 0.78812 | 0.82736 | 0.65681 | 0.76433 | 4 | 1 | 136 | 19092 | 7095 | 10543 | 17893 | 2870 | 4331 | 15373 | 2238 | 1866 | 42646 | 1.23 | 1.21 | 15528.105
6329 | 17 | 264 | 2017-09-21 | 0.77987 | 1 | 0.77987 | 0.72289 | 0.98608 | 0.87279 | 0.84536 | 0.84834 | 0.85287 | 0.88287 | 0.84857 | 0.79458 | 0.83549 | 0.67863 | 0.77308 | 4 | 1 | 137 | 19287 | 7156 | 10617 | 18201 | 2902 | 4399 | 15499 | 2260 | 1928 | 43134 | 1.24 | 1.2 | 15320.515
6330 | 18 | 264 | 2017-09-21 | 0.83648 | 1 | 0.83648 | 0.77108 | 0.92154 | 0.86764 | 0.83745 | 0.84363 | 0.85624 | 0.88074 | 0.84664 | 0.78443 | 0.82847 | 0.68743 | 0.7674 | 4 | 1 | 138 | 19173 | 7089 | 10558 | 18273 | 2895 | 4389 | 15301 | 2241 | 1953 | 42817 | 1.33 | 1.28 | 14317.695
6331 | 19 | 264 | 2017-09-21 | 0.83648 | 1 | 0.83648 | 0.80723 | 0.8823 | 0.84967 | 0.8176 | 0.82477 | 0.84148 | 0.8631 | 0.82832 | 0.75884 | 0.80702 | 0.67969 | 0.74232 | 4 | 1 | 139 | 18776 | 6921 | 10322 | 17958 | 2837 | 4294 | 14802 | 2183 | 1931 | 41418 | 1.33 | 1.34 | 13708.055
6332 | 20 | 264 | 2017-09-21 | 0.90566 | 1 | 0.90566 | 0.8494 | 0.93549 | 0.82926 | 0.80732 | 0.80535 | 0.81111 | 0.83754 | 0.799 | 0.74259 | 0.78373 | 0.65963 | 0.7313 | 4 | 1 | 140 | 18325 | 6834 | 10079 | 17310 | 2753 | 4142 | 14485 | 2120 | 1874 | 40803 | 1.44 | 1.41 | 14534.475
6333 | 21 | 264 | 2017-09-21 | 0.98742 | 1 | 0.98742 | 0.88554 | 0.93593 | 0.82293 | 0.7974 | 0.79952 | 0.79954 | 0.82598 | 0.79032 | 0.72121 | 0.7719 | 0.6554 | 0.7132 | 4 | 1 | 141 | 18185 | 6750 | 10006 | 17063 | 2715 | 4097 | 14068 | 2088 | 1862 | 39793 | 1.57 | 1.47 | 14541.295
6334 | 22 | 264 | 2017-09-21 | 1 | 1 | 1 | 0.84337 | 0.9084 | 0.78537 | 0.74755 | 0.76404 | 0.77756 | 0.78795 | 0.75135 | 0.67051 | 0.72976 | 0.61985 | 0.66802 | 4 | 1 | 142 | 17355 | 6328 | 9562 | 16594 | 2590 | 3895 | 13079 | 1974 | 1761 | 37272 | 1.59 | 1.4 | 14113.52
6335 | 23 | 264 | 2017-09-21 | 0.91824 | 1 | 0.91824 | 0.74699 | 0.88374 | 0.72296 | 0.68305 | 0.70635 | 0.7315 | 0.72467 | 0.69039 | 0.60817 | 0.67172 | 0.5579 | 0.60986 | 4 | 1 | 143 | 15976 | 5782 | 8840 | 15611 | 2382 | 3579 | 11863 | 1817 | 1585 | 34027 | 1.46 | 1.24 | 13730.465
6336 | 24 | 264 | 2017-09-21 | 0.79245 | 1 | 0.79245 | 0.63855 | 0.84359 | 0.66232 | 0.628 | 0.6497 | 0.67068 | 0.66139 | 0.63079 | 0.54983 | 0.61774 | 0.49525 | 0.55455 | 4 | 1 | 144 | 14636 | 5316 | 8131 | 14313 | 2174 | 3270 | 10725 | 1671 | 1407 | 30941 | 1.26 | 1.06 | 13106.685
6337 | 1 | 265 | 2017-09-22 | 0.64151 | 1 | 0.64151 | 0.59639 | 0.80131 | 0.61037 | 0.56255 | 0.59409 | 0.64196 | 0.61758 | 0.60031 | 0.49457 | 0.55416 | 0.44562 | 0.51112 | 5 | 1 | 1 | 13488 | 4762 | 7435 | 13700 | 2030 | 3112 | 9647 | 1499 | 1266 | 28518 | 1.02 | 0.99 | 12449.825
6338 | 2 | 265 | 2017-09-22 | 0.60377 | 1 | 0.60377 | 0.57831 | 0.77242 | 0.57915 | 0.53432 | 0.56364 | 0.595 | 0.5829 | 0.56289 | 0.4676 | 0.52384 | 0.41394 | 0.48115 | 5 | 1 | 2 | 12798 | 4523 | 7054 | 12698 | 1916 | 2918 | 9121 | 1417 | 1176 | 26846 | 0.96 | 0.96 | 12000.945
6339 | 3 | 265 | 2017-09-22 | 0.60377 | 1 | 0.60377 | 0.56024 | 0.74901 | 0.55946 | 0.51695 | 0.54439 | 0.55963 | 0.55491 | 0.53877 | 0.45007 | 0.50721 | 0.39317 | 0.46372 | 5 | 1 | 3 | 12363 | 4376 | 6813 | 11943 | 1824 | 2793 | 8779 | 1372 | 1117 | 25873 | 0.96 | 0.93 | 11637.225
6340 | 4 | 265 | 2017-09-22 | 0.59119 | 1 | 0.59119 | 0.54819 | 0.73082 | 0.54715 | 0.50916 | 0.53232 | 0.53376 | 0.53088 | 0.52431 | 0.44058 | 0.49612 | 0.3798 | 0.45404 | 5 | 1 | 4 | 12091 | 4310 | 6662 | 11391 | 1745 | 2718 | 8594 | 1342 | 1079 | 25333 | 0.94 | 0.91 | 11354.585
6341 | 5 | 265 | 2017-09-22 | 0.62893 | 1 | 0.62893 | 0.54819 | 0.71832 | 0.55019 | 0.51187 | 0.53592 | 0.51872 | 0.5324 | 0.52411 | 0.4452 | 0.4976 | 0.38015 | 0.45685 | 5 | 1 | 5 | 12158 | 4333 | 6707 | 11070 | 1750 | 2717 | 8684 | 1346 | 1080 | 25490 | 1 | 0.91 | 11160.345
6342 | 6 | 265 | 2017-09-22 | 0.69182 | 1 | 0.69182 | 0.56627 | 0.72546 | 0.57652 | 0.53633 | 0.56069 | 0.51924 | 0.56069 | 0.54823 | 0.47083 | 0.51978 | 0.39599 | 0.48189 | 5 | 1 | 6 | 12740 | 4540 | 7017 | 11081 | 1843 | 2842 | 9184 | 1406 | 1125 | 26887 | 1.1 | 0.94 | 11271.335
6343 | 7 | 265 | 2017-09-22 | 0.76101 | 1 | 0.76101 | 0.62651 | 0.7356 | 0.63404 | 0.58653 | 0.61127 | 0.54702 | 0.62458 | 0.59954 | 0.5121 | 0.55933 | 0.4421 | 0.52573 | 5 | 1 | 7 | 14011 | 4965 | 7650 | 11674 | 2053 | 3108 | 9989 | 1513 | 1256 | 29333 | 1.21 | 1.04 | 11428.795
6344 | 8 | 265 | 2017-09-22 | 0.77358 | 1 | 0.77358 | 0.6988 | 0.74366 | 0.66259 | 0.60886 | 0.63995 | 0.58873 | 0.65835 | 0.62674 | 0.53778 | 0.58521 | 0.45301 | 0.55647 | 5 | 1 | 8 | 14642 | 5154 | 8009 | 12564 | 2164 | 3249 | 10490 | 1583 | 1287 | 31048 | 1.23 | 1.16 | 11554.04
6345 | 9 | 265 | 2017-09-22 | 0.72327 | 1 | 0.72327 | 0.73494 | 0.84656 | 0.68373 | 0.63343 | 0.67263 | 0.62607 | 0.68269 | 0.64853 | 0.56224 | 0.61996 | 0.45195 | 0.58455 | 5 | 1 | 9 | 15109 | 5362 | 8418 | 13361 | 2244 | 3362 | 10967 | 1677 | 1284 | 32615 | 1.15 | 1.22 | 13152.805
6346 | 10 | 265 | 2017-09-22 | 0.7044 | 1 | 0.7044 | 0.74096 | 0.91285 | 0.71586 | 0.66131 | 0.71187 | 0.6719 | 0.71676 | 0.68846 | 0.59141 | 0.65693 | 0.47694 | 0.61018 | 5 | 1 | 10 | 15819 | 5598 | 8909 | 14339 | 2356 | 3569 | 11536 | 1777 | 1355 | 34045 | 1.12 | 1.23 | 14182.66
6347 | 11 | 265 | 2017-09-22 | 0.72956 | 1 | 0.72956 | 0.73494 | 0.9624 | 0.75808 | 0.69333 | 0.75302 | 0.72265 | 0.75662 | 0.73302 | 0.62483 | 0.69279 | 0.51144 | 0.6374 | 5 | 1 | 11 | 16752 | 5869 | 9424 | 15422 | 2487 | 3800 | 12188 | 1874 | 1453 | 35564 | 1.16 | 1.22 | 14952.575
6348 | 12 | 265 | 2017-09-22 | 0.67925 | 1 | 0.67925 | 0.74096 | 0.97754 | 0.79392 | 0.72688 | 0.78522 | 0.7777 | 0.78917 | 0.77045 | 0.65744 | 0.73346 | 0.55333 | 0.6613 | 5 | 1 | 12 | 17544 | 6153 | 9827 | 16597 | 2594 | 3994 | 12824 | 1984 | 1572 | 36897 | 1.08 | 1.23 | 15187.805
6349 | 13 | 265 | 2017-09-22 | 0.6478 | 1 | 0.6478 | 0.75904 | 0.95214 | 0.83062 | 0.75712 | 0.8151 | 0.82775 | 0.82629 | 0.80768 | 0.68758 | 0.76932 | 0.59064 | 0.68271 | 5 | 1 | 13 | 18355 | 6409 | 10201 | 17665 | 2716 | 4187 | 13412 | 2081 | 1678 | 38092 | 1.03 | 1.26 | 14793.225
6350 | 14 | 265 | 2017-09-22 | 0.6478 | 1 | 0.6478 | 0.77711 | 0.97576 | 0.86243 | 0.7889 | 0.84299 | 0.86936 | 0.85884 | 0.83931 | 0.71327 | 0.79889 | 0.62513 | 0.70375 | 5 | 1 | 14 | 19058 | 6678 | 10550 | 18553 | 2823 | 4351 | 13913 | 2161 | 1776 | 39266 | 1.03 | 1.29 | 15160.185
6351 | 15 | 265 | 2017-09-22 | 0.66038 | 1 | 0.66038 | 0.79518 | 1 | 0.88026 | 0.80685 | 0.85577 | 0.90249 | 0.87679 | 0.86092 | 0.73393 | 0.81959 | 0.64907 | 0.71856 | 5 | 1 | 15 | 19452 | 6830 | 10710 | 19260 | 2882 | 4463 | 14316 | 2217 | 1844 | 40092 | 1.05 | 1.32 | 15536.75
6352 | 16 | 265 | 2017-09-22 | 0.66038 | 1 | 0.66038 | 0.84337 | 0.99944 | 0.88764 | 0.81819 | 0.85769 | 0.92418 | 0.88226 | 0.87461 | 0.75003 | 0.82994 | 0.66068 | 0.73001 | 5 | 1 | 16 | 19615 | 6926 | 10734 | 19723 | 2900 | 4534 | 14630 | 2245 | 1877 | 40731 | 1.05 | 1.4 | 15528.105
6353 | 17 | 265 | 2017-09-22 | 0.67925 | 1 | 0.67925 | 0.87349 | 0.98608 | 0.89234 | 0.82315 | 0.8525 | 0.93051 | 0.88804 | 0.88214 | 0.75818 | 0.83401 | 0.67687 | 0.73587 | 5 | 1 | 17 | 19719 | 6968 | 10669 | 19858 | 2919 | 4573 | 14789 | 2256 | 1923 | 41058 | 1.08 | 1.45 | 15320.515
6354 | 18 | 265 | 2017-09-22 | 0.73585 | 1 | 0.73585 | 0.95783 | 0.92154 | 0.87908 | 0.81323 | 0.83172 | 0.92442 | 0.87587 | 0.87307 | 0.75336 | 0.82255 | 0.67899 | 0.72987 | 5 | 1 | 18 | 19426 | 6884 | 10409 | 19728 | 2879 | 4526 | 14695 | 2225 | 1929 | 40723 | 1.17 | 1.59 | 14317.695
6355 | 19 | 265 | 2017-09-22 | 0.7673 | 1 | 0.7673 | 0.98193 | 0.8823 | 0.84605 | 0.78512 | 0.80336 | 0.89757 | 0.84941 | 0.84471 | 0.72521 | 0.79372 | 0.66139 | 0.70196 | 5 | 1 | 19 | 18696 | 6646 | 10054 | 19155 | 2792 | 4379 | 14146 | 2147 | 1879 | 39166 | 1.22 | 1.63 | 13708.055
6356 | 20 | 265 | 2017-09-22 | 0.86164 | 1 | 0.86164 | 1 | 0.93549 | 0.81727 | 0.76291 | 0.77787 | 0.85137 | 0.81533 | 0.80729 | 0.69702 | 0.76451 | 0.63569 | 0.68425 | 5 | 1 | 20 | 18060 | 6458 | 9735 | 18169 | 2680 | 4185 | 13596 | 2068 | 1806 | 38178 | 1.37 | 1.66 | 14534.475
6357 | 21 | 265 | 2017-09-22 | 0.88679 | 1 | 0.88679 | 0.99398 | 0.93593 | 0.80781 | 0.74802 | 0.76732 | 0.83515 | 0.7983 | 0.79417 | 0.67343 | 0.74972 | 0.62654 | 0.66787 | 5 | 1 | 21 | 17851 | 6332 | 9603 | 17823 | 2624 | 4117 | 13136 | 2028 | 1780 | 37264 | 1.41 | 1.65 | 14541.295
6358 | 22 | 265 | 2017-09-22 | 0.84906 | 1 | 0.84906 | 0.90964 | 0.9084 | 0.75939 | 0.70443 | 0.73024 | 0.80512 | 0.75783 | 0.75289 | 0.63268 | 0.70869 | 0.59029 | 0.62905 | 5 | 1 | 22 | 16781 | 5963 | 9139 | 17182 | 2491 | 3903 | 12341 | 1917 | 1677 | 35098 | 1.35 | 1.51 | 14113.52
6359 | 23 | 265 | 2017-09-22 | 0.7673 | 1 | 0.7673 | 0.79518 | 0.88374 | 0.70355 | 0.65103 | 0.67527 | 0.75203 | 0.69699 | 0.69946 | 0.58479 | 0.65878 | 0.53889 | 0.58346 | 5 | 1 | 23 | 15547 | 5511 | 8451 | 16049 | 2291 | 3626 | 11407 | 1782 | 1531 | 32554 | 1.22 | 1.32 | 13730.465
6360 | 24 | 265 | 2017-09-22 | 0.6478 | 1 | 0.6478 | 0.68675 | 0.84359 | 0.64653 | 0.59882 | 0.61782 | 0.68844 | 0.63432 | 0.6439 | 0.53481 | 0.61368 | 0.49208 | 0.53714 | 5 | 1 | 24 | 14287 | 5069 | 7732 | 14692 | 2085 | 3338 | 10432 | 1660 | 1398 | 29970 | 1.03 | 1.14 | 13106.685
6361 | 1 | 266 | 2017-09-23 | 0.58491 | 1 | 0.58491 | 0.64458 | 0.77448 | 0.60675 | 0.54708 | 0.57371 | 0.63643 | 0.58747 | 0.60918 | 0.49134 | 0.5549 | 0.4604 | 0.49094 | 6 | 2 | 25 | 13408 | 4631 | 7180 | 13582 | 1931 | 3158 | 9584 | 1501 | 1308 | 27392 | 0.93 | 1.07 | 12032.86
6362 | 2 | 266 | 2017-09-23 | 0.54717 | 1 | 0.54717 | 0.62048 | 0.74964 | 0.57317 | 0.51802 | 0.54135 | 0.59027 | 0.54639 | 0.57041 | 0.4615 | 0.52348 | 0.42415 | 0.4616 | 6 | 2 | 26 | 12666 | 4385 | 6775 | 12597 | 1796 | 2957 | 9002 | 1416 | 1205 | 25755 | 0.87 | 1.03 | 11646.96
6363 | 3 | 266 | 2017-09-23 | 0.54088 | 1 | 0.54088 | 0.60843 | 0.72838 | 0.54928 | 0.50171 | 0.51978 | 0.55555 | 0.52236 | 0.54186 | 0.44017 | 0.50129 | 0.39845 | 0.44368 | 6 | 2 | 27 | 12138 | 4247 | 6505 | 11856 | 1717 | 2809 | 8586 | 1356 | 1132 | 24755 | 0.86 | 1.01 | 11316.6
6364 | 4 | 266 | 2017-09-23 | 0.54717 | 1 | 0.54717 | 0.62048 | 0.71262 | 0.53448 | 0.49297 | 0.50651 | 0.52739 | 0.50472 | 0.52315 | 0.4272 | 0.48799 | 0.38296 | 0.43171 | 6 | 2 | 28 | 11811 | 4173 | 6339 | 11255 | 1659 | 2712 | 8333 | 1320 | 1088 | 24087 | 0.87 | 1.03 | 11071.73
6365 | 5 | 266 | 2017-09-23 | 0.57862 | 1 | 0.57862 | 0.63855 | 0.70005 | 0.5272 | 0.48872 | 0.5006 | 0.51 | 0.49468 | 0.51408 | 0.42192 | 0.4817 | 0.37487 | 0.42749 | 6 | 2 | 29 | 11650 | 4137 | 6265 | 10884 | 1626 | 2665 | 8230 | 1303 | 1065 | 23852 | 0.92 | 1.06 | 10876.555
6366 | 6 | 266 | 2017-09-23 | 0.6478 | 1 | 0.6478 | 0.69277 | 0.69248 | 0.53258 | 0.4964 | 0.50427 | 0.50054 | 0.49924 | 0.51813 | 0.42689 | 0.48651 | 0.37205 | 0.43366 | 6 | 2 | 30 | 11769 | 4202 | 6311 | 10682 | 1641 | 2686 | 8327 | 1316 | 1057 | 24196 | 1.03 | 1.15 | 10758.83
6367 | 7 | 266 | 2017-09-23 | 0.71069 | 1 | 0.71069 | 0.75904 | 0.68725 | 0.55105 | 0.51246 | 0.51914 | 0.50724 | 0.51688 | 0.53607 | 0.43879 | 0.49723 | 0.38437 | 0.44612 | 6 | 2 | 31 | 12177 | 4338 | 6497 | 10825 | 1699 | 2779 | 8559 | 1345 | 1092 | 24891 | 1.13 | 1.26 | 10677.68
6368 | 8 | 266 | 2017-09-23 | 0.73585 | 1 | 0.73585 | 0.74699 | 0.67879 | 0.56077 | 0.52534 | 0.52729 | 0.51591 | 0.52753 | 0.54398 | 0.45612 | 0.50721 | 0.39704 | 0.46384 | 6 | 2 | 32 | 12392 | 4447 | 6599 | 11010 | 1734 | 2820 | 8897 | 1372 | 1128 | 25880 | 1.17 | 1.24 | 10546.135
6369 | 9 | 266 | 2017-09-23 | 0.71698 | 1 | 0.71698 | 0.71084 | 0.73509 | 0.59146 | 0.56125 | 0.56412 | 0.53812 | 0.56161 | 0.57562 | 0.49703 | 0.54196 | 0.42802 | 0.50033 | 6 | 2 | 33 | 13070 | 4751 | 7060 | 11484 | 1846 | 2984 | 9695 | 1466 | 1216 | 27916 | 1.14 | 1.18 | 11420.965
6370 | 10 | 266 | 2017-09-23 | 0.69811 | 1 | 0.69811 | 0.6988 | 0.80309 | 0.63454 | 0.59811 | 0.60735 | 0.58479 | 0.60998 | 0.62404 | 0.54137 | 0.58632 | 0.4699 | 0.53576 | 6 | 2 | 34 | 14022 | 5063 | 7601 | 12480 | 2005 | 3235 | 10560 | 1586 | 1335 | 29893 | 1.11 | 1.16 | 12477.48
6371 | 11 | 266 | 2017-09-23 | 0.7044 | 1 | 0.7044 | 0.72289 | 0.84627 | 0.68002 | 0.63225 | 0.64858 | 0.63961 | 0.65409 | 0.67014 | 0.58136 | 0.62884 | 0.51355 | 0.56876 | 6 | 2 | 35 | 15027 | 5352 | 8117 | 13650 | 2150 | 3474 | 11340 | 1701 | 1459 | 31734 | 1.12 | 1.2 | 13148.295
6372 | 12 | 266 | 2017-09-23 | 0.67925 | 1 | 0.67925 | 0.72289 | 0.85829 | 0.72201 | 0.66686 | 0.68398 | 0.69252 | 0.69516 | 0.71219 | 0.61817 | 0.6695 | 0.55755 | 0.59226 | 6 | 2 | 36 | 15955 | 5645 | 8560 | 14779 | 2285 | 3692 | 12058 | 1811 | 1584 | 33045 | 1.08 | 1.2 | 13334.96
6373 | 13 | 266 | 2017-09-23 | 0.62264 | 1 | 0.62264 | 0.6988 | 0.83365 | 0.76283 | 0.70124 | 0.71818 | 0.74045 | 0.73289 | 0.74923 | 0.65267 | 0.70869 | 0.59732 | 0.6202 | 6 | 2 | 37 | 16857 | 5936 | 8988 | 15802 | 2409 | 3884 | 12731 | 1917 | 1697 | 34604 | 0.99 | 1.16 | 12952.21
6374 | 14 | 266 | 2017-09-23 | 0.63522 | 1 | 0.63522 | 0.6988 | 0.83998 | 0.79247 | 0.73101 | 0.74383 | 0.78183 | 0.76301 | 0.77894 | 0.67877 | 0.73604 | 0.63464 | 0.64196 | 6 | 2 | 38 | 17512 | 6188 | 9309 | 16685 | 2508 | 4038 | 13240 | 1991 | 1803 | 35818 | 1.01 | 1.16 | 13050.635
6375 | 15 | 266 | 2017-09-23 | 0.65409 | 1 | 0.65409 | 0.70482 | 0.8466 | 0.8194 | 0.75416 | 0.76388 | 0.80418 | 0.7843 | 0.80228 | 0.70096 | 0.75933 | 0.65751 | 0.66226 | 6 | 2 | 39 | 18107 | 6384 | 9560 | 17162 | 2578 | 4159 | 13673 | 2054 | 1868 | 36951 | 1.04 | 1.17 | 13153.435
6376 | 16 | 266 | 2017-09-23 | 0.67925 | 1 | 0.67925 | 0.72289 | 0.84537 | 0.84053 | 0.77944 | 0.77938 | 0.82508 | 0.8059 | 0.82446 | 0.71773 | 0.77856 | 0.67758 | 0.68323 | 6 | 2 | 40 | 18574 | 6598 | 9754 | 17608 | 2649 | 4274 | 14000 | 2106 | 1925 | 38121 | 1.08 | 1.2 | 13134.275
6377 | 17 | 266 | 2017-09-23 | 0.73585 | 1 | 0.73585 | 0.78313 | 0.83299 | 0.85963 | 0.79681 | 0.79393 | 0.83103 | 0.82385 | 0.84356 | 0.72608 | 0.7915 | 0.69553 | 0.69944 | 6 | 2 | 41 | 18996 | 6745 | 9936 | 17735 | 2708 | 4373 | 14163 | 2141 | 1976 | 39025 | 1.17 | 1.3 | 12941.93
6378 | 18 | 266 | 2017-09-23 | 0.79874 | 1 | 0.79874 | 0.81325 | 0.79767 | 0.84854 | 0.78878 | 0.78362 | 0.81969 | 0.81655 | 0.83796 | 0.71301 | 0.78521 | 0.69201 | 0.69951 | 6 | 2 | 42 | 18751 | 6677 | 9807 | 17493 | 2684 | 4344 | 13908 | 2124 | 1966 | 39029 | 1.27 | 1.35 | 12393.195
6379 | 19 | 266 | 2017-09-23 | 0.83648 | 1 | 0.83648 | 0.8494 | 0.79425 | 0.81808 | 0.76196 | 0.76213 | 0.79059 | 0.79252 | 0.81559 | 0.68492 | 0.76044 | 0.66667 | 0.68013 | 6 | 2 | 43 | 18078 | 6450 | 9538 | 16872 | 2605 | 4228 | 13360 | 2057 | 1894 | 37948 | 1.33 | 1.41 | 12340.135
6380 | 20 | 266 | 2017-09-23 | 0.91824 | 1 | 0.91824 | 0.90361 | 0.85572 | 0.79098 | 0.74826 | 0.73943 | 0.75685 | 0.76179 | 0.78221 | 0.66733 | 0.739 | 0.6371 | 0.66918 | 6 | 2 | 44 | 17479 | 6334 | 9254 | 16152 | 2504 | 4055 | 13017 | 1999 | 1810 | 37337 | 1.46 | 1.5 | 13295.155
6381 | 21 | 266 | 2017-09-23 | 0.91195 | 1 | 0.91195 | 0.93976 | 0.85805 | 0.78021 | 0.72924 | 0.73312 | 0.74678 | 0.74932 | 0.77103 | 0.64985 | 0.72902 | 0.62548 | 0.65081 | 6 | 2 | 45 | 17241 | 6173 | 9175 | 15937 | 2463 | 3997 | 12676 | 1972 | 1777 | 36312 | 1.45 | 1.56 | 13331.25
6382 | 22 | 266 | 2017-09-23 | 0.89308 | 1 | 0.89308 | 0.89759 | 0.84073 | 0.73138 | 0.67962 | 0.6982 | 0.72227 | 0.70946 | 0.73457 | 0.61361 | 0.69205 | 0.58325 | 0.61473 | 6 | 2 | 46 | 16162 | 5753 | 8738 | 15414 | 2332 | 3808 | 11969 | 1872 | 1657 | 34299 | 1.42 | 1.49 | 13062.215
6383 | 23 | 266 | 2017-09-23 | 0.7673 | 1 | 0.7673 | 0.8012 | 0.82665 | 0.67183 | 0.62493 | 0.64571 | 0.67621 | 0.65044 | 0.67843 | 0.56521 | 0.64177 | 0.52939 | 0.57238 | 6 | 2 | 47 | 14846 | 5290 | 8081 | 14431 | 2138 | 3517 | 11025 | 1736 | 1504 | 31936 | 1.22 | 1.33 | 12843.495
6384 | 24 | 266 | 2017-09-23 | 0.69182 | 1 | 0.69182 | 0.69277 | 0.80437 | 0.62173 | 0.57803 | 0.59616 | 0.63137 | 0.59781 | 0.62519 | 0.51928 | 0.59889 | 0.48222 | 0.52881 | 6 | 2 | 48 | 13739 | 4893 | 7461 | 13474 | 1965 | 3241 | 10129 | 1620 | 1370 | 29505 | 1.1 | 1.15 | 12497.315
6385 | 1 | 267 | 2017-09-24 | 0.61635 | 1 | 0.61635 | 0.64458 | 0.77096 | 0.56059 | 0.52888 | 0.54431 | 0.58999 | 0.54792 | 0.56694 | 0.48908 | 0.54972 | 0.42978 | 0.49207 | 7 | 3 | 49 | 12388 | 4477 | 6812 | 12591 | 1801 | 2939 | 9540 | 1487 | 1221 | 27455 | 0.98 | 1.07 | 11978.235
6386 | 2 | 267 | 2017-09-24 | 0.61006 | 1 | 0.61006 | 0.62048 | 0.74542 | 0.53607 | 0.50006 | 0.51163 | 0.55101 | 0.51232 | 0.53067 | 0.45791 | 0.51904 | 0.39634 | 0.46391 | 7 | 3 | 50 | 11846 | 4233 | 6403 | 11759 | 1684 | 2751 | 8932 | 1404 | 1126 | 25884 | 0.97 | 1.03 | 11581.36
6387 | 3 | 267 | 2017-09-24 | 0.59748 | 1 | 0.59748 | 0.62048 | 0.72049 | 0.51244 | 0.48328 | 0.49133 | 0.51956 | 0.48829 | 0.50309 | 0.4351 | 0.4976 | 0.3724 | 0.44583 | 7 | 3 | 51 | 11324 | 4091 | 6149 | 11088 | 1605 | 2608 | 8487 | 1346 | 1058 | 24875 | 0.95 | 1.03 | 11194.145
6388 | 4 | 267 | 2017-09-24 | 0.58491 | 1 | 0.58491 | 0.62048 | 0.6999 | 0.50027 | 0.47265 | 0.47607 | 0.49609 | 0.46882 | 0.48341 | 0.42064 | 0.48355 | 0.35621 | 0.43307 | 7 | 3 | 52 | 11055 | 4001 | 5958 | 10587 | 1541 | 2506 | 8205 | 1308 | 1012 | 24163 | 0.93 | 1.03 | 10874.225
6389 | 5 | 267 | 2017-09-24 | 0.60377 | 1 | 0.60377 | 0.64458 | 0.68772 | 0.48873 | 0.46769 | 0.46848 | 0.47748 | 0.45786 | 0.47145 | 0.41485 | 0.47542 | 0.34917 | 0.42719 | 7 | 3 | 53 | 10800 | 3959 | 5863 | 10190 | 1505 | 2444 | 8092 | 1286 | 992 | 23835 | 0.96 | 1.07 | 10684.93
6390 | 6 | 267 | 2017-09-24 | 0.67296 | 1 | 0.67296 | 0.6988 | 0.67866 | 0.49145 | 0.47135 | 0.46896 | 0.4698 | 0.45573 | 0.46894 | 0.41597 | 0.478 | 0.34424 | 0.42982 | 7 | 3 | 54 | 10860 | 3990 | 5869 | 10026 | 1498 | 2431 | 8114 | 1293 | 978 | 23982 | 1.07 | 1.16 | 10544.215
6391 | 7 | 267 | 2017-09-24 | 0.73585 | 1 | 0.73585 | 0.77108 | 0.66367 | 0.50009 | 0.48293 | 0.47934 | 0.46699 | 0.46699 | 0.4755 | 0.42064 | 0.4854 | 0.3541 | 0.43773 | 7 | 3 | 55 | 11051 | 4088 | 5999 | 9966 | 1535 | 2465 | 8205 | 1313 | 1006 | 24423 | 1.17 | 1.28 | 10311.225
6392 | 8 | 267 | 2017-09-24 | 0.74214 | 1 | 0.74214 | 0.78313 | 0.63637 | 0.50643 | 0.49604 | 0.48254 | 0.46521 | 0.47338 | 0.47975 | 0.43489 | 0.49279 | 0.36924 | 0.4533 | 7 | 3 | 56 | 11191 | 4199 | 6039 | 9928 | 1556 | 2487 | 8483 | 1333 | 1049 | 25292 | 1.18 | 1.3 | 9887.07
6393 | 9 | 267 | 2017-09-24 | 0.74843 | 1 | 0.74843 | 0.74699 | 0.65776 | 0.54928 | 0.53432 | 0.51642 | 0.48203 | 0.50715 | 0.51119 | 0.47729 | 0.52569 | 0.4062 | 0.49277 | 7 | 3 | 57 | 12138 | 4523 | 6463 | 10287 | 1667 | 2650 | 9310 | 1422 | 1154 | 27494 | 1.19 | 1.24 | 10219.53
6394 | 10 | 267 | 2017-09-24 | 0.71698 | 1 | 0.71698 | 0.72892 | 0.69482 | 0.60037 | 0.57696 | 0.56245 | 0.52917 | 0.55643 | 0.55652 | 0.52225 | 0.57116 | 0.4509 | 0.53691 | 7 | 3 | 58 | 13267 | 4884 | 7039 | 11293 | 1829 | 2885 | 10187 | 1545 | 1281 | 29957 | 1.14 | 1.21 | 10795.295
6395 | 11 | 267 | 2017-09-24 | 0.71698 | 1 | 0.71698 | 0.71084 | 0.7323 | 0.64798 | 0.61725 | 0.60847 | 0.58488 | 0.60633 | 0.60185 | 0.5688 | 0.61405 | 0.48398 | 0.58111 | 7 | 3 | 59 | 14319 | 5225 | 7615 | 12482 | 1993 | 3120 | 11095 | 1661 | 1375 | 32423 | 1.14 | 1.18 | 11377.635
6396 | 12 | 267 | 2017-09-24 | 0.69811 | 1 | 0.69811 | 0.68072 | 0.74794 | 0.69744 | 0.65836 | 0.65338 | 0.64505 | 0.65075 | 0.64429 | 0.61438 | 0.66174 | 0.52059 | 0.62414 | 7 | 3 | 60 | 15412 | 5573 | 8177 | 13766 | 2139 | 3340 | 11984 | 1790 | 1479 | 34824 | 1.11 | 1.13 | 11620.63
6397 | 13 | 267 | 2017-09-24 | 0.63522 | 1 | 0.63522 | 0.6506 | 0.74218 | 0.73961 | 0.699 | 0.69365 | 0.69336 | 0.69425 | 0.68268 | 0.65523 | 0.70536 | 0.56177 | 0.66375 | 7 | 3 | 61 | 16344 | 5917 | 8681 | 14797 | 2282 | 3539 | 12781 | 1908 | 1596 | 37034 | 1.01 | 1.08 | 11531.12
6398 | 14 | 267 | 2017-09-24 | 0.61635 | 1 | 0.61635 | 0.63253 | 0.75233 | 0.77894 | 0.73396 | 0.72689 | 0.72935 | 0.7268 | 0.71605 | 0.68938 | 0.73937 | 0.60472 | 0.69788 | 7 | 3 | 62 | 17213 | 6213 | 9097 | 15565 | 2389 | 3712 | 13447 | 2000 | 1718 | 38938 | 0.98 | 1.05 | 11688.74
6399 | 15 | 267 | 2017-09-24 | 0.61635 | 1 | 0.61635 | 0.65663 | 0.7566 | 0.80695 | 0.76208 | 0.75414 | 0.75662 | 0.75266 | 0.74248 | 0.71947 | 0.76636 | 0.62654 | 0.72476 | 7 | 3 | 63 | 17832 | 6451 | 9438 | 16147 | 2474 | 3849 | 14034 | 2073 | 1780 | 40438 | 0.98 | 1.09 | 11755.12
6400 | 16 | 267 | 2017-09-24 | 0.64151 | 1 | 0.64151 | 0.68072 | 0.75794 | 0.83523 | 0.78582 | 0.77699 | 0.77621 | 0.78035 | 0.76736 | 0.7409 | 0.78669 | 0.64414 | 0.74476 | 7 | 3 | 64 | 18457 | 6652 | 9724 | 16565 | 2565 | 3978 | 14452 | 2128 | 1830 | 41554 | 1.02 | 1.13 | 11775.96
6401 | 17 | 267 | 2017-09-24 | 0.66667 | 1 | 0.66667 | 0.72892 | 0.74929 | 0.85361 | 0.80413 | 0.79489 | 0.78656 | 0.80286 | 0.78858 | 0.7451 | 0.80111 | 0.65927 | 0.76105 | 7 | 3 | 65 | 18863 | 6807 | 9948 | 16786 | 2639 | 4088 | 14534 | 2167 | 1873 | 42463 | 1.06 | 1.21 | 11641.495
6402 | 18 | 267 | 2017-09-24 | 0.68553 | 1 | 0.68553 | 0.77711 | 0.72694 | 0.85963 | 0.8078 | 0.79632 | 0.78801 | 0.81138 | 0.80073 | 0.7328 | 0.80518 | 0.66702 | 0.7643 | 7 | 3 | 66 | 18996 | 6838 | 9966 | 16817 | 2667 | 4151 | 14294 | 2178 | 1895 | 42644 | 1.09 | 1.29 | 11294.21
6403 | 19 | 267 | 2017-09-24 | 0.7044 | 1 | 0.7044 | 0.79518 | 0.72784 | 0.84904 | 0.78866 | 0.78338 | 0.7733 | 0.79982 | 0.79012 | 0.7124 | 0.78965 | 0.65294 | 0.74747 | 7 | 3 | 67 | 18762 | 6676 | 9804 | 16503 | 2629 | 4096 | 13896 | 2136 | 1855 | 41705 | 1.12 | 1.32 | 11308.32
6404 | 20 | 267 | 2017-09-24 | 0.7673 | 1 | 0.7673 | 0.8494 | 0.80601 | 0.82587 | 0.77992 | 0.76524 | 0.74715 | 0.777 | 0.76698 | 0.70291 | 0.77486 | 0.63604 | 0.7393 | 7 | 3 | 68 | 18250 | 6602 | 9577 | 15945 | 2554 | 3976 | 13711 | 2096 | 1807 | 41249 | 1.22 | 1.41 | 12522.705
6405 | 21 | 267 | 2017-09-24 | 0.83648 | 1 | 0.83648 | 0.89759 | 0.81962 | 0.81433 | 0.7674 | 0.76324 | 0.73586 | 0.77 | 0.75907 | 0.70009 | 0.77043 | 0.63393 | 0.72469 | 7 | 3 | 69 | 17995 | 6496 | 9552 | 15704 | 2531 | 3935 | 13656 | 2084 | 1801 | 40434 | 1.33 | 1.49 | 12734.27
6406 | 22 | 267 | 2017-09-24 | 0.8239 | 1 | 0.8239 | 0.87349 | 0.81392 | 0.77274 | 0.71223 | 0.72417 | 0.71979 | 0.72832 | 0.71875 | 0.66333 | 0.73678 | 0.58853 | 0.68309 | 7 | 3 | 70 | 17076 | 6029 | 9063 | 15361 | 2394 | 3726 | 12939 | 1993 | 1672 | 38113 | 1.31 | 1.45 | 12645.685
6407 | 23 | 267 | 2017-09-24 | 0.77358 | 1 | 0.77358 | 0.75904 | 0.80175 | 0.71586 | 0.65446 | 0.67135 | 0.6845 | 0.66991 | 0.66107 | 0.60997 | 0.68835 | 0.52622 | 0.63181 | 7 | 3 | 71 | 15819 | 5540 | 8402 | 14608 | 2202 | 3427 | 11898 | 1862 | 1495 | 35252 | 1.23 | 1.26 | 12456.54
6408 | 24 | 267 | 2017-09-24 | 0.7044 | 1 | 0.7044 | 0.68072 | 0.77447 | 0.6573 | 0.60484 | 0.62022 | 0.63844 | 0.6188 | 0.60378 | 0.55839 | 0.63623 | 0.46955 | 0.5808 | 7 | 3 | 72 | 14525 | 5120 | 7762 | 13625 | 2034 | 3130 | 10892 | 1721 | 1334 | 32406 | 1.12 | 1.13 | 12032.68
6409 | 1 | 268 | 2017-09-25 | 0.6478 | 1 | 0.6478 | 0.63253 | 0.80131 | 0.5844 | 0.56657 | 0.58402 | 0.58085 | 0.55278 | 0.59742 | 0.48667 | 0.57597 | 0.42626 | 0.50716 | 1 | 1 | 73 | 12914 | 4796 | 7309 | 12396 | 1817 | 3097 | 9493 | 1558 | 1211 | 28297 | 1.03 | 1.05 | 12449.825
6410 | 2 | 268 | 2017-09-25 | 0.59748 | 1 | 0.59748 | 0.61446 | 0.77242 | 0.5539 | 0.54129 | 0.55366 | 0.54018 | 0.52419 | 0.56539 | 0.46109 | 0.54677 | 0.3974 | 0.48054 | 1 | 1 | 74 | 12240 | 4582 | 6929 | 11528 | 1723 | 2931 | 8994 | 1479 | 1129 | 26812 | 0.95 | 1.02 | 12000.945
6411 | 3 | 268 | 2017-09-25 | 0.57862 | 1 | 0.57862 | 0.59639 | 0.74901 | 0.53797 | 0.52664 | 0.53664 | 0.51122 | 0.50441 | 0.54302 | 0.44412 | 0.52606 | 0.37944 | 0.46314 | 1 | 1 | 75 | 11888 | 4458 | 6716 | 10910 | 1658 | 2815 | 8663 | 1423 | 1078 | 25841 | 0.92 | 0.99 | 11637.225
6412 | 4 | 268 | 2017-09-25 | 0.58491 | 1 | 0.58491 | 0.61446 | 0.73082 | 0.53136 | 0.52038 | 0.52329 | 0.49032 | 0.49741 | 0.53164 | 0.43802 | 0.51682 | 0.36572 | 0.45592 | 1 | 1 | 76 | 11742 | 4405 | 6549 | 10464 | 1635 | 2756 | 8544 | 1398 | 1039 | 25438 | 0.93 | 1.02 | 11354.585
6413 | 5 | 268 | 2017-09-25 | 0.58491 | 1 | 0.58491 | 0.62048 | 0.71832 | 0.53602 | 0.52428 | 0.52857 | 0.47959 | 0.50745 | 0.53376 | 0.44386 | 0.52015 | 0.36642 | 0.46282 | 1 | 1 | 77 | 11845 | 4438 | 6615 | 10235 | 1668 | 2767 | 8658 | 1407 | 1041 | 25823 | 0.93 | 1.03 | 11160.345
6414 | 6 | 268 | 2017-09-25 | 0.61635 | 1 | 0.61635 | 0.6747 | 0.72546 | 0.56553 | 0.55157 | 0.55861 | 0.48372 | 0.54457 | 0.55883 | 0.47114 | 0.54233 | 0.38402 | 0.49031 | 1 | 1 | 78 | 12497 | 4669 | 6991 | 10323 | 1790 | 2897 | 9190 | 1467 | 1091 | 27357 | 0.98 | 1.12 | 11271.335
6415 | 7 | 268 | 2017-09-25 | 0.67296 | 1 | 0.67296 | 0.75904 | 0.7356 | 0.6268 | 0.60662 | 0.6171 | 0.52758 | 0.61302 | 0.61593 | 0.51876 | 0.58521 | 0.43119 | 0.53198 | 1 | 1 | 79 | 13851 | 5135 | 7723 | 11259 | 2015 | 3193 | 10119 | 1583 | 1225 | 29682 | 1.07 | 1.26 | 11428.795
6416 | 8 | 268 | 2017-09-25 | 0.72327 | 1 | 0.72327 | 0.74699 | 0.74366 | 0.65241 | 0.63048 | 0.65058 | 0.57509 | 0.64709 | 0.64159 | 0.54347 | 0.61109 | 0.44808 | 0.56917 | 1 | 1 | 80 | 14417 | 5337 | 8142 | 12273 | 2127 | 3326 | 10601 | 1653 | 1273 | 31757 | 1.15 | 1.24 | 11554.04
6417 | 9 | 268 | 2017-09-25 | 0.75472 | 1 | 0.75472 | 0.71084 | 0.84656 | 0.68178 | 0.65812 | 0.68542 | 0.61 | 0.676 | 0.66493 | 0.56639 | 0.64288 | 0.45125 | 0.60574 | 1 | 1 | 81 | 15066 | 5571 | 8578 | 13018 | 2222 | 3447 | 11048 | 1739 | 1282 | 33797 | 1.2 | 1.18 | 13152.805
6418 | 10 | 268 | 2017-09-25 | 0.79245 | 1 | 0.79245 | 0.6747 | 0.91285 | 0.72405 | 0.69262 | 0.72673 | 0.65854 | 0.72041 | 0.70563 | 0.5953 | 0.68244 | 0.47694 | 0.64276 | 1 | 1 | 82 | 16000 | 5863 | 9095 | 14054 | 2368 | 3658 | 11612 | 1846 | 1355 | 35863 | 1.26 | 1.12 | 14182.66
6419 | 11 | 268 | 2017-09-25 | 0.73585 | 1 | 0.73585 | 0.6506 | 0.9624 | 0.77586 | 0.73243 | 0.77427 | 0.70592 | 0.77092 | 0.75328 | 0.6294 | 0.72754 | 0.5139 | 0.68431 | 1 | 1 | 83 | 17145 | 6200 | 9690 | 15065 | 2534 | 3905 | 12277 | 1968 | 1460 | 38181 | 1.17 | 1.08 | 14952.575
6420 | 12 | 268 | 2017-09-25 | 0.72327 | 1 | 0.72327 | 0.61446 | 0.97754 | 0.82016 | 0.77413 | 0.82117 | 0.75877 | 0.81533 | 0.79649 | 0.66395 | 0.77264 | 0.55579 | 0.72515 | 1 | 1 | 84 | 18124 | 6553 | 10277 | 16193 | 2680 | 4129 | 12951 | 2090 | 1579 | 40460 | 1.15 | 1.02 | 15187.805
6421 | 13 | 268 | 2017-09-25 | 0.71069 | 1 | 0.71069 | 0.63855 | 0.95214 | 0.85324 | 0.81607 | 0.85465 | 0.80315 | 0.85519 | 0.82446 | 0.69681 | 0.81257 | 0.59521 | 0.76743 | 1 | 1 | 85 | 18855 | 6908 | 10696 | 17140 | 2811 | 4274 | 13592 | 2198 | 1691 | 42819 | 1.13 | 1.06 | 14793.225
6422 | 14 | 268 | 2017-09-25 | 0.69182 | 1 | 0.69182 | 0.62048 | 0.97576 | 0.87904 | 0.85174 | 0.88805 | 0.84092 | 0.88531 | 0.8586 | 0.72598 | 0.84584 | 0.63499 | 0.80527 | 1 | 1 | 86 | 19425 | 7210 | 11114 | 17946 | 2910 | 4451 | 14161 | 2288 | 1804 | 44930 | 1.1 | 1.03 | 15160.185
6423 | 15 | 268 | 2017-09-25 | 0.67296 | 1 | 0.67296 | 0.62048 | 1 | 0.90144 | 0.87277 | 0.90779 | 0.86922 | 0.90995 | 0.89371 | 0.74572 | 0.86765 | 0.65716 | 0.83156 | 1 | 1 | 87 | 19920 | 7388 | 11361 | 18550 | 2991 | 4633 | 14546 | 2347 | 1867 | 46397 | 1.07 | 1.03 | 15536.75
6424 | 16 | 268 | 2017-09-25 | 0.68553 | 1 | 0.68553 | 0.63253 | 0.99944 | 0.91787 | 0.8886 | 0.92577 | 0.88834 | 0.92364 | 0.913 | 0.75818 | 0.8817 | 0.6723 | 0.84723 | 1 | 1 | 88 | 20283 | 7522 | 11586 | 18958 | 3036 | 4733 | 14789 | 2385 | 1910 | 47271 | 1.09 | 1.05 | 15528.105
6425 | 17 | 268 | 2017-09-25 | 0.66667 | 1 | 0.66667 | 0.71084 | 0.98608 | 0.92674 | 0.89628 | 0.93584 | 0.8918 | 0.93185 | 0.9265 | 0.76294 | 0.88835 | 0.68567 | 0.85513 | 1 | 1 | 89 | 20479 | 7587 | 11712 | 19032 | 3063 | 4803 | 14882 | 2403 | 1948 | 47712 | 1.06 | 1.18 | 15320.515
6426 | 18 | 268 | 2017-09-25 | 0.69811 | 1 | 0.69811 | 0.71687 | 0.92154 | 0.91841 | 0.88966 | 0.92833 | 0.88107 | 0.91847 | 0.92766 | 0.75992 | 0.88133 | 0.68919 | 0.85117 | 1 | 1 | 90 | 20295 | 7531 | 11618 | 18803 | 3019 | 4809 | 14823 | 2384 | 1958 | 47491 | 1.11 | 1.19 | 14317.695
6427 | 19 | 268 | 2017-09-25 | 0.72327 | 1 | 0.72327 | 0.76506 | 0.8823 | 0.90189 | 0.86757 | 0.90188 | 0.85465 | 0.88865 | 0.91107 | 0.73987 | 0.85915 | 0.67441 | 0.82475 | 1 | 1 | 91 | 19930 | 7344 | 11287 | 18239 | 2921 | 4723 | 14432 | 2324 | 1916 | 46017 | 1.15 | 1.27 | 13708.055
6428 | 20 | 268 | 2017-09-25 | 0.78616 | 1 | 0.78616 | 0.80723 | 0.93549 | 0.86849 | 0.85162 | 0.8688 | 0.81688 | 0.8558 | 0.8804 | 0.72957 | 0.83734 | 0.6554 | 0.79418 | 1 | 1 | 92 | 19192 | 7209 | 10873 | 17433 | 2813 | 4564 | 14231 | 2265 | 1862 | 44311 | 1.25 | 1.34 | 14534.475
6429 | 21 | 268 | 2017-09-25 | 0.83648 | 1 | 0.83648 | 0.86145 | 0.93593 | 0.86252 | 0.83438 | 0.86209 | 0.80479 | 0.85093 | 0.86555 | 0.70742 | 0.82329 | 0.65224 | 0.7831 | 1 | 1 | 93 | 19060 | 7063 | 10789 | 17175 | 2797 | 4487 | 13799 | 2227 | 1853 | 43693 | 1.33 | 1.43 | 14541.295
6430 | 22 | 268 | 2017-09-25 | 0.81761 | 1 | 0.81761 | 0.8494 | 0.9084 | 0.82392 | 0.77342 | 0.82062 | 0.77672 | 0.81777 | 0.81655 | 0.65662 | 0.77745 | 0.60401 | 0.74093 | 1 | 1 | 94 | 18207 | 6547 | 10270 | 16576 | 2688 | 4233 | 12808 | 2103 | 1716 | 41340 | 1.3 | 1.41 | 14113.52
6431 | 23 | 268 | 2017-09-25 | 0.75472 | 1 | 0.75472 | 0.72892 | 0.88374 | 0.75188 | 0.70337 | 0.74399 | 0.7256 | 0.74262 | 0.74498 | 0.59418 | 0.71423 | 0.53925 | 0.67904 | 1 | 1 | 95 | 16615 | 5954 | 9311 | 15485 | 2441 | 3862 | 11590 | 1932 | 1532 | 37887 | 1.2 | 1.21 | 13730.465
6432 | 24 | 268 | 2017-09-25 | 0.68553 | 1 | 0.68553 | 0.6506 | 0.84359 | 0.68581 | 0.64442 | 0.67455 | 0.66543 | 0.67022 | 0.68287 | 0.53824 | 0.65434 | 0.48152 | 0.61864 | 1 | 1 | 96 | 15155 | 5455 | 8442 | 14201 | 2203 | 3540 | 10499 | 1770 | 1368 | 34517 | 1.09 | 1.08 | 13106.685
6433 | 1 | 269 | 2017-09-26 | 0.61635 | 1 | 0.61635 | 0.62651 | 0.80131 | 0.62019 | 0.58854 | 0.61662 | 0.59599 | 0.62702 | 0.59491 | 0.49236 | 0.60111 | 0.43435 | 0.52956 | 2 | 1 | 97 | 13705 | 4982 | 7717 | 12719 | 2061 | 3084 | 9604 | 1626 | 1234 | 29547 | 0.98 | 1.04 | 12449.825
6434 | 2 | 269 | 2017-09-26 | 0.60377 | 1 | 0.60377 | 0.60241 | 0.77242 | 0.58684 | 0.5583 | 0.5825 | 0.55129 | 0.58807 | 0.5571 | 0.46734 | 0.56932 | 0.40338 | 0.49827 | 2 | 1 | 98 | 12968 | 4726 | 7290 | 11765 | 1933 | 2888 | 9116 | 1540 | 1146 | 27801 | 0.96 | 1 | 12000.945
6435 | 3 | 269 | 2017-09-26 | 0.59748 | 1 | 0.59748 | 0.59036 | 0.74901 | 0.56507 | 0.54129 | 0.56117 | 0.51834 | 0.55917 | 0.52913 | 0.45099 | 0.5464 | 0.38296 | 0.48185 | 2 | 1 | 99 | 12487 | 4582 | 7023 | 11062 | 1838 | 2743 | 8797 | 1478 | 1088 | 26885 | 0.95 | 0.98 | 11637.225
6436 | 4 | 269 | 2017-09-26 | 0.61635 | 1 | 0.61635 | 0.59036 | 0.73082 | 0.55245 | 0.53361 | 0.54838 | 0.49506 | 0.54001 | 0.5137 | 0.44417 | 0.53309 | 0.36959 | 0.47266 | 2 | 1 | 100 | 12208 | 4517 | 6863 | 10565 | 1775 | 2663 | 8664 | 1442 | 1050 | 26372 | 0.98 | 0.98 | 11354.585
6437 | 5 | 269 | 2017-09-26 | 0.64151 | 1 | 0.64151 | 0.60843 | 0.71832 | 0.55444 | 0.53869 | 0.55022 | 0.48315 | 0.53909 | 0.51196 | 0.44996 | 0.53346 | 0.36677 | 0.47597 | 2 | 1 | 101 | 12252 | 4560 | 6886 | 10311 | 1772 | 2654 | 8777 | 1443 | 1042 | 26557 | 1.02 | 1.01 | 11160.345
6438 | 6 | 269 | 2017-09-26 | 0.71698 | 1 | 0.71698 | 0.6506 | 0.72546 | 0.58064 | 0.56692 | 0.57587 | 0.48648 | 0.56769 | 0.53665 | 0.47801 | 0.55638 | 0.38472 | 0.5056 | 2 | 1 | 102 | 12831 | 4799 | 7207 | 10382 | 1866 | 2782 | 9324 | 1505 | 1093 | 28210 | 1.14 | 1.08 | 11271.335
6439 | 7 | 269 | 2017-09-26 | 0.77358 | 1 | 0.77358 | 0.68675 | 0.7356 | 0.63739 | 0.62032 | 0.63124 | 0.51661 | 0.63158 | 0.59124 | 0.52989 | 0.60185 | 0.42907 | 0.5544 | 2 | 1 | 103 | 14085 | 5251 | 7900 | 11025 | 2076 | 3065 | 10336 | 1628 | 1219 | 30933 | 1.23 | 1.14 | 11428.795
6440 | 8 | 269 | 2017-09-26 | 0.77987 | 1 | 0.77987 | 0.71687 | 0.74366 | 0.66237 | 0.64335 | 0.66137 | 0.5586 | 0.66413 | 0.61343 | 0.55409 | 0.62847 | 0.43999 | 0.5843 | 2 | 1 | 104 | 14637 | 5446 | 8277 | 11921 | 2183 | 3180 | 10808 | 1700 | 1250 | 32601 | 1.24 | 1.19 | 11554.04
6441 | 9 | 269 | 2017-09-26 | 0.73585 | 1 | 0.73585 | 0.77108 | 0.84656 | 0.68341 | 0.66521 | 0.69525 | 0.59566 | 0.6906 | 0.63445 | 0.5688 | 0.66174 | 0.44104 | 0.60683 | 2 | 1 | 105 | 15102 | 5631 | 8701 | 12712 | 2270 | 3289 | 11095 | 1790 | 1253 | 33858 | 1.17 | 1.28 | 13152.805
6442 | 10 | 269 | 2017-09-26 | 0.67925 | 1 | 0.67925 | 0.74096 | 0.91285 | 0.7159 | 0.69439 | 0.7364 | 0.64083 | 0.73076 | 0.67496 | 0.58736 | 0.70314 | 0.46498 | 0.6259 | 2 | 1 | 106 | 15820 | 5878 | 9216 | 13676 | 2402 | 3499 | 11457 | 1902 | 1321 | 34922 | 1.08 | 1.23 | 14182.66
6443 | 11 | 269 | 2017-09-26 | 0.66667 | 1 | 0.66667 | 0.75301 | 0.9624 | 0.75695 | 0.73136 | 0.78258 | 0.68652 | 0.77761 | 0.72299 | 0.60991 | 0.74861 | 0.50088 | 0.64766 | 2 | 1 | 107 | 16727 | 6191 | 9794 | 14651 | 2556 | 3748 | 11897 | 2025 | 1423 | 36136 | 1.06 | 1.25 | 14952.575
6444 | 12 | 269 | 2017-09-26 | 0.6478 | 1 | 0.6478 | 0.73494 | 0.97754 | 0.80111 | 0.76834 | 0.82405 | 0.73773 | 0.8199 | 0.76331 | 0.63181 | 0.79261 | 0.54593 | 0.6668 | 2 | 1 | 108 | 17703 | 6504 | 10313 | 15744 | 2695 | 3957 | 12324 | 2144 | 1551 | 37204 | 1.03 | 1.22 | 15187.805
6445 | 13 | 269 | 2017-09-26 | 0.66667 | 1 | 0.66667 | 0.71084 | 0.95214 | 0.84682 | 0.80425 | 0.86296 | 0.78024 | 0.86371 | 0.80247 | 0.65477 | 0.8329 | 0.59099 | 0.6851 | 2 | 1 | 109 | 18713 | 6808 | 10800 | 16651 | 2839 | 4160 | 12772 | 2253 | 1679 | 38225 | 1.06 | 1.18 | 14793.225
6446 | 14 | 269 | 2017-09-26 | 0.6478 | 1 | 0.6478 | 0.70482 | 0.97576 | 0.88203 | 0.83863 | 0.89948 | 0.81744 | 0.8996 | 0.83758 | 0.67482 | 0.86987 | 0.6378 | 0.70465 | 2 | 1 | 110 | 19491 | 7099 | 11257 | 17445 | 2957 | 4342 | 13163 | 2353 | 1812 | 39316 | 1.03 | 1.17 | 15160.185
6447 | 15 | 269 | 2017-09-26 | 0.62893 | 1 | 0.62893 | 0.69277 | 1 | 0.90796 | 0.86072 | 0.91203 | 0.84884 | 0.92273 | 0.8588 | 0.68963 | 0.89205 | 0.66455 | 0.71928 | 2 | 1 | 111 | 20064 | 7286 | 11414 | 18115 | 3033 | 4452 | 13452 | 2413 | 1888 | 40132 | 1 | 1.15 | 15536.75
6448 | 16 | 269 | 2017-09-26 | 0.67296 | 1 | 0.67296 | 0.69277 | 0.99944 | 0.92176 | 0.87785 | 0.92225 | 0.86566 | 0.93763 | 0.87191 | 0.70132 | 0.9024 | 0.68743 | 0.72739 | 2 | 1 | 112 | 20369 | 7431 | 11542 | 18474 | 3082 | 4520 | 13680 | 2441 | 1953 | 40585 | 1.07 | 1.15 | 15528.105
6449 | 17 | 269 | 2017-09-26 | 0.72327 | 1 | 0.72327 | 0.75301 | 0.98608 | 0.92873 | 0.8873 | 0.92521 | 0.87597 | 0.94919 | 0.8804 | 0.70968 | 0.90425 | 0.70503 | 0.73598 | 2 | 1 | 113 | 20523 | 7511 | 11579 | 18694 | 3120 | 4564 | 13843 | 2446 | 2003 | 41064 | 1.15 | 1.25 | 15320.515
6450 | 18 | 269 | 2017-09-26 | 0.7673 | 1 | 0.7673 | 0.80723 | 0.92154 | 0.92203 | 0.88258 | 0.91538 | 0.868 | 0.94798 | 0.89062 | 0.70788 | 0.8976 | 0.70926 | 0.73447 | 2 | 1 | 114 | 20375 | 7471 | 11456 | 18524 | 3116 | 4617 | 13808 | 2428 | 2015 | 40980 | 1.22 | 1.34 | 14317.695
6451 | 19 | 269 | 2017-09-26 | 0.77358 | 1 | 0.77358 | 0.83133 | 0.8823 | 0.89868 | 0.85871 | 0.89756 | 0.83895 | 0.92972 | 0.87847 | 0.69276 | 0.8695 | 0.69447 | 0.71623 | 2 | 1 | 115 | 19859 | 7269 | 11233 | 17904 | 3056 | 4554 | 13513 | 2352 | 1973 | 39962 | 1.23 | 1.38 | 13708.055
6452 | 20 | 269 | 2017-09-26 | 0.80503 | 1 | 0.80503 | 0.8494 | 0.93549 | 0.87012 | 0.84347 | 0.87367 | 0.79879 | 0.89474 | 0.84587 | 0.6861 | 0.84436 | 0.67054 | 0.7063 | 2 | 1 | 116 | 19228 | 7140 | 10934 | 17047 | 2941 | 4385 | 13383 | 2284 | 1905 | 39408 | 1.28 | 1.41 | 14534.475
6453 | 21 | 269 | 2017-09-26 | 0.89937 | 1 | 0.89937 | 0.93373 | 0.93593 | 0.8584 | 0.82788 | 0.8672 | 0.78258 | 0.88166 | 0.83333 | 0.67092 | 0.8281 | 0.6635 | 0.6932 | 2 | 1 | 117 | 18969 | 7008 | 10853 | 16701 | 2898 | 4320 | 13087 | 2240 | 1885 | 38677 | 1.43 | 1.55 | 14541.295
6454 | 22 | 269 | 2017-09-26 | 0.88679 | 1 | 0.88679 | 0.90964 | 0.9084 | 0.80596 | 0.77106 | 0.81942 | 0.75287 | 0.83207 | 0.78627 | 0.62801 | 0.78152 | 0.61528 | 0.65015 | 2 | 1 | 118 | 17810 | 6527 | 10255 | 16067 | 2735 | 4076 | 12250 | 2114 | 1748 | 36275 | 1.41 | 1.51 | 14113.52
6455 | 23 | 269 | 2017-09-26 | 0.79874 | 1 | 0.79874 | 0.85542 | 0.88374 | 0.73618 | 0.70396 | 0.74902 | 0.7039 | 0.76027 | 0.71875 | 0.57177 | 0.71867 | 0.54453 | 0.59507 | 2 | 1 | 119 | 16268 | 5959 | 9374 | 15022 | 2499 | 3726 | 11153 | 1944 | 1547 | 33202 | 1.27 | 1.42 | 13730.465
6456 | 24 | 269 | 2017-09-26 | 0.7044 | 1 | 0.7044 | 0.77108 | 0.84359 | 0.67287 | 0.64525 | 0.68542 | 0.64556 | 0.69242 | 0.65239 | 0.51876 | 0.66063 | 0.48222 | 0.54166 | 2 | 1 | 120 | 14869 | 5462 | 8578 | 13777 | 2276 | 3382 | 10119 | 1787 | 1370 | 30222 | 1.12 | 1.28 | 13106.685
6457 | 1 | 270 | 2017-09-27 | 0.76101 | 1 | 0.76101 | 0.71687 | 0.80131 | 0.60698 | 0.57295 | 0.6139 | 0.54585 | 0.61545 | 0.5814 | 0.49774 | 0.58817 | 0.42485 | 0.51967 | 3 | 1 | 121 | 13413 | 4850 | 7683 | 11649 | 2023 | 3014 | 9709 | 1591 | 1207 | 28995 | 1.21 | 1.19 | 12449.825
6458 | 2 | 270 | 2017-09-27 | 0.71698 | 1 | 0.71698 | 0.66867 | 0.77242 | 0.57562 | 0.5381 | 0.58186 | 0.50312 | 0.57621 | 0.54417 | 0.47134 | 0.55638 | 0.39493 | 0.49133 | 3 | 1 | 122 | 12720 | 4555 | 7282 | 10737 | 1894 | 2821 | 9194 | 1505 | 1122 | 27414 | 1.14 | 1.11 | 12000.945
6459 | 3 | 270 | 2017-09-27 | 0.7044 | 1 | 0.7044 | 0.64458 | 0.74901 | 0.55521 | 0.51766 | 0.56077 | 0.47322 | 0.55035 | 0.51659 | 0.4536 | 0.53567 | 0.37381 | 0.47443 | 3 | 1 | 123 | 12269 | 4382 | 7018 | 10099 | 1809 | 2678 | 8848 | 1449 | 1062 | 26471 | 1.12 | 1.07 | 11637.225
6460 | 4 | 270 | 2017-09-27 | 0.69811 | 1 | 0.69811 | 0.63253 | 0.73082 | 0.54435 | 0.50939 | 0.54766 | 0.4519 | 0.53392 | 0.50154 | 0.44566 | 0.522 | 0.35903 | 0.4661 | 3 | 1 | 124 | 12029 | 4312 | 6854 | 9644 | 1755 | 2600 | 8693 | 1412 | 1020 | 26006 | 1.11 | 1.05 | 11354.585
6461 | 5 | 270 | 2017-09-27 | 0.69182 | 1 | 0.69182 | 0.63253 | 0.71832 | 0.54638 | 0.51294 | 0.54902 | 0.44042 | 0.53423 | 0.50212 | 0.45099 | 0.522 | 0.35551 | 0.47053 | 3 | 1 | 125 | 12074 | 4342 | 6871 | 9399 | 1756 | 2603 | 8797 | 1412 | 1010 | 26253 | 1.1 | 1.05 | 11160.345
6462 | 6 | 270 | 2017-09-27 | 0.7044 | 1 | 0.7044 | 0.68072 | 0.72546 | 0.57399 | 0.55062 | 0.58282 | 0.44234 | 0.56374 | 0.52566 | 0.47913 | 0.54381 | 0.37311 | 0.49918 | 3 | 1 | 126 | 12684 | 4661 | 7294 | 9440 | 1853 | 2725 | 9346 | 1471 | 1060 | 27852 | 1.12 | 1.13 | 11271.335
6463 | 7 | 270 | 2017-09-27 | 0.75472 | 1 | 0.75472 | 0.74096 | 0.7356 | 0.63236 | 0.61666 | 0.63412 | 0.46704 | 0.62945 | 0.57928 | 0.53912 | 0.58632 | 0.42661 | 0.54772 | 3 | 1 | 127 | 13974 | 5220 | 7936 | 9967 | 2069 | 3003 | 10516 | 1586 | 1212 | 30560 | 1.2 | 1.23 | 11428.795
6464 | 8 | 270 | 2017-09-27 | 0.81761 | 1 | 0.81761 | 0.77711 | 0.74366 | 0.65861 | 0.63993 | 0.66193 | 0.5056 | 0.66352 | 0.60378 | 0.56511 | 0.60961 | 0.44491 | 0.57317 | 3 | 1 | 128 | 14554 | 5417 | 8284 | 10790 | 2181 | 3130 | 11023 | 1649 | 1264 | 31980 | 1.3 | 1.29 | 11554.04
6465 | 9 | 270 | 2017-09-27 | 0.84277 | 1 | 0.84277 | 0.83133 | 0.84656 | 0.67481 | 0.65954 | 0.69109 | 0.53067 | 0.6836 | 0.62365 | 0.58695 | 0.64214 | 0.4428 | 0.59848 | 3 | 1 | 129 | 14912 | 5583 | 8649 | 11325 | 2247 | 3233 | 11449 | 1737 | 1258 | 33392 | 1.34 | 1.38 | 13152.805
6466 | 10 | 270 | 2017-09-27 | 0.8805 | 1 | 0.8805 | 0.85542 | 0.91285 | 0.70061 | 0.68754 | 0.72401 | 0.55068 | 0.71281 | 0.66011 | 0.61535 | 0.68207 | 0.46533 | 0.62683 | 3 | 1 | 130 | 15482 | 5820 | 9061 | 11752 | 2343 | 3422 | 12003 | 1845 | 1322 | 34974 | 1.4 | 1.42 | 14182.66
6467 | 11 | 270 | 2017-09-27 | 0.84906 | 1 | 0.84906 | 0.83133 | 0.9624 | 0.73608 | 0.72369 | 0.76189 | 0.57383 | 0.75053 | 0.70312 | 0.65057 | 0.72569 | 0.49982 | 0.65355 | 3 | 1 | 131 | 16266 | 6126 | 9535 | 12246 | 2467 | 3645 | 12690 | 1963 | 1420 | 36465 | 1.35 | 1.38 | 14952.575
6468 | 12 | 270 | 2017-09-27 | 0.8239 | 1 | 0.8239 | 0.78916 | 0.97754 | 0.76826 | 0.76232 | 0.79217 | 0.59107 | 0.78217 | 0.73939 | 0.68497 | 0.76858 | 0.54101 | 0.68374 | 3 | 1 | 132 | 16977 | 6453 | 9914 | 12614 | 2571 | 3833 | 13361 | 2079 | 1537 | 38149 | 1.31 | 1.31 | 15187.805
6469 | 13 | 270 | 2017-09-27 | 0.80503 | 1 | 0.80503 | 0.78916 | 0.95214 | 0.80238 | 0.80035 | 0.8195 | 0.60574 | 0.81533 | 0.77392 | 0.72111 | 0.80628 | 0.58501 | 0.70926 | 3 | 1 | 133 | 17731 | 6775 | 10256 | 12927 | 2680 | 4012 | 14066 | 2181 | 1662 | 39573 | 1.28 | 1.31 | 14793.225
6470 | 14 | 270 | 2017-09-27 | 0.81132 | 1 | 0.81132 | 0.74699 | 0.97576 | 0.83103 | 0.83674 | 0.84674 | 0.61914 | 0.84484 | 0.80691 | 0.7532 | 0.84325 | 0.62689 | 0.73614 | 3 | 1 | 134 | 18364 | 7083 | 10597 | 13213 | 2777 | 4183 | 14692 | 2281 | 1781 | 41073 | 1.29 | 1.24 | 15160.185
6471 | 15 | 270 | 2017-09-27 | 0.76101 | 1 | 0.76101 | 0.74096 | 1 | 0.85076 | 0.85871 | 0.85234 | 0.62701 | 0.86005 | 0.82986 | 0.77356 | 0.86802 | 0.65329 | 0.75761 | 3 | 1 | 135 | 18800 | 7269 | 10667 | 13381 | 2827 | 4302 | 15089 | 2348 | 1856 | 42271 | 1.21 | 1.23 | 15536.75
6472 | 16 | 270 | 2017-09-27 | 0.77358 | 1 | 0.77358 | 0.72892 | 0.99944 | 0.85858 | 0.87513 | 0.85162 | 0.62818 | 0.86614 | 0.84568 | 0.7893 | 0.88244 | 0.67547 | 0.77385 | 3 | 1 | 136 | 18973 | 7408 | 10658 | 13406 | 2847 | 4384 | 15396 | 2387 | 1919 | 43177 | 1.23 | 1.21 | 15528.105
6473 | 17 | 270 | 2017-09-27 | 0.77987 | 1 | 0.77987 | 0.72289 | 0.98608 | 0.86157 | 0.88364 | 0.84594 | 0.62715 | 0.86827 | 0.8561 | 0.80078 | 0.88725 | 0.69131 | 0.78616 | 3 | 1 | 137 | 19039 | 7480 | 10587 | 13384 | 2854 | 4438 | 15620 | 2400 | 1964 | 43864 | 1.24 | 1.2 | 15320.515
6474 | 18 | 270 | 2017-09-27 | 0.83648 | 1 | 0.83648 | 0.77108 | 0.92154 | 0.85238 | 0.87844 | 0.8294 | 0.62003 | 0.85245 | 0.85301 | 0.79898 | 0.88059 | 0.69271 | 0.78735 | 3 | 1 | 138 | 18836 | 7436 | 10380 | 13232 | 2802 | 4422 | 15585 | 2382 | 1968 | 43930 | 1.33 | 1.28 | 14317.695
6475 | 19 | 270 | 2017-09-27 | 0.83648 | 1 | 0.83648 | 0.80723 | 0.8823 | 0.82876 | 0.8547 | 0.80599 | 0.60194 | 0.82598 | 0.8314 | 0.77812 | 0.8488 | 0.67511 | 0.76329 | 3 | 1 | 139 | 18314 | 7235 | 10087 | 12846 | 2715 | 4310 | 15178 | 2296 | 1918 | 42588 | 1.33 | 1.34 | 13708.055
6476 | 20 | 270 | 2017-09-27 | 0.90566 | 1 | 0.90566 | 0.8494 | 0.93549 | 0.80541 | 0.84052 | 0.78674 | 0.57767 | 0.79678 | 0.79919 | 0.75859 | 0.82329 | 0.65153 | 0.74623 | 3 | 1 | 140 | 17798 | 7115 | 9846 | 12328 | 2619 | 4143 | 14797 | 2227 | 1851 | 41636 | 1.44 | 1.41 | 14534.475
6477 | 21 | 270 | 2017-09-27 | 0.98742 | 1 | 0.98742 | 0.88554 | 0.93593 | 0.79786 | 0.82327 | 0.78402 | 0.57537 | 0.79039 | 0.78704 | 0.73685 | 0.80813 | 0.64625 | 0.72795 | 3 | 1 | 141 | 17631 | 6969 | 9812 | 12279 | 2598 | 4080 | 14373 | 2186 | 1836 | 40616 | 1.57 | 1.47 | 14541.295
6478 | 22 | 270 | 2017-09-27 | 1 | 1 | 1 | 0.84337 | 0.9084 | 0.75206 | 0.76869 | 0.74207 | 0.56506 | 0.75053 | 0.74209 | 0.68763 | 0.76007 | 0.60084 | 0.68454 | 3 | 1 | 142 | 16619 | 6507 | 9287 | 12059 | 2467 | 3847 | 13413 | 2056 | 1707 | 38194 | 1.59 | 1.4 | 14113.52
6479 | 23 | 270 | 2017-09-27 | 0.91824 | 1 | 0.91824 | 0.74699 | 0.88374 | 0.6887 | 0.70372 | 0.68198 | 0.53849 | 0.68695 | 0.67824 | 0.6257 | 0.69834 | 0.53432 | 0.62536 | 3 | 1 | 143 | 15219 | 5957 | 8535 | 11492 | 2258 | 3516 | 12205 | 1889 | 1518 | 34892 | 1.46 | 1.24 | 13730.465
6480 | 24 | 270 | 2017-09-27 | 0.79245 | 1 | 0.79245 | 0.63855 | 0.84359 | 0.62911 | 0.64489 | 0.62797 | 0.49923 | 0.62671 | 0.61535 | 0.56716 | 0.6414 | 0.47413 | 0.57045 | 3 | 1 | 144 | 13902 | 5459 | 7859 | 10654 | 2060 | 3190 | 11063 | 1735 | 1347 | 31828 | 1.26 | 1.06 | 13106.685
6481 | 1 | 271 | 2017-09-28 | 0.64151 | 1 | 0.64151 | 0.59639 | 0.80131 | 0.58458 | 0.5824 | 0.56268 | 0.4549 | 0.56343 | 0.54803 | 0.51651 | 0.5597 | 0.4069 | 0.51239 | 4 | 1 | 1 | 12918 | 4930 | 7042 | 9708 | 1852 | 2841 | 10075 | 1514 | 1156 | 28589 | 1.02 | 0.99 | 12449.825
6482 | 2 | 271 | 2017-09-28 | 0.60377 | 1 | 0.60377 | 0.57831 | 0.77242 | 0.55883 | 0.55464 | 0.53728 | 0.42875 | 0.53453 | 0.51505 | 0.48795 | 0.53124 | 0.38332 | 0.48246 | 4 | 1 | 2 | 12349 | 4695 | 6724 | 9150 | 1757 | 2670 | 9518 | 1437 | 1089 | 26919 | 0.96 | 0.96 | 12000.945
6483 | 3 | 271 | 2017-09-28 | 0.60377 | 1 | 0.60377 | 0.56024 | 0.74901 | 0.54163 | 0.53644 | 0.52273 | 0.41193 | 0.51293 | 0.49093 | 0.46934 | 0.51017 | 0.36818 | 0.46427 | 4 | 1 | 3 | 11969 | 4541 | 6542 | 8791 | 1686 | 2545 | 9155 | 1380 | 1046 | 25904 | 0.96 | 0.93 | 11637.225
6484 | 4 | 271 | 2017-09-28 | 0.59119 | 1 | 0.59119 | 0.54819 | 0.73082 | 0.53195 | 0.52711 | 0.51434 | 0.40148 | 0.50228 | 0.47782 | 0.45955 | 0.49797 | 0.35727 | 0.4547 | 4 | 1 | 4 | 11755 | 4462 | 6437 | 8568 | 1651 | 2477 | 8964 | 1347 | 1015 | 25370 | 0.94 | 0.91 | 11354.585
6485 | 5 | 271 | 2017-09-28 | 0.62893 | 1 | 0.62893 | 0.54819 | 0.71832 | 0.53489 | 0.52959 | 0.51682 | 0.3975 | 0.50532 | 0.47762 | 0.46319 | 0.50055 | 0.35797 | 0.45793 | 4 | 1 | 5 | 11820 | 4483 | 6468 | 8483 | 1661 | 2476 | 9035 | 1354 | 1017 | 25550 | 1 | 0.91 | 11160.345
6486 | 6 | 271 | 2017-09-28 | 0.69182 | 1 | 0.69182 | 0.56627 | 0.72546 | 0.56195 | 0.55558 | 0.54271 | 0.40495 | 0.5327 | 0.50386 | 0.50015 | 0.52237 | 0.37592 | 0.49015 | 4 | 1 | 6 | 12418 | 4703 | 6792 | 8642 | 1751 | 2612 | 9756 | 1413 | 1068 | 27348 | 1.1 | 0.94 | 11271.335
6487 | 7 | 271 | 2017-09-28 | 0.76101 | 1 | 0.76101 | 0.62651 | 0.7356 | 0.61494 | 0.62209 | 0.58937 | 0.43925 | 0.59264 | 0.57658 | 0.56172 | 0.59852 | 0.4245 | 0.5472 | 4 | 1 | 7 | 13589 | 5266 | 7376 | 9374 | 1948 | 2989 | 10957 | 1619 | 1206 | 30531 | 1.21 | 1.04 | 11428.795
6488 | 8 | 271 | 2017-09-28 | 0.77358 | 1 | 0.77358 | 0.6988 | 0.74366 | 0.63924 | 0.64028 | 0.61374 | 0.47809 | 0.62702 | 0.60166 | 0.58536 | 0.63253 | 0.43682 | 0.57598 | 4 | 1 | 8 | 14126 | 5420 | 7681 | 10203 | 2061 | 3119 | 11418 | 1711 | 1241 | 32137 | 1.23 | 1.16 | 11554.04
6489 | 9 | 271 | 2017-09-28 | 0.72327 | 1 | 0.72327 | 0.73494 | 0.84656 | 0.65069 | 0.6521 | 0.63148 | 0.5056 | 0.63736 | 0.60899 | 0.60361 | 0.65693 | 0.4333 | 0.59142 | 4 | 1 | 9 | 14379 | 5520 | 7903 | 10790 | 2095 | 3157 | 11774 | 1777 | 1231 | 32998 | 1.15 | 1.22 | 13152.805
6490 | 10 | 271 | 2017-09-28 | 0.7044 | 1 | 0.7044 | 0.74096 | 0.91285 | 0.66721 | 0.66663 | 0.64531 | 0.5294 | 0.65105 | 0.62596 | 0.62878 | 0.67172 | 0.44104 | 0.60333 | 4 | 1 | 10 | 14744 | 5643 | 8076 | 11298 | 2140 | 3245 | 12265 | 1817 | 1253 | 33663 | 1.12 | 1.23 | 14182.66
6491 | 11 | 271 | 2017-09-28 | 0.72956 | 1 | 0.72956 | 0.73494 | 0.9624 | 0.68816 | 0.6808 | 0.66177 | 0.5481 | 0.66383 | 0.64429 | 0.65375 | 0.69094 | 0.45512 | 0.61523 | 4 | 1 | 11 | 15207 | 5763 | 8282 | 11697 | 2182 | 3340 | 12752 | 1869 | 1293 | 34327 | 1.16 | 1.22 | 14952.575
6492 | 12 | 271 | 2017-09-28 | 0.67925 | 1 | 0.67925 | 0.74096 | 0.97754 | 0.70368 | 0.69226 | 0.67447 | 0.56698 | 0.67843 | 0.66397 | 0.67748 | 0.70943 | 0.47061 | 0.6235 | 4 | 1 | 12 | 15550 | 5860 | 8441 | 12100 | 2230 | 3442 | 13215 | 1919 | 1337 | 34788 | 1.08 | 1.23 | 15187.805
6493 | 13 | 271 | 2017-09-28 | 0.6478 | 1 | 0.6478 | 0.75904 | 0.95214 | 0.72133 | 0.70703 | 0.68805 | 0.58015 | 0.69303 | 0.6821 | 0.69968 | 0.72089 | 0.48891 | 0.63382 | 4 | 1 | 13 | 15940 | 5985 | 8611 | 12381 | 2278 | 3536 | 13648 | 1950 | 1389 | 35364 | 1.03 | 1.26 | 14793.225
6494 | 14 | 271 | 2017-09-28 | 0.6478 | 1 | 0.6478 | 0.77711 | 0.97576 | 0.73627 | 0.71341 | 0.69652 | 0.59196 | 0.70611 | 0.69425 | 0.71814 | 0.73161 | 0.51214 | 0.64221 | 4 | 1 | 14 | 16270 | 6039 | 8717 | 12633 | 2321 | 3599 | 14008 | 1979 | 1455 | 35832 | 1.03 | 1.29 | 15160.185
6495 | 15 | 271 | 2017-09-28 | 0.66038 | 1 | 0.66038 | 0.79518 | 1 | 0.74649 | 0.71931 | 0.70627 | 0.60274 | 0.71768 | 0.70505 | 0.72885 | 0.739 | 0.52306 | 0.65033 | 4 | 1 | 15 | 16496 | 6089 | 8839 | 12863 | 2359 | 3655 | 14217 | 1999 | 1486 | 36285 | 1.05 | 1.32 | 15536.75
6496 | 16 | 271 | 2017-09-28 | 0.66038 | 1 | 0.66038 | 0.84337 | 0.99944 | 0.75496 | 0.7277 | 0.71043 | 0.61009 | 0.72802 | 0.71373 | 0.73403 | 0.75083 | 0.53045 | 0.65282 | 4 | 1 | 16 | 16683 | 6160 | 8891 | 13020 | 2393 | 3700 | 14318 | 2031 | 1507 | 36424 | 1.05 | 1.4 | 15528.105
6497 | 17 | 271 | 2017-09-28 | 0.67925 | 1 | 0.67925 | 0.87349 | 0.98608 | 0.75523 | 0.73243 | 0.71282 | 0.61356 | 0.7338 | 0.71894 | 0.73331 | 0.75601 | 0.53678 | 0.64922 | 4 | 1 | 17 | 16689 | 6200 | 8921 | 13094 | 2412 | 3727 | 14304 | 2045 | 1525 | 36223 | 1.08 | 1.45 | 15320.515
6498 | 18 | 271 | 2017-09-28 | 0.73585 | 1 | 0.73585 | 0.95783 | 0.92154 | 0.74038 | 0.72085 | 0.70451 | 0.60747 | 0.72619 | 0.71701 | 0.72106 | 0.74233 | 0.53432 | 0.63728 | 4 | 1 | 18 | 16361 | 6102 | 8817 | 12964 | 2387 | 3717 | 14065 | 2008 | 1518 | 35557 | 1.17 | 1.59 | 14317.695
6499 | 19 | 271 | 2017-09-28 | 0.7673 | 1 | 0.7673 | 0.98193 | 0.8823 | 0.7221 | 0.70549 | 0.68022 | 0.59276 | 0.7052 | 0.70467 | 0.69881 | 0.70906 | 0.52094 | 0.62011 | 4 | 1 | 19 | 15957 | 5972 | 8513 | 12650 | 2318 | 3653 | 13631 | 1918 | 1480 | 34599 | 1.22 | 1.63 | 13708.055
6500 | 20 | 271 | 2017-09-28 | 0.86164 | 1 | 0.86164 | 1 | 0.93549 | 0.7173 | 0.69852 | 0.6628 | 0.57832 | 0.69486 | 0.68731 | 0.69112 | 0.69908 | 0.5132 | 0.62097 | 4 | 1 | 20 | 15851 | 5913 | 8295 | 12342 | 2284 | 3563 | 13481 | 1891 | 1458 | 34647 | 1.37 | 1.66 | 14534.475
6501 | 21 | 271 | 2017-09-28 | 0.88679 | 1 | 0.88679 | 0.99398 | 0.93593 | 0.7212 | 0.70561 | 0.67415 | 0.57987 | 0.69668 | 0.68692 | 0.67425 | 0.71275 | 0.52059 | 0.60858 | 4 | 1 | 21 | 15937 | 5973 | 8437 | 12375 | 2290 | 3561 | 13152 | 1928 | 1479 | 33956 | 1.41 | 1.65 | 14541.295
6502 | 22 | 271 | 2017-09-28 | 0.84906 | 1 | 0.84906 | 0.90964 | 0.9084 | 0.68318 | 0.66403 | 0.64531 | 0.57054 | 0.67082 | 0.6549 | 0.63324 | 0.67763 | 0.49454 | 0.57252 | 4 | 1 | 22 | 15097 | 5621 | 8076 | 12176 | 2205 | 3395 | 12352 | 1833 | 1405 | 31944 | 1.35 | 1.51 | 14113.52
6503 | 23 | 271 | 2017-09-28 | 0.7673 | 1 | 0.7673 | 0.79518 | 0.88374 | 0.6339 | 0.61524 | 0.60463 | 0.54009 | 0.62549 | 0.6059 | 0.58028 | 0.62514 | 0.44879 | 0.52503 | 4 | 1 | 23 | 14008 | 5208 | 7567 | 11526 | 2056 | 3141 | 11319 | 1691 | 1275 | 29294 | 1.22 | 1.32 | 13730.465
6504 | 24 | 271 | 2017-09-28 | 0.6478 | 1 | 0.6478 | 0.68675 | 0.84359 | 0.57485 | 0.57165 | 0.5654 | 0.50279 | 0.58108 | 0.55652 | 0.52963 | 0.58336 | 0.40479 | 0.48056 | 4 | 1 | 24 | 12703 | 4839 | 7076 | 10730 | 1910 | 2885 | 10331 | 1578 | 1150 | 26813 | 1.03 | 1.14 | 13106.685
6505 | 1 | 272 | 2017-09-29 | 0.58491 | 1 | 0.58491 | 0.64458 | 0.80131 | 0.53005 | 0.53585 | 0.50859 | 0.43409 | 0.48677 | 0.48804 | 0.45022 | 0.47579 | 0.36888 | 0.44681 | 5 | 1 | 25 | 11713 | 4536 | 6365 | 9264 | 1600 | 2530 | 8782 | 1287 | 1048 | 24930 | 0.93 | 1.07 | 12449.825
6506 | 2 | 272 | 2017-09-29 | 0.54717 | 1 | 0.54717 | 0.62048 | 0.77242 | 0.50869 | 0.51353 | 0.48981 | 0.40912 | 0.46334 | 0.46373 | 0.42643 | 0.45878 | 0.34776 | 0.42744 | 5 | 1 | 26 | 11241 | 4347 | 6130 | 8731 | 1523 | 2404 | 8318 | 1241 | 988 | 23849 | 0.87 | 1.03 | 12000.945
6507 | 3 | 272 | 2017-09-29 | 0.54088 | 1 | 0.54088 | 0.60843 | 0.74901 | 0.49683 | 0.50337 | 0.47942 | 0.39351 | 0.44874 | 0.44985 | 0.41239 | 0.44658 | 0.33791 | 0.41676 | 5 | 1 | 27 | 10979 | 4261 | 6000 | 8398 | 1475 | 2332 | 8044 | 1208 | 960 | 23253 | 0.86 | 1.01 | 11637.225
6508 | 4 | 272 | 2017-09-29 | 0.54717 | 1 | 0.54717 | 0.62048 | 0.73082 | 0.49163 | 0.49781 | 0.47503 | 0.38335 | 0.44052 | 0.44136 | 0.40495 | 0.4403 | 0.32981 | 0.41283 | 5 | 1 | 28 | 10864 | 4214 | 5945 | 8181 | 1448 | 2288 | 7899 | 1191 | 937 | 23034 | 0.87 | 1.03 | 11354.585
6509 | 5 | 272 | 2017-09-29 | 0.57862 | 1 | 0.57862 | 0.63855 | 0.71832 | 0.49842 | 0.5088 | 0.4819 | 0.37927 | 0.44691 | 0.44657 | 0.41249 | 0.44695 | 0.33509 | 0.42093 | 5 | 1 | 29 | 11014 | 4307 | 6031 | 8094 | 1469 | 2315 | 8046 | 1209 | 952 | 23486 | 0.92 | 1.06 | 11160.345
6510 | 6 | 272 | 2017-09-29 | 0.6478 | 1 | 0.6478 | 0.69277 | 0.72546 | 0.52729 | 0.55109 | 0.50435 | 0.38616 | 0.4749 | 0.47242 | 0.44058 | 0.46913 | 0.3548 | 0.45074 | 5 | 1 | 30 | 11652 | 4665 | 6312 | 8241 | 1561 | 2449 | 8594 | 1269 | 1008 | 25149 | 1.03 | 1.15 | 11271.335
6511 | 7 | 272 | 2017-09-29 | 0.71069 | 1 | 0.71069 | 0.75904 | 0.7356 | 0.58784 | 0.59681 | 0.54846 | 0.41188 | 0.53605 | 0.52064 | 0.49246 | 0.52569 | 0.40056 | 0.50833 | 5 | 1 | 31 | 12990 | 5052 | 6864 | 8790 | 1762 | 2699 | 9606 | 1422 | 1138 | 28362 | 1.13 | 1.26 | 11428.795
6512 | 8 | 272 | 2017-09-29 | 0.73585 | 1 | 0.73585 | 0.74699 | 0.74366 | 0.61092 | 0.61748 | 0.57044 | 0.4534 | 0.56708 | 0.54842 | 0.52194 | 0.54787 | 0.41323 | 0.53883 | 5 | 1 | 32 | 13500 | 5227 | 7139 | 9676 | 1864 | 2843 | 10181 | 1482 | 1174 | 30064 | 1.17 | 1.24 | 11554.04
6513 | 9 | 272 | 2017-09-29 | 0.71698 | 1 | 0.71698 | 0.71084 | 0.84656 | 0.61988 | 0.62493 | 0.58753 | 0.48067 | 0.58016 | 0.55768 | 0.52835 | 0.56155 | 0.4062 | 0.54933 | 5 | 1 | 33 | 13698 | 5290 | 7353 | 10258 | 1907 | 2891 | 10306 | 1519 | 1154 | 30650 | 1.14 | 1.18 | 13152.805
6514 | 10 | 272 | 2017-09-29 | 0.69811 | 1 | 0.69811 | 0.6988 | 0.91285 | 0.63716 | 0.63083 | 0.60248 | 0.50157 | 0.59385 | 0.57272 | 0.53537 | 0.57523 | 0.41077 | 0.55756 | 5 | 1 | 34 | 14080 | 5340 | 7540 | 10704 | 1952 | 2969 | 10443 | 1556 | 1167 | 31109 | 1.11 | 1.16 | 14182.66
6515 | 11 | 272 | 2017-09-29 | 0.7044 | 1 | 0.7044 | 0.72289 | 0.9624 | 0.65128 | 0.63839 | 0.61718 | 0.51675 | 0.60876 | 0.58931 | 0.54922 | 0.58854 | 0.42415 | 0.56421 | 5 | 1 | 35 | 14392 | 5404 | 7724 | 11028 | 2001 | 3055 | 10713 | 1592 | 1205 | 31480 | 1.12 | 1.2 | 14952.575
6516 | 12 | 272 | 2017-09-29 | 0.67925 | 1 | 0.67925 | 0.72289 | 0.97754 | 0.66164 | 0.64619 | 0.62733 | 0.53132 | 0.61545 | 0.60089 | 0.56542 | 0.59852 | 0.43471 | 0.56743 | 5 | 1 | 36 | 14621 | 5470 | 7851 | 11339 | 2023 | 3115 | 11029 | 1619 | 1235 | 31660 | 1.08 | 1.2 | 15187.805
6517 | 13 | 272 | 2017-09-29 | 0.62264 | 1 | 0.62264 | 0.6988 | 0.95214 | 0.67124 | 0.6521 | 0.63332 | 0.54004 | 0.6258 | 0.61343 | 0.58403 | 0.60702 | 0.44773 | 0.56932 | 5 | 1 | 37 | 14833 | 5520 | 7926 | 11525 | 2057 | 3180 | 11392 | 1642 | 1272 | 31765 | 0.99 | 1.16 | 14793.225
6518 | 14 | 272 | 2017-09-29 | 0.63522 | 1 | 0.63522 | 0.6988 | 0.97576 | 0.684 | 0.65718 | 0.63748 | 0.5459 | 0.63432 | 0.6277 | 0.59925 | 0.61294 | 0.46392 | 0.57082 | 5 | 1 | 38 | 15115 | 5563 | 7978 | 11650 | 2085 | 3254 | 11689 | 1658 | 1318 | 31849 | 1.01 | 1.16 | 15160.185
6519 | 15 | 272 | 2017-09-29 | 0.65409 | 1 | 0.65409 | 0.70482 | 1 | 0.69432 | 0.65954 | 0.63412 | 0.55129 | 0.63371 | 0.6385 | 0.61299 | 0.61627 | 0.47448 | 0.57075 | 5 | 1 | 39 | 15343 | 5583 | 7936 | 11765 | 2083 | 3310 | 11957 | 1667 | 1348 | 31845 | 1.04 | 1.17 | 15536.75
6520 | 16 | 272 | 2017-09-29 | 0.67925 | 1 | 0.67925 | 0.72289 | 0.99944 | 0.6945 | 0.66308 | 0.62893 | 0.55007 | 0.62884 | 0.64294 | 0.62555 | 0.62033 | 0.48046 | 0.56976 | 5 | 1 | 40 | 15347 | 5613 | 7871 | 11739 | 2067 | 3333 | 12202 | 1678 | 1365 | 31790 | 1.08 | 1.2 | 15528.105
6521 | 17 | 272 | 2017-09-29 | 0.73585 | 1 | 0.73585 | 0.78313 | 0.98608 | 0.69332 | 0.66214 | 0.62405 | 0.54669 | 0.62762 | 0.64641 | 0.63391 | 0.61516 | 0.48997 | 0.57037 | 5 | 1 | 41 | 15321 | 5605 | 7810 | 11667 | 2063 | 3351 | 12365 | 1664 | 1392 | 31824 | 1.17 | 1.3 | 15320.515
6522 | 18 | 272 | 2017-09-29 | 0.79874 | 1 | 0.79874 | 0.81325 | 0.92154 | 0.68626 | 0.65304 | 0.61718 | 0.54252 | 0.62032 | 0.64448 | 0.62811 | 0.60776 | 0.48786 | 0.5639 | 5 | 1 | 42 | 15165 | 5528 | 7724 | 11578 | 2039 | 3341 | 12252 | 1644 | 1386 | 31463 | 1.27 | 1.35 | 14317.695
6523 | 19 | 272 | 2017-09-29 | 0.83648 | 1 | 0.83648 | 0.8494 | 0.8823 | 0.66807 | 0.6391 | 0.60368 | 0.53076 | 0.60116 | 0.62674 | 0.61263 | 0.5878 | 0.4787 | 0.56355 | 5 | 1 | 43 | 14763 | 5410 | 7555 | 11327 | 1976 | 3249 | 11950 | 1590 | 1360 | 31443 | 1.33 | 1.41 | 13708.055
6524 | 20 | 272 | 2017-09-29 | 0.91824 | 1 | 0.91824 | 0.90361 | 0.93549 | 0.65395 | 0.63461 | 0.59441 | 0.51694 | 0.5826 | 0.60841 | 0.60581 | 0.57634 | 0.46533 | 0.58043 | 5 | 1 | 44 | 14451 | 5372 | 7439 | 11032 | 1915 | 3154 | 11817 | 1559 | 1322 | 32385 | 1.46 | 1.5 | 14534.475
6525 | 21 | 272 | 2017-09-29 | 0.91195 | 1 | 0.91195 | 0.93976 | 0.93593 | 0.65363 | 0.63497 | 0.59968 | 0.51924 | 0.57773 | 0.60224 | 0.58654 | 0.57782 | 0.46498 | 0.55403 | 5 | 1 | 45 | 14444 | 5375 | 7505 | 11081 | 1899 | 3122 | 11441 | 1563 | 1321 | 30912 | 1.45 | 1.56 | 14541.295
6526 | 22 | 272 | 2017-09-29 | 0.89308 | 1 | 0.89308 | 0.89759 | 0.9084 | 0.63313 | 0.61122 | 0.58474 | 0.51071 | 0.55035 | 0.5733 | 0.55573 | 0.55675 | 0.45019 | 0.52358 | 5 | 1 | 46 | 13991 | 5174 | 7318 | 10899 | 1809 | 2972 | 10840 | 1506 | 1279 | 29213 | 1.42 | 1.49 | 14113.52
6527 | 23 | 272 | 2017-09-29 | 0.7673 | 1 | 0.7673 | 0.8012 | 0.88374 | 0.59571 | 0.57673 | 0.55014 | 0.49332 | 0.51323 | 0.538 | 0.51887 | 0.52569 | 0.42203 | 0.49006 | 5 | 1 | 47 | 13164 | 4882 | 6885 | 10528 | 1687 | 2789 | 10121 | 1422 | 1199 | 27343 | 1.22 | 1.33 | 13730.465
6528 | 24 | 272 | 2017-09-29 | 0.69182 | 1 | 0.69182 | 0.69277 | 0.84359 | 0.5539 | 0.53916 | 0.51482 | 0.46132 | 0.47399 | 0.49981 | 0.47913 | 0.49464 | 0.39071 | 0.45078 | 5 | 1 | 48 | 12240 | 4564 | 6443 | 9845 | 1558 | 2591 | 9346 | 1338 | 1110 | 25151 | 1.1 | 1.15 | 13106.685
6529 | 1 | 273 | 2017-09-30 | 0.61635 | 1 | 0.61635 | 0.64458 | 0.77448 | 0.49977 | 0.4873 | 0.46856 | 0.42599 | 0.43596 | 0.44252 | 0.41177 | 0.44177 | 0.36642 | 0.40534 | 6 | 2 | 49 | 11044 | 4125 | 5864 | 9091 | 1433 | 2294 | 8032 | 1195 | 1041 | 22616 | 0.98 | 1.07 | 12032.86
6530 | 2 | 273 | 2017-09-30 | 0.61006 | 1 | 0.61006 | 0.62048 | 0.74964 | 0.4809 | 0.47041 | 0.45026 | 0.39947 | 0.41284 | 0.42033 | 0.39183 | 0.42551 | 0.34354 | 0.386 | 6 | 2 | 50 | 10627 | 3982 | 5635 | 8525 | 1357 | 2179 | 7643 | 1151 | 976 | 21537 | 0.97 | 1.03 | 11646.96
6531 | 3 | 273 | 2017-09-30 | 0.59748 | 1 | 0.59748 | 0.62048 | 0.72838 | 0.46964 | 0.45789 | 0.44107 | 0.38419 | 0.39945 | 0.4049 | 0.38045 | 0.41442 | 0.33228 | 0.37421 | 6 | 2 | 51 | 10378 | 3876 | 5520 | 8199 | 1313 | 2099 | 7421 | 1121 | 944 | 20879 | 0.95 | 1.03 | 11316.6
6532 | 4 | 273 | 2017-09-30 | 0.58491 | 1 | 0.58491 | 0.62048 | 0.71262 | 0.46217 | 0.45233 | 0.43604 | 0.37229 | 0.39215 | 0.39622 | 0.37471 | 0.40961 | 0.32559 | 0.36756 | 6 | 2 | 52 | 10213 | 3829 | 5457 | 7945 | 1289 | 2054 | 7309 | 1108 | 925 | 20508 | 0.93 | 1.03 | 11071.73
6533 | 5 | 273 | 2017-09-30 | 0.60377 | 1 | 0.60377 | 0.64458 | 0.70005 | 0.46502 | 0.45611 | 0.43843 | 0.36732 | 0.39367 | 0.39506 | 0.37322 | 0.40924 | 0.32594 | 0.36785 | 6 | 2 | 53 | 10276 | 3861 | 5487 | 7839 | 1294 | 2048 | 7280 | 1107 | 926 | 20524 | 0.96 | 1.07 | 10876.555
6534 | 6 | 273 | 2017-09-30 | 0.67296 | 1 | 0.67296 | 0.6988 | 0.69248 | 0.47565 | 0.46639 | 0.44938 | 0.36732 | 0.40371 | 0.40394 | 0.38034 | 0.41774 | 0.33193 | 0.37645 | 6 | 2 | 54 | 10511 | 3948 | 5624 | 7839 | 1327 | 2094 | 7419 | 1130 | 943 | 21004 | 1.07 | 1.16 | 10758.83
6535 | 7 | 273 | 2017-09-30 | 0.73585 | 1 | 0.73585 | 0.77108 | 0.68725 | 0.49317 | 0.48565 | 0.466 | 0.37655 | 0.42409 | 0.42072 | 0.39824 | 0.42994 | 0.34776 | 0.39305 | 6 | 2 | 55 | 10898 | 4111 | 5832 | 8036 | 1394 | 2181 | 7768 | 1163 | 988 | 21930 | 1.17 | 1.28 | 10677.68
6536 | 8 | 273 | 2017-09-30 | 0.74214 | 1 | 0.74214 | 0.78313 | 0.67879 | 0.50842 | 0.50443 | 0.47631 | 0.38888 | 0.44387 | 0.43769 | 0.41879 | 0.44177 | 0.36114 | 0.4109 | 6 | 2 | 56 | 11235 | 4270 | 5961 | 8299 | 1459 | 2269 | 8169 | 1195 | 1026 | 22926 | 1.18 | 1.3 | 10546.135
6537 | 9 | 273 | 2017-09-30 | 0.74843 | 1 | 0.74843 | 0.74699 | 0.73509 | 0.52824 | 0.52723 | 0.49796 | 0.40279 | 0.46517 | 0.45737 | 0.44597 | 0.45952 | 0.38508 | 0.43452 | 6 | 2 | 57 | 11673 | 4463 | 6232 | 8596 | 1529 | 2371 | 8699 | 1243 | 1094 | 24244 | 1.19 | 1.24 | 11420.965
6538 | 10 | 273 | 2017-09-30 | 0.71698 | 1 | 0.71698 | 0.72892 | 0.80309 | 0.54729 | 0.54152 | 0.51458 | 0.42257 | 0.48585 | 0.47897 | 0.46765 | 0.47689 | 0.40866 | 0.45174 | 6 | 2 | 58 | 12094 | 4584 | 6440 | 9018 | 1597 | 2483 | 9122 | 1290 | 1161 | 25205 | 1.14 | 1.21 | 12477.48
6539 | 11 | 273 | 2017-09-30 | 0.71698 | 1 | 0.71698 | 0.71084 | 0.84627 | 0.55842 | 0.54649 | 0.52529 | 0.43845 | 0.49833 | 0.49749 | 0.48113 | 0.49168 | 0.42027 | 0.46133 | 6 | 2 | 59 | 12340 | 4626 | 6574 | 9357 | 1638 | 2579 | 9385 | 1330 | 1194 | 25740 | 1.14 | 1.18 | 13148.295
6540 | 12 | 273 | 2017-09-30 | 0.69811 | 1 | 0.69811 | 0.68072 | 0.85829 | 0.56444 | 0.54613 | 0.52721 | 0.4496 | 0.50198 | 0.50791 | 0.48882 | 0.49649 | 0.42872 | 0.46332 | 6 | 2 | 60 | 12473 | 4623 | 6598 | 9595 | 1650 | 2633 | 9535 | 1343 | 1218 | 25851 | 1.11 | 1.13 | 13334.96
6541 | 13 | 273 | 2017-09-30 | 0.63522 | 1 | 0.63522 | 0.6506 | 0.83365 | 0.56847 | 0.54188 | 0.52649 | 0.45242 | 0.50289 | 0.51447 | 0.49118 | 0.50055 | 0.43682 | 0.46323 | 6 | 2 | 61 | 12562 | 4587 | 6589 | 9655 | 1653 | 2667 | 9581 | 1354 | 1241 | 25846 | 1.01 | 1.08 | 12952.21
6542 | 14 | 273 | 2017-09-30 | 0.61635 | 1 | 0.61635 | 0.63253 | 0.83998 | 0.57064 | 0.53833 | 0.52377 | 0.45251 | 0.50198 | 0.52045 | 0.49052 | 0.50055 | 0.44773 | 0.46171 | 6 | 2 | 62 | 12610 | 4557 | 6555 | 9657 | 1650 | 2698 | 9568 | 1354 | 1272 | 25761 | 0.98 | 1.05 | 13050.635
6543 | 15 | 273 | 2017-09-30 | 0.61635 | 1 | 0.61635 | 0.65663 | 0.8466 | 0.5734 | 0.53644 | 0.52273 | 0.45017 | 0.50137 | 0.52566 | 0.49118 | 0.50055 | 0.45477 | 0.46088 | 6 | 2 | 63 | 12671 | 4541 | 6542 | 9607 | 1648 | 2725 | 9581 | 1354 | 1292 | 25715 | 0.98 | 1.09 | 13153.435
6544 | 16 | 273 | 2017-09-30 | 0.64151 | 1 | 0.64151 | 0.68072 | 0.84537 | 0.57412 | 0.53763 | 0.52058 | 0.44721 | 0.49924 | 0.53029 | 0.49472 | 0.50129 | 0.46251 | 0.46205 | 6 | 2 | 64 | 12687 | 4551 | 6515 | 9544 | 1641 | 2749 | 9650 | 1356 | 1314 | 25780 | 1.02 | 1.13 | 13134.275
6545 | 17 | 273 | 2017-09-30 | 0.66667 | 1 | 0.66667 | 0.72892 | 0.83299 | 0.57765 | 0.542 | 0.52297 | 0.44703 | 0.50198 | 0.53492 | 0.49718 | 0.50314 | 0.46885 | 0.46793 | 6 | 2 | 65 | 12765 | 4588 | 6545 | 9540 | 1650 | 2773 | 9698 | 1361 | 1332 | 26108 | 1.06 | 1.21 | 12941.93
6546 | 18 | 273 | 2017-09-30 | 0.68553 | 1 | 0.68553 | 0.77711 | 0.79767 | 0.58096 | 0.54719 | 0.52257 | 0.44876 | 0.5035 | 0.53916 | 0.50077 | 0.50795 | 0.46955 | 0.47588 | 6 | 2 | 66 | 12838 | 4632 | 6540 | 9577 | 1655 | 2795 | 9768 | 1374 | 1334 | 26552 | 1.09 | 1.29 | 12393.195
6547 | 19 | 273 | 2017-09-30 | 0.7044 | 1 | 0.7044 | 0.79518 | 0.79425 | 0.57408 | 0.54696 | 0.5185 | 0.44745 | 0.49954 | 0.53299 | 0.50159 | 0.5024 | 0.46463 | 0.48184 | 6 | 2 | 67 | 12686 | 4630 | 6489 | 9549 | 1642 | 2763 | 9784 | 1359 | 1320 | 26884 | 1.12 | 1.32 | 12340.135
6548 | 20 | 273 | 2017-09-30 | 0.7673 | 1 | 0.7673 | 0.8494 | 0.85572 | 0.56924 | 0.5583 | 0.51634 | 0.4444 | 0.49681 | 0.52623 | 0.50707 | 0.50166 | 0.45477 | 0.4878 | 6 | 2 | 68 | 12579 | 4726 | 6462 | 9484 | 1633 | 2728 | 9891 | 1357 | 1292 | 27217 | 1.22 | 1.41 | 13295.155
6549 | 21 | 273 | 2017-09-30 | 0.83648 | 1 | 0.83648 | 0.89759 | 0.85805 | 0.5725 | 0.55854 | 0.52905 | 0.45621 | 0.50137 | 0.52623 | 0.50021 | 0.50758 | 0.46075 | 0.48608 | 6 | 2 | 69 | 12651 | 4728 | 6621 | 9736 | 1648 | 2728 | 9757 | 1373 | 1309 | 27121 | 1.33 | 1.49 | 13331.25
6550 | 22 | 273 | 2017-09-30 | 0.8239 | 1 | 0.8239 | 0.87349 | 0.84073 | 0.55779 | 0.54105 | 0.51866 | 0.4571 | 0.48707 | 0.5108 | 0.48129 | 0.49427 | 0.44491 | 0.47013 | 6 | 2 | 70 | 12326 | 4580 | 6491 | 9755 | 1601 | 2648 | 9388 | 1337 | 1264 | 26231 | 1.31 | 1.45 | 13062.215
6551 | 23 | 273 | 2017-09-30 | 0.77358 | 1 | 0.77358 | 0.75904 | 0.82665 | 0.52806 | 0.51683 | 0.49389 | 0.44384 | 0.46091 | 0.4838 | 0.4536 | 0.47024 | 0.41253 | 0.44416 | 6 | 2 | 71 | 11669 | 4375 | 6181 | 9472 | 1515 | 2508 | 8848 | 1272 | 1172 | 24782 | 1.23 | 1.26 | 12843.495
6552 | 24 | 273 | 2017-09-30 | 0.7044 | 1 | 0.7044 | 0.68072 | 0.80437 | 0.4971 | 0.48919 | 0.46712 | 0.42158 | 0.4317 | 0.45274 | 0.42315 | 0.44436 | 0.38085 | 0.41538 | 6 | 2 | 72 | 10985 | 4141 | 5846 | 8997 | 1419 | 2347 | 8254 | 1202 | 1082 | 23176 | 1.12 | 1.13 | 12497.315
6553 | 1 | 274 | 2017-10-01 | 0.6478 | 1 | 0.6478 | 0.63253 | 0.77096 | 0.47728 | 0.47844 | 0.44674 | 0.39633 | 0.40888 | 0.42863 | 0.39783 | 0.42957 | 0.34847 | 0.39609 | 7 | 3 | 73 | 10547 | 4050 | 5591 | 8458 | 1344 | 2222 | 7760 | 1162 | 990 | 22100 | 1.03 | 1.05 | 11978.235
6554 | 2 | 274 | 2017-10-01 | 0.59748 | 1 | 0.59748 | 0.61446 | 0.74542 | 0.46235 | 0.46426 | 0.43084 | 0.37543 | 0.39124 | 0.40799 | 0.38014 | 0.41479 | 0.33087 | 0.3786 | 7 | 3 | 74 | 10217 | 3930 | 5392 | 8012 | 1286 | 2115 | 7415 | 1122 | 940 | 21124 | 0.95 | 1.02 | 11581.36
6555 | 3 | 274 | 2017-10-01 | 0.57862 | 1 | 0.57862 | 0.59639 | 0.72049 | 0.45457 | 0.45659 | 0.42237 | 0.36165 | 0.3812 | 0.39525 | 0.36989 | 0.40518 | 0.32348 | 0.36901 | 7 | 3 | 75 | 10045 | 3865 | 5286 | 7718 | 1253 | 2049 | 7215 | 1096 | 919 | 20589 | 0.92 | 0.99 | 11194.145
6556 | 4 | 274 | 2017-10-01 | 0.58491 | 1 | 0.58491 | 0.61446 | 0.6999 | 0.45063 | 0.45777 | 0.41934 | 0.3527 | 0.37633 | 0.38696 | 0.36502 | 0.40037 | 0.31714 | 0.36376 | 7 | 3 | 76 | 9958 | 3875 | 5248 | 7527 | 1237 | 2006 | 7120 | 1083 | 901 | 20296 | 0.93 | 1.02 | 10874.225
6557 | 5 | 274 | 2017-10-01 | 0.58491 | 1 | 0.58491 | 0.62048 | 0.68772 | 0.4519 | 0.46084 | 0.41838 | 0.3468 | 0.37633 | 0.38387 | 0.36604 | 0.39926 | 0.31855 | 0.36394 | 7 | 3 | 77 | 9986 | 3901 | 5236 | 7401 | 1237 | 1990 | 7140 | 1080 | 905 | 20306 | 0.93 | 1.03 | 10684.93
6558 | 6 | 274 | 2017-10-01 | 0.61635 | 1 | 0.61635 | 0.6747 | 0.67866 | 0.46009 | 0.47112 | 0.42493 | 0.34633 | 0.38242 | 0.38773 | 0.3726 | 0.40702 | 0.32313 | 0.37007 | 7 | 3 | 78 | 10167 | 3988 | 5318 | 7391 | 1257 | 2010 | 7268 | 1101 | 918 | 20648 | 0.98 | 1.12 | 10544.215
6559 | 7 | 274 | 2017-10-01 | 0.67296 | 1 | 0.67296 | 0.75904 | 0.66367 | 0.4728 | 0.48777 | 0.4334 | 0.34905 | 0.3955 | 0.3968 | 0.38434 | 0.41257 | 0.33509 | 0.3802 | 7 | 3 | 79 | 10448 | 4129 | 5424 | 7449 | 1300 | 2057 | 7497 | 1116 | 952 | 21213 | 1.07 | 1.26 | 10311.225
6560 | 8 | 274 | 2017-10-01 | 0.72327 | 1 | 0.72327 | 0.74699 | 0.63637 | 0.48887 | 0.50608 | 0.44139 | 0.35425 | 0.40888 | 0.40644 | 0.4007 | 0.41922 | 0.35586 | 0.39351 | 7 | 3 | 80 | 10803 | 4284 | 5524 | 7560 | 1344 | 2107 | 7816 | 1134 | 1011 | 21956 | 1.15 | 1.24 | 9887.07
6561 | 9 | 274 | 2017-10-01 | 0.75472 | 1 | 0.75472 | 0.71084 | 0.65776 | 0.50873 | 0.52345 | 0.45937 | 0.36128 | 0.43048 | 0.42515 | 0.42546 | 0.43512 | 0.38508 | 0.41464 | 7 | 3 | 81 | 11242 | 4431 | 5749 | 7710 | 1415 | 2204 | 8299 | 1177 | 1094 | 23135 | 1.2 | 1.18 | 10219.53
6562 | 10 | 274 | 2017-10-01 | 0.79245 | 1 | 0.79245 | 0.6747 | 0.69482 | 0.5243 | 0.5316 | 0.47415 | 0.37936 | 0.44874 | 0.4485 | 0.44335 | 0.45213 | 0.40514 | 0.42925 | 7 | 3 | 82 | 11586 | 4500 | 5934 | 8096 | 1475 | 2325 | 8648 | 1223 | 1151 | 23950 | 1.26 | 1.12 | 10795.295
6563 | 11 | 274 | 2017-10-01 | 0.73585 | 1 | 0.73585 | 0.6506 | 0.7323 | 0.52616 | 0.53054 | 0.48278 | 0.39586 | 0.45999 | 0.4647 | 0.45258 | 0.46174 | 0.40268 | 0.43749 | 7 | 3 | 83 | 11627 | 4491 | 6042 | 8448 | 1512 | 2409 | 8828 | 1249 | 1144 | 24410 | 1.17 | 1.08 | 11377.635
6564 | 12 | 274 | 2017-10-01 | 0.72327 | 1 | 0.72327 | 0.61446 | 0.74794 | 0.53177 | 0.52853 | 0.48702 | 0.40982 | 0.46669 | 0.47878 | 0.45771 | 0.4695 | 0.40338 | 0.44246 | 7 | 3 | 84 | 11751 | 4474 | 6095 | 8746 | 1534 | 2482 | 8928 | 1270 | 1146 | 24687 | 1.15 | 1.02 | 11620.63
6565 | 13 | 274 | 2017-10-01 | 0.71069 | 1 | 0.71069 | 0.63855 | 0.74218 | 0.53801 | 0.52758 | 0.49309 | 0.41961 | 0.47338 | 0.48978 | 0.46365 | 0.47652 | 0.41288 | 0.44531 | 7 | 3 | 85 | 11889 | 4466 | 6171 | 8955 | 1556 | 2539 | 9044 | 1289 | 1173 | 24846 | 1.13 | 1.06 | 11531.12
6566 | 14 | 274 | 2017-10-01 | 0.69182 | 1 | 0.69182 | 0.62048 | 0.75233 | 0.54263 | 0.52676 | 0.49421 | 0.42664 | 0.47703 | 0.49904 | 0.46806 | 0.48059 | 0.42626 | 0.44769 | 7 | 3 | 86 | 11991 | 4459 | 6185 | 9105 | 1568 | 2587 | 9130 | 1300 | 1211 | 24979 | 1.1 | 1.03 | 11688.74
6567 | 15 | 274 | 2017-10-01 | 0.67296 | 1 | 0.67296 | 0.62048 | 0.7566 | 0.54887 | 0.5264 | 0.49652 | 0.43124 | 0.48068 | 0.50714 | 0.47288 | 0.48244 | 0.43295 | 0.45106 | 7 | 3 | 87 | 12129 | 4456 | 6214 | 9203 | 1580 | 2629 | 9224 | 1305 | 1230 | 25167 | 1.07 | 1.03 | 11755.12
6568 | 16 | 274 | 2017-10-01 | 0.68553 | 1 | 0.68553 | 0.63253 | 0.75794 | 0.55385 | 0.52936 | 0.50004 | 0.43578 | 0.48312 | 0.51659 | 0.47913 | 0.48577 | 0.4421 | 0.45708 | 7 | 3 | 88 | 12239 | 4481 | 6258 | 9300 | 1588 | 2678 | 9346 | 1314 | 1256 | 25503 | 1.09 | 1.05 | 11775.96
6569 | 17 | 274 | 2017-10-01 | 0.66667 | 1 | 0.66667 | 0.71084 | 0.74929 | 0.56376 | 0.53798 | 0.50603 | 0.44075 | 0.49133 | 0.53048 | 0.48959 | 0.49316 | 0.45935 | 0.46984 | 7 | 3 | 89 | 12458 | 4554 | 6333 | 9406 | 1615 | 2750 | 9550 | 1334 | 1305 | 26215 | 1.06 | 1.18 | 11641.495
6570 | 18 | 274 | 2017-10-01 | 0.69811 | 1 | 0.69811 | 0.71687 | 0.72694 | 0.57358 | 0.55015 | 0.51394 | 0.44834 | 0.50167 | 0.54244 | 0.50174 | 0.50129 | 0.47307 | 0.48553 | 7 | 3 | 90 | 12675 | 4657 | 6432 | 9568 | 1649 | 2812 | 9787 | 1356 | 1344 | 27090 | 1.11 | 1.19 | 11294.21
6571 | 19 | 274 | 2017-10-01 | 0.72327 | 1 | 0.72327 | 0.76506 | 0.72784 | 0.57485 | 0.55511 | 0.51298 | 0.4512 | 0.50289 | 0.53858 | 0.50441 | 0.4976 | 0.47694 | 0.49196 | 7 | 3 | 91 | 12703 | 4699 | 6420 | 9629 | 1653 | 2792 | 9839 | 1346 | 1355 | 27449 | 1.15 | 1.27 | 11308.32
6572 | 20 | 274 | 2017-10-01 | 0.78616 | 1 | 0.78616 | 0.80723 | 0.80601 | 0.58657 | 0.572 | 0.51986 | 0.44857 | 0.50867 | 0.54012 | 0.51297 | 0.5024 | 0.48082 | 0.50404 | 7 | 3 | 92 | 12962 | 4842 | 6506 | 9573 | 1672 | 2800 | 10006 | 1359 | 1366 | 28123 | 1.25 | 1.34 | 12522.705
6573 | 21 | 274 | 2017-10-01 | 0.83648 | 1 | 0.83648 | 0.86145 | 0.81962 | 0.5915 | 0.58228 | 0.53344 | 0.45996 | 0.52054 | 0.549 | 0.51476 | 0.51091 | 0.49384 | 0.50623 | 7 | 3 | 93 | 13071 | 4929 | 6676 | 9816 | 1711 | 2846 | 10041 | 1382 | 1403 | 28245 | 1.33 | 1.43 | 12734.27
6574 | 22 | 274 | 2017-10-01 | 0.81761 | 1 | 0.81761 | 0.8494 | 0.81392 | 0.57154 | 0.55901 | 0.52289 | 0.45752 | 0.50472 | 0.52701 | 0.49026 | 0.50055 | 0.47202 | 0.48458 | 7 | 3 | 94 | 12630 | 4732 | 6544 | 9764 | 1659 | 2732 | 9563 | 1354 | 1341 | 27037 | 1.3 | 1.41 | 12645.685
6575 | 23 | 274 | 2017-10-01 | 0.75472 | 1 | 0.75472 | 0.72892 | 0.80175 | 0.53869 | 0.52723 | 0.49836 | 0.44398 | 0.47733 | 0.49228 | 0.45386 | 0.47394 | 0.42907 | 0.45128 | 7 | 3 | 95 | 11904 | 4463 | 6237 | 9475 | 1569 | 2552 | 8853 | 1282 | 1219 | 25179 | 1.2 | 1.21 | 12456.54
6576 | 24 | 274 | 2017-10-01 | 0.68553 | 1 | 0.68553 | 0.6506 | 0.77447 | 0.51005 | 0.49675 | 0.47143 | 0.41872 | 0.45056 | 0.45409 | 0.417 | 0.44214 | 0.38437 | 0.41841 | 7 | 3 | 96 | 11271 | 4205 | 5900 | 8936 | 1481 | 2354 | 8134 | 1196 | 1092 | 23345 | 1.09 | 1.08 | 12032.68
6577 | 1 | 275 | 2017-10-02 | 0.61635 | 1 | 0.61635 | 0.62651 | 0.80131 | 0.49394 | 0.48742 | 0.45929 | 0.40307 | 0.43596 | 0.42323 | 0.38686 | 0.42773 | 0.3453 | 0.3895 | 1 | 1 | 97 | 10915 | 4126 | 5748 | 8602 | 1433 | 2194 | 7546 | 1157 | 981 | 21732 | 0.98 | 1.04 | 12449.825
6578 | 2 | 275 | 2017-10-02 | 0.60377 | 1 | 0.60377 | 0.60241 | 0.77242 | 0.48253 | 0.47915 | 0.44714 | 0.38447 | 0.42227 | 0.40721 | 0.37353 | 0.41516 | 0.33017 | 0.37512 | 1 | 1 | 98 | 10663 | 4056 | 5596 | 8205 | 1388 | 2111 | 7286 | 1123 | 938 | 20930 | 0.96 | 1 | 12000.945
6579 | 3 | 275 | 2017-10-02 | 0.59748 | 1 | 0.59748 | 0.59036 | 0.74901 | 0.47656 | 0.4775 | 0.44411 | 0.37341 | 0.41558 | 0.39738 | 0.36702 | 0.40813 | 0.32207 | 0.36862 | 1 | 1 | 99 | 10531 | 4042 | 5558 | 7969 | 1366 | 2060 | 7159 | 1104 | 915 | 20567 | 0.95 | 0.98 | 11637.225
6580 | 4 | 275 | 2017-10-02 | 0.61635 | 1 | 0.61635 | 0.59036 | 0.73082 | 0.47783 | 0.48399 | 0.44371 | 0.36676 | 0.41436 | 0.39198 | 0.36722 | 0.40665 | 0.31749 | 0.36808 | 1 | 1 | 100 | 10559 | 4097 | 5553 | 7827 | 1362 | 2032 | 7163 | 1100 | 902 | 20537 | 0.98 | 0.98 | 11354.585
6581 | 5 | 275 | 2017-10-02 | 0.64151 | 1 | 0.64151 | 0.60843 | 0.71832 | 0.49027 | 0.49852 | 0.45433 | 0.36531 | 0.42531 | 0.39815 | 0.37881 | 0.41405 | 0.32453 | 0.37831 | 1 | 1 | 101 | 10834 | 4220 | 5686 | 7796 | 1398 | 2064 | 7389 | 1120 | 922 | 21108 | 1.02 | 1.01 | 11160.345
6582 | 6 | 275 | 2017-10-02 | 0.71698 | 1 | 0.71698 | 0.6506 | 0.72546 | 0.52394 | 0.53621 | 0.48582 | 0.37562 | 0.45969 | 0.42708 | 0.41034 | 0.44104 | 0.34882 | 0.40794 | 1 | 1 | 102 | 11578 | 4539 | 6080 | 8016 | 1511 | 2214 | 8004 | 1193 | 991 | 22761 | 1.14 | 1.08 | 11271.335
6583 | 7 | 275 | 2017-10-02 | 0.77358 | 1 | 0.77358 | 0.68675 | 0.7356 | 0.58408 | 0.59398 | 0.53815 | 0.40514 | 0.52054 | 0.47994 | 0.45724 | 0.48022 | 0.40162 | 0.45789 | 1 | 1 | 103 | 12907 | 5028 | 6735 | 8646 | 1711 | 2488 | 8919 | 1299 | 1141 | 25548 | 1.23 | 1.14 | 11428.795
6584 | 8 | 275 | 2017-10-02 | 0.77987 | 1 | 0.77987 | 0.71687 | 0.74366 | 0.61363 | 0.62138 | 0.56628 | 0.4481 | 0.55613 | 0.50849 | 0.48252 | 0.50721 | 0.4164 | 0.48655 | 1 | 1 | 104 | 13560 | 5260 | 7087 | 9563 | 1828 | 2636 | 9412 | 1372 | 1183 | 27147 | 1.24 | 1.19 | 11554.04
6585 | 9 | 275 | 2017-10-02 | 0.73585 | 1 | 0.73585 | 0.77108 | 0.84656 | 0.61784 | 0.61784 | 0.57867 | 0.47908 | 0.56587 | 0.51736 | 0.48923 | 0.52458 | 0.41147 | 0.49653 | 1 | 1 | 105 | 13653 | 5230 | 7242 | 10224 | 1860 | 2682 | 9543 | 1419 | 1169 | 27704 | 1.17 | 1.28 | 13152.805
6586 | 10 | 275 | 2017-10-02 | 0.67925 | 1 | 0.67925 | 0.74096 | 0.91285 | 0.62422 | 0.61406 | 0.59065 | 0.50415 | 0.57986 | 0.53221 | 0.49144 | 0.53937 | 0.41359 | 0.50037 | 1 | 1 | 106 | 13794 | 5198 | 7392 | 10759 | 1906 | 2759 | 9586 | 1459 | 1175 | 27918 | 1.08 | 1.23 | 14182.66
6587 | 11 | 275 | 2017-10-02 | 0.66667 | 1 | 0.66667 | 0.75301 | 0.9624 | 0.63096 | 0.61158 | 0.6036 | 0.5243 | 0.59172 | 0.54823 | 0.49703 | 0.55268 | 0.42027 | 0.50548 | 1 | 1 | 107 | 13943 | 5177 | 7554 | 11189 | 1945 | 2842 | 9695 | 1495 | 1194 | 28203 | 1.06 | 1.25 | 14952.575
6588 | 12 | 275 | 2017-10-02 | 0.6478 | 1 | 0.6478 | 0.73494 | 0.97754 | 0.63766 | 0.615 | 0.61063 | 0.54524 | 0.59903 | 0.56173 | 0.5019 | 0.56229 | 0.42872 | 0.50876 | 1 | 1 | 108 | 14091 | 5206 | 7642 | 11636 | 1969 | 2912 | 9790 | 1521 | 1218 | 28386 | 1.03 | 1.22 | 15187.805
6589 | 13 | 275 | 2017-10-02 | 0.66667 | 1 | 0.66667 | 0.71084 | 0.95214 | 0.64449 | 0.61311 | 0.61574 | 0.5607 | 0.6112 | 0.57542 | 0.5062 | 0.57006 | 0.44139 | 0.5115 | 1 | 1 | 109 | 14242 | 5190 | 7706 | 11966 | 2009 | 2983 | 9874 | 1542 | 1254 | 28539 | 1.06 | 1.18 | 14793.225
6590 | 14 | 275 | 2017-10-02 | 0.6478 | 1 | 0.6478 | 0.70482 | 0.97576 | 0.65513 | 0.61512 | 0.62317 | 0.57551 | 0.62124 | 0.58816 | 0.51097 | 0.57523 | 0.45266 | 0.51714 | 1 | 1 | 110 | 14477 | 5207 | 7799 | 12282 | 2042 | 3049 | 9967 | 1556 | 1286 | 28854 | 1.03 | 1.17 | 15160.185
6591 | 15 | 275 | 2017-10-02 | 0.62893 | 1 | 0.62893 | 0.69277 | 1 | 0.65988 | 0.61465 | 0.62285 | 0.59093 | 0.62641 | 0.60204 | 0.51528 | 0.57523 | 0.46322 | 0.52028 | 1 | 1 | 111 | 14582 | 5203 | 7795 | 12611 | 2059 | 3121 | 10051 | 1556 | 1316 | 29029 | 1 | 1.15 | 15536.75
6592 | 16 | 275 | 2017-10-02 | 0.67296 | 1 | 0.67296 | 0.69277 | 0.99944 | 0.65834 | 0.61607 | 0.61854 | 0.60072 | 0.62428 | 0.60899 | 0.52312 | 0.57486 | 0.47378 | 0.52603 | 1 | 1 | 112 | 14548 | 5215 | 7741 | 12820 | 2052 | 3157 | 10204 | 1555 | 1346 | 29350 | 1.07 | 1.15 | 15528.105
6593 | 17 | 275 | 2017-10-02 | 0.72327 | 1 | 0.72327 | 0.75301 | 0.98608 | 0.66305 | 0.61323 | 0.61318 | 0.60892 | 0.62367 | 0.61555 | 0.53091 | 0.57412 | 0.48821 | 0.53381 | 1 | 1 | 113 | 14652 | 5191 | 7674 | 12995 | 2050 | 3191 | 10356 | 1553 | 1387 | 29784 | 1.15 | 1.25 | 15320.515
6594 | 18 | 275 | 2017-10-02 | 0.7673 | 1 | 0.7673 | 0.80723 | 0.92154 | 0.66468 | 0.60827 | 0.60647 | 0.61281 | 0.62397 | 0.61516 | 0.53835 | 0.57227 | 0.50194 | 0.54046 | 1 | 1 | 114 | 14688 | 5149 | 7590 | 13078 | 2051 | 3189 | 10501 | 1548 | 1426 | 30155 | 1.22 | 1.34 | 14317.695
6595 | 19 | 275 | 2017-10-02 | 0.77358 | 1 | 0.77358 | 0.83133 | 0.8823 | 0.65929 | 0.61548 | 0.59768 | 0.6055 | 0.61515 | 0.60783 | 0.53384 | 0.56192 | 0.50123 | 0.53806 | 1 | 1 | 115 | 14569 | 5210 | 7480 | 12922 | 2022 | 3151 | 10413 | 1520 | 1424 | 30021 | 1.23 | 1.38 | 13708.055
6596 | 20 | 275 | 2017-10-02 | 0.80503 | 1 | 0.80503 | 0.8494 | 0.93549 | 0.65929 | 0.63024 | 0.60016 | 0.5883 | 0.60876 | 0.60204 | 0.53876 | 0.56007 | 0.49736 | 0.54607 | 1 | 1 | 116 | 14569 | 5335 | 7511 | 12555 | 2001 | 3121 | 10509 | 1515 | 1413 | 30468 | 1.28 | 1.41 | 14534.475
6597 | 21 | 275 | 2017-10-02 | 0.89937 | 1 | 0.89937 | 0.93373 | 0.93593 | 0.65775 | 0.63414 | 0.61007 | 0.59112 | 0.6115 | 0.59452 | 0.53553 | 0.56044 | 0.50299 | 0.5413 | 1 | 1 | 117 | 14535 | 5368 | 7635 | 12615 | 2010 | 3082 | 10446 | 1516 | 1429 | 30202 | 1.43 | 1.55 | 14541.295
6598 | 22 | 275 | 2017-10-02 | 0.88679 | 1 | 0.88679 | 0.90964 | 0.9084 | 0.63721 | 0.61441 | 0.58753 | 0.58053 | 0.58412 | 0.56944 | 0.5059 | 0.54011 | 0.48187 | 0.51325 | 1 | 1 | 118 | 14081 | 5201 | 7353 | 12389 | 1920 | 2952 | 9868 | 1461 | 1369 | 28637 | 1.41 | 1.51 | 14113.52
6599 | 23 | 275 | 2017-10-02 | 0.79874 | 1 | 0.79874 | 0.85542 | 0.88374 | 0.59322 | 0.5694 | 0.54854 | 0.55288 | 0.5394 | 0.53086 | 0.46334 | 0.50351 | 0.43224 | 0.47022 | 1 | 1 | 119 | 13109 | 4820 | 6865 | 11799 | 1773 | 2752 | 9038 | 1362 | 1228 | 26236 | 1.27 | 1.42 | 13730.465
6600 | 24 | 275 | 2017-10-02 | 0.7044 | 1 | 0.7044 | 0.77108 | 0.84359 | 0.54887 | 0.52959 | 0.51075 | 0.50855 | 0.49528 | 0.48669 | 0.42228 | 0.46506 | 0.38789 | 0.43049 | 1 | 1 | 120 | 12129 | 4483 | 6392 | 10853 | 1628 | 2523 | 8237 | 1258 | 1102 | 24019 | 1.12 | 1.28 | 13106.685
6601 | 1 | 276 | 2017-10-03 | 0.76101 | 1 | 0.76101 | 0.71687 | 0.80131 | 0.52335 | 0.49758 | 0.48941 | 0.4736 | 0.48038 | 0.45891 | 0.39854 | 0.44251 | 0.36325 | 0.40423 | 2 | 1 | 121 | 11565 | 4212 | 6125 | 10107 | 1579 | 2379 | 7774 | 1197 | 1032 | 22554 | 1.21 | 1.19 | 12449.825
6602 | 2 | 276 | 2017-10-03 | 0.71698 | 1 | 0.71698 | 0.66867 | 0.77242 | 0.50376 | 0.48128 | 0.47167 | 0.44422 | 0.45817 | 0.43692 | 0.38342 | 0.42699 | 0.3453 | 0.38797 | 2 | 1 | 122 | 11132 | 4074 | 5903 | 9480 | 1506 | 2265 | 7479 | 1155 | 981 | 21647 | 1.14 | 1.11 | 12000.945
6603 | 3 | 276 | 2017-10-03 | 0.7044 | 1 | 0.7044 | 0.64458 | 0.74901 | 0.49461 | 0.47478 | 0.46296 | 0.42547 | 0.44417 | 0.42226 | 0.37588 | 0.41959 | 0.33474 | 0.37941 | 2 | 1 | 123 | 10930 | 4019 | 5794 | 9080 | 1460 | 2189 | 7332 | 1135 | 951 | 21169 | 1.12 | 1.07 | 11637.225
6604 | 4 | 276 | 2017-10-03 | 0.69811 | 1 | 0.69811 | 0.63253 | 0.73082 | 0.48837 | 0.4736 | 0.45937 | 0.4123 | 0.43657 | 0.41551 | 0.37409 | 0.41664 | 0.32805 | 0.37699 | 2 | 1 | 124 | 10792 | 4009 | 5749 | 8799 | 1435 | 2154 | 7297 | 1127 | 932 | 21034 | 1.11 | 1.05 | 11354.585
6605 | 5 | 276 | 2017-10-03 | 0.69182 | 1 | 0.69182 | 0.63253 | 0.71832 | 0.49787 | 0.48647 | 0.46656 | 0.40701 | 0.44357 | 0.41956 | 0.38486 | 0.42218 | 0.33052 | 0.38525 | 2 | 1 | 125 | 11002 | 4118 | 5839 | 8686 | 1458 | 2175 | 7507 | 1142 | 939 | 21495 | 1.1 | 1.05 | 11160.345
6606 | 6 | 276 | 2017-10-03 | 0.7044 | 1 | 0.7044 | 0.68072 | 0.72546 | 0.52941 | 0.52132 | 0.49628 | 0.41399 | 0.47642 | 0.44541 | 0.41592 | 0.44732 | 0.35128 | 0.41394 | 2 | 1 | 126 | 11699 | 4413 | 6211 | 8835 | 1566 | 2309 | 8113 | 1210 | 998 | 23096 | 1.12 | 1.13 | 11271.335
6607 | 7 | 276 | 2017-10-03 | 0.75472 | 1 | 0.75472 | 0.74096 | 0.7356 | 0.58684 | 0.58157 | 0.54902 | 0.44417 | 0.53727 | 0.49498 | 0.47021 | 0.48909 | 0.40056 | 0.4678 | 2 | 1 | 127 | 12968 | 4923 | 6871 | 9479 | 1766 | 2566 | 9172 | 1323 | 1138 | 26101 | 1.2 | 1.23 | 11428.795
6608 | 8 | 276 | 2017-10-03 | 0.81761 | 1 | 0.81761 | 0.77711 | 0.74366 | 0.61318 | 0.60425 | 0.57819 | 0.49192 | 0.57195 | 0.51736 | 0.49559 | 0.51386 | 0.41323 | 0.49621 | 2 | 1 | 128 | 13550 | 5115 | 7236 | 10498 | 1880 | 2682 | 9667 | 1390 | 1174 | 27686 | 1.3 | 1.29 | 11554.04
6609 | 9 | 276 | 2017-10-03 | 0.84277 | 1 | 0.84277 | 0.83133 | 0.84656 | 0.6168 | 0.60284 | 0.59337 | 0.52275 | 0.58169 | 0.52643 | 0.49739 | 0.52976 | 0.40725 | 0.50361 | 2 | 1 | 129 | 13630 | 5103 | 7426 | 11156 | 1912 | 2729 | 9702 | 1433 | 1157 | 28099 | 1.34 | 1.38 | 13152.805
6610 | 10 | 276 | 2017-10-03 | 0.8805 | 1 | 0.8805 | 0.85542 | 0.91285 | 0.62476 | 0.60307 | 0.60903 | 0.54997 | 0.59933 | 0.54398 | 0.49928 | 0.54455 | 0.41323 | 0.50877 | 2 | 1 | 130 | 13806 | 5105 | 7622 | 11737 | 1970 | 2820 | 9739 | 1473 | 1174 | 28387 | 1.4 | 1.42 | 14182.66
6611 | 11 | 276 | 2017-10-03 | 0.84906 | 1 | 0.84906 | 0.83133 | 0.9624 | 0.63888 | 0.60697 | 0.62877 | 0.57504 | 0.61758 | 0.56501 | 0.50461 | 0.56155 | 0.42485 | 0.51533 | 2 | 1 | 131 | 14118 | 5138 | 7869 | 12272 | 2030 | 2929 | 9843 | 1519 | 1207 | 28753 | 1.35 | 1.38 | 14952.575
6612 | 12 | 276 | 2017-10-03 | 0.8239 | 1 | 0.8239 | 0.78916 | 0.97754 | 0.65042 | 0.61288 | 0.64067 | 0.60217 | 0.63097 | 0.5816 | 0.51056 | 0.5719 | 0.44139 | 0.52005 | 2 | 1 | 132 | 14373 | 5188 | 8018 | 12851 | 2074 | 3015 | 9959 | 1547 | 1254 | 29016 | 1.31 | 1.31 | 15187.805
6613 | 13 | 276 | 2017-10-03 | 0.80503 | 1 | 0.80503 | 0.78916 | 0.95214 | 0.66391 | 0.61654 | 0.65178 | 0.62579 | 0.65075 | 0.59992 | 0.51682 | 0.58299 | 0.46146 | 0.52455 | 2 | 1 | 133 | 14671 | 5219 | 8157 | 13355 | 2139 | 3110 | 10081 | 1577 | 1311 | 29267 | 1.28 | 1.31 | 14793.225
6614 | 14 | 276 | 2017-10-03 | 0.81132 | 1 | 0.81132 | 0.74699 | 0.97576 | 0.68128 | 0.62493 | 0.66896 | 0.64786 | 0.66839 | 0.61979 | 0.52512 | 0.59261 | 0.48222 | 0.53173 | 2 | 1 | 134 | 15055 | 5290 | 8372 | 13826 | 2197 | 3213 | 10243 | 1603 | 1370 | 29668 | 1.29 | 1.24 | 15160.185
6615 | 15 | 276 | 2017-10-03 | 0.76101 | 1 | 0.76101 | 0.74096 | 1 | 0.69314 | 0.62504 | 0.67383 | 0.66726 | 0.68026 | 0.63696 | 0.53199 | 0.60148 | 0.49947 | 0.53516 | 2 | 1 | 135 | 15317 | 5291 | 8433 | 14240 | 2236 | 3302 | 10377 | 1627 | 1419 | 29859 | 1.21 | 1.23 | 15536.75
6616 | 16 | 276 | 2017-10-03 | 0.77358 | 1 | 0.77358 | 0.72892 | 0.99944 | 0.69789 | 0.63071 | 0.68214 | 0.67719 | 0.68299 | 0.6495 | 0.53963 | 0.60481 | 0.51742 | 0.53865 | 2 | 1 | 136 | 15422 | 5339 | 8537 | 14452 | 2245 | 3367 | 10526 | 1636 | 1470 | 30054 | 1.23 | 1.21 | 15528.105
6617 | 17 | 276 | 2017-10-03 | 0.77987 | 1 | 0.77987 | 0.72289 | 0.98608 | 0.70305 | 0.63544 | 0.6839 | 0.68568 | 0.68817 | 0.66069 | 0.54788 | 0.60555 | 0.53502 | 0.54483 | 2 | 1 | 137 | 15536 | 5379 | 8559 | 14633 | 2262 | 3425 | 10687 | 1638 | 1520 | 30399 | 1.24 | 1.2 | 15320.515
6618 | 18 | 276 | 2017-10-03 | 0.83648 | 1 | 0.83648 | 0.77108 | 0.92154 | 0.70386 | 0.63851 | 0.6827 | 0.69045 | 0.68877 | 0.66377 | 0.54963 | 0.6 | 0.54488 | 0.54935 | 2 | 1 | 138 | 15554 | 5405 | 8544 | 14735 | 2264 | 3441 | 10721 | 1623 | 1548 | 30651 | 1.33 | 1.28 | 14317.695
6619 | 19 | 276 | 2017-10-03 | 0.83648 | 1 | 0.83648 | 0.80723 | 0.8823 | 0.69386 | 0.63497 | 0.67111 | 0.67883 | 0.67721 | 0.65316 | 0.54296 | 0.58669 | 0.53819 | 0.54679 | 2 | 1 | 139 | 15333 | 5375 | 8399 | 14487 | 2226 | 3386 | 10591 | 1587 | 1529 | 30508 | 1.33 | 1.34 | 13708.055
6620 | 20 | 276 | 2017-10-03 | 0.90566 | 1 | 0.90566 | 0.8494 | 0.93549 | 0.68816 | 0.64737 | 0.66233 | 0.65466 | 0.66596 | 0.64082 | 0.54824 | 0.58595 | 0.52974 | 0.55573 | 2 | 1 | 140 | 15207 | 5480 | 8289 | 13971 | 2189 | 3322 | 10694 | 1585 | 1505 | 31007 | 1.44 | 1.41 | 14534.475
6621 | 21 | 276 | 2017-10-03 | 0.98742 | 1 | 0.98742 | 0.88554 | 0.93593 | 0.68744 | 0.64489 | 0.66824 | 0.65208 | 0.66596 | 0.6385 | 0.54522 | 0.58004 | 0.52798 | 0.54856 | 2 | 1 | 141 | 15191 | 5459 | 8363 | 13916 | 2189 | 3310 | 10635 | 1569 | 1500 | 30607 | 1.57 | 1.47 | 14541.295
6622 | 22 | 276 | 2017-10-03 | 1 | 1 | 1 | 0.84337 | 0.9084 | 0.65829 | 0.61394 | 0.64035 | 0.63357 | 0.6331 | 0.60706 | 0.51748 | 0.55896 | 0.50299 | 0.523 | 2 | 1 | 142 | 14547 | 5197 | 8014 | 13521 | 2081 | 3147 | 10094 | 1512 | 1429 | 29181 | 1.59 | 1.4 | 14113.52
6623 | 23 | 276 | 2017-10-03 | 0.91824 | 1 | 0.91824 | 0.74699 | 0.88374 | 0.60947 | 0.56893 | 0.59169 | 0.59988 | 0.5826 | 0.55883 | 0.47211 | 0.51867 | 0.45266 | 0.47985 | 2 | 1 | 143 | 13468 | 4816 | 7405 | 12802 | 1915 | 2897 | 9209 | 1403 | 1286 | 26773 | 1.46 | 1.24 | 13730.465
6624 | 24 | 276 | 2017-10-03 | 0.79245 | 1 | 0.79245 | 0.63855 | 0.84359 | 0.56114 | 0.52463 | 0.54391 | 0.55152 | 0.5327 | 0.51042 | 0.4293 | 0.48133 | 0.40514 | 0.4373 | 2 | 1 | 144 | 12400 | 4441 | 6807 | 11770 | 1751 | 2646 | 8374 | 1302 | 1151 | 24399 | 1.26 | 1.06 | 13106.685
6625 | 1 | 277 | 2017-10-04 | 0.64151 | 1 | 0.64151 | 0.59639 | 0.80131 | 0.53561 | 0.50278 | 0.5165 | 0.51675 | 0.5108 | 0.47184 | 0.39972 | 0.45989 | 0.37768 | 0.40738 | 3 | 1 | 1 | 11836 | 4256 | 6464 | 11028 | 1679 | 2446 | 7797 | 1244 | 1073 | 22730 | 1.02 | 0.99 | 12449.825
6626 | 2 | 277 | 2017-10-04 | 0.60377 | 1 | 0.60377 | 0.57831 | 0.77242 | 0.51072 | 0.48671 | 0.49365 | 0.48095 | 0.48372 | 0.44772 | 0.38281 | 0.44325 | 0.35516 | 0.39098 | 3 | 1 | 2 | 11286 | 4120 | 6178 | 10264 | 1590 | 2321 | 7467 | 1199 | 1009 | 21815 | 0.96 | 0.96 | 12000.945
6627 | 3 | 277 | 2017-10-04 | 0.60377 | 1 | 0.60377 | 0.56024 | 0.74901 | 0.49914 | 0.48069 | 0.48238 | 0.4572 | 0.46669 | 0.42843 | 0.37496 | 0.43105 | 0.34108 | 0.38281 | 3 | 1 | 3 | 11030 | 4069 | 6037 | 9757 | 1534 | 2221 | 7314 | 1166 | 969 | 21359 | 0.96 | 0.93 | 11637.225
6628 | 4 | 277 | 2017-10-04 | 0.59119 | 1 | 0.59119 | 0.54819 | 0.73082 | 0.49303 | 0.48128 | 0.47631 | 0.44145 | 0.45756 | 0.41917 | 0.3725 | 0.42662 | 0.33122 | 0.38028 | 3 | 1 | 4 | 10895 | 4074 | 5961 | 9421 | 1504 | 2173 | 7266 | 1154 | 941 | 21218 | 0.94 | 0.91 | 11354.585
6629 | 5 | 277 | 2017-10-04 | 0.62893 | 1 | 0.62893 | 0.54819 | 0.71832 | 0.50054 | 0.49356 | 0.48198 | 0.43395 | 0.46334 | 0.42284 | 0.38224 | 0.4329 | 0.33157 | 0.38889 | 3 | 1 | 5 | 11061 | 4178 | 6032 | 9261 | 1523 | 2192 | 7456 | 1171 | 942 | 21698 | 1 | 0.91 | 11160.345
6630 | 6 | 277 | 2017-10-04 | 0.69182 | 1 | 0.69182 | 0.56627 | 0.72546 | 0.5286 | 0.52652 | 0.50907 | 0.43939 | 0.49528 | 0.45004 | 0.41177 | 0.45619 | 0.34882 | 0.41844 | 3 | 1 | 6 | 11681 | 4457 | 6371 | 9377 | 1628 | 2333 | 8032 | 1234 | 991 | 23347 | 1.1 | 0.94 | 11271.335
6631 | 7 | 277 | 2017-10-04 | 0.76101 | 1 | 0.76101 | 0.62651 | 0.7356 | 0.58779 | 0.58157 | 0.56181 | 0.4683 | 0.55856 | 0.50289 | 0.46591 | 0.49797 | 0.3974 | 0.4744 | 3 | 1 | 7 | 12989 | 4923 | 7031 | 9994 | 1836 | 2607 | 9088 | 1347 | 1129 | 26469 | 1.21 | 1.04 | 11428.795
6632 | 8 | 277 | 2017-10-04 | 0.77358 | 1 | 0.77358 | 0.6988 | 0.74366 | 0.61331 | 0.60236 | 0.59225 | 0.51624 | 0.59629 | 0.53125 | 0.48882 | 0.52089 | 0.40936 | 0.50368 | 3 | 1 | 8 | 13553 | 5099 | 7412 | 11017 | 1960 | 2754 | 9535 | 1409 | 1163 | 28103 | 1.23 | 1.16 | 11554.04
6633 | 9 | 277 | 2017-10-04 | 0.72327 | 1 | 0.72327 | 0.73494 | 0.84656 | 0.61929 | 0.60248 | 0.61047 | 0.54627 | 0.60542 | 0.54244 | 0.49334 | 0.54085 | 0.40162 | 0.5101 | 3 | 1 | 9 | 13685 | 5100 | 7640 | 11658 | 1990 | 2812 | 9623 | 1463 | 1141 | 28461 | 1.15 | 1.22 | 13152.805
6634 | 10 | 277 | 2017-10-04 | 0.7044 | 1 | 0.7044 | 0.74096 | 0.91285 | 0.63318 | 0.60567 | 0.63084 | 0.56839 | 0.62519 | 0.56481 | 0.5 | 0.56229 | 0.40725 | 0.51478 | 3 | 1 | 10 | 13992 | 5127 | 7895 | 12130 | 2055 | 2928 | 9753 | 1521 | 1157 | 28722 | 1.12 | 1.23 | 14182.66
6635 | 11 | 277 | 2017-10-04 | 0.72956 | 1 | 0.72956 | 0.73494 | 0.9624 | 0.65196 | 0.61394 | 0.65641 | 0.58648 | 0.64922 | 0.5897 | 0.50882 | 0.58447 | 0.41957 | 0.52134 | 3 | 1 | 11 | 14407 | 5197 | 8215 | 12516 | 2134 | 3057 | 9925 | 1581 | 1192 | 29088 | 1.16 | 1.22 | 14952.575
6636 | 12 | 277 | 2017-10-04 | 0.67925 | 1 | 0.67925 | 0.74096 | 0.97754 | 0.67205 | 0.62422 | 0.67727 | 0.60316 | 0.66839 | 0.60957 | 0.51892 | 0.60333 | 0.43717 | 0.52569 | 3 | 1 | 12 | 14851 | 5284 | 8476 | 12872 | 2197 | 3160 | 10122 | 1632 | 1242 | 29331 | 1.08 | 1.23 | 15187.805
6637 | 13 | 277 | 2017-10-04 | 0.6478 | 1 | 0.6478 | 0.75904 | 0.95214 | 0.69083 | 0.63308 | 0.69245 | 0.61356 | 0.69364 | 0.6304 | 0.52958 | 0.61664 | 0.45864 | 0.53051 | 3 | 1 | 13 | 15266 | 5359 | 8666 | 13094 | 2280 | 3268 | 10330 | 1668 | 1303 | 29600 | 1.03 | 1.26 | 14793.225
6638 | 14 | 277 | 2017-10-04 | 0.6478 | 1 | 0.6478 | 0.77711 | 0.97576 | 0.71215 | 0.64513 | 0.71274 | 0.61946 | 0.71646 | 0.65201 | 0.54127 | 0.63142 | 0.48187 | 0.53648 | 3 | 1 | 14 | 15737 | 5461 | 8920 | 13220 | 2355 | 3380 | 10558 | 1708 | 1369 | 29933 | 1.03 | 1.29 | 15160.185
6639 | 15 | 277 | 2017-10-04 | 0.66038 | 1 | 0.66038 | 0.79518 | 1 | 0.72771 | 0.65493 | 0.72337 | 0.62513 | 0.72893 | 0.66782 | 0.55132 | 0.64362 | 0.49982 | 0.54231 | 3 | 1 | 15 | 16081 | 5544 | 9053 | 13341 | 2396 | 3462 | 10754 | 1741 | 1420 | 30258 | 1.05 | 1.32 | 15536.75
6640 | 16 | 277 | 2017-10-04 | 0.66038 | 1 | 0.66038 | 0.84337 | 0.99944 | 0.73794 | 0.66391 | 0.72857 | 0.6241 | 0.73593 | 0.68017 | 0.56265 | 0.64954 | 0.51848 | 0.54772 | 3 | 1 | 16 | 16307 | 5620 | 9118 | 13319 | 2419 | 3526 | 10975 | 1757 | 1473 | 30560 | 1.05 | 1.4 | 15528.105
6641 | 17 | 277 | 2017-10-04 | 0.67925 | 1 | 0.67925 | 0.87349 | 0.98608 | 0.74323 | 0.67383 | 0.73024 | 0.61946 | 0.74293 | 0.68943 | 0.57172 | 0.6573 | 0.53678 | 0.55295 | 3 | 1 | 17 | 16424 | 5704 | 9139 | 13220 | 2442 | 3574 | 11152 | 1778 | 1525 | 30852 | 1.08 | 1.45 | 15320.515
6642 | 18 | 277 | 2017-10-04 | 0.73585 | 1 | 0.73585 | 0.95783 | 0.92154 | 0.74432 | 0.67915 | 0.72577 | 0.61347 | 0.74201 | 0.68885 | 0.57188 | 0.65656 | 0.54664 | 0.55682 | 3 | 1 | 18 | 16448 | 5749 | 9083 | 13092 | 2439 | 3571 | 11155 | 1776 | 1553 | 31068 | 1.17 | 1.59 | 14317.695
6643 | 19 | 277 | 2017-10-04 | 0.7673 | 1 | 0.7673 | 0.98193 | 0.8823 | 0.72961 | 0.67383 | 0.71235 | 0.59964 | 0.72589 | 0.67515 | 0.56542 | 0.6403 | 0.53784 | 0.55482 | 3 | 1 | 19 | 16123 | 5704 | 8915 | 12797 | 2386 | 3500 | 11029 | 1732 | 1528 | 30956 | 1.22 | 1.63 | 13708.055
6644 | 20 | 277 | 2017-10-04 | 0.86164 | 1 | 0.86164 | 1 | 0.93549 | 0.71997 | 0.67584 | 0.70435 | 0.57659 | 0.71463 | 0.6603 | 0.57372 | 0.62994 | 0.52763 | 0.56573 | 3 | 1 | 20 | 15910 | 5721 | 8815 | 12305 | 2349 | 3423 | 11191 | 1704 | 1499 | 31565 | 1.37 | 1.66 | 14534.475
6645 | 21 | 277 | 2017-10-04 | 0.88679 | 1 | 0.88679 | 0.99398 | 0.93593 | 0.71459 | 0.67407 | 0.70204 | 0.57326 | 0.70916 | 0.65336 | 0.56301 | 0.6244 | 0.52658 | 0.55779 | 3 | 1 | 21 | 15791 | 5706 | 8786 | 12234 | 2331 | 3387 | 10982 | 1689 | 1496 | 31122 | 1.41 | 1.65 | 14541.295
6646 | 22 | 277 | 2017-10-04 | 0.84906 | 1 | 0.84906 | 0.90964 | 0.9084 | 0.67857 | 0.63851 | 0.67072 | 0.56136 | 0.67113 | 0.61806 | 0.53281 | 0.59667 | 0.49877 | 0.53085 | 3 | 1 | 22 | 14995 | 5405 | 8394 | 11980 | 2206 | 3204 | 10393 | 1614 | 1417 | 29619 | 1.35 | 1.51 | 14113.52
6647 | 23 | 277 | 2017-10-04 | 0.7673 | 1 | 0.7673 | 0.79518 | 0.88374 | 0.62313 | 0.59019 | 0.62022 | 0.53615 | 0.61606 | 0.56867 | 0.48718 | 0.55379 | 0.44808 | 0.48748 | 3 | 1 | 23 | 13770 | 4996 | 7762 | 11442 | 2025 | 2948 | 9503 | 1498 | 1273 | 27199 | 1.22 | 1.32 | 13730.465
6648 | 24 | 277 | 2017-10-04 | 0.6478 | 1 | 0.6478 | 0.68675 | 0.84359 | 0.57209 | 0.5433 | 0.57243 | 0.49609 | 0.56495 | 0.5191 | 0.44089 | 0.51128 | 0.40303 | 0.44482 | 3 | 1 | 24 | 12642 | 4599 | 7164 | 10587 | 1857 | 2691 | 8600 | 1383 | 1145 | 24819 | 1.03 | 1.14 | 13106.685
6649 | 1 | 278 | 2017-10-05 | 0.58491 | 1 | 0.58491 | 0.64458 | 0.80131 | 0.5553 | 0.51802 | 0.53056 | 0.44136 | 0.53696 | 0.50019 | 0.4091 | 0.48207 | 0.37346 | 0.42077 | 4 | 1 | 25 | 12271 | 4385 | 6640 | 9419 | 1765 | 2593 | 7980 | 1304 | 1061 | 23477 | 0.93 | 1.07 | 12449.825
6650 | 2 | 278 | 2017-10-05 | 0.54717 | 1 | 0.54717 | 0.62048 | 0.77242 | 0.52892 | 0.49758 | 0.50723 | 0.41521 | 0.50837 | 0.47396 | 0.38932 | 0.4647 | 0.35234 | 0.40045 | 4 | 1 | 26 | 11688 | 4212 | 6348 | 8861 | 1671 | 2457 | 7594 | 1257 | 1001 | 22343 | 0.87 | 1.03 | 12000.945
6651 | 3 | 278 | 2017-10-05 | 0.54088 | 1 | 0.54088 | 0.60843 | 0.74901 | 0.51389 | 0.48789 | 0.49493 | 0.39829 | 0.4892 | 0.45583 | 0.3785 | 0.45213 | 0.34213 | 0.38996 | 4 | 1 | 27 | 11356 | 4130 | 6194 | 8500 | 1608 | 2363 | 7383 | 1223 | 972 | 21758 | 0.86 | 1.01 | 11637.225
6652 | 4 | 278 | 2017-10-05 | 0.54717 | 1 | 0.54717 | 0.62048 | 0.73082 | 0.50566 | 0.4847 | 0.48973 | 0.38845 | 0.48159 | 0.44502 | 0.37337 | 0.44547 | 0.33369 | 0.38559 | 4 | 1 | 28 | 11174 | 4103 | 6129 | 8290 | 1583 | 2307 | 7283 | 1205 | 948 | 21514 | 0.87 | 1.03 | 11354.585
6653 | 5 | 278 | 2017-10-05 | 0.57862 | 1 | 0.57862 | 0.63855 | 0.71832 | 0.51131 | 0.49144 | 0.49437 | 0.38428 | 0.48768 | 0.4485 | 0.38096 | 0.45176 | 0.33509 | 0.39244 | 4 | 1 | 29 | 11299 | 4160 | 6187 | 8201 | 1603 | 2325 | 7431 | 1222 | 952 | 21896 | 0.92 | 1.06 | 11160.345
6654 | 6 | 278 | 2017-10-05 | 0.6478 | 1 | 0.6478 | 0.69277 | 0.72546 | 0.54 | 0.52191 | 0.52129 | 0.39262 | 0.51688 | 0.47492 | 0.40952 | 0.47763 | 0.35445 | 0.42158 | 4 | 1 | 30 | 11933 | 4418 | 6524 | 8379 | 1699 | 2462 | 7988 | 1292 | 1007 | 23522 | 1.03 | 1.15 | 11271.335
6655 | 7 | 278 | 2017-10-05 | 0.71069 | 1 | 0.71069 | 0.75904 | 0.7356 | 0.59929 | 0.57708 | 0.57235 | 0.42107 | 0.57834 | 0.52816 | 0.45888 | 0.52274 | 0.40514 | 0.4737 | 4 | 1 | 31 | 13243 | 4885 | 7163 | 8986 | 1901 | 2738 | 8951 | 1414 | 1151 | 26430 | 1.13 | 1.26 | 11428.795
6656 | 8 | 278 | 2017-10-05 | 0.73585 | 1 | 0.73585 | 0.74699 | 0.74366 | 0.62675 | 0.60035 | 0.60511 | 0.46497 | 0.61515 | 0.55922 | 0.48283 | 0.55009 | 0.41746 | 0.50418 | 4 | 1 | 32 | 13850 | 5082 | 7573 | 9923 | 2022 | 2899 | 9418 | 1488 | 1186 | 28131 | 1.17 | 1.24 | 11554.04
6657 | 9 | 278 | 2017-10-05 | 0.71698 | 1 | 0.71698 | 0.71084 | 0.84656 | 0.63445 | 0.60461 | 0.62014 | 0.49089 | 0.62519 | 0.56867 | 0.49149 | 0.56969 | 0.41112 | 0.51856 | 4 | 1 | 33 | 14020 | 5118 | 7761 | 10476 | 2055 | 2948 | 9587 | 1541 | 1168 | 28933 | 1.14 | 1.18 | 13152.805
6658 | 10 | 278 | 2017-10-05 | 0.69811 | 1 | 0.69811 | 0.6988 | 0.91285 | 0.64857 | 0.61441 | 0.63476 | 0.50733 | 0.64436 | 0.58777 | 0.50308 | 0.58743 | 0.41535 | 0.53162 | 4 | 1 | 34 | 14332 | 5201 | 7944 | 10827 | 2118 | 3047 | 9813 | 1589 | 1180 | 29662 | 1.11 | 1.16 | 14182.66
6659 | 11 | 278 | 2017-10-05 | 0.7044 | 1 | 0.7044 | 0.72289 | 0.9624 | 0.66943 | 0.62965 | 0.65394 | 0.52125 | 0.66596 | 0.61092 | 0.51999 | 0.61035 | 0.42872 | 0.54663 | 4 | 1 | 35 | 14793 | 5330 | 8184 | 11124 | 2189 | 3167 | 10143 | 1651 | 1218 | 30499 | 1.12 | 1.2 | 14952.575
6660 | 12 | 278 | 2017-10-05 | 0.67925 | 1 | 0.67925 | 0.72289 | 0.97754 | 0.68916 | 0.64465 | 0.6676 | 0.5347 | 0.68239 | 0.62924 | 0.53896 | 0.6244 | 0.44562 | 0.56025 | 4 | 1 | 36 | 15229 | 5457 | 8355 | 11411 | 2243 | 3262 | 10513 | 1689 | 1266 | 31259 | 1.08 | 1.2 | 15187.805
6661 | 13 | 278 | 2017-10-05 | 0.62264 | 1 | 0.62264 | 0.6988 | 0.95214 | 0.71074 | 0.65836 | 0.68038 | 0.54252 | 0.70277 | 0.64757 | 0.55726 | 0.6366 | 0.46674 | 0.57337 | 4 | 1 | 37 | 15706 | 5573 | 8515 | 11578 | 2310 | 3357 | 10870 | 1722 | 1326 | 31991 | 0.99 | 1.16 | 14793.225
6662 | 14 | 278 | 2017-10-05 | 0.63522 | 1 | 0.63522 | 0.6988 | 0.97576 | 0.73418 | 0.67608 | 0.69125 | 0.54707 | 0.72072 | 0.66647 | 0.58208 | 0.64769 | 0.48856 | 0.59011 | 4 | 1 | 38 | 16224 | 5723 | 8651 | 11675 | 2369 | 3455 | 11354 | 1752 | 1388 | 32925 | 1.01 | 1.16 | 15160.185
6663 | 15 | 278 | 2017-10-05 | 0.65409 | 1 | 0.65409 | 0.70482 | 1 | 0.74613 | 0.68671 | 0.69453 | 0.55166 | 0.72619 | 0.67766 | 0.60217 | 0.6488 | 0.50792 | 0.60366 | 4 | 1 | 39 | 16488 | 5813 | 8692 | 11773 | 2387 | 3513 | 11746 | 1755 | 1443 | 33681 | 1.04 | 1.17 | 15536.75
6664 | 16 | 278 | 2017-10-05 | 0.67925 | 1 | 0.67925 | 0.72289 | 0.99944 | 0.75482 | 0.69628 | 0.69301 | 0.55082 | 0.72437 | 0.68789 | 0.62027 | 0.65028 | 0.52341 | 0.6157 | 4 | 1 | 40 | 16680 | 5894 | 8673 | 11755 | 2381 | 3566 | 12099 | 1759 | 1487 | 34353 | 1.08 | 1.2 | 15528.105
6665 | 17 | 278 | 2017-10-05 | 0.73585 | 1 | 0.73585 | 0.78313 | 0.98608 | 0.75776 | 0.70301 | 0.68901 | 0.5481 | 0.72619 | 0.69579 | 0.63539 | 0.65323 | 0.53713 | 0.62764 | 4 | 1 | 41 | 16745 | 5951 | 8623 | 11697 | 2387 | 3607 | 12394 | 1767 | 1526 | 35019 | 1.17 | 1.3 | 15320.515
6666 | 18 | 278 | 2017-10-05 | 0.79874 | 1 | 0.79874 | 0.81325 | 0.92154 | 0.75532 | 0.70396 | 0.68278 | 0.54524 | 0.72559 | 0.69522 | 0.63463 | 0.6488 | 0.54523 | 0.63058 | 4 | 1 | 42 | 16691 | 5959 | 8545 | 11636 | 2385 | 3604 | 12379 | 1755 | 1549 | 35183 | 1.27 | 1.35 | 14317.695
6667 | 19 | 278 | 2017-10-05 | 0.83648 | 1 | 0.83648 | 0.8494 | 0.8823 | 0.74124 | 0.69522 | 0.66832 | 0.54051 | 0.7122 | 0.68075 | 0.61479 | 0.63697 | 0.53608 | 0.62025 | 4 | 1 | 43 | 16380 | 5885 | 8364 | 11535 | 2341 | 3529 | 11992 | 1723 | 1523 | 34607 | 1.33 | 1.41 | 13708.055
6668 | 20 | 278 | 2017-10-05 | 0.91824 | 1 | 0.91824 | 0.90361 | 0.93549 | 0.75984 | 0.70573 | 0.68478 | 0.54669 | 0.72741 | 0.69117 | 0.63273 | 0.64621 | 0.54945 | 0.63314 | 4 | 1 | 44 | 16791 | 5974 | 8570 | 11667 | 2391 | 3583 | 12342 | 1748 | 1561 | 35326 | 1.46 | 1.5 | 14534.475
6669 | 21 | 278 | 2017-10-05 | 0.91195 | 1 | 0.91195 | 0.93976 | 0.93593 | 0.73093 | 0.69522 | 0.67 | 0.53662 | 0.70094 | 0.67207 | 0.60392 | 0.62847 | 0.53115 | 0.61348 | 4 | 1 | 45 | 16152 | 5885 | 8385 | 11452 | 2304 | 3484 | 11780 | 1700 | 1509 | 34229 | 1.45 | 1.56 | 14541.295
6670 | 22 | 278 | 2017-10-05 | 0.89308 | 1 | 0.89308 | 0.89759 | 0.9084 | 0.68866 | 0.65848 | 0.637 | 0.52397 | 0.66139 | 0.63233 | 0.56203 | 0.59261 | 0.50229 | 0.57541 | 4 | 1 | 46 | 15218 | 5574 | 7972 | 11182 | 2174 | 3278 | 10963 | 1603 | 1427 | 32105 | 1.42 | 1.49 | 14113.52
6671 | 23 | 278 | 2017-10-05 | 0.7673 | 1 | 0.7673 | 0.8012 | 0.88374 | 0.63617 | 0.60413 | 0.59824 | 0.50073 | 0.6118 | 0.58353 | 0.50759 | 0.54935 | 0.45407 | 0.52537 | 4 | 1 | 47 | 14058 | 5114 | 7487 | 10686 | 2011 | 3025 | 9901 | 1486 | 1290 | 29313 | 1.22 | 1.33 | 13730.465
6672 | 24 | 278 | 2017-10-05 | 0.69182 | 1 | 0.69182 | 0.69277 | 0.84359 | 0.58485 | 0.55558 | 0.55406 | 0.46802 | 0.55948 | 0.53279 | 0.45806 | 0.50684 | 0.41007 | 0.47913 | 4 | 1 | 48 | 12924 | 4703 | 6934 | 9988 | 1839 | 2762 | 8935 | 1371 | 1165 | 26733 | 1.1 | 1.15 | 13106.685
6673 | 1 | 279 | 2017-10-06 | 0.61635 | 1 | 0.61635 | 0.64458 | 0.80131 | 0.5501 | 0.52806 | 0.52769 | 0.44426 | 0.52267 | 0.49055 | 0.42648 | 0.48799 | 0.38085 | 0.45119 | 5 | 1 | 49 | 12156 | 4470 | 6604 | 9481 | 1718 | 2543 | 8319 | 1320 | 1082 | 25174 | 0.98 | 1.07 | 12449.825
6674 | 2 | 279 | 2017-10-06 | 0.61006 | 1 | 0.61006 | 0.62048 | 0.77242 | 0.52489 | 0.50561 | 0.50507 | 0.41868 | 0.49498 | 0.46373 | 0.40362 | 0.46765 | 0.35797 | 0.42823 | 5 | 1 | 50 | 11599 | 4280 | 6321 | 8935 | 1627 | 2404 | 7873 | 1265 | 1017 | 23893 | 0.97 | 1.03 | 12000.945
6675 | 3 | 279 | 2017-10-06 | 0.59748 | 1 | 0.59748 | 0.62048 | 0.74901 | 0.51045 | 0.49415 | 0.49125 | 0.40284 | 0.47612 | 0.44715 | 0.39029 | 0.45656 | 0.346 | 0.41514 | 5 | 1 | 51 | 11280 | 4183 | 6148 | 8597 | 1565 | 2318 | 7613 | 1235 | 983 | 23163 | 0.95 | 1.03 | 11637.225
6676 | 4 | 279 | 2017-10-06 | 0.58491 | 1 | 0.58491 | 0.62048 | 0.73082 | 0.50321 | 0.49084 | 0.48334 | 0.39192 | 0.46486 | 0.43904 | 0.38383 | 0.45102 | 0.33615 | 0.40857 | 5 | 1 | 52 | 11120 | 4155 | 6049 | 8364 | 1528 | 2276 | 7487 | 1220 | 955 | 22796 | 0.93 | 1.03 | 11354.585
6677 | 5 | 279 | 2017-10-06 | 0.60377 | 1 | 0.60377 | 0.64458 | 0.71832 | 0.50882 | 0.49781 | 0.48885 | 0.38747 | 0.46973 | 0.44136 | 0.38896 | 0.45767 | 0.33826 | 0.41452 | 5 | 1 | 53 | 11244 | 4214 | 6118 | 8269 | 1544 | 2288 | 7587 | 1238 | 961 | 23128 | 0.96 | 1.07 | 11160.345
6678 | 6 | 279 | 2017-10-06 | 0.67296 | 1 | 0.67296 | 0.6988 | 0.72546 | 0.53616 | 0.52581 | 0.51458 | 0.3952 | 0.49894 | 0.46663 | 0.41515 | 0.47874 | 0.35656 | 0.44194 | 5 | 1 | 54 | 11848 | 4451 | 6440 | 8434 | 1640 | 2419 | 8098 | 1295 | 1013 | 24658 | 1.07 | 1.16 | 11271.335
6679 | 7 | 279 | 2017-10-06 | 0.73585 | 1 | 0.73585 | 0.77108 | 0.7356 | 0.58956 | 0.57826 | 0.56332 | 0.4235 | 0.55826 | 0.51427 | 0.45996 | 0.52421 | 0.40584 | 0.49461 | 5 | 1 | 55 | 13028 | 4895 | 7050 | 9038 | 1835 | 2666 | 8972 | 1418 | 1153 | 27597 | 1.17 | 1.28 | 11428.795
6680 | 8 | 279 | 2017-10-06 | 0.74214 | 1 | 0.74214 | 0.78313 | 0.74366 | 0.61558 | 0.60165 | 0.59193 | 0.47055 | 0.59385 | 0.5409 | 0.48585 | 0.55083 | 0.41781 | 0.52566 | 5 | 1 | 56 | 13603 | 5093 | 7408 | 10042 | 1952 | 2804 | 9477 | 1490 | 1187 | 29329 | 1.18 | 1.3 | 11554.04
6681 | 9 | 279 | 2017-10-06 | 0.74843 | 1 | 0.74843 | 0.74699 | 0.84656 | 0.62576 | 0.61134 | 0.61063 | 0.50115 | 0.6042 | 0.55478 | 0.50343 | 0.5719 | 0.41359 | 0.54353 | 5 | 1 | 57 | 13828 | 5175 | 7642 | 10695 | 1986 | 2876 | 9820 | 1547 | 1175 | 30326 | 1.19 | 1.24 | 13152.805
6682 | 10 | 279 | 2017-10-06 | 0.71698 | 1 | 0.71698 | 0.72892 | 0.91285 | 0.64413 | 0.62304 | 0.62773 | 0.52233 | 0.62489 | 0.57851 | 0.52609 | 0.58595 | 0.42379 | 0.55876 | 5 | 1 | 58 | 14234 | 5274 | 7856 | 11147 | 2054 | 2999 | 10262 | 1585 | 1204 | 31176 | 1.14 | 1.21 | 14182.66
6683 | 11 | 279 | 2017-10-06 | 0.71698 | 1 | 0.71698 | 0.71084 | 0.9624 | 0.66811 | 0.64064 | 0.64634 | 0.53892 | 0.65014 | 0.6034 | 0.55075 | 0.60591 | 0.44421 | 0.57536 | 5 | 1 | 59 | 14764 | 5423 | 8089 | 11501 | 2137 | 3128 | 10743 | 1639 | 1262 | 32102 | 1.14 | 1.18 | 14952.575
6684 | 12 | 279 | 2017-10-06 | 0.69811 | 1 | 0.69811 | 0.68072 | 0.97754 | 0.68839 | 0.65576 | 0.65633 | 0.554 | 0.669 | 0.62153 | 0.57582 | 0.62107 | 0.46674 | 0.58814 | 5 | 1 | 60 | 15212 | 5551 | 8214 | 11823 | 2199 | 3222 | 11232 | 1680 | 1326 | 32815 | 1.11 | 1.13 | 15187.805
6685 | 13 | 279 | 2017-10-06 | 0.63522 | 1 | 0.63522 | 0.6506 | 0.95214 | 0.70943 | 0.66793 | 0.66408 | 0.56239 | 0.69182 | 0.64313 | 0.59833 | 0.63142 | 0.49102 | 0.5995 | 5 | 1 | 61 | 15677 | 5654 | 8311 | 12002 | 2274 | 3334 | 11671 | 1708 | 1395 | 33449 | 1.01 | 1.08 | 14793.225
6686 | 14 | 279 | 2017-10-06 | 0.61635 | 1 | 0.61635 | 0.63253 | 0.97576 | 0.73255 | 0.68175 | 0.67263 | 0.56708 | 0.71342 | 0.6659 | 0.62186 | 0.63845 | 0.51813 | 0.61233 | 5 | 1 | 62 | 16188 | 5771 | 8418 | 12102 | 2345 | 3452 | 12130 | 1727 | 1472 | 34165 | 0.98 | 1.05 | 15160.185
6687 | 15 | 279 | 2017-10-06 | 0.61635 | 1 | 0.61635 | 0.65663 | 1 | 0.74455 | 0.69108 | 0.67255 | 0.57153 | 0.72072 | 0.68422 | 0.64257 | 0.64362 | 0.54241 | 0.6214 | 5 | 1 | 63 | 16453 | 5850 | 8417 | 12197 | 2369 | 3547 | 12534 | 1741 | 1541 | 34671 | 0.98 | 1.09 | 15536.75
6688 | 16 | 279 | 2017-10-06 | 0.64151 | 1 | 0.64151 | 0.68072 | 0.99944 | 0.75161 | 0.69628 | 0.66808 | 0.56956 | 0.71707 | 0.69965 | 0.6601 | 0.64104 | 0.56177 | 0.62662 | 5 | 1 | 64 | 16609 | 5894 | 8361 | 12155 | 2357 | 3627 | 12876 | 1734 | 1596 | 34962 | 1.02 | 1.13 | 15528.105
6689 | 17 | 279 | 2017-10-06 | 0.66667 | 1 | 0.66667 | 0.72892 | 0.98608 | 0.75351 | 0.69923 | 0.66049 | 0.56506 | 0.72163 | 0.70968 | 0.67061 | 0.64067 | 0.57832 | 0.63097 | 5 | 1 | 65 | 16651 | 5919 | 8266 | 12059 | 2372 | 3679 | 13081 | 1733 | 1643 | 35205 | 1.06 | 1.21 | 15320.515
6690 | 18 | 279 | 2017-10-06 | 0.68553 | 1 | 0.68553 | 0.77711 | 0.92154 | 0.74563 | 0.69321 | 0.64834 | 0.5615 | 0.7125 | 0.70621 | 0.66749 | 0.63105 | 0.58219 | 0.62663 | 5 | 1 | 66 | 16477 | 5868 | 8114 | 11983 | 2342 | 3661 | 13020 | 1707 | 1654 | 34963 | 1.09 | 1.29 | 14317.695
6691 | 19 | 279 | 2017-10-06 | 0.7044 | 1 | 0.7044 | 0.79518 | 0.8823 | 0.71839 | 0.67572 | 0.62725 | 0.54918 | 0.68664 | 0.68036 | 0.63909 | 0.61035 | 0.56213 | 0.60778 | 5 | 1 | 67 | 15875 | 5720 | 7850 | 11720 | 2257 | 3527 | 12466 | 1651 | 1597 | 33911 | 1.12 | 1.32 | 13708.055
6692 | 20 | 279 | 2017-10-06 | 0.7673 | 1 | 0.7673 | 0.8494 | 0.93549 | 0.70816 | 0.68293 | 0.62517 | 0.54655 | 0.67539 | 0.66339 | 0.63093 | 0.60887 | 0.54558 | 0.61122 | 5 | 1 | 68 | 15649 | 5781 | 7824 | 11664 | 2220 | 3439 | 12307 | 1647 | 1550 | 34103 | 1.22 | 1.41 | 14534.475
6693 | 21 | 279 | 2017-10-06 | 0.83648 | 1 | 0.83648 | 0.89759 | 0.93593 | 0.69432 | 0.6697 | 0.62022 | 0.54393 | 0.6617 | 0.65316 | 0.60151 | 0.59852 | 0.53221 | 0.59061 | 5 | 1 | 69 | 15343 | 5669 | 7762 | 11608 | 2175 | 3386 | 11733 | 1619 | 1512 | 32953 | 1.33 | 1.49 | 14541.295
6694 | 22 | 279 | 2017-10-06 | 0.8239 | 1 | 0.8239 | 0.87349 | 0.9084 | 0.66192 | 0.63698 | 0.59832 | 0.53147 | 0.62823 | 0.62461 | 0.56495 | 0.57153 | 0.50475 | 0.55785 | 5 | 1 | 70 | 14627 | 5392 | 7488 | 11342 | 2065 | 3238 | 11020 | 1546 | 1434 | 31125 | 1.31 | 1.45 | 14113.52
6695 | 23 | 279 | 2017-10-06 | 0.77358 | 1 | 0.77358 | 0.75904 | 0.88374 | 0.61951 | 0.5948 | 0.56125 | 0.51268 | 0.58473 | 0.58468 | 0.52148 | 0.53863 | 0.46639 | 0.5172 | 5 | 1 | 71 | 13690 | 5035 | 7024 | 10941 | 1922 | 3031 | 10172 | 1457 | 1325 | 28857 | 1.23 | 1.26 | 13730.465
6696 | 24 | 279 | 2017-10-06 | 0.7044 | 1 | 0.7044 | 0.68072 | 0.84359 | 0.57272 | 0.5492 | 0.52018 | 0.47898 | 0.53605 | 0.53935 | 0.47703 | 0.50203 | 0.42767 | 0.47528 | 5 | 1 | 72 | 12656 | 4649 | 6510 | 10222 | 1762 | 2796 | 9305 | 1358 | 1215 | 26518 | 1.12 | 1.13 | 13106.685
6697 | 1 | 280 | 2017-10-07 | 0.6478 | 1 | 0.6478 | 0.63253 | 0.77448 | 0.5429 | 0.52475 | 0.52545 | 0.46085 | 0.50259 | 0.50077 | 0.45053 | 0.4902 | 0.40584 | 0.46115 | 6 | 2 | 73 | 11997 | 4442 | 6576 | 9835 | 1652 | 2596 | 8788 | 1326 | 1153 | 25730 | 1.03 | 1.05 | 12032.86
6698 | 2 | 280 | 2017-10-07 | 0.59748 | 1 | 0.59748 | 0.61446 | 0.74964 | 0.5167 | 0.50053 | 0.4986 | 0.43166 | 0.47186 | 0.47396 | 0.42638 | 0.46654 | 0.37768 | 0.43631 | 6 | 2 | 74 | 11418 | 4237 | 6240 | 9212 | 1551 | 2457 | 8317 | 1262 | 1073 | 24344 | 0.95 | 1.02 | 11646.96
6699 | 3 | 280 | 2017-10-07 | 0.57862 | 1 | 0.57862 | 0.59639 | 0.72838 | 0.49955 | 0.48565 | 0.48142 | 0.41301 | 0.45421 | 0.45293 | 0.40967 | 0.45065 | 0.35727 | 0.42074 | 6 | 2 | 75 | 11039 | 4111 | 6025 | 8814 | 1493 | 2348 | 7991 | 1219 | 1015 | 23475 | 0.92 | 0.99 | 11316.6
6700 | 4 | 280 | 2017-10-07 | 0.58491 | 1 | 0.58491 | 0.61446 | 0.71262 | 0.49 | 0.47797 | 0.47016 | 0.39848 | 0.44357 | 0.4402 | 0.40034 | 0.4403 | 0.34354 | 0.41106 | 6 | 2 | 76 | 10828 | 4046 | 5884 | 8504 | 1458 | 2282 | 7809 | 1191 | 976 | 22935 | 0.93 | 1.02 | 11071.73
6701 | 5 | 280 | 2017-10-07 | 0.58491 | 1 | 0.58491 | 0.62048 | 0.70005 | 0.48801 | 0.47631 | 0.46832 | 0.39169 | 0.439 | 0.43576 | 0.39778 | 0.43919 | 0.34178 | 0.40914 | 6 | 2 | 77 | 10784 | 4032 | 5861 | 8359 | 1443 | 2259 | 7759 | 1188 | 971 | 22828 | 0.93 | 1.03 | 10876.555
6702 | 6 | 280 | 2017-10-07 | 0.61635 | 1 | 0.61635 | 0.6747 | 0.69248 | 0.49624 | 0.48636 | 0.47535 | 0.39098 | 0.44843 | 0.44136 | 0.40393 | 0.4451 | 0.34037 | 0.41695 | 6 | 2 | 78 | 10966 | 4117 | 5949 | 8344 | 1474 | 2288 | 7879 | 1204 | 967 | 23264 | 0.98 | 1.12 | 10758.83
6703 | 7 | 280 | 2017-10-07 | 0.67296 | 1 | 0.67296 | 0.75904 | 0.68725 | 0.51602 | 0.50691 | 0.49517 | 0.39961 | 0.46486 | 0.45833 | 0.41941 | 0.45952 | 0.35868 | 0.43287 | 6 | 2 | 79 | 11403 | 4291 | 6197 | 8528 | 1528 | 2376 | 8181 | 1243 | 1019 | 24152 | 1.07 | 1.26 | 10677.68
6704 | 8 | 280 | 2017-10-07 | 0.72327 | 1 | 0.72327 | 0.74699 | 0.67879 | 0.5305 | 0.52239 | 0.50659 | 0.41619 | 0.47977 | 0.47184 | 0.43566 | 0.47098 | 0.37346 | 0.44977 | 6 | 2 | 80 | 11723 | 4422 | 6340 | 8882 | 1577 | 2446 | 8498 | 1274 | 1061 | 25095 | 1.15 | 1.24 | 10546.135
6705 | 9 | 280 | 2017-10-07 | 0.75472 | 1 | 0.75472 | 0.71084 | 0.73509 | 0.55471 | 0.55192 | 0.53424 | 0.43288 | 0.50685 | 0.49653 | 0.46673 | 0.49723 | 0.39845 | 0.48049 | 6 | 2 | 81 | 12258 | 4672 | 6686 | 9238 | 1666 | 2574 | 9104 | 1345 | 1132 | 26809 | 1.2 | 1.18 | 11420.965
6706 | 10 | 280 | 2017-10-07 | 0.79245 | 1 | 0.79245 | 0.6747 | 0.80309 | 0.58634 | 0.58015 | 0.56988 | 0.46333 | 0.54457 | 0.53356 | 0.5022 | 0.5268 | 0.42626 | 0.50897 | 6 | 2 | 82 | 12957 | 4911 | 7132 | 9888 | 1790 | 2766 | 9796 | 1425 | 1211 | 28398 | 1.26 | 1.12 | 12477.48
6707 | 11 | 280 | 2017-10-07 | 0.73585 | 1 | 0.73585 | 0.6506 | 0.84627 | 0.61766 | 0.60579 | 0.60392 | 0.49056 | 0.57773 | 0.56925 | 0.53496 | 0.56118 | 0.45618 | 0.53243 | 6 | 2 | 83 | 13649 | 5128 | 7558 | 10469 | 1899 | 2951 | 10435 | 1518 | 1296 | 29707 | 1.17 | 1.08 | 13148.295
6708 | 12 | 280 | 2017-10-07 | 0.72327 | 1 | 0.72327 | 0.61446 | 0.85829 | 0.64626 | 0.6319 | 0.63156 | 0.51286 | 0.61028 | 0.6005 | 0.56547 | 0.58965 | 0.4868 | 0.55166 | 6 | 2 | 84 | 14281 | 5349 | 7904 | 10945 | 2006 | 3113 | 11030 | 1595 | 1383 | 30780 | 1.15 | 1.02 | 13334.96
6709 | 13 | 280 | 2017-10-07 | 0.71069 | 1 | 0.71069 | 0.63855 | 0.83365 | 0.67287 | 0.65257 | 0.65729 | 0.52678 | 0.64071 | 0.62654 | 0.59325 | 0.61479 | 0.5125 | 0.56885 | 6 | 2 | 85 | 14869 | 5524 | 8226 | 11242 | 2106 | 3248 | 11572 | 1663 | 1456 | 31739 | 1.13 | 1.06 | 12952.21
6710 | 14 | 280 | 2017-10-07 | 0.69182 | 1 | 0.69182 | 0.62048 | 0.83998 | 0.695 | 0.67395 | 0.67887 | 0.53339 | 0.66839 | 0.64815 | 0.61658 | 0.63512 | 0.54171 | 0.5848 | 6 | 2 | 86 | 15358 | 5705 | 8496 | 11383 | 2197 | 3360 | 12027 | 1718 | 1539 | 32629 | 1.1 | 1.03 | 13050.635
6711 | 15 | 280 | 2017-10-07 | 0.67296 | 1 | 0.67296 | 0.62048 | 0.8466 | 0.7131 | 0.69262 | 0.6966 | 0.53086 | 0.68725 | 0.66474 | 0.63878 | 0.65287 | 0.56705 | 0.59995 | 6 | 2 | 87 | 15758 | 5863 | 8718 | 11329 | 2259 | 3446 | 12460 | 1766 | 1611 | 33474 | 1.07 | 1.03 | 13153.435
6712 | 16 | 280 | 2017-10-07 | 0.68553 | 1 | 0.68553 | 0.63253 | 0.84537 | 0.72934 | 0.70939 | 0.71163 | 0.52758 | 0.70611 | 0.68133 | 0.65836 | 0.66802 | 0.59029 | 0.61281 | 6 | 2 | 88 | 16117 | 6005 | 8906 | 11259 | 2321 | 3532 | 12842 | 1807 | 1677 | 34192 | 1.09 | 1.05 | 13134.275
6713 | 17 | 280 | 2017-10-07 | 0.66667 | 1 | 0.66667 | 0.71084 | 0.83299 | 0.74084 | 0.72061 | 0.72034 | 0.52252 | 0.72193 | 0.69232 | 0.67154 | 0.67911 | 0.60753 | 0.62518 | 6 | 2 | 89 | 16371 | 6100 | 9015 | 11151 | 2373 | 3589 | 13099 | 1837 | 1726 | 34882 | 1.06 | 1.18 | 12941.93
6714 | 18 | 280 | 2017-10-07 | 0.69811 | 1 | 0.69811 | 0.71687 | 0.79767 | 0.74124 | 0.72262 | 0.72026 | 0.51722 | 0.72467 | 0.69695 | 0.67118 | 0.678 | 0.6114 | 0.62722 | 6 | 2 | 90 | 16380 | 6117 | 9014 | 11038 | 2382 | 3613 | 13092 | 1834 | 1737 | 34996 | 1.11 | 1.19 | 12393.195
6715 | 19 | 280 | 2017-10-07 | 0.72327 | 1 | 0.72327 | 0.76506 | 0.79425 | 0.7259 | 0.70998 | 0.70475 | 0.50813 | 0.70399 | 0.68615 | 0.64749 | 0.66285 | 0.59099 | 0.6181 | 6 | 2 | 91 | 16041 | 6010 | 8820 | 10844 | 2314 | 3557 | 12630 | 1793 | 1679 | 34487 | 1.15 | 1.27 | 12340.135
6716 | 20 | 280 | 2017-10-07 | 0.78616 | 1 | 0.78616 | 0.80723 | 0.85572 | 0.70821 | 0.70538 | 0.69341 | 0.50101 | 0.68178 | 0.66763 | 0.64934 | 0.65841 | 0.57057 | 0.62481 | 6 | 2 | 92 | 15650 | 5971 | 8678 | 10692 | 2241 | 3461 | 12666 | 1781 | 1621 | 34861 | 1.25 | 1.34 | 13295.155
6717 | 21 | 280 | 2017-10-07 | 0.83648 | 1 | 0.83648 | 0.86145 | 0.85805 | 0.6983 | 0.68695 | 0.68686 | 0.50836 | 0.67448 | 0.66088 | 0.62119 | 0.64399 | 0.55825 | 0.60719 | 6 | 2 | 93 | 15431 | 5815 | 8596 | 10849 | 2217 | 3426 | 12117 | 1742 | 1586 | 33878 | 1.33 | 1.43 | 13331.25
6718 | 22 | 280 | 2017-10-07 | 0.81761 | 1 | 0.81761 | 0.8494 | 0.84073 | 0.66698 | 0.64666 | 0.6537 | 0.49707 | 0.64131 | 0.62924 | 0.57977 | 0.60924 | 0.52376 | 0.57998 | 6 | 2 | 94 | 14739 | 5474 | 8181 | 10608 | 2108 | 3262 | 11309 | 1648 | 1488 | 32360 | 1.3 | 1.41 | 13062.215
6719 | 23 | 280 | 2017-10-07 | 0.75472 | 1 | 0.75472 | 0.72892 | 0.82665 | 0.62449 | 0.60224 | 0.61199 | 0.47706 | 0.59811 | 0.58873 | 0.53722 | 0.57043 | 0.48363 | 0.54453 | 6 | 2 | 95 | 13800 | 5098 | 7659 | 10181 | 1966 | 3052 | 10479 | 1543 | 1374 | 30382 | 1.2 | 1.21 | 12843.495
6720 | 24 | 280 | 2017-10-07 | 0.68553 | 1 | 0.68553 | 0.6506 | 0.80437 | 0.58078 | 0.55818 | 0.5674 | 0.45106 | 0.55248 | 0.54784 | 0.4897 | 0.52976 | 0.44386 | 0.50655 | 6 | 2 | 96 | 12834 | 4725 | 7101 | 9626 | 1816 | 2840 | 9552 | 1433 | 1261 | 28263 | 1.09 | 1.08 | 12497.315
6721 | 1 | 281 | 2017-10-08 | 0.61635 | 1 | 0.61635 | 0.62651 | 0.77096 | 0.52665 | 0.54649 | 0.52193 | 0.42946 | 0.48281 | 0.49074 | 0.47467 | 0.54233 | 0.42168 | 0.48576 | 7 | 3 | 97 | 11638 | 4626 | 6532 | 9165 | 1587 | 2544 | 9259 | 1467 | 1198 | 27103 | 0.98 | 1.04 | 11978.235
6722 | 2 | 281 | 2017-10-08 | 0.60377 | 1 | 0.60377 | 0.60241 | 0.74542 | 0.50163 | 0.51778 | 0.4978 | 0.40443 | 0.45634 | 0.4647 | 0.45207 | 0.51423 | 0.39423 | 0.45828 | 7 | 3 | 98 | 11085 | 4383 | 6230 | 8631 | 1500 | 2409 | 8818 | 1391 | 1120 | 25570 | 0.96 | 1 | 11581.36
6723 | 3 | 281 | 2017-10-08 | 0.59748 | 1 | 0.59748 | 0.59036 | 0.72049 | 0.48575 | 0.49805 | 0.48254 | 0.38592 | 0.43657 | 0.44309 | 0.43356 | 0.49427 | 0.37135 | 0.44221 | 7 | 3 | 99 | 10734 | 4216 | 6039 | 8236 | 1435 | 2297 | 8457 | 1337 | 1055 | 24673 | 0.95 | 0.98 | 11194.145
6724 | 4 | 281 | 2017-10-08 | 0.61635 | 1 | 0.61635 | 0.59036 | 0.6999 | 0.47538 | 0.48943 | 0.47072 | 0.37426 | 0.42409 | 0.43056 | 0.42448 | 0.47985 | 0.35656 | 0.43092 | 7 | 3 | 100 | 10505 | 4143 | 5891 | 7987 | 1394 | 2232 | 8280 | 1298 | 1013 | 24043 | 0.98 | 0.98 | 10874.225
6725 | 5 | 281 | 2017-10-08 | 0.64151 | 1 | 0.64151 | 0.60843 | 0.68772 | 0.47212 | 0.48411 | 0.46528 | 0.36638 | 0.42014 | 0.42515 | 0.4192 | 0.47616 | 0.35199 | 0.42694 | 7 | 3 | 101 | 10433 | 4098 | 5823 | 7819 | 1381 | 2204 | 8177 | 1288 | 1000 | 23821 | 1.02 | 1.01 | 10684.93
6726 | 6 | 281 | 2017-10-08 | 0.71698 | 1 | 0.71698 | 0.6506 | 0.67866 | 0.47602 | 0.48612 | 0.47247 | 0.36409 | 0.42197 | 0.4265 | 0.42269 | 0.47726 | 0.34882 | 0.4307 | 7 | 3 | 102 | 10519 | 4115 | 5913 | 7770 | 1387 | 2211 | 8245 | 1291 | 991 | 24031 | 1.14 | 1.08 | 10544.215
6727 | 7 | 281 | 2017-10-08 | 0.77358 | 1 | 0.77358 | 0.68675 | 0.66367 | 0.4905 | 0.50549 | 0.4871 | 0.36526 | 0.43535 | 0.43769 | 0.43428 | 0.48799 | 0.35973 | 0.44042 | 7 | 3 | 103 | 10839 | 4279 | 6096 | 7795 | 1431 | 2269 | 8471 | 1320 | 1022 | 24573 | 1.23 | 1.14 | 10311.225
6728 | 8 | 281 | 2017-10-08 | 0.77987 | 1 | 0.77987 | 0.71687 | 0.63637 | 0.50226 | 0.51459 | 0.49509 | 0.37233 | 0.44813 | 0.44811 | 0.45278 | 0.49797 | 0.37346 | 0.45334 | 7 | 3 | 104 | 11099 | 4356 | 6196 | 7946 | 1473 | 2323 | 8832 | 1347 | 1061 | 25294 | 1.24 | 1.19 | 9887.07
6729 | 9 | 281 | 2017-10-08 | 0.73585 | 1 | 0.73585 | 0.77108 | 0.65776 | 0.52588 | 0.54826 | 0.51482 | 0.37641 | 0.46973 | 0.46759 | 0.49021 | 0.52015 | 0.40303 | 0.48408 | 7 | 3 | 105 | 11621 | 4641 | 6443 | 8033 | 1544 | 2424 | 9562 | 1407 | 1145 | 27009 | 1.17 | 1.28 | 10219.53
6730 | 10 | 281 | 2017-10-08 | 0.67925 | 1 | 0.67925 | 0.74096 | 0.69482 | 0.55267 | 0.57909 | 0.54351 | 0.39848 | 0.4965 | 0.49306 | 0.53137 | 0.54824 | 0.4333 | 0.51393 | 7 | 3 | 106 | 12213 | 4902 | 6802 | 8504 | 1632 | 2556 | 10365 | 1483 | 1231 | 28675 | 1.08 | 1.23 | 10795.295
6731 | 11 | 281 | 2017-10-08 | 0.66667 | 1 | 0.66667 | 0.75301 | 0.7323 | 0.5729 | 0.60839 | 0.56412 | 0.42111 | 0.5178 | 0.51659 | 0.56701 | 0.57338 | 0.44843 | 0.54177 | 7 | 3 | 107 | 12660 | 5150 | 7060 | 8987 | 1702 | 2678 | 11060 | 1551 | 1274 | 30228 | 1.06 | 1.25 | 11377.635
6732 | 12 | 281 | 2017-10-08 | 0.6478 | 1 | 0.6478 | 0.73494 | 0.74794 | 0.59137 | 0.63048 | 0.58242 | 0.44019 | 0.53392 | 0.53839 | 0.59941 | 0.59113 | 0.45899 | 0.56525 | 7 | 3 | 108 | 13068 | 5337 | 7289 | 9394 | 1755 | 2791 | 11692 | 1599 | 1304 | 31538 | 1.03 | 1.22 | 11620.63
6733 | 13 | 281 | 2017-10-08 | 0.66667 | 1 | 0.66667 | 0.71084 | 0.74218 | 0.61273 | 0.65115 | 0.59608 | 0.45696 | 0.55035 | 0.55421 | 0.63186 | 0.6085 | 0.478 | 0.58546 | 7 | 3 | 109 | 13540 | 5512 | 7460 | 9752 | 1809 | 2873 | 12325 | 1646 | 1358 | 32666 | 1.06 | 1.18 | 11531.12
6734 | 14 | 281 | 2017-10-08 | 0.6478 | 1 | 0.6478 | 0.70482 | 0.75233 | 0.6287 | 0.66875 | 0.60519 | 0.4713 | 0.56009 | 0.56154 | 0.65134 | 0.61627 | 0.49701 | 0.60075 | 7 | 3 | 110 | 13893 | 5661 | 7574 | 10058 | 1841 | 2911 | 12705 | 1667 | 1412 | 33519 | 1.03 | 1.17 | 11688.74
6735 | 15 | 281 | 2017-10-08 | 0.62893 | 1 | 0.62893 | 0.69277 | 0.7566 | 0.64155 | 0.68045 | 0.61191 | 0.48283 | 0.5683 | 0.56694 | 0.6702 | 0.62625 | 0.50616 | 0.61672 | 7 | 3 | 111 | 14177 | 5760 | 7658 | 10304 | 1868 | 2939 | 13073 | 1694 | 1438 | 34410 | 1 | 1.15 | 11755.12
6736 | 16 | 281 | 2017-10-08 | 0.67296 | 1 | 0.67296 | 0.69277 | 0.75794 | 0.65128 | 0.68919 | 0.61646 | 0.49206 | 0.57134 | 0.57002 | 0.68051 | 0.6281 | 0.51461 | 0.6312 | 7 | 3 | 112 | 14392 | 5834 | 7715 | 10501 | 1878 | 2955 | 13274 | 1699 | 1462 | 35218 | 1.07 | 1.15 | 11775.96
6737 | 17 | 281 | 2017-10-08 | 0.72327 | 1 | 0.72327 | 0.75301 | 0.74929 | 0.66318 | 0.70207 | 0.62245 | 0.49951 | 0.57864 | 0.57504 | 0.68451 | 0.6366 | 0.52517 | 0.64543 | 7 | 3 | 113 | 14655 | 5943 | 7790 | 10660 | 1902 | 2981 | 13352 | 1722 | 1492 | 36012 | 1.15 | 1.25 | 11641.495
6738 | 18 | 281 | 2017-10-08 | 0.7673 | 1 | 0.7673 | 0.80723 | 0.72694 | 0.67178 | 0.70656 | 0.62429 | 0.50152 | 0.58412 | 0.57735 | 0.67846 | 0.63475 | 0.53608 | 0.65449 | 7 | 3 | 114 | 14845 | 5981 | 7813 | 10703 | 1920 | 2993 | 13234 | 1717 | 1523 | 36517 | 1.22 | 1.34 | 11294.21
6739 | 19 | 281 | 2017-10-08 | 0.77358 | 1 | 0.77358 | 0.83133 | 0.72784 | 0.67101 | 0.69368 | 0.61486 | 0.49866 | 0.57895 | 0.57137 | 0.66626 | 0.62884 | 0.52411 | 0.64368 | 7 | 3 | 115 | 14828 | 5872 | 7695 | 10642 | 1903 | 2962 | 12996 | 1701 | 1489 | 35914 | 1.23 | 1.38 | 11308.32
6740 | 20 | 281 | 2017-10-08 | 0.80503 | 1 | 0.80503 | 0.8494 | 0.80601 | 0.68355 | 0.70443 | 0.61702 | 0.49665 | 0.58564 | 0.57311 | 0.67169 | 0.63142 | 0.51989 | 0.65056 | 7 | 3 | 116 | 15105 | 5963 | 7722 | 10599 | 1925 | 2971 | 13102 | 1708 | 1477 | 36298 | 1.28 | 1.41 | 12522.705
6741 | 21 | 281 | 2017-10-08 | 0.89937 | 1 | 0.89937 | 0.93373 | 0.81962 | 0.66554 | 0.6964 | 0.62589 | 0.50944 | 0.59507 | 0.57832 | 0.64693 | 0.62662 | 0.52587 | 0.63303 | 7 | 3 | 117 | 14707 | 5895 | 7833 | 10872 | 1956 | 2998 | 12619 | 1695 | 1494 | 35320 | 1.43 | 1.55 | 12734.27
6742 | 22 | 281 | 2017-10-08 | 0.88679 | 1 | 0.88679 | 0.90964 | 0.81392 | 0.62458 | 0.65151 | 0.59944 | 0.49674 | 0.57012 | 0.55343 | 0.60115 | 0.6037 | 0.49736 | 0.59885 | 7 | 3 | 118 | 13802 | 5515 | 7502 | 10601 | 1874 | 2869 | 11726 | 1633 | 1413 | 33413 | 1.41 | 1.51 | 12645.685
6743 | 23 | 281 | 2017-10-08 | 0.79874 | 1 | 0.79874 | 0.85542 | 0.80175 | 0.5839 | 0.60685 | 0.56332 | 0.47233 | 0.5321 | 0.51505 | 0.54973 | 0.56599 | 0.45407 | 0.55408 | 7 | 3 | 119 | 12903 | 5137 | 7050 | 10080 | 1749 | 2670 | 10723 | 1531 | 1290 | 30915 | 1.27 | 1.42 | 12456.54
6744 | 24 | 281 | 2017-10-08 | 0.7044 | 1 | 0.7044 | 0.77108 | 0.77447 | 0.54733 | 0.56562 | 0.52801 | 0.4415 | 0.49863 | 0.47801 | 0.50246 | 0.52163 | 0.41253 | 0.50949 | 7 | 3 | 120 | 12095 | 4788 | 6608 | 9422 | 1639 | 2478 | 9801 | 1411 | 1172 | 28427 | 1.12 | 1.28 | 12032.68
6745 | 1 | 282 | 2017-10-09 | 0.76101 | 1 | 0.76101 | 0.71687 | 0.80131 | 0.52222 | 0.53361 | 0.51322 | 0.41985 | 0.47673 | 0.46065 | 0.50907 | 0.4902 | 0.39282 | 0.48872 | 1 | 1 | 121 | 11540 | 4517 | 6423 | 8960 | 1567 | 2388 | 9930 | 1326 | 1116 | 27268 | 1.21 | 1.19 | 12449.825
6746 | 2 | 282 | 2017-10-09 | 0.71698 | 1 | 0.71698 | 0.66867 | 0.77242 | 0.50385 | 0.51754 | 0.49565 | 0.39745 | 0.4606 | 0.4402 | 0.48472 | 0.4695 | 0.36959 | 0.46547 | 1 | 1 | 122 | 11134 | 4381 | 6203 | 8482 | 1514 | 2282 | 9455 | 1270 | 1050 | 25971 | 1.14 | 1.11 | 12000.945
6747 | 3 | 282 | 2017-10-09 | 0.7044 | 1 | 0.7044 | 0.64458 | 0.74901 | 0.4928 | 0.5075 | 0.48614 | 0.38358 | 0.44965 | 0.42843 | 0.46847 | 0.45619 | 0.35903 | 0.45135 | 1 | 1 | 123 | 10890 | 4296 | 6084 | 8186 | 1478 | 2221 | 9138 | 1234 | 1020 | 25183 | 1.12 | 1.07 | 11637.225
6748 | 4 | 282 | 2017-10-09 | 0.69811 | 1 | 0.69811 | 0.63253 | 0.73082 | 0.48923 | 0.50278 | 0.48126 | 0.37501 | 0.44417 | 0.42226 | 0.46355 | 0.45139 | 0.34812 | 0.44723 | 1 | 1 | 124 | 10811 | 4256 | 6023 | 8003 | 1460 | 2189 | 9042 | 1221 | 989 | 24953 | 1.11 | 1.05 | 11354.585
6749 | 5 | 282 | 2017-10-09 | 0.69182 | 1 | 0.69182 | 0.63253 | 0.71832 | 0.49765 | 0.51412 | 0.48997 | 0.3728 | 0.45421 | 0.42824 | 0.46986 | 0.45952 | 0.34812 | 0.45594 | 1 | 1 | 125 | 10997 | 4352 | 6132 | 7956 | 1493 | 2220 | 9165 | 1243 | 989 | 25439 | 1.1 | 1.05 | 11160.345
6750 | 6 | 282 | 2017-10-09 | 0.7044 | 1 | 0.7044 | 0.68072 | 0.72546 | 0.52557 | 0.5479 | 0.51898 | 0.38246 | 0.48342 | 0.45525 | 0.49856 | 0.4854 | 0.37029 | 0.48945 | 1 | 1 | 126 | 11614 | 4638 | 6495 | 8162 | 1589 | 2360 | 9725 | 1313 | 1052 | 27309 | 1.12 | 1.13 | 11271.335
6751 | 7 | 282 | 2017-10-09 | 0.75472 | 1 | 0.75472 | 0.74096 | 0.7356 | 0.5925 | 0.61477 | 0.57323 | 0.41291 | 0.55917 | 0.50212 | 0.54978 | 0.53346 | 0.41781 | 0.54711 | 1 | 1 | 127 | 13093 | 5204 | 7174 | 8812 | 1838 | 2603 | 10724 | 1443 | 1187 | 30526 | 1.2 | 1.23 | 11428.795
6752 | 8 | 282 | 2017-10-09 | 0.81761 | 1 | 0.81761 | 0.77711 | 0.74366 | 0.62327 | 0.63863 | 0.60959 | 0.46005 | 0.59842 | 0.53202 | 0.57285 | 0.56303 | 0.43963 | 0.57733 | 1 | 1 | 128 | 13773 | 5406 | 7629 | 9818 | 1967 | 2758 | 11174 | 1523 | 1249 | 32212 | 1.3 | 1.29 | 11554.04
6753 | 9 | 282 | 2017-10-09 | 0.84277 | 1 | 0.84277 | 0.83133 | 0.84656 | 0.6349 | 0.65162 | 0.62613 | 0.49084 | 0.61637 | 0.54591 | 0.59254 | 0.58595 | 0.43471 | 0.59364 | 1 | 1 | 129 | 14030 | 5516 | 7836 | 10475 | 2026 | 2830 | 11558 | 1585 | 1235 | 33122 | 1.34 | 1.38 | 13152.805
6754 | 10 | 282 | 2017-10-09 | 0.8805 | 1 | 0.8805 | 0.85542 | 0.91285 | 0.65449 | 0.66604 | 0.64714 | 0.51553 | 0.63888 | 0.56732 | 0.61827 | 0.60628 | 0.44456 | 0.6095 | 1 | 1 | 130 | 14463 | 5638 | 8099 | 11002 | 2100 | 2941 | 12060 | 1640 | 1263 | 34007 | 1.4 | 1.42 | 14182.66
6755 | 11 | 282 | 2017-10-09 | 0.84906 | 1 | 0.84906 | 0.83133 | 0.9624 | 0.67884 | 0.68766 | 0.66976 | 0.53465 | 0.66413 | 0.59105 | 0.64565 | 0.6329 | 0.46603 | 0.62414 | 1 | 1 | 131 | 15001 | 5821 | 8382 | 11410 | 2183 | 3064 | 12594 | 1712 | 1324 | 34824 | 1.35 | 1.38 | 14952.575
6756 | 12 | 282 | 2017-10-09 | 0.8239 | 1 | 0.8239 | 0.78916 | 0.97754 | 0.69771 | 0.70833 | 0.68534 | 0.55429 | 0.68421 | 0.61555 | 0.67154 | 0.65102 | 0.48645 | 0.63728 | 1 | 1 | 132 | 15418 | 5996 | 8577 | 11829 | 2249 | 3191 | 13099 | 1761 | 1382 | 35557 | 1.31 | 1.31 | 15187.805
6757 | 13 | 282 | 2017-10-09 | 0.80503 | 1 | 0.80503 | 0.78916 | 0.95214 | 0.72016 | 0.73243 | 0.69788 | 0.56876 | 0.70672 | 0.63792 | 0.69625 | 0.67209 | 0.51074 | 0.64853 | 1 | 1 | 133 | 15914 | 6200 | 8734 | 12138 | 2323 | 3307 | 13581 | 1818 | 1451 | 36185 | 1.28 | 1.31 | 14793.225
6758 | 14 | 282 | 2017-10-09 | 0.81132 | 1 | 0.81132 | 0.74699 | 0.97576 | 0.73975 | 0.7544 | 0.71083 | 0.58179 | 0.72589 | 0.65702 | 0.72014 | 0.6976 | 0.53502 | 0.65974 | 1 | 1 | 134 | 16347 | 6386 | 8896 | 12416 | 2386 | 3406 | 14047 | 1887 | 1520 | 36810 | 1.29 | 1.24 | 15160.185
6759 | 15 | 282 | 2017-10-09 | 0.76101 | 1 | 0.76101 | 0.74096 | 1 | 0.74749 | 0.77165 | 0.71682 | 0.59402 | 0.73867 | 0.66937 | 0.74121 | 0.71091 | 0.54981 | 0.66771 | 1 | 1 | 135 | 16518 | 6532 | 8971 | 12677 | 2428 | 3470 | 14458 | 1923 | 1562 | 37255 | 1.21 | 1.23 | 15536.75
6760 | 16 | 282 | 2017-10-09 | 0.77358 | 1 | 0.77358 | 0.72892 | 0.99944 | 0.75319 | 0.78476 | 0.71858 | 0.59969 | 0.7408 | 0.6765 | 0.75633 | 0.72126 | 0.56776 | 0.67289 | 1 | 1 | 136 | 16644 | 6643 | 8993 | 12798 | 2435 | 3507 | 14753 | 1951 | 1613 | 37544 | 1.23 | 1.21 | 15528.105
6761 | 17 | 282 | 2017-10-09 | 0.77987 | 1 | 0.77987 | 0.72289 | 0.98608 | 0.75722 | 0.79362 | 0.71962 | 0.60077 | 0.74262 | 0.67766 | 0.76274 | 0.72865 | 0.58289 | 0.67913 | 1 | 1 | 137 | 16733 | 6718 | 9006 | 12821 | 2441 | 3513 | 14878 | 1971 | 1656 | 37892 | 1.24 | 1.2 | 15320.515
6762 | 18 | 282 | 2017-10-09 | 0.83648 | 1 | 0.83648 | 0.77108 | 0.92154 | 0.75518 | 0.79232 | 0.70723 | 0.59505 | 0.73897 | 0.67014 | 0.76284 | 0.72052 | 0.59275 | 0.6797 | 1 | 1 | 138 | 16688 | 6707 | 8851 | 12699 | 2429 | 3474 | 14880 | 1949 | 1684 | 37924 | 1.33 | 1.28 | 14317.695
6763 | 19 | 282 | 2017-10-09 | 0.83648 | 1 | 0.83648 | 0.80723 | 0.8823 | 0.74287 | 0.77933 | 0.69884 | 0.58516 | 0.72406 | 0.65876 | 0.74408 | 0.7061 | 0.58078 | 0.67056 | 1 | 1 | 139 | 16416 | 6597 | 8746 | 12488 | 2380 | 3415 | 14514 | 1910 | 1650 | 37414 | 1.33 | 1.34 | 13708.055
6764 | 20 | 282 | 2017-10-09 | 0.90566 | 1 | 0.90566 | 0.8494 | 0.93549 | 0.76115 | 0.79291 | 0.72505 | 0.57059 | 0.74445 | 0.6794 | 0.7633 | 0.72421 | 0.59029 | 0.68603 | 1 | 1 | 140 | 16820 | 6712 | 9074 | 12177 | 2447 | 3522 | 14889 | 1959 | 1677 | 38277 | 1.44 | 1.41 | 14534.475
6765 | 21 | 282 | 2017-10-09 | 0.98742 | 1 | 0.98742 | 0.88554 | 0.93593 | 0.75772 | 0.76728 | 0.69884 | 0.59833 | 0.71463 | 0.65066 | 0.7247 | 0.69057 | 0.57937 | 0.65841 | 1 | 1 | 141 | 16744 | 6495 | 8746 | 12769 | 2349 | 3373 | 14136 | 1868 | 1646 | 36736 | 1.57 | 1.47 | 14541.295
6766 | 22 | 282 | 2017-10-09 | 1 | 1 | 1 | 0.84337 | 0.9084 | 0.7178 | 0.71849 | 0.65873 | 0.57176 | 0.67569 | 0.61053 | 0.66436 | 0.64177 | 0.53397 | 0.61744 | 1 | 1 | 142 | 15862 | 6082 | 8244 | 12202 | 2221 | 3165 | 12959 | 1736 | 1517 | 34450 | 1.59 | 1.4 | 14113.52
6767 | 23 | 282 | 2017-10-09 | 0.91824 | 1 | 0.91824 | 0.74699 | 0.88374 | 0.66155 | 0.65812 | 0.61095 | 0.52884 | 0.62641 | 0.56636 | 0.60258 | 0.59113 | 0.49314 | 0.56629 | 1 | 1 | 143 | 14619 | 5571 | 7646 | 11286 | 2059 | 2936 | 11754 | 1599 | 1401 | 31596 | 1.46 | 1.24 | 13730.465
6768 | 24 | 282 | 2017-10-09 | 0.79245 | 1 | 0.79245 | 0.63855 | 0.84359 | 0.60825 | 0.60543 | 0.56788 | 0.48297 | 0.57651 | 0.51736 | 0.54911 | 0.53974 | 0.4421 | 0.51877 | 1 | 1 | 144 | 13441 | 5125 | 7107 | 10307 | 1895 | 2682 | 10711 | 1460 | 1256 | 28945 | 1.26 | 1.06 | 13106.685
6769 | 1 | 283 | 2017-10-10 | 0.64151 | 1 | 0.64151 | 0.59639 | 0.80131 | 0.57259 | 0.5661 | 0.52121 | 0.43822 | 0.52905 | 0.49113 | 0.51682 | 0.49464 | 0.41288 | 0.50297 | 2 | 1 | 1 | 12653 | 4792 | 6523 | 9352 | 1739 | 2546 | 10081 | 1338 | 1173 | 28063 | 1.02 | 0.99 | 12449.825
6770 | 2 | 283 | 2017-10-10 | 0.60377 | 1 | 0.60377 | 0.57831 | 0.77242 | 0.54738 | 0.54129 | 0.50028 | 0.41348 | 0.50046 | 0.46663 | 0.48954 | 0.47357 | 0.3893 | 0.47481 | 2 | 1 | 2 | 12096 | 4582 | 6261 | 8824 | 1645 | 2419 | 9549 | 1281 | 1106 | 26492 | 0.96 | 0.96 | 12000.945
6771 | 3 | 283 | 2017-10-10 | 0.60377 | 1 | 0.60377 | 0.56024 | 0.74901 | 0.53195 | 0.5264 | 0.48805 | 0.39759 | 0.48129 | 0.44888 | 0.47165 | 0.45989 | 0.3717 | 0.45959 | 2 | 1 | 3 | 11755 | 4456 | 6108 | 8485 | 1582 | 2327 | 9200 | 1244 | 1056 | 25643 | 0.96 | 0.93 | 11637.225
6772 | 4 | 283 | 2017-10-10 | 0.59119 | 1 | 0.59119 | 0.54819 | 0.73082 | 0.52475 | 0.52014 | 0.48254 | 0.38695 | 0.47064 | 0.4402 | 0.46263 | 0.45508 | 0.35868 | 0.45153 | 2 | 1 | 4 | 11596 | 4403 | 6039 | 8258 | 1547 | 2282 | 9024 | 1231 | 1019 | 25193 | 0.94 | 0.91 | 11354.585
6773 | 5 | 283 | 2017-10-10 | 0.62893 | 1 | 0.62893 | 0.54819 | 0.71832 | 0.52923 | 0.52534 | 0.48965 | 0.38353 | 0.47521 | 0.44387 | 0.46801 | 0.45841 | 0.36184 | 0.45673 | 2 | 1 | 5 | 11695 | 4447 | 6128 | 8185 | 1562 | 2301 | 9129 | 1240 | 1028 | 25483 | 1 | 0.91 | 11160.345
6774 | 6 | 283 | 2017-10-10 | 0.69182 | 1 | 0.69182 | 0.56627 | 0.72546 | 0.5586 | 0.55251 | 0.51666 | 0.39131 | 0.50624 | 0.47106 | 0.49651 | 0.48318 | 0.38156 | 0.48766 | 2 | 1 | 6 | 12344 | 4677 | 6466 | 8351 | 1664 | 2442 | 9685 | 1307 | 1084 | 27209 | 1.1 | 0.94 | 11271.335
6775 | 7 | 283 | 2017-10-10 | 0.76101 | 1 | 0.76101 | 0.62651 | 0.7356 | 0.61544 | 0.60756 | 0.56964 | 0.42022 | 0.56617 | 0.52296 | 0.55142 | 0.52717 | 0.43119 | 0.54446 | 2 | 1 | 7 | 13600 | 5143 | 7129 | 8968 | 1861 | 2711 | 10756 | 1426 | 1225 | 30378 | 1.21 | 1.04 | 11428.795
6776 | 8 | 283 | 2017-10-10 | 0.77358 | 1 | 0.77358 | 0.6988 | 0.74366 | 0.64259 | 0.6306 | 0.60104 | 0.46971 | 0.59903 | 0.5544 | 0.57434 | 0.55046 | 0.44175 | 0.5731 | 2 | 1 | 8 | 14200 | 5338 | 7522 | 10024 | 1969 | 2874 | 11203 | 1489 | 1255 | 31976 | 1.23 | 1.16 | 11554.04
6777 | 9 | 283 | 2017-10-10 | 0.72327 | 1 | 0.72327 | 0.73494 | 0.84656 | 0.65255 | 0.64111 | 0.61582 | 0.49731 | 0.61363 | 0.5625 | 0.58797 | 0.57006 | 0.43435 | 0.5898 | 2 | 1 | 9 | 14420 | 5427 | 7707 | 10613 | 2017 | 2916 | 11469 | 1542 | 1234 | 32908 | 1.15 | 1.22 | 13152.805
6778 | 10 | 283 | 2017-10-10 | 0.7044 | 1 | 0.7044 | 0.74096 | 0.91285 | 0.67015 | 0.65162 | 0.63404 | 0.51394 | 0.6334 | 0.58083 | 0.61053 | 0.59261 | 0.44421 | 0.60486 | 2 | 1 | 10 | 14809 | 5516 | 7935 | 10968 | 2082 | 3011 | 11909 | 1603 | 1262 | 33748 | 1.12 | 1.23 | 14182.66
6779 | 11 | 283 | 2017-10-10 | 0.72956 | 1 | 0.72956 | 0.73494 | 0.9624 | 0.69128 | 0.67017 | 0.65322 | 0.52528 | 0.655 | 0.60359 | 0.6375 | 0.61516 | 0.46075 | 0.62251 | 2 | 1 | 11 | 15276 | 5673 | 8175 | 11210 | 2153 | 3129 | 12435 | 1664 | 1309 | 34733 | 1.16 | 1.22 | 14952.575
6780 | 12 | 283 | 2017-10-10 | 0.67925 | 1 | 0.67925 | 0.74096 | 0.97754 | 0.70785 | 0.68636 | 0.66616 | 0.53667 | 0.67022 | 0.6196 | 0.66426 | 0.63068 | 0.48187 | 0.63957 | 2 | 1 | 12 | 15642 | 5810 | 8337 | 11453 | 2203 | 3212 | 12957 | 1706 | 1369 | 35685 | 1.08 | 1.23 | 15187.805
6781 | 13 | 283 | 2017-10-10 | 0.6478 | 1 | 0.6478 | 0.75904 | 0.95214 | 0.7297 | 0.70431 | 0.67615 | 0.54234 | 0.6906 | 0.63947 | 0.68892 | 0.64584 | 0.50405 | 0.65594 | 2 | 1 | 13 | 16125 | 5962 | 8462 | 11574 | 2270 | 3315 | 13438 | 1747 | 1432 | 36598 | 1.03 | 1.26 | 14793.225
6782 | 14 | 283 | 2017-10-10 | 0.6478 | 1 | 0.6478 | 0.77711 | 0.97576 | 0.7493 | 0.72203 | 0.68662 | 0.54576 | 0.70824 | 0.65992 | 0.71035 | 0.65989 | 0.52904 | 0.67425 | 2 | 1 | 14 | 16558 | 6112 | 8593 | 11647 | 2328 | 3421 | 13856 | 1785 | 1503 | 37620 | 1.03 | 1.29 | 15160.185
6783 | 15 | 283 | 2017-10-10 | 0.66038 | 1 | 0.66038 | 0.79518 | 1 | 0.76011 | 0.73396 | 0.68566 | 0.55086 | 0.71555 | 0.67207 | 0.72557 | 0.66617 | 0.54523 | 0.68913 | 2 | 1 | 15 | 16797 | 6213 | 8581 | 11756 | 2352 | 3484 | 14153 | 1802 | 1549 | 38450 | 1.05 | 1.32 | 15536.75
6784 | 16 | 283 | 2017-10-10 | 0.66038 | 1 | 0.66038 | 0.84337 | 0.99944 | 0.76541 | 0.74211 | 0.6831 | 0.54791 | 0.7195 | 0.68036 | 0.73562 | 0.67209 | 0.56177 | 0.6987 | 2 | 1 | 16 | 16914 | 6282 | 8549 | 11693 | 2365 | 3527 | 14349 | 1818 | 1596 | 38984 | 1.05 | 1.4 | 15528.105
6785 | 17 | 283 | 2017-10-10 | 0.67925 | 1 | 0.67925 | 0.87349 | 0.98608 | 0.7684 | 0.74908 | 0.67855 | 0.54304 | 0.72498 | 0.68441 | 0.73864 | 0.6732 | 0.58113 | 0.70698 | 2 | 1 | 17 | 16980 | 6341 | 8492 | 11589 | 2383 | 3548 | 14408 | 1821 | 1651 | 39446 | 1.08 | 1.45 | 15320.515
6786 | 18 | 283 | 2017-10-10 | 0.73585 | 1 | 0.73585 | 0.95783 | 0.92154 | 0.76482 | 0.7466 | 0.66968 | 0.53849 | 0.7265 | 0.6821 | 0.72962 | 0.66617 | 0.58923 | 0.70352 | 2 | 1 | 18 | 16901 | 6320 | 8381 | 11492 | 2388 | 3536 | 14232 | 1802 | 1674 | 39253 | 1.17 | 1.59 | 14317.695
6787 | 19 | 283 | 2017-10-10 | 0.7673 | 1 | 0.7673 | 0.98193 | 0.8823 | 0.75138 | 0.7355 | 0.65809 | 0.52997 | 0.71281 | 0.66821 | 0.70394 | 0.64917 | 0.57797 | 0.68745 | 2 | 1 | 19 | 16604 | 6226 | 8236 | 11310 | 2343 | 3464 | 13731 | 1756 | 1642 | 38356 | 1.22 | 1.63 | 13708.055
6788 | 20 | 283 | 2017-10-10 | 0.86164 | 1 | 0.86164 | 1 | 0.93549 | 0.74047 | 0.73763 | 0.66041 | 0.52954 | 0.69821 | 0.66377 | 0.69599 | 0.63882 | 0.56917 | 0.68684 | 2 | 1 | 20 | 16363 | 6244 | 8265 | 11301 | 2295 | 3441 | 13576 | 1728 | 1617 | 38322 | 1.37 | 1.66 | 14534.475
6789 | 21 | 283 | 2017-10-10 | 0.88679 | 1 | 0.88679 | 0.99398 | 0.93593 | 0.73676 | 0.72664 | 0.6628 | 0.53596 | 0.69821 | 0.66011 | 0.66713 | 0.62957 | 0.56917 | 0.66458 | 2 | 1 | 21 | 16281 | 6151 | 8295 | 11438 | 2295 | 3422 | 13013 | 1703 | 1617 | 37080 | 1.41 | 1.65 | 14541.295
6790 | 22 | 283 | 2017-10-10 | 0.84906 | 1 | 0.84906 | 0.90964 | 0.9084 | 0.70341 | 0.68423 | 0.63436 | 0.52453 | 0.66596 | 0.63137 | 0.61545 | 0.59926 | 0.53925 | 0.62083 | 2 | 1 | 22 | 15544 | 5792 | 7939 | 11194 | 2189 | 3273 | 12005 | 1621 | 1532 | 34639 | 1.35 | 1.51 | 14113.52
6791 | 23 | 283 | 2017-10-10 | 0.7673 | 1 | 0.7673 | 0.79518 | 0.88374 | 0.64888 | 0.63012 | 0.59017 | 0.50077 | 0.61302 | 0.5841 | 0.55762 | 0.5549 | 0.48856 | 0.56726 | 2 | 1 | 23 | 14339 | 5334 | 7386 | 10687 | 2015 | 3028 | 10877 | 1501 | 1388 | 31650 | 1.22 | 1.32 | 13730.465
6792 | 24 | 283 | 2017-10-10 | 0.6478 | 1 | 0.6478 | 0.68675 | 0.84359 | 0.59689 | 0.5798 | 0.54782 | 0.46469 | 0.56191 | 0.53395 | 0.50569 | 0.51201 | 0.43787 | 0.51635 | 2 | 1 | 24 | 13190 | 4908 | 6856 | 9917 | 1847 | 2768 | 9864 | 1385 | 1244 | 28810 | 1.03 | 1.14 | 13106.685
6793 | 1 | 284 | 2017-10-11 | 0.58491 | 1 | 0.58491 | 0.64458 | 0.80131 | 0.55833 | 0.55133 | 0.50507 | 0.42688 | 0.51901 | 0.49035 | 0.49067 | 0.48688 | 0.41112 | 0.47144 | 3 | 1 | 25 | 12338 | 4667 | 6321 | 9110 | 1706 | 2542 | 9571 | 1317 | 1168 | 26304 | 0.93 | 1.07 | 12449.825
6794 | 2 | 284 | 2017-10-11 | 0.54717 | 1 | 0.54717 | 0.62048 | 0.77242 | 0.53389 | 0.52995 | 0.48678 | 0.40406 | 0.49163 | 0.46431 | 0.46745 | 0.46728 | 0.38965 | 0.4456 | 3 | 1 | 26 | 11798 | 4486 | 6092 | 8623 | 1616 | 2407 | 9118 | 1264 | 1107 | 24862 | 0.87 | 1.03 | 12000.945
6795 | 3 | 284 | 2017-10-11 | 0.54088 | 1 | 0.54088 | 0.60843 | 0.74901 | 0.51941 | 0.5153 | 0.47679 | 0.38986 | 0.47338 | 0.44695 | 0.45304 | 0.45397 | 0.37029 | 0.43033 | 3 | 1 | 27 | 11478 | 4362 | 5967 | 8320 | 1556 | 2317 | 8837 | 1228 | 1052 | 24010 | 0.86 | 1.01 | 11637.225
6796 | 4 | 284 | 2017-10-11 | 0.54717 | 1 | 0.54717 | 0.62048 | 0.73082 | 0.5143 | 0.51128 | 0.47087 | 0.38105 | 0.46517 | 0.43557 | 0.44663 | 0.44991 | 0.3636 | 0.42393 | 3 | 1 | 28 | 11365 | 4328 | 5893 | 8132 | 1529 | 2258 | 8712 | 1217 | 1033 | 23653 | 0.87 | 1.03 | 11354.585
6797 | 5 | 284 | 2017-10-11 | 0.57862 | 1 | 0.57862 | 0.63855 | 0.71832 | 0.5205 | 0.51766 | 0.47727 | 0.378 | 0.47095 | 0.44174 | 0.45242 | 0.45582 | 0.36466 | 0.42886 | 3 | 1 | 29 | 11502 | 4382 | 5973 | 8067 | 1548 | 2290 | 8825 | 1233 | 1036 | 23928 | 0.92 | 1.06 | 11160.345
6798 | 6 | 284 | 2017-10-11 | 0.6478 | 1 | 0.6478 | 0.69277 | 0.72546 | 0.54933 | 0.54495 | 0.50691 | 0.38658 | 0.50289 | 0.47203 | 0.48257 | 0.48059 | 0.38402 | 0.4568 | 3 | 1 | 30 | 12139 | 4613 | 6344 | 8250 | 1653 | 2447 | 9413 | 1300 | 1091 | 25487 | 1.03 | 1.15 | 11271.335
6799 | 7 | 284 | 2017-10-11 | 0.71069 | 1 | 0.71069 | 0.75904 | 0.7356 | 0.60752 | 0.59894 | 0.55925 | 0.41596 | 0.568 | 0.52623 | 0.53763 | 0.52754 | 0.43435 | 0.50784 | 3 | 1 | 31 | 13425 | 5070 | 6999 | 8877 | 1867 | 2728 | 10487 | 1427 | 1234 | 28335 | 1.13 | 1.26 | 11428.795
6800 | 8 | 284 | 2017-10-11 | 0.73585 | 1 | 0.73585 | 0.74699 | 0.74366 | 0.63757 | 0.62351 | 0.596 | 0.46361 | 0.61059 | 0.56057 | 0.56295 | 0.55416 | 0.45512 | 0.53469 | 3 | 1 | 32 | 14089 | 5278 | 7459 | 9894 | 2007 | 2906 | 10981 | 1499 | 1293 | 29833 | 1.17 | 1.24 | 11554.04
6801 | 9 | 284 | 2017-10-11 | 0.71698 | 1 | 0.71698 | 0.71084 | 0.84656 | 0.64246 | 0.62823 | 0.60136 | 0.49164 | 0.61667 | 0.56944 | 0.57223 | 0.56821 | 0.4428 | 0.54715 | 3 | 1 | 33 | 14197 | 5318 | 7526 | 10492 | 2027 | 2952 | 11162 | 1537 | 1258 | 30528 | 1.14 | 1.18 | 13152.805
6802 | 10 | 284 | 2017-10-11 | 0.69811 | 1 | 0.69811 | 0.6988 | 0.91285 | 0.65395 | 0.63308 | 0.61159 | 0.50602 | 0.62519 | 0.58121 | 0.58567 | 0.58226 | 0.44139 | 0.55582 | 3 | 1 | 34 | 14451 | 5359 | 7654 | 10799 | 2055 | 3013 | 11424 | 1575 | 1254 | 31012 | 1.11 | 1.16 | 14182.66
6803 | 11 | 284 | 2017-10-11 | 0.7044 | 1 | 0.7044 | 0.72289 | 0.9624 | 0.66852 | 0.64146 | 0.62205 | 0.51549 | 0.63675 | 0.59394 | 0.60376 | 0.59704 | 0.44808 | 0.56399 | 3 | 1 | 35 | 14773 | 5430 | 7785 | 11001 | 2093 | 3079 | 11777 | 1615 | 1273 | 31468 | 1.12 | 1.2 | 14952.575
6804 | 12 | 284 | 2017-10-11 | 0.67925 | 1 | 0.67925 | 0.72289 | 0.97754 | 0.67626 | 0.65151 | 0.62245 | 0.52434 | 0.64192 | 0.59626 | 0.6234 | 0.60444 | 0.45653 | 0.57084 | 3 | 1 | 36 | 14944 | 5515 | 7790 | 11190 | 2110 | 3091 | 12160 | 1635 | 1297 | 31850 | 1.08 | 1.2 | 15187.805
6805 | 13 | 284 | 2017-10-11 | 0.62264 | 1 | 0.62264 | 0.6988 | 0.95214 | 0.68893 | 0.6593 | 0.62117 | 0.52833 | 0.64801 | 0.60166 | 0.64083 | 0.60998 | 0.46427 | 0.57394 | 3 | 1 | 37 | 15224 | 5581 | 7774 | 11275 | 2130 | 3119 | 12500 | 1650 | 1319 | 32023 | 0.99 | 1.16 | 14793.225
6806 | 14 | 284 | 2017-10-11 | 0.63522 | 1 | 0.63522 | 0.6988 | 0.97576 | 0.69934 | 0.66852 | 0.62757 | 0.53048 | 0.65014 | 0.60938 | 0.65416 | 0.61516 | 0.47096 | 0.58034 | 3 | 1 | 38 | 15454 | 5659 | 7854 | 11321 | 2137 | 3159 | 12760 | 1664 | 1338 | 32380 | 1.01 | 1.16 | 15160.185
6807 | 15 | 284 | 2017-10-11 | 0.65409 | 1 | 0.65409 | 0.70482 | 1 | 0.70156 | 0.67324 | 0.62589 | 0.53451 | 0.64436 | 0.61034 | 0.66318 | 0.61146 | 0.47026 | 0.58364 | 3 | 1 | 39 | 15503 | 5699 | 7833 | 11407 | 2118 | 3164 | 12936 | 1654 | 1336 | 32564 | 1.04 | 1.17 | 15536.75
6808 | 16 | 284 | 2017-10-11 | 0.67925 | 1 | 0.67925 | 0.72289 | 0.99944 | 0.70183 | 0.67454 | 0.61686 | 0.53315 | 0.63188 | 0.60822 | 0.67041 | 0.60924 | 0.47624 | 0.58527 | 3 | 1 | 40 | 15509 | 5710 | 7720 | 11378 | 2077 | 3153 | 13077 | 1648 | 1353 | 32655 | 1.08 | 1.2 | 15528.105
6809 | 17 | 284 | 2017-10-11 | 0.73585 | 1 | 0.73585 | 0.78313 | 0.98608 | 0.70165 | 0.67891 | 0.60999 | 0.53081 | 0.62641 | 0.60783 | 0.67441 | 0.60887 | 0.48821 | 0.58733 | 3 | 1 | 41 | 15505 | 5747 | 7634 | 11328 | 2059 | 3151 | 13155 | 1647 | 1387 | 32770 | 1.17 | 1.3 | 15320.515
6810 | 18 | 284 | 2017-10-11 | 0.79874 | 1 | 0.79874 | 0.81325 | 0.92154 | 0.69694 | 0.67726 | 0.60815 | 0.52809 | 0.62702 | 0.60417 | 0.67307 | 0.60296 | 0.50018 | 0.58543 | 3 | 1 | 42 | 15401 | 5733 | 7611 | 11270 | 2061 | 3132 | 13129 | 1631 | 1421 | 32664 | 1.27 | 1.35 | 14317.695
6811 | 19 | 284 | 2017-10-11 | 0.83648 | 1 | 0.83648 | 0.8494 | 0.8823 | 0.68699 | 0.6723 | 0.60871 | 0.52205 | 0.62002 | 0.60089 | 0.66313 | 0.59852 | 0.50475 | 0.58141 | 3 | 1 | 43 | 15181 | 5691 | 7618 | 11141 | 2038 | 3115 | 12935 | 1619 | 1434 | 32440 | 1.33 | 1.41 | 13708.055
6812 | 20 | 284 | 2017-10-11 | 0.91824 | 1 | 0.91824 | 0.90361 | 0.93549 | 0.69871 | 0.69002 | 0.62469 | 0.52116 | 0.62975 | 0.61458 | 0.67364 | 0.61146 | 0.51848 | 0.5988 | 3 | 1 | 44 | 15440 | 5841 | 7818 | 11122 | 2070 | 3186 | 13140 | 1654 | 1473 | 33410 | 1.46 | 1.5 | 14534.475
6813 | 21 | 284 | 2017-10-11 | 0.91195 | 1 | 0.91195 | 0.93976 | 0.93593 | 0.69015 | 0.68128 | 0.62133 | 0.53123 | 0.62671 | 0.62114 | 0.64795 | 0.60074 | 0.52024 | 0.58421 | 3 | 1 | 45 | 15251 | 5767 | 7776 | 11337 | 2060 | 3220 | 12639 | 1625 | 1478 | 32596 | 1.45 | 1.56 | 14541.295
6814 | 22 | 284 | 2017-10-11 | 0.89308 | 1 | 0.89308 | 0.89759 | 0.9084 | 0.65739 | 0.65127 | 0.59848 | 0.52045 | 0.60176 | 0.59684 | 0.60556 | 0.57412 | 0.49701 | 0.5513 | 3 | 1 | 46 | 14527 | 5513 | 7490 | 11107 | 1978 | 3094 | 11812 | 1553 | 1412 | 30760 | 1.42 | 1.49 | 14113.52
6815 | 23 | 284 | 2017-10-11 | 0.7673 | 1 | 0.7673 | 0.8012 | 0.88374 | 0.61318 | 0.61134 | 0.56205 | 0.49721 | 0.55765 | 0.55459 | 0.55568 | 0.53235 | 0.45935 | 0.50427 | 3 | 1 | 47 | 13550 | 5175 | 7034 | 10611 | 1833 | 2875 | 10839 | 1440 | 1305 | 28136 | 1.22 | 1.33 | 13730.465
6816 | 24 | 284 | 2017-10-11 | 0.69182 | 1 | 0.69182 | 0.69277 | 0.84359 | 0.56924 | 0.55487 | 0.52489 | 0.46146 | 0.51597 | 0.51312 | 0.50805 | 0.4939 | 0.4164 | 0.46002 | 3 | 1 | 48 | 12579 | 4697 | 6569 | 9848 | 1696 | 2660 | 9910 | 1336 | 1183 | 25667 | 1.1 | 1.15 | 13106.685
6817 | 1 | 285 | 2017-10-12 | 0.61635 | 1 | 0.61635 | 0.64458 | 0.80131 | 0.53412 | 0.54412 | 0.51586 | 0.42528 | 0.49772 | 0.46547 | 0.46499 | 0.47098 | 0.38719 | 0.43783 | 4 | 1 | 49 | 11803 | 4606 | 6456 | 9076 | 1636 | 2413 | 9070 | 1274 | 1100 | 24429 | 0.98 | 1.07 | 12449.825
6818 | 2 | 285 | 2017-10-12 | 0.61006 | 1 | 0.61006 | 0.62048 | 0.77242 | 0.51502 | 0.52451 | 0.4974 | 0.40307 | 0.47581 | 0.44579 | 0.44458 | 0.45582 | 0.36994 | 0.41739 | 4 | 1 | 50 | 11381 | 4440 | 6225 | 8602 | 1564 | 2311 | 8672 | 1233 | 1051 | 23288 | 0.97 | 1.03 | 12000.945
6819 | 3 | 285 | 2017-10-12 | 0.59748 | 1 | 0.59748 | 0.62048 | 0.74901 | 0.50434 | 0.51045 | 0.48454 | 0.38906 | 0.46212 | 0.43152 | 0.42961 | 0.44251 | 0.35973 | 0.4057 | 4 | 1 | 51 | 11145 | 4321 | 6064 | 8303 | 1519 | 2237 | 8380 | 1197 | 1022 | 22636 | 0.95 | 1.03 | 11637.225
6820 | 4 | 285 | 2017-10-12 | 0.58491 | 1 | 0.58491 | 0.62048 | 0.73082 | 0.49923 | 0.50691 | 0.47903 | 0.38035 | 0.45573 | 0.42303 | 0.42274 | 0.4366 | 0.35269 | 0.40084 | 4 | 1 | 52 | 11032 | 4291 | 5995 | 8117 | 1498 | 2193 | 8246 | 1181 | 1002 | 22365 | 0.93 | 1.03 | 11354.585
6821 | 5 | 285 | 2017-10-12 | 0.60377 | 1 | 0.60377 | 0.64458 | 0.71832 | 0.50706 | 0.51234 | 0.48358 | 0.37711 | 0.46304 | 0.42785 | 0.42966 | 0.44177 | 0.35656 | 0.40731 | 4 | 1 | 53 | 11205 | 4337 | 6052 | 8048 | 1522 | 2218 | 8381 | 1195 | 1013 | 22726 | 0.96 | 1.07 | 11160.345
6822 | 6 | 285 | 2017-10-12 | 0.67296 | 1 | 0.67296 | 0.6988 | 0.72546 | 0.53747 | 0.54164 | 0.51123 | 0.38564 | 0.49346 | 0.45332 | 0.45981 | 0.46506 | 0.3812 | 0.43694 | 4 | 1 | 54 | 11877 | 4585 | 6398 | 8230 | 1622 | 2350 | 8969 | 1258 | 1083 | 24379 | 1.07 | 1.16 | 11271.335
6823 | 7 | 285 | 2017-10-12 | 0.73585 | 1 | 0.73585 | 0.77108 | 0.7356 | 0.59354 | 0.59303 | 0.55917 | 0.41521 | 0.55309 | 0.50039 | 0.51984 | 0.50573 | 0.43189 | 0.49096 | 4 | 1 | 55 | 13116 | 5020 | 6998 | 8861 | 1818 | 2594 | 10140 | 1368 | 1227 | 27393 | 1.17 | 1.28 | 11428.795
6824 | 8 | 285 | 2017-10-12 | 0.74214 | 1 | 0.74214 | 0.78313 | 0.74366 | 0.62666 | 0.61618 | 0.59001 | 0.46282 | 0.59842 | 0.53144 | 0.54506 | 0.53272 | 0.44315 | 0.52442 | 4 | 1 | 56 | 13848 | 5216 | 7384 | 9877 | 1967 | 2755 | 10632 | 1441 | 1259 | 29260 | 1.18 | 1.3 | 11554.04
6825 | 9 | 285 | 2017-10-12 | 0.74843 | 1 | 0.74843 | 0.74699 | 0.84656 | 0.63042 | 0.62115 | 0.59968 | 0.49037 | 0.59751 | 0.53954 | 0.54758 | 0.54787 | 0.42731 | 0.53399 | 4 | 1 | 57 | 13931 | 5258 | 7505 | 10465 | 1964 | 2797 | 10681 | 1482 | 1214 | 29794 | 1.19 | 1.24 | 13152.805
6826 | 10 | 285 | 2017-10-12 | 0.71698 | 1 | 0.71698 | 0.72892 | 0.91285 | 0.63942 | 0.62847 | 0.60959 | 0.50321 | 0.60694 | 0.55131 | 0.55988 | 0.56118 | 0.43259 | 0.53978 | 4 | 1 | 58 | 14130 | 5320 | 7629 | 10739 | 1995 | 2858 | 10921 | 1518 | 1229 | 30117 | 1.14 | 1.21 | 14182.66
6827 | 11 | 285 | 2017-10-12 | 0.71698 | 1 | 0.71698 | 0.71084 | 0.9624 | 0.65178 | 0.63473 | 0.62046 | 0.51235 | 0.61545 | 0.56076 | 0.57372 | 0.58004 | 0.43541 | 0.54605 | 4 | 1 | 59 | 14403 | 5373 | 7765 | 10934 | 2023 | 2907 | 11191 | 1569 | 1237 | 30467 | 1.14 | 1.18 | 14952.575
6828 | 12 | 285 | 2017-10-12 | 0.69811 | 1 | 0.69811 | 0.68072 | 0.97754 | 0.65585 | 0.64241 | 0.62357 | 0.52097 | 0.61819 | 0.56732 | 0.58403 | 0.58706 | 0.43752 | 0.54555 | 4 | 1 | 60 | 14493 | 5438 | 7804 | 11118 | 2032 | 2941 | 11392 | 1588 | 1243 | 30439 | 1.11 | 1.13 | 15187.805
6829 | 13 | 285 | 2017-10-12 | 0.63522 | 1 | 0.63522 | 0.6506 | 0.95214 | 0.65671 | 0.64595 | 0.62749 | 0.52476 | 0.62428 | 0.57465 | 0.59218 | 0.59298 | 0.44139 | 0.54575 | 4 | 1 | 61 | 14512 | 5468 | 7853 | 11199 | 2052 | 2979 | 11551 | 1604 | 1254 | 30450 | 1.01 | 1.08 | 14793.225
6830 | 14 | 285 | 2017-10-12 | 0.61635 | 1 | 0.61635 | 0.63253 | 0.97576 | 0.66472 | 0.65056 | 0.6322 | 0.52701 | 0.62762 | 0.5814 | 0.59715 | 0.59852 | 0.44703 | 0.54802 | 4 | 1 | 62 | 14689 | 5507 | 7912 | 11247 | 2063 | 3014 | 11648 | 1619 | 1270 | 30577 | 0.98 | 1.05 | 15160.185
6831 | 15 | 285 | 2017-10-12 | 0.61635 | 1 | 0.61635 | 0.65663 | 1 | 0.66382 | 0.64973 | 0.62829 | 0.53132 | 0.62671 | 0.58237 | 0.59817 | 0.59815 | 0.44914 | 0.54759 | 4 | 1 | 63 | 14669 | 5500 | 7863 | 11339 | 2060 | 3019 | 11668 | 1618 | 1276 | 30553 | 0.98 | 1.09 | 15536.75
6832 | 16 | 285 | 2017-10-12 | 0.64151 | 1 | 0.64151 | 0.68072 | 0.99944 | 0.66042 | 0.64843 | 0.62213 | 0.5302 | 0.61789 | 0.58391 | 0.5992 | 0.59741 | 0.45512 | 0.54718 | 4 | 1 | 64 | 14594 | 5489 | 7786 | 11315 | 2031 | 3027 | 11688 | 1616 | 1293 | 30530 | 1.02 | 1.13 | 15528.105
6833 | 17 | 285 | 2017-10-12 | 0.66667 | 1 | 0.66667 | 0.72892 | 0.98608 | 0.65807 | 0.65446 | 0.61806 | 0.52809 | 0.61606 | 0.58314 | 0.60007 | 0.59445 | 0.46674 | 0.55123 | 4 | 1 | 65 | 14542 | 5540 | 7735 | 11270 | 2025 | 3023 | 11705 | 1608 | 1326 | 30756 | 1.06 | 1.21 | 15320.515
6834 | 18 | 285 | 2017-10-12 | 0.68553 | 1 | 0.68553 | 0.77711 | 0.92154 | 0.65486 | 0.65422 | 0.61358 | 0.5264 | 0.61637 | 0.58372 | 0.59961 | 0.58854 | 0.47166 | 0.55525 | 4 | 1 | 66 | 14471 | 5538 | 7679 | 11234 | 2026 | 3026 | 11696 | 1592 | 1340 | 30980 | 1.09 | 1.29 | 14317.695
6835 | 19 | 285 | 2017-10-12 | 0.7044 | 1 | 0.7044 | 0.79518 | 0.8823 | 0.64825 | 0.65162 | 0.60591 | 0.52097 | 0.6118 | 0.57812 | 0.59571 | 0.58152 | 0.47272 | 0.55634 | 4 | 1 | 67 | 14325 | 5516 | 7583 | 11118 | 2011 | 2997 | 11620 | 1573 | 1343 | 31041 | 1.12 | 1.32 | 13708.055
6836 | 20 | 285 | 2017-10-12 | 0.7673 | 1 | 0.7673 | 0.8494 | 0.93549 | 0.67264 | 0.65989 | 0.6155 | 0.52401 | 0.61667 | 0.57793 | 0.60874 | 0.59445 | 0.478 | 0.57093 | 4 | 1 | 68 | 14864 | 5586 | 7703 | 11183 | 2027 | 2996 | 11874 | 1608 | 1358 | 31855 | 1.22 | 1.41 | 14534.475
6837 | 21 | 285 | 2017-10-12 | 0.83648 | 1 | 0.83648 | 0.89759 | 0.93593 | 0.66911 | 0.66202 | 0.62133 | 0.53221 | 0.62306 | 0.59259 | 0.58997 | 0.58336 | 0.4875 | 0.55526 | 4 | 1 | 69 | 14786 | 5604 | 7776 | 11358 | 2048 | 3072 | 11508 | 1578 | 1385 | 30981 | 1.33 | 1.49 | 14541.295
6838 | 22 | 285 | 2017-10-12 | 0.8239 | 1 | 0.8239 | 0.87349 | 0.9084 | 0.63612 | 0.63828 | 0.59584 | 0.51769 | 0.5969 | 0.56752 | 0.55163 | 0.55342 | 0.4787 | 0.52739 | 4 | 1 | 70 | 14057 | 5403 | 7457 | 11048 | 1962 | 2942 | 10760 | 1497 | 1360 | 29426 | 1.31 | 1.45 | 14113.52
6839 | 23 | 285 | 2017-10-12 | 0.77358 | 1 | 0.77358 | 0.75904 | 0.88374 | 0.5963 | 0.59433 | 0.55981 | 0.49473 | 0.55826 | 0.52836 | 0.50733 | 0.51756 | 0.4428 | 0.48707 | 4 | 1 | 71 | 13177 | 5031 | 7006 | 10558 | 1835 | 2739 | 9896 | 1400 | 1258 | 27176 | 1.23 | 1.26 | 13730.465
6840 | 24 | 285 | 2017-10-12 | 0.7044 | 1 | 0.7044 | 0.68072 | 0.84359 | 0.55435 | 0.55298 | 0.52321 | 0.46005 | 0.51841 | 0.4892 | 0.46411 | 0.48133 | 0.40197 | 0.44884 | 4 | 1 | 72 | 12250 | 4681 | 6548 | 9818 | 1704 | 2536 | 9053 | 1302 | 1142 | 25043 | 1.12 | 1.13 | 13106.685
6841 | 1 | 286 | 2017-10-13 | 0.6478 | 1 | 0.6478 | 0.63253 | 0.80131 | 0.53136 | 0.52817 | 0.50427 | 0.42767 | 0.48707 | 0.45795 | 0.42725 | 0.47209 | 0.37628 | 0.42049 | 5 | 1 | 73 | 11742 | 4471 | 6311 | 9127 | 1601 | 2374 | 8334 | 1277 | 1069 | 23461 | 1.03 | 1.05 | 12449.825
6842 | 2 | 286 | 2017-10-13 | 0.59748 | 1 | 0.59748 | 0.61446 | 0.77242 | 0.50968 | 0.50762 | 0.48542 | 0.40429 | 0.46486 | 0.43827 | 0.40916 | 0.45582 | 0.35903 | 0.40194 | 5 | 1 | 74 | 11263 | 4297 | 6075 | 8628 | 1528 | 2272 | 7981 | 1233 | 1020 | 22426 | 0.95 | 1.02 | 12000.945
6843 | 3 | 286 | 2017-10-13 | 0.57862 | 1 | 0.57862 | 0.59639 | 0.74901 | 0.4981 | 0.49911 | 0.47351 | 0.39014 | 0.45026 | 0.42496 | 0.39788 | 0.44658 | 0.35093 | 0.39136 | 5 | 1 | 75 | 11007 | 4225 | 5926 | 8326 | 1480 | 2203 | 7761 | 1208 | 997 | 21836 | 0.92 | 0.99 | 11637.225
6844 | 4 | 286 | 2017-10-13 | 0.58491 | 1 | 0.58491 | 0.61446 | 0.73082 | 0.49448 | 0.49663 | 0.4676 | 0.38114 | 0.44357 | 0.41802 | 0.39439 | 0.44214 | 0.34565 | 0.38756 | 5 | 1 | 76 | 10927 | 4204 | 5852 | 8134 | 1458 | 2167 | 7693 | 1196 | 982 | 21624 | 0.93 | 1.02 | 11354.585
6845 | 5 | 286 | 2017-10-13 | 0.58491 | 1 | 0.58491 | 0.62048 | 0.71832 | 0.50258 | 0.50348 | 0.47495 | 0.378 | 0.45087 | 0.42342 | 0.4028 | 0.44954 | 0.35304 | 0.39539 | 5 | 1 | 77 | 11106 | 4262 | 5944 | 8067 | 1482 | 2195 | 7857 | 1216 | 1003 | 22061 | 0.93 | 1.03 | 11160.345
6846 | 6 | 286 | 2017-10-13 | 0.61635 | 1 | 0.61635 | 0.6747 | 0.72546 | 0.53118 | 0.53325 | 0.50028 | 0.38536 | 0.48068 | 0.44907 | 0.43217 | 0.47135 | 0.37909 | 0.42439 | 5 | 1 | 78 | 11738 | 4514 | 6261 | 8224 | 1580 | 2328 | 8430 | 1275 | 1077 | 23679 | 0.98 | 1.12 | 11271.335
6847 | 7 | 286 | 2017-10-13 | 0.67296 | 1 | 0.67296 | 0.75904 | 0.7356 | 0.58476 | 0.58571 | 0.54958 | 0.41282 | 0.53848 | 0.49653 | 0.48426 | 0.51793 | 0.42837 | 0.47841 | 5 | 1 | 79 | 12922 | 4958 | 6878 | 8810 | 1770 | 2574 | 9446 | 1401 | 1217 | 26693 | 1.07 | 1.26 | 11428.795
6848 | 8 | 286 | 2017-10-13 | 0.72327 | 1 | 0.72327 | 0.74699 | 0.74366 | 0.61517 | 0.6111 | 0.58082 | 0.45565 | 0.57499 | 0.52701 | 0.51364 | 0.54492 | 0.44632 | 0.50913 | 5 | 1 | 80 | 13594 | 5173 | 7269 | 9724 | 1890 | 2732 | 10019 | 1474 | 1268 | 28407 | 1.15 | 1.24 | 11554.04
6849 | 9 | 286 | 2017-10-13 | 0.75472 | 1 | 0.75472 | 0.71084 | 0.84656 | 0.62178 | 0.61536 | 0.59481 | 0.481 | 0.58229 | 0.53434 | 0.52092 | 0.56229 | 0.43611 | 0.52003 | 5 | 1 | 81 | 13740 | 5209 | 7444 | 10265 | 1914 | 2770 | 10161 | 1521 | 1239 | 29015 | 1.2 | 1.18 | 13152.805
6850 | 10 | 286 | 2017-10-13 | 0.79245 | 1 | 0.79245 | 0.6747 | 0.91285 | 0.63155 | 0.62126 | 0.60799 | 0.49871 | 0.59325 | 0.54726 | 0.53153 | 0.58004 | 0.4333 | 0.52793 | 5 | 1 | 82 | 13956 | 5259 | 7609 | 10643 | 1950 | 2837 | 10368 | 1569 | 1231 | 29456 | 1.26 | 1.12 | 14182.66
6851 | 11 | 286 | 2017-10-13 | 0.73585 | 1 | 0.73585 | 0.6506 | 0.9624 | 0.6416 | 0.62942 | 0.62205 | 0.51169 | 0.6045 | 0.56038 | 0.54224 | 0.59963 | 0.43365 | 0.53412 | 5 | 1 | 83 | 14178 | 5328 | 7785 | 10920 | 1987 | 2905 | 10577 | 1622 | 1232 | 29801 | 1.17 | 1.08 | 14952.575
6852 | 12 | 286 | 2017-10-13 | 0.72327 | 1 | 0.72327 | 0.61446 | 0.97754 | 0.64974 | 0.63343 | 0.62813 | 0.52448 | 0.60815 | 0.56829 | 0.54922 | 0.60887 | 0.43435 | 0.53826 | 5 | 1 | 84 | 14358 | 5362 | 7861 | 11193 | 1999 | 2946 | 10713 | 1647 | 1234 | 30032 | 1.15 | 1.02 | 15187.805
6853 | 13 | 286 | 2017-10-13 | 0.71069 | 1 | 0.71069 | 0.63855 | 0.95214 | 0.6592 | 0.63449 | 0.63436 | 0.53189 | 0.61211 | 0.57562 | 0.55434 | 0.61516 | 0.43858 | 0.53833 | 5 | 1 | 85 | 14567 | 5371 | 7939 | 11351 | 2012 | 2984 | 10813 | 1664 | 1246 | 30036 | 1.13 | 1.06 | 14793.225
6854 | 14 | 286 | 2017-10-13 | 0.69182 | 1 | 0.69182 | 0.62048 | 0.97576 | 0.66988 | 0.63662 | 0.64003 | 0.53676 | 0.61698 | 0.5841 | 0.56167 | 0.62033 | 0.44491 | 0.54057 | 5 | 1 | 86 | 14803 | 5389 | 8010 | 11455 | 2028 | 3028 | 10956 | 1678 | 1264 | 30161 | 1.1 | 1.03 | 15160.185
6855 | 15 | 286 | 2017-10-13 | 0.67296 | 1 | 0.67296 | 0.62048 | 1 | 0.6711 | 0.63331 | 0.63915 | 0.54252 | 0.61393 | 0.58777 | 0.56531 | 0.62366 | 0.45125 | 0.54019 | 5 | 1 | 87 | 14830 | 5361 | 7999 | 11578 | 2018 | 3047 | 11027 | 1687 | 1282 | 30140 | 1.07 | 1.03 | 15536.75
6856 | 16 | 286 | 2017-10-13 | 0.68553 | 1 | 0.68553 | 0.63253 | 0.99944 | 0.67137 | 0.63249 | 0.63188 | 0.54318 | 0.60542 | 0.58989 | 0.56608 | 0.62033 | 0.45829 | 0.5391 | 5 | 1 | 88 | 14836 | 5354 | 7908 | 11592 | 1990 | 3058 | 11042 | 1678 | 1302 | 30079 | 1.09 | 1.05 | 15528.105
6857 | 17 | 286 | 2017-10-13 | 0.66667 | 1 | 0.66667 | 0.71084 | 0.98608 | 0.67033 | 0.63343 | 0.62669 | 0.54154 | 0.60268 | 0.58912 | 0.56526 | 0.61516 | 0.46463 | 0.54026 | 5 | 1 | 89 | 14813 | 5362 | 7843 | 11557 | 1981 | 3054 | 11026 | 1664 | 1320 | 30144 | 1.06 | 1.18 | 15320.515
6858 | 18 | 286 | 2017-10-13 | 0.69811 | 1 | 0.69811 | 0.71687 | 0.92154 | 0.66404 | 0.63024 | 0.61926 | 0.5384 | 0.59477 | 0.58275 | 0.56475 | 0.60333 | 0.47307 | 0.54017 | 5 | 1 | 90 | 14674 | 5335 | 7750 | 11490 | 1955 | 3021 | 11016 | 1632 | 1344 | 30139 | 1.11 | 1.19 | 14317.695
6859 | 19 | 286 | 2017-10-13 | 0.72327 | 1 | 0.72327 | 0.76506 | 0.8823 | 0.6492 | 0.6267 | 0.60703 | 0.52936 | 0.58382 | 0.5706 | 0.56106 | 0.59187 | 0.4685 | 0.54528 | 5 | 1 | 91 | 14346 | 5305 | 7597 | 11297 | 1919 | 2958 | 10944 | 1601 | 1331 | 30424 | 1.15 | 1.27 | 13708.055
6860 | 20 | 286 | 2017-10-13 | 0.78616 | 1 | 0.78616 | 0.80723 | 0.93549 | 0.65246 | 0.63213 | 0.61111 | 0.52209 | 0.58625 | 0.57234 | 0.5669 | 0.59409 | 0.46709 | 0.54942 | 5 | 1 | 92 | 14418 | 5351 | 7648 | 11142 | 1927 | 2967 | 11058 | 1607 | 1327 | 30655 | 1.25 | 1.34 | 14534.475
6861 | 21 | 286 | 2017-10-13 | 0.83648 | 1 | 0.83648 | 0.86145 | 0.93593 | 0.64427 | 0.628 | 0.60511 | 0.53198 | 0.57956 | 0.56462 | 0.55111 | 0.58558 | 0.46955 | 0.53205 | 5 | 1 | 93 | 14237 | 5316 | 7573 | 11353 | 1905 | 2927 | 10750 | 1584 | 1334 | 29686 | 1.33 | 1.43 | 14541.295
6862 | 22 | 286 | 2017-10-13 | 0.81761 | 1 | 0.81761 | 0.8494 | 0.9084 | 0.623 | 0.60473 | 0.58642 | 0.52102 | 0.55948 | 0.54765 | 0.52292 | 0.56155 | 0.45759 | 0.50962 | 5 | 1 | 94 | 13767 | 5119 | 7339 | 11119 | 1839 | 2839 | 10200 | 1519 | 1300 | 28434 | 1.3 | 1.41 | 14113.52
6863 | 23 | 286 | 2017-10-13 | 0.75472 | 1 | 0.75472 | 0.72892 | 0.88374 | 0.58861 | 0.57153 | 0.5523 | 0.49927 | 0.5251 | 0.51852 | 0.48949 | 0.5305 | 0.43154 | 0.47709 | 5 | 1 | 95 | 13007 | 4838 | 6912 | 10655 | 1726 | 2688 | 9548 | 1435 | 1226 | 26619 | 1.2 | 1.21 | 13730.465
6864 | 24 | 286 | 2017-10-13 | 0.68553 | 1 | 0.68553 | 0.6506 | 0.84359 | 0.54892 | 0.53314 | 0.5141 | 0.46619 | 0.48707 | 0.48264 | 0.4553 | 0.49501 | 0.3981 | 0.44181 | 5 | 1 | 96 | 12130 | 4513 | 6434 | 9949 | 1601 | 2502 | 8881 | 1339 | 1131 | 24651 | 1.09 | 1.08 | 13106.685
6865 | 1 | 287 | 2017-10-14 | 0.61635 | 1 | 0.61635 | 0.62651 | 0.77448 | 0.50787 | 0.50821 | 0.4799 | 0.42355 | 0.45634 | 0.45062 | 0.42372 | 0.45878 | 0.37416 | 0.40934 | 6 | 2 | 97 | 11223 | 4302 | 6006 | 9039 | 1500 | 2336 | 8265 | 1241 | 1063 | 22839 | 0.98 | 1.04 | 12032.86
6866 | 2 | 287 | 2017-10-14 | 0.60377 | 1 | 0.60377 | 0.60241 | 0.74964 | 0.48466 | 0.48907 | 0.46033 | 0.39928 | 0.43322 | 0.42785 | 0.40388 | 0.44067 | 0.35375 | 0.39104 | 6 | 2 | 98 | 10710 | 4140 | 5761 | 8521 | 1424 | 2218 | 7878 | 1192 | 1005 | 21818 | 0.96 | 1 | 11646.96
6867 | 3 | 287 | 2017-10-14 | 0.59748 | 1 | 0.59748 | 0.59036 | 0.72838 | 0.47149 | 0.47466 | 0.4497 | 0.38325 | 0.41801 | 0.41223 | 0.39137 | 0.42662 | 0.34249 | 0.37878 | 6 | 2 | 99 | 10419 | 4018 | 5628 | 8179 | 1374 | 2137 | 7634 | 1154 | 973 | 21134 | 0.95 | 0.98 | 11316.6
6868 | 4 | 287 | 2017-10-14 | 0.61635 | 1 | 0.61635 | 0.59036 | 0.71262 | 0.46321 | 0.47029 | 0.44323 | 0.3721 | 0.4098 | 0.40355 | 0.38434 | 0.4207 | 0.33685 | 0.37227 | 6 | 2 | 100 | 10236 | 3981 | 5547 | 7941 | 1347 | 2092 | 7497 | 1138 | 957 | 20771 | 0.98 | 0.98 | 11071.73
6869 | 5 | 287 | 2017-10-14 | 0.64151 | 1 | 0.64151 | 0.60843 | 0.70005 | 0.46439 | 0.47088 | 0.44403 | 0.36756 | 0.40858 | 0.40239 | 0.38388 | 0.41959 | 0.33756 | 0.37276 | 6 | 2 | 101 | 10262 | 3986 | 5557 | 7844 | 1343 | 2086 | 7488 | 1135 | 959 | 20798 | 1.02 | 1.01 | 10876.555
6870 | 6 | 287 | 2017-10-14 | 0.71698 | 1 | 0.71698 | 0.6506 | 0.69248 | 0.47289 | 0.48092 | 0.45346 | 0.36774 | 0.41862 | 0.40953 | 0.3927 | 0.4281 | 0.34671 | 0.3814 | 6 | 2 | 102 | 10450 | 4071 | 5675 | 7848 | 1376 | 2123 | 7660 | 1158 | 985 | 21280 | 1.14 | 1.08 | 10758.83
6871 | 7 | 287 | 2017-10-14 | 0.77358 | 1 | 0.77358 | 0.68675 | 0.68725 | 0.49366 | 0.49994 | 0.47471 | 0.37847 | 0.43748 | 0.42766 | 0.409 | 0.44214 | 0.3629 | 0.39805 | 6 | 2 | 103 | 10909 | 4232 | 5941 | 8077 | 1438 | 2217 | 7978 | 1196 | 1031 | 22209 | 1.23 | 1.14 | 10677.68
6872 | 8 | 287 | 2017-10-14 | 0.77987 | 1 | 0.77987 | 0.71687 | 0.67879 | 0.51213 | 0.51837 | 0.48917 | 0.39544 | 0.45573 | 0.44541 | 0.42823 | 0.45656 | 0.38015 | 0.41676 | 6 | 2 | 104 | 11317 | 4388 | 6122 | 8439 | 1498 | 2309 | 8353 | 1235 | 1080 | 23253 | 1.24 | 1.19 | 10546.135
6873 | 9 | 287 | 2017-10-14 | 0.73585 | 1 | 0.73585 | 0.77108 | 0.73509 | 0.53059 | 0.54034 | 0.50827 | 0.40921 | 0.47764 | 0.46508 | 0.4575 | 0.47689 | 0.40056 | 0.44379 | 6 | 2 | 105 | 11725 | 4574 | 6361 | 8733 | 1570 | 2411 | 8924 | 1290 | 1138 | 24761 | 1.17 | 1.28 | 11420.965
6874 | 10 | 287 | 2017-10-14 | 0.67925 | 1 | 0.67925 | 0.74096 | 0.80309 | 0.55267 | 0.56491 | 0.52713 | 0.43095 | 0.50502 | 0.49113 | 0.48831 | 0.49982 | 0.41957 | 0.46621 | 6 | 2 | 106 | 12213 | 4782 | 6597 | 9197 | 1660 | 2546 | 9525 | 1352 | 1192 | 26012 | 1.08 | 1.23 | 12477.48
6875 | 11 | 287 | 2017-10-14 | 0.66667 | 1 | 0.66667 | 0.75301 | 0.84627 | 0.57136 | 0.58133 | 0.54423 | 0.44979 | 0.52084 | 0.51466 | 0.51159 | 0.52052 | 0.434 | 0.48065 | 6 | 2 | 107 | 12626 | 4921 | 6811 | 9599 | 1712 | 2668 | 9979 | 1408 | 1233 | 26818 | 1.06 | 1.25 | 13148.295
6876 | 12 | 287 | 2017-10-14 | 0.6478 | 1 | 0.6478 | 0.73494 | 0.85829 | 0.58299 | 0.59055 | 0.55126 | 0.46446 | 0.53757 | 0.53048 | 0.5302 | 0.53309 | 0.44351 | 0.48805 | 6 | 2 | 108 | 12883 | 4999 | 6899 | 9912 | 1767 | 2750 | 10342 | 1442 | 1260 | 27231 | 1.03 | 1.22 | 13334.96
6877 | 13 | 287 | 2017-10-14 | 0.66667 | 1 | 0.66667 | 0.71084 | 0.83365 | 0.59254 | 0.59705 | 0.55757 | 0.47228 | 0.54731 | 0.54263 | 0.54491 | 0.54418 | 0.45371 | 0.49185 | 6 | 2 | 109 | 13094 | 5054 | 6978 | 10079 | 1799 | 2813 | 10629 | 1472 | 1289 | 27443 | 1.06 | 1.18 | 12952.21
6878 | 14 | 287 | 2017-10-14 | 0.6478 | 1 | 0.6478 | 0.70482 | 0.83998 | 0.60209 | 0.60413 | 0.56284 | 0.47509 | 0.55704 | 0.55382 | 0.55465 | 0.55638 | 0.4685 | 0.49379 | 6 | 2 | 110 | 13305 | 5114 | 7044 | 10139 | 1831 | 2871 | 10819 | 1505 | 1331 | 27551 | 1.03 | 1.17 | 13050.635
6879 | 15 | 287 | 2017-10-14 | 0.62893 | 1 | 0.62893 | 0.69277 | 0.8466 | 0.61377 | 0.61051 | 0.56812 | 0.47383 | 0.56465 | 0.5625 | 0.56444 | 0.5634 | 0.47976 | 0.4961 | 6 | 2 | 111 | 13563 | 5168 | 7110 | 10112 | 1856 | 2916 | 11010 | 1524 | 1363 | 27680 | 1 | 1.15 | 13153.435
6880 | 16 | 287 | 2017-10-14 | 0.67296 | 1 | 0.67296 | 0.69277 | 0.84537 | 0.62368 | 0.61902 | 0.57091 | 0.47374 | 0.57195 | 0.57022 | 0.57516 | 0.57043 | 0.49701 | 0.50026 | 6 | 2 | 112 | 13782 | 5240 | 7145 | 10110 | 1880 | 2956 | 11219 | 1543 | 1412 | 27912 | 1.07 | 1.15 | 13134.275
6881 | 17 | 287 | 2017-10-14 | 0.72327 | 1 | 0.72327 | 0.75301 | 0.83299 | 0.63277 | 0.62682 | 0.57635 | 0.47599 | 0.58169 | 0.57735 | 0.58203 | 0.5793 | 0.50968 | 0.50657 | 6 | 2 | 113 | 13983 | 5306 | 7213 | 10158 | 1912 | 2993 | 11353 | 1567 | 1448 | 28264 | 1.15 | 1.25 | 12941.93
6882 | 18 | 287 | 2017-10-14 | 0.7673 | 1 | 0.7673 | 0.80723 | 0.79767 | 0.63599 | 0.63036 | 0.57715 | 0.47945 | 0.58868 | 0.57851 | 0.58444 | 0.58152 | 0.51637 | 0.51146 | 6 | 2 | 114 | 14054 | 5336 | 7223 | 10232 | 1935 | 2999 | 11400 | 1573 | 1467 | 28537 | 1.22 | 1.34 | 12393.195
6883 | 19 | 287 | 2017-10-14 | 0.77358 | 1 | 0.77358 | 0.83133 | 0.79425 | 0.62526 | 0.62339 | 0.57187 | 0.48151 | 0.58534 | 0.57041 | 0.57864 | 0.57412 | 0.50933 | 0.51386 | 6 | 2 | 115 | 13817 | 5277 | 7157 | 10276 | 1924 | 2957 | 11287 | 1553 | 1447 | 28671 | 1.23 | 1.38 | 12340.135
6884 | 20 | 287 | 2017-10-14 | 0.80503 | 1 | 0.80503 | 0.8494 | 0.85572 | 0.62589 | 0.62989 | 0.57899 | 0.48428 | 0.58199 | 0.5735 | 0.58362 | 0.57782 | 0.50898 | 0.52478 | 6 | 2 | 116 | 13831 | 5332 | 7246 | 10335 | 1913 | 2973 | 11384 | 1563 | 1446 | 29280 | 1.28 | 1.41 | 13295.155
6885 | 21 | 287 | 2017-10-14 | 0.89937 | 1 | 0.89937 | 0.93373 | 0.85805 | 0.62015 | 0.62434 | 0.57899 | 0.49089 | 0.57895 | 0.57234 | 0.5689 | 0.56932 | 0.50405 | 0.51784 | 6 | 2 | 117 | 13704 | 5285 | 7246 | 10476 | 1903 | 2967 | 11097 | 1540 | 1432 | 28893 | 1.43 | 1.55 | 13331.25
6886 | 22 | 287 | 2017-10-14 | 0.88679 | 1 | 0.88679 | 0.90964 | 0.84073 | 0.59666 | 0.5948 | 0.56205 | 0.48643 | 0.55917 | 0.55189 | 0.54276 | 0.5475 | 0.4868 | 0.49985 | 6 | 2 | 118 | 13185 | 5035 | 7034 | 10381 | 1838 | 2861 | 10587 | 1481 | 1383 | 27889 | 1.41 | 1.51 | 13062.215
6887 | 23 | 287 | 2017-10-14 | 0.79874 | 1 | 0.79874 | 0.85542 | 0.82665 | 0.56227 | 0.5596 | 0.53368 | 0.47233 | 0.5254 | 0.52257 | 0.50892 | 0.52163 | 0.45512 | 0.47185 | 6 | 2 | 119 | 12425 | 4737 | 6679 | 10080 | 1727 | 2709 | 9927 | 1411 | 1293 | 26327 | 1.27 | 1.42 | 12843.495
6888 | 24 | 287 | 2017-10-14 | 0.7044 | 1 | 0.7044 | 0.77108 | 0.80437 | 0.52747 | 0.52073 | 0.50084 | 0.4482 | 0.4889 | 0.48823 | 0.47201 | 0.49131 | 0.41851 | 0.44085 | 6 | 2 | 120 | 11656 | 4408 | 6268 | 9565 | 1607 | 2531 | 9207 | 1329 | 1189 | 24597 | 1.12 | 1.28 | 12497.315
6889 | 1 | 288 | 2017-10-15 | 0.76101 | 1 | 0.76101 | 0.71687 | 0.77096 | 0.50475 | 0.49852 | 0.48646 | 0.41952 | 0.47946 | 0.47512 | 0.4291 | 0.46543 | 0.38402 | 0.41905 | 7 | 3 | 121 | 11154 | 4220 | 6088 | 8953 | 1576 | 2463 | 8370 | 1259 | 1091 | 23381 | 1.21 | 1.19 | 11978.235
6890 | 2 | 288 | 2017-10-15 | 0.71698 | 1 | 0.71698 | 0.66867 | 0.74542 | 0.48203 | 0.47726 | 0.4648 | 0.3974 | 0.45452 | 0.45004 | 0.40623 | 0.44547 | 0.35727 | 0.39921 | 7 | 3 | 122 | 10652 | 4040 | 5817 | 8481 | 1494 | 2333 | 7924 | 1205 | 1015 | 22274 | 1.14 | 1.11 | 11581.36
6891 | 3 | 288 | 2017-10-15 | 0.7044 | 1 | 0.7044 | 0.64458 | 0.72049 | 0.46891 | 0.46415 | 0.4533 | 0.38161 | 0.43687 | 0.43268 | 0.39142 | 0.43216 | 0.34249 | 0.38624 | 7 | 3 | 123 | 10362 | 3929 | 5673 | 8144 | 1436 | 2243 | 7635 | 1169 | 973 | 21550 | 1.12 | 1.07 | 11194.145
6892 | 4 | 288 | 2017-10-15 | 0.69811 | 1 | 0.69811 | 0.63253 | 0.6999 | 0.46058 | 0.45989 | 0.44203 | 0.36971 | 0.42683 | 0.42188 | 0.38275 | 0.42366 | 0.33157 | 0.37842 | 7 | 3 | 124 | 10178 | 3893 | 5532 | 7890 | 1403 | 2187 | 7466 | 1146 | 942 | 21114 | 1.11 | 1.05 | 10874.225
6893 | 5 | 288 | 2017-10-15 | 0.69182 | 1 | 0.69182 | 0.63253 | 0.68772 | 0.45801 | 0.45859 | 0.44091 | 0.36296 | 0.4247 | 0.41705 | 0.37958 | 0.42218 | 0.327 | 0.37659 | 7 | 3 | 125 | 10121 | 3882 | 5518 | 7746 | 1396 | 2162 | 7404 | 1142 | 929 | 21012 | 1.1 | 1.05 | 10684.93
6894 | 6 | 288 | 2017-10-15 | 0.7044 | 1 | 0.7044 | 0.68072 | 0.67866 | 0.46135 | 0.46486 | 0.44571 | 0.36048 | 0.42714 | 0.41956 | 0.38414 | 0.42699 | 0.32946 | 0.38122 | 7 | 3 | 126 | 10195 | 3935 | 5578 | 7693 | 1404 | 2175 | 7493 | 1155 | 936 | 21270 | 1.12 | 1.13 | 10544.215
6895 | 7 | 288 | 2017-10-15 | 0.75472 | 1 | 0.75472 | 0.74096 | 0.66367 | 0.47276 | 0.47891 | 0.45801 | 0.36292 | 0.44144 | 0.43056 | 0.39419 | 0.43623 | 0.33615 | 0.39167 | 7 | 3 | 127 | 10447 | 4054 | 5732 | 7745 | 1451 | 2232 | 7689 | 1180 | 955 | 21853 | 1.2 | 1.23 | 10311.225
6896 | 8 | 288 | 2017-10-15 | 0.81761 | 1 | 0.81761 | 0.77711 | 0.63637 | 0.48633 | 0.49746 | 0.47032 | 0.36896 | 0.45634 | 0.44444 | 0.41034 | 0.44584 | 0.35727 | 0.40516 | 7 | 3 | 128 | 10747 | 4211 | 5886 | 7874 | 1500 | 2304 | 8004 | 1206 | 1015 | 22606 | 1.3 | 1.29 | 9887.07
6897 | 9 | 288 | 2017-10-15 | 0.84277 | 1 | 0.84277 | 0.83133 | 0.65776 | 0.5095 | 0.52522 | 0.48989 | 0.37463 | 0.47977 | 0.46508 | 0.4414 | 0.46654 | 0.39036 | 0.43334 | 7 | 3 | 129 | 11259 | 4446 | 6131 | 7995 | 1577 | 2411 | 8610 | 1262 | 1109 | 24178 | 1.34 | 1.38 | 10219.53
6898 | 10 | 288 | 2017-10-15 | 0.8805 | 1 | 0.8805 | 0.85542 | 0.69482 | 0.53444 | 0.55074 | 0.5145 | 0.38784 | 0.50624 | 0.49248 | 0.47831 | 0.49538 | 0.41992 | 0.46081 | 7 | 3 | 130 | 11810 | 4662 | 6439 | 8277 | 1664 | 2553 | 9330 | 1340 | 1193 | 25711 | 1.4 | 1.42 | 10795.295
6899 | 11 | 288 | 2017-10-15 | 0.84906 | 1 | 0.84906 | 0.83133 | 0.7323 | 0.551 | 0.56964 | 0.5332 | 0.40106 | 0.5254 | 0.51582 | 0.50661 | 0.52126 | 0.42555 | 0.48391 | 7 | 3 | 131 | 12176 | 4822 | 6673 | 8559 | 1727 | 2674 | 9882 | 1410 | 1209 | 27000 | 1.35 | 1.38 | 11377.635
6900 | 12 | 288 | 2017-10-15 | 0.8239 | 1 | 0.8239 | 0.78916 | 0.74794 | 0.56439 | 0.58736 | 0.54622 | 0.41179 | 0.54031 | 0.53434 | 0.53553 | 0.54196 | 0.43506 | 0.50297 | 7 | 3 | 132 | 12472 | 4972 | 6836 | 8788 | 1776 | 2770 | 10446 | 1466 | 1236 | 28063 | 1.31 | 1.31 | 11620.63
6901 | 13 | 288 | 2017-10-15 | 0.80503 | 1 | 0.80503 | 0.78916 | 0.74218 | 0.58019 | 0.60366 | 0.55877 | 0.41648 | 0.54761 | 0.54591 | 0.56239 | 0.55564 | 0.44879 | 0.5194 | 7 | 3 | 133 | 12821 | 5110 | 6993 | 8888 | 1800 | 2830 | 10970 | 1503 | 1275 | 28980 | 1.28 | 1.31 | 11531.12
6902 | 14 | 288 | 2017-10-15 | 0.81132 | 1 | 0.81132 | 0.74699 | 0.75233 | 0.59046 | 0.61666 | 0.56372 | 0.41858 | 0.5467 | 0.54688 | 0.58444 | 0.56377 | 0.46287 | 0.53327 | 7 | 3 | 134 | 13048 | 5220 | 7055 | 8933 | 1797 | 2835 | 11400 | 1525 | 1315 | 29754 | 1.29 | 1.24 | 11688.74
6903 | 15 | 288 | 2017-10-15 | 0.76101 | 1 | 0.76101 | 0.74096 | 0.7566 | 0.59585 | 0.62611 | 0.56356 | 0.41952 | 0.54183 | 0.5409 | 0.60715 | 0.56488 | 0.46357 | 0.54568 | 7 | 3 | 135 | 13167 | 5300 | 7053 | 8953 | 1781 | 2804 | 11843 | 1528 | 1317 | 30446 | 1.21 | 1.23 | 11755.12
6904 | 16 | 288 | 2017-10-15 | 0.77358 | 1 | 0.77358 | 0.72892 | 0.75794 | 0.59892 | 0.63461 | 0.56053 | 0.42191 | 0.53544 | 0.53569 | 0.6296 | 0.56303 | 0.46779 | 0.55528 | 7 | 3 | 136 | 13235 | 5372 | 7015 | 9004 | 1760 | 2777 | 12281 | 1523 | 1329 | 30982 | 1.23 | 1.21 | 11775.96
6905 | 17 | 288 | 2017-10-15 | 0.77987 | 1 | 0.77987 | 0.72289 | 0.74929 | 0.60123 | 0.64194 | 0.56133 | 0.425 | 0.53392 | 0.53221 | 0.64688 | 0.56451 | 0.4692 | 0.57028 | 7 | 3 | 137 | 13286 | 5434 | 7025 | 9070 | 1755 | 2759 | 12618 | 1527 | 1333 | 31819 | 1.24 | 1.2 | 11641.495
6906 | 18 | 288 | 2017-10-15 | 0.83648 | 1 | 0.83648 | 0.77108 | 0.72694 | 0.60318 | 0.64737 | 0.55677 | 0.43072 | 0.53757 | 0.53164 | 0.6577 | 0.56118 | 0.47307 | 0.58238 | 7 | 3 | 138 | 13329 | 5480 | 6968 | 9192 | 1767 | 2756 | 12829 | 1518 | 1344 | 32494 | 1.33 | 1.28 | 11294.21
6907 | 19 | 288 | 2017-10-15 | 0.83648 | 1 | 0.83648 | 0.80723 | 0.72784 | 0.59684 | 0.64276 | 0.55166 | 0.43751 | 0.5327 | 0.52739 | 0.65006 | 0.55083 | 0.46639 | 0.5857 | 7 | 3 | 139 | 13189 | 5441 | 6904 | 9337 | 1751 | 2734 | 12680 | 1490 | 1325 | 32679 | 1.33 | 1.34 | 11308.32
6908 | 20 | 288 | 2017-10-15 | 0.90566 | 1 | 0.90566 | 0.8494 | 0.80601 | 0.60598 | 0.65032 | 0.56508 | 0.44586 | 0.53757 | 0.53202 | 0.6519 | 0.55453 | 0.47378 | 0.60251 | 7 | 3 | 140 | 13391 | 5505 | 7072 | 9515 | 1767 | 2758 | 12716 | 1500 | 1346 | 33617 | 1.44 | 1.41 | 12522.705
6909 | 21 | 288 | 2017-10-15 | 0.98742 | 1 | 0.98742 | 0.88554 | 0.81962 | 0.60643 | 0.64312 | 0.57115 | 0.45616 | 0.54366 | 0.53897 | 0.63237 | 0.54861 | 0.47659 | 0.59242 | 7 | 3 | 141 | 13401 | 5444 | 7148 | 9735 | 1787 | 2794 | 12335 | 1484 | 1354 | 33054 | 1.57 | 1.47 | 12734.27
6910 | 22 | 288 | 2017-10-15 | 1 | 1 | 1 | 0.84337 | 0.81392 | 0.58508 | 0.60638 | 0.55166 | 0.45246 | 0.53027 | 0.52373 | 0.59264 | 0.53272 | 0.45618 | 0.56152 | 7 | 3 | 142 | 12929 | 5133 | 6904 | 9656 | 1743 | 2715 | 11560 | 1441 | 1296 | 31330 | 1.59 | 1.4 | 12645.685
6911 | 23 | 288 | 2017-10-15 | 0.91824 | 1 | 0.91824 | 0.74699 | 0.80175 | 0.55227 | 0.56964 | 0.52377 | 0.43939 | 0.50472 | 0.49441 | 0.54168 | 0.50277 | 0.42239 | 0.51989 | 7 | 3 | 143 | 12204 | 4822 | 6555 | 9377 | 1659 | 2563 | 10566 | 1360 | 1200 | 29007 | 1.46 | 1.24 | 12456.54
6912 | 24 | 288 | 2017-10-15 | 0.79245 | 1 | 0.79245 | 0.63855 | 0.77447 | 0.52217 | 0.53219 | 0.49668 | 0.41905 | 0.47916 | 0.46181 | 0.49662 | 0.46913 | 0.38719 | 0.47916 | 7 | 3 | 144 | 11539 | 4505 | 6216 | 8943 | 1575 | 2394 | 9687 | 1269 | 1100 | 26735 | 1.26 | 1.06 | 12032.68
6913 | 1 | 289 | 2017-10-16 | 0.64151 | 1 | 0.64151 | 0.59639 | 0.80131 | 0.49543 | 0.51577 | 0.47863 | 0.39923 | 0.45513 | 0.43654 | 0.4211 | 0.45139 | 0.37311 | 0.42497 | 1 | 1 | 1 | 10948 | 4366 | 5990 | 8520 | 1496 | 2263 | 8214 | 1221 | 1060 | 23711 | 1.02 | 0.99 | 12449.825
6914 | 2 | 289 | 2017-10-16 | 0.60377 | 1 | 0.60377 | 0.57831 | 0.77242 | 0.48244 | 0.499 | 0.46632 | 0.38321 | 0.44387 | 0.4211 | 0.40147 | 0.43771 | 0.35938 | 0.40547 | 1 | 1 | 2 | 10661 | 4224 | 5836 | 8178 | 1459 | 2183 | 7831 | 1184 | 1021 | 22623 | 0.96 | 0.96 | 12000.945
6915 | 3 | 289 | 2017-10-16 | 0.60377 | 1 | 0.60377 | 0.56024 | 0.74901 | 0.47615 | 0.49096 | 0.45961 | 0.37472 | 0.43687 | 0.413 | 0.39029 | 0.42884 | 0.35516 | 0.39428 | 1 | 1 | 3 | 10522 | 4156 | 5752 | 7997 | 1436 | 2141 | 7613 | 1160 | 1009 | 21999 | 0.96 | 0.93 | 11637.225
6916 | 4 | 289 | 2017-10-16 | 0.59119 | 1 | 0.59119 | 0.54819 | 0.73082 | 0.4771 | 0.49415 | 0.45825 | 0.37079 | 0.43626 | 0.4103 | 0.38604 | 0.42662 | 0.35164 | 0.39079 | 1 | 1 | 4 | 10543 | 4183 | 5735 | 7913 | 1434 | 2127 | 7530 | 1154 | 999 | 21804 | 0.94 | 0.91 | 11354.585
6917 | 5 | 289 | 2017-10-16 | 0.62893 | 1 | 0.62893 | 0.54819 | 0.71832 | 0.48697 | 0.50573 | 0.46752 | 0.3714 | 0.44874 | 0.41937 | 0.39465 | 0.43253 | 0.3629 | 0.39962 | 1 | 1 | 5 | 10761 | 4281 | 5851 | 7926 | 1475 | 2174 | 7698 | 1170 | 1031 | 22297 | 1 | 0.91 | 11160.345
6918 | 6 | 289 | 2017-10-16 | 0.69182 | 1 | 0.69182 | 0.56627 | 0.72546 | 0.51914 | 0.54188 | 0.4994 | 0.38372 | 0.48585 | 0.45158 | 0.42531 | 0.45767 | 0.39493 | 0.43077 | 1 | 1 | 6 | 11472 | 4587 | 6250 | 8189 | 1597 | 2341 | 8296 | 1238 | 1122 | 24035 | 1.1 | 0.94 | 11271.335
6919 | 7 | 289 | 2017-10-16 | 0.76101 | 1 | 0.76101 | 0.62651 | 0.7356 | 0.57507 | 0.59917 | 0.55366 | 0.41685 | 0.55035 | 0.50637 | 0.47724 | 0.50166 | 0.45019 | 0.48848 | 1 | 1 | 7 | 12708 | 5072 | 6929 | 8896 | 1809 | 2625 | 9309 | 1357 | 1279 | 27255 | 1.21 | 1.04 | 11428.795
6920 | 8 | 289 | 2017-10-16 | 0.77358 | 1 | 0.77358 | 0.6988 | 0.74366 | 0.61902 | 0.63036 | 0.58857 | 0.46863 | 0.59477 | 0.54282 | 0.50472 | 0.53161 | 0.47026 | 0.51963 | 1 | 1 | 8 | 13679 | 5336 | 7366 | 10001 | 1955 | 2814 | 9845 | 1438 | 1336 | 28993 | 1.23 | 1.16 | 11554.04
6921 | 9 | 289 | 2017-10-16 | 0.72327 | 1 | 0.72327 | 0.73494 | 0.84656 | 0.62313 | 0.63662 | 0.59968 | 0.49735 | 0.60359 | 0.55112 | 0.51107 | 0.54492 | 0.46357 | 0.52994 | 1 | 1 | 9 | 13770 | 5389 | 7505 | 10614 | 1984 | 2857 | 9969 | 1474 | 1317 | 29568 | 1.15 | 1.22 | 13152.805
6922 | 10 | 289 | 2017-10-16 | 0.7044 | 1 | 0.7044 | 0.74096 | 0.91285 | 0.6292 | 0.64146 | 0.60783 | 0.50663 | 0.60967 | 0.55864 | 0.52076 | 0.55675 | 0.45864 | 0.53664 | 1 | 1 | 10 | 13904 | 5430 | 7607 | 10812 | 2004 | 2896 | 10158 | 1506 | 1303 | 29942 | 1.12 | 1.23 | 14182.66
6923 | 11 | 289 | 2017-10-16 | 0.72956 | 1 | 0.72956 | 0.73494 | 0.9624 | 0.63571 | 0.64548 | 0.61518 | 0.51057 | 0.61545 | 0.56732 | 0.5322 | 0.5671 | 0.45547 | 0.54288 | 1 | 1 | 11 | 14048 | 5464 | 7699 | 10896 | 2023 | 2941 | 10381 | 1534 | 1294 | 30290 | 1.16 | 1.22 | 14952.575
6924 | 12 | 289 | 2017-10-16 | 0.67925 | 1 | 0.67925 | 0.74096 | 0.97754 | 0.63775 | 0.64784 | 0.6171 | 0.51492 | 0.61667 | 0.57099 | 0.53445 | 0.57412 | 0.44949 | 0.54494 | 1 | 1 | 12 | 14093 | 5484 | 7723 | 10989 | 2027 | 2960 | 10425 | 1553 | 1277 | 30405 | 1.08 | 1.23 | 15187.805
6925 | 13 | 289 | 2017-10-16 | 0.6478 | 1 | 0.6478 | 0.75904 | 0.95214 | 0.64096 | 0.64607 | 0.61686 | 0.51549 | 0.62002 | 0.57485 | 0.53573 | 0.57449 | 0.45055 | 0.54534 | 1 | 1 | 13 | 14164 | 5469 | 7720 | 11001 | 2038 | 2980 | 10450 | 1554 | 1280 | 30427 | 1.03 | 1.26 | 14793.225
6926 | 14 | 289 | 2017-10-16 | 0.6478 | 1 | 0.6478 | 0.77711 | 0.97576 | 0.64295 | 0.64595 | 0.61822 | 0.5161 | 0.62093 | 0.57909 | 0.53845 | 0.57523 | 0.45019 | 0.54672 | 1 | 1 | 14 | 14208 | 5468 | 7737 | 11014 | 2041 | 3002 | 10503 | 1556 | 1279 | 30504 | 1.03 | 1.29 | 15160.185
6927 | 15 | 289 | 2017-10-16 | 0.66038 | 1 | 0.66038 | 0.79518 | 1 | 0.63879 | 0.64276 | 0.61015 | 0.51633 | 0.61728 | 0.57832 | 0.53881 | 0.57264 | 0.44773 | 0.54655 | 1 | 1 | 15 | 14116 | 5441 | 7636 | 11019 | 2029 | 2998 | 10510 | 1549 | 1272 | 30495 | 1.05 | 1.32 | 15536.75
6928 | 16 | 289 | 2017-10-16 | 0.66038 | 1 | 0.66038 | 0.84337 | 0.99944 | 0.63259 | 0.63981 | 0.60423 | 0.51539 | 0.60907 | 0.57542 | 0.54229 | 0.56821 | 0.4509 | 0.54663 | 1 | 1 | 16 | 13979 | 5416 | 7562 | 10999 | 2002 | 2983 | 10578 | 1537 | 1281 | 30499 | 1.05 | 1.4 | 15528.105
6929 | 17 | 289 | 2017-10-16 | 0.67925 | 1 | 0.67925 | 0.87349 | 0.98608 | 0.63105 | 0.64359 | 0.60104 | 0.50907 | 0.60572 | 0.57407 | 0.54552 | 0.56858 | 0.45864 | 0.54971 | 1 | 1 | 17 | 13945 | 5448 | 7522 | 10864 | 1991 | 2976 | 10641 | 1538 | 1303 | 30671 | 1.08 | 1.45 | 15320.515
6930 | 18 | 289 | 2017-10-16 | 0.73585 | 1 | 0.73585 | 0.95783 | 0.92154 | 0.63187 | 0.65186 | 0.59856 | 0.50555 | 0.60785 | 0.57407 | 0.54998 | 0.56747 | 0.47272 | 0.55331 | 1 | 1 | 18 | 13963 | 5518 | 7491 | 10789 | 1998 | 2976 | 10728 | 1535 | 1343 | 30872 | 1.17 | 1.59 | 14317.695
6931 | 19 | 289 | 2017-10-16 | 0.7673 | 1 | 0.7673 | 0.98193 | 0.8823 | 0.63268 | 0.65989 | 0.59912 | 0.50433 | 0.60694 | 0.57137 | 0.55291 | 0.56969 | 0.48222 | 0.55679 | 1 | 1 | 19 | 13981 | 5586 | 7498 | 10763 | 1995 | 2962 | 10785 | 1541 | 1370 | 31066 | 1.22 | 1.63 | 13708.055
6932 | 20 | 289 | 2017-10-16 | 0.86164 | 1 | 0.86164 | 1 | 0.93549 | 0.64793 | 0.67797 | 0.61207 | 0.50949 | 0.61515 | 0.5787 | 0.56829 | 0.57671 | 0.49842 | 0.57414 | 1 | 1 | 20 | 14318 | 5739 | 7660 | 10873 | 2022 | 3000 | 11085 | 1560 | 1416 | 32034 | 1.37 | 1.66 | 14534.475
6933 | 21 | 289 | 2017-10-16 | 0.88679 | 1 | 0.88679 | 0.99398 | 0.93593 | 0.64721 | 0.67525 | 0.6167 | 0.51563 | 0.61758 | 0.58237 | 0.55747 | 0.57301 | 0.51038 | 0.56398 | 1 | 1 | 21 | 14302 | 5716 | 7718 | 11004 | 2030 | 3019 | 10874 | 1550 | 1450 | 31467 | 1.41 | 1.65 | 14541.295
6934 | 22 | 289 | 2017-10-16 | 0.84906 | 1 | 0.84906 | 0.90964 | 0.9084 | 0.62273 | 0.64595 | 0.59561 | 0.50954 | 0.59751 | 0.56115 | 0.52563 | 0.55009 | 0.49525 | 0.53304 | 1 | 1 | 22 | 13761 | 5468 | 7454 | 10874 | 1964 | 2909 | 10253 | 1488 | 1407 | 29741 | 1.35 | 1.51 | 14113.52
6935 | 23 | 289 | 2017-10-16 | 0.7673 | 1 | 0.7673 | 0.79518 | 0.88374 | 0.58675 | 0.60343 | 0.56101 | 0.48822 | 0.55765 | 0.52334 | 0.48283 | 0.51719 | 0.46287 | 0.49042 | 1 | 1 | 23 | 12966 | 5108 | 7021 | 10419 | 1833 | 2713 | 9418 | 1399 | 1315 | 27363 | 1.22 | 1.32 | 13730.465
6936 | 24 | 289 | 2017-10-16 | 0.6478 | 1 | 0.6478 | 0.68675 | 0.84359 | 0.54942 | 0.5661 | 0.52705 | 0.45485 | 0.51932 | 0.48611 | 0.4414 | 0.47874 | 0.43013 | 0.45108 | 1 | 1 | 24 | 12141 | 4792 | 6596 | 9707 | 1707 | 2520 | 8610 | 1295 | 1222 | 25168 | 1.03 | 1.14 | 13106.685
6937 | 1 | 290 | 2017-10-17 | 0.58491 | 1 | 0.58491 | 0.64458 | 0.80131 | 0.52647 | 0.55511 | 0.50228 | 0.42097 | 0.49346 | 0.4564 | 0.41003 | 0.4536 | 0.40338 | 0.42059 | 2 | 1 | 25 | 11634 | 4699 | 6286 | 8984 | 1622 | 2366 | 7998 | 1227 | 1146 | 23467 | 0.93 | 1.07 | 12449.825
6938 | 2 | 290 | 2017-10-17 | 0.54717 | 1 | 0.54717 | 0.62048 | 0.77242 | 0.51312 | 0.5446 | 0.48813 | 0.39975 | 0.4746 | 0.44059 | 0.3986 | 0.4414 | 0.39 | 0.40584 | 2 | 1 | 26 | 11339 | 4610 | 6109 | 8531 | 1560 | 2284 | 7775 | 1194 | 1108 | 22644 | 0.87 | 1.03 | 12000.945
6939 | 3 | 290 | 2017-10-17 | 0.54088 | 1 | 0.54088 | 0.60843 | 0.74901 | 0.50575 | 0.5381 | 0.48174 | 0.38681 | 0.46395 | 0.43171 | 0.3948 | 0.4366 | 0.3893 | 0.39928 | 2 | 1 | 27 | 11176 | 4555 | 6029 | 8255 | 1525 | 2238 | 7701 | 1181 | 1106 | 22278 | 0.86 | 1.01 | 11637.225
6940 | 4 | 290 | 2017-10-17 | 0.54717 | 1 | 0.54717 | 0.62048 | 0.73082 | 0.5105 | 0.54318 | 0.4807 | 0.37955 | 0.4606 | 0.42959 | 0.39778 | 0.43475 | 0.39106 | 0.39887 | 2 | 1 | 28 | 11281 | 4598 | 6016 | 8100 | 1514 | 2227 | 7759 | 1176 | 1111 | 22255 | 0.87 | 1.03 | 11354.585
6941 | 5 | 290 | 2017-10-17 | 0.57862 | 1 | 0.57862 | 0.63855 | 0.71832 | 0.52172 | 0.55913 | 0.48973 | 0.37786 | 0.47125 | 0.43731 | 0.41254 | 0.44177 | 0.40514 | 0.41007 | 2 | 1 | 29 | 11529 | 4733 | 6129 | 8064 | 1549 | 2267 | 8047 | 1195 | 1151 | 22880 | 0.92 | 1.06 | 11160.345
6942 | 6 | 290 | 2017-10-17 | 0.6478 | 1 | 0.6478 | 0.69277 | 0.72546 | 0.55679 | 0.59669 | 0.5193 | 0.38752 | 0.50715 | 0.4701 | 0.45104 | 0.47024 | 0.4428 | 0.44538 | 2 | 1 | 30 | 12304 | 5051 | 6499 | 8270 | 1667 | 2437 | 8798 | 1272 | 1258 | 24850 | 1.03 | 1.15 | 11271.335
6943 | 7 | 290 | 2017-10-17 | 0.71069 | 1 | 0.71069 | 0.75904 | 0.7356 | 0.61978 | 0.65647 | 0.57531 | 0.4176 | 0.57195 | 0.52643 | 0.51143 | 0.51349 | 0.50334 | 0.50634 | 2 | 1 | 31 | 13696 | 5557 | 7200 | 8912 | 1880 | 2729 | 9976 | 1389 | 1430 | 28251 | 1.13 | 1.26 | 11428.795
6944 | 8 | 290 | 2017-10-17 | 0.73585 | 1 | 0.73585 | 0.74699 | 0.74366 | 0.65621 | 0.68423 | 0.60591 | 0.46544 | 0.61272 | 0.55883 | 0.54183 | 0.54048 | 0.52165 | 0.53707 | 2 | 1 | 32 | 14501 | 5792 | 7583 | 9933 | 2014 | 2897 | 10569 | 1462 | 1482 | 29966 | 1.17 | 1.24 | 11554.04
6945 | 9 | 290 | 2017-10-17 | 0.71698 | 1 | 0.71698 | 0.71084 | 0.84656 | 0.65544 | 0.67608 | 0.61079 | 0.49 | 0.61515 | 0.55999 | 0.53471 | 0.54787 | 0.50158 | 0.53557 | 2 | 1 | 33 | 14484 | 5723 | 7644 | 10457 | 2022 | 2903 | 10430 | 1482 | 1425 | 29882 | 1.14 | 1.18 | 13152.805
6946 | 10 | 290 | 2017-10-17 | 0.69811 | 1 | 0.69811 | 0.6988 | 0.91285 | 0.65042 | 0.66426 | 0.61326 | 0.50204 | 0.61667 | 0.56173 | 0.5262 | 0.55564 | 0.48328 | 0.52935 | 2 | 1 | 34 | 14373 | 5623 | 7675 | 10714 | 2027 | 2912 | 10264 | 1503 | 1373 | 29535 | 1.11 | 1.16 | 14182.66
6947 | 11 | 290 | 2017-10-17 | 0.7044 | 1 | 0.7044 | 0.72289 | 0.9624 | 0.6473 | 0.65848 | 0.61518 | 0.50813 | 0.6188 | 0.56597 | 0.51866 | 0.55933 | 0.46287 | 0.526 | 2 | 1 | 35 | 14304 | 5574 | 7699 | 10844 | 2034 | 2934 | 10117 | 1513 | 1315 | 29348 | 1.12 | 1.2 | 14952.575
6948 | 12 | 290 | 2017-10-17 | 0.67925 | 1 | 0.67925 | 0.72289 | 0.97754 | 0.64137 | 0.65505 | 0.61326 | 0.51436 | 0.61424 | 0.56617 | 0.51266 | 0.56118 | 0.44632 | 0.52211 | 2 | 1 | 36 | 14173 | 5545 | 7675 | 10977 | 2019 | 2935 | 10000 | 1518 | 1268 | 29131 | 1.08 | 1.2 | 15187.805
6949 | 13 | 290 | 2017-10-17 | 0.62264 | 1 | 0.62264 | 0.6988 | 0.95214 | 0.63816 | 0.64666 | 0.61063 | 0.51722 | 0.61454 | 0.5679 | 0.50646 | 0.56377 | 0.43928 | 0.51876 | 2 | 1 | 37 | 14102 | 5474 | 7642 | 11038 | 2020 | 2944 | 9879 | 1525 | 1248 | 28944 | 0.99 | 1.16 | 14793.225
6950 | 14 | 290 | 2017-10-17 | 0.63522 | 1 | 0.63522 | 0.6988 | 0.97576 | 0.64024 | 0.63957 | 0.61175 | 0.5183 | 0.61363 | 0.57195 | 0.5039 | 0.56673 | 0.43435 | 0.51824 | 2 | 1 | 38 | 14148 | 5414 | 7656 | 11061 | 2017 | 2965 | 9829 | 1533 | 1234 | 28915 | 1.01 | 1.16 | 15160.185
6951 | 15 | 290 | 2017-10-17 | 0.65409 | 1 | 0.65409 | 0.70482 | 1 | 0.63282 | 0.63107 | 0.60615 | 0.52134 | 0.60846 | 0.57292 | 0.50067 | 0.56599 | 0.42731 | 0.51743 | 2 | 1 | 39 | 13984 | 5342 | 7586 | 11126 | 2000 | 2970 | 9766 | 1531 | 1214 | 28870 | 1.04 | 1.17 | 15536.75
6952 | 16 | 290 | 2017-10-17 | 0.67925 | 1 | 0.67925 | 0.72289 | 0.99944 | 0.62766 | 0.62812 | 0.59776 | 0.51956 | 0.59811 | 0.57022 | 0.50313 | 0.56303 | 0.42943 | 0.51804 | 2 | 1 | 40 | 13870 | 5317 | 7481 | 11088 | 1966 | 2956 | 9814 | 1523 | 1220 | 28904 | 1.08 | 1.2 | 15528.105
6953 | 17 | 290 | 2017-10-17 | 0.73585 | 1 | 0.73585 | 0.78313 | 0.98608 | 0.6258 | 0.62788 | 0.59345 | 0.51432 | 0.59477 | 0.57002 | 0.50907 | 0.56229 | 0.43647 | 0.52367 | 2 | 1 | 41 | 13829 | 5315 | 7427 | 10976 | 1955 | 2955 | 9930 | 1521 | 1240 | 29218 | 1.17 | 1.3 | 15320.515
6954 | 18 | 290 | 2017-10-17 | 0.79874 | 1 | 0.79874 | 0.81325 | 0.92154 | 0.62436 | 0.63863 | 0.59241 | 0.51029 | 0.59872 | 0.57079 | 0.51994 | 0.5634 | 0.4516 | 0.53272 | 2 | 1 | 42 | 13797 | 5406 | 7414 | 10890 | 1968 | 2959 | 10142 | 1524 | 1283 | 29723 | 1.27 | 1.35 | 14317.695
6955 | 19 | 290 | 2017-10-17 | 0.83648 | 1 | 0.83648 | 0.8494 | 0.8823 | 0.62635 | 0.64666 | 0.59505 | 0.50668 | 0.59933 | 0.56944 | 0.53542 | 0.56377 | 0.46216 | 0.54469 | 2 | 1 | 43 | 13841 | 5474 | 7447 | 10813 | 1970 | 2952 | 10444 | 1525 | 1313 | 30391 | 1.33 | 1.41 | 13708.055
6956 | 20 | 290 | 2017-10-17 | 0.91824 | 1 | 0.91824 | 0.90361 | 0.93549 | 0.64599 | 0.66852 | 0.60615 | 0.50893 | 0.61241 | 0.57986 | 0.55168 | 0.56969 | 0.4861 | 0.55799 | 2 | 1 | 44 | 14275 | 5659 | 7586 | 10861 | 2013 | 3006 | 10761 | 1541 | 1381 | 31133 | 1.46 | 1.5 | 14534.475
6957 | 21 | 290 | 2017-10-17 | 0.91195 | 1 | 0.91195 | 0.93976 | 0.93593 | 0.64608 | 0.66911 | 0.60775 | 0.51764 | 0.61545 | 0.58372 | 0.54711 | 0.56488 | 0.49842 | 0.55261 | 2 | 1 | 45 | 14277 | 5664 | 7606 | 11047 | 2023 | 3026 | 10672 | 1528 | 1416 | 30833 | 1.45 | 1.56 | 14541.295
6958 | 22 | 290 | 2017-10-17 | 0.89308 | 1 | 0.89308 | 0.89759 | 0.9084 | 0.62512 | 0.64584 | 0.59009 | 0.51225 | 0.59446 | 0.56308 | 0.52286 | 0.54603 | 0.4861 | 0.52766 | 2 | 1 | 46 | 13814 | 5467 | 7385 | 10932 | 1954 | 2919 | 10199 | 1477 | 1381 | 29441 | 1.42 | 1.49 | 14113.52
6959 | 23 | 290 | 2017-10-17 | 0.7673 | 1 | 0.7673 | 0.8012 | 0.88374 | 0.58829 | 0.60425 | 0.55573 | 0.48976 | 0.5543 | 0.52604 | 0.48606 | 0.51201 | 0.45195 | 0.48748 | 2 | 1 | 47 | 13000 | 5115 | 6955 | 10452 | 1822 | 2727 | 9481 | 1385 | 1284 | 27199 | 1.22 | 1.33 | 13730.465
6960 | 24 | 290 | 2017-10-17 | 0.69182 | 1 | 0.69182 | 0.69277 | 0.84359 | 0.55213 | 0.56881 | 0.52161 | 0.45602 | 0.51628 | 0.48746 | 0.45094 | 0.47763 | 0.41746 | 0.44988 | 2 | 1 | 48 | 12201 | 4815 | 6528 | 9732 | 1697 | 2527 | 8796 | 1292 | 1186 | 25101 | 1.1 | 1.15 | 13106.685
6961 | 1 | 291 | 2017-10-18 | 0.61635 | 1 | 0.61635 | 0.64458 | 0.80131 | 0.52444 | 0.56161 | 0.49165 | 0.42285 | 0.48798 | 0.45563 | 0.41946 | 0.45508 | 0.3988 | 0.41631 | 3 | 1 | 49 | 11589 | 4754 | 6153 | 9024 | 1604 | 2362 | 8182 | 1231 | 1133 | 23228 | 0.98 | 1.07 | 12449.825
6962 | 2 | 291 | 2017-10-18 | 0.61006 | 1 | 0.61006 | 0.62048 | 0.77242 | 0.51059 | 0.54991 | 0.47783 | 0.40003 | 0.47003 | 0.44001 | 0.40793 | 0.44177 | 0.38895 | 0.40208 | 3 | 1 | 50 | 11283 | 4655 | 5980 | 8537 | 1545 | 2281 | 7957 | 1195 | 1105 | 22434 | 0.97 | 1.03 | 12000.945
6963 | 3 | 291 | 2017-10-18 | 0.59748 | 1 | 0.59748 | 0.62048 | 0.74901 | 0.50593 | 0.54743 | 0.47159 | 0.38606 | 0.45908 | 0.43056 | 0.40546 | 0.4366 | 0.38684 | 0.39536 | 3 | 1 | 51 | 11180 | 4634 | 5902 | 8239 | 1509 | 2232 | 7909 | 1181 | 1099 | 22059 | 0.95 | 1.03 | 11637.225
6964 | 4 | 291 | 2017-10-18 | 0.58491 | 1 | 0.58491 | 0.62048 | 0.73082 | 0.50769 | 0.55334 | 0.4684 | 0.37758 | 0.45421 | 0.42785 | 0.40716 | 0.43586 | 0.38895 | 0.3953 | 3 | 1 | 52 | 11219 | 4684 | 5862 | 8058 | 1493 | 2218 | 7942 | 1179 | 1105 | 22056 | 0.93 | 1.03 | 11354.585
6965 | 5 | 291 | 2017-10-18 | 0.60377 | 1 | 0.60377 | 0.64458 | 0.71832 | 0.51901 | 0.56834 | 0.47735 | 0.37552 | 0.46425 | 0.43519 | 0.4232 | 0.44177 | 0.40303 | 0.4067 | 3 | 1 | 53 | 11469 | 4811 | 5974 | 8014 | 1526 | 2256 | 8255 | 1195 | 1145 | 22692 | 0.96 | 1.07 | 11160.345
6966 | 6 | 291 | 2017-10-18 | 0.67296 | 1 | 0.67296 | 0.6988 | 0.72546 | 0.55435 | 0.60969 | 0.50739 | 0.38405 | 0.50015 | 0.46721 | 0.46304 | 0.46876 | 0.43823 | 0.4414 | 3 | 1 | 54 | 12250 | 5161 | 6350 | 8196 | 1644 | 2422 | 9032 | 1268 | 1245 | 24628 | 1.07 | 1.16 | 11271.335
6967 | 7 | 291 | 2017-10-18 | 0.73585 | 1 | 0.73585 | 0.77108 | 0.7356 | 0.6168 | 0.67041 | 0.56245 | 0.41348 | 0.56739 | 0.52257 | 0.52522 | 0.51238 | 0.50018 | 0.50015 | 3 | 1 | 55 | 13630 | 5675 | 7039 | 8824 | 1865 | 2709 | 10245 | 1386 | 1421 | 27906 | 1.17 | 1.28 | 11428.795
6968 | 8 | 291 | 2017-10-18 | 0.74214 | 1 | 0.74214 | 0.78313 | 0.74366 | 0.65038 | 0.69273 | 0.59648 | 0.46057 | 0.60724 | 0.55556 | 0.55183 | 0.54048 | 0.51496 | 0.52946 | 3 | 1 | 56 | 14372 | 5864 | 7465 | 9829 | 1996 | 2880 | 10764 | 1462 | 1463 | 29541 | 1.18 | 1.3 | 11554.04
6969 | 9 | 291 | 2017-10-18 | 0.74843 | 1 | 0.74843 | 0.74699 | 0.84656 | 0.64517 | 0.67785 | 0.60112 | 0.48583 | 0.60937 | 0.5571 | 0.5406 | 0.54935 | 0.49525 | 0.52666 | 3 | 1 | 57 | 14257 | 5738 | 7523 | 10368 | 2003 | 2888 | 10545 | 1486 | 1407 | 29385 | 1.19 | 1.24 | 13152.805
6970 | 10 | 291 | 2017-10-18 | 0.71698 | 1 | 0.71698 | 0.72892 | 0.91285 | 0.64291 | 0.66131 | 0.60392 | 0.49955 | 0.61241 | 0.55903 | 0.52774 | 0.55896 | 0.47272 | 0.52015 | 3 | 1 | 58 | 14207 | 5598 | 7558 | 10661 | 2013 | 2898 | 10294 | 1512 | 1343 | 29022 | 1.14 | 1.21 | 14182.66
6971 | 11 | 291 | 2017-10-18 | 0.71698 | 1 | 0.71698 | 0.71084 | 0.9624 | 0.63888 | 0.65162 | 0.60943 | 0.5093 | 0.61637 | 0.56385 | 0.51717 | 0.56599 | 0.44843 | 0.51718 | 3 | 1 | 59 | 14118 | 5516 | 7627 | 10869 | 2026 | 2923 | 10088 | 1531 | 1274 | 28856 | 1.14 | 1.18 | 14952.575
6972 | 12 | 291 | 2017-10-18 | 0.69811 | 1 | 0.69811 | 0.68072 | 0.97754 | 0.63182 | 0.6417 | 0.60919 | 0.519 | 0.61272 | 0.56559 | 0.50825 | 0.57043 | 0.42943 | 0.51363 | 3 | 1 | 60 | 13962 | 5432 | 7624 | 11076 | 2014 | 2932 | 9914 | 1543 | 1220 | 28658 | 1.11 | 1.13 | 15187.805
6973 | 13 | 291 | 2017-10-18 | 0.63522 | 1 | 0.63522 | 0.6506 | 0.95214 | 0.62983 | 0.63355 | 0.60847 | 0.52462 | 0.61424 | 0.56829 | 0.50333 | 0.57375 | 0.42063 | 0.51051 | 3 | 1 | 61 | 13918 | 5363 | 7615 | 11196 | 2019 | 2946 | 9818 | 1552 | 1195 | 28484 | 1.01 | 1.08 | 14793.225
6974 | 14 | 291 | 2017-10-18 | 0.61635 | 1 | 0.61635 | 0.63253 | 0.97576 | 0.63227 | 0.628 | 0.61247 | 0.52725 | 0.61393 | 0.57215 | 0.5019 | 0.57708 | 0.4164 | 0.51152 | 3 | 1 | 62 | 13972 | 5316 | 7665 | 11252 | 2018 | 2966 | 9790 | 1561 | 1183 | 28540 | 0.98 | 1.05 | 15160.185
6975 | 15 | 291 | 2017-10-18 | 0.61635 | 1 | 0.61635 | 0.65663 | 1 | 0.62843 | 0.62091 | 0.60807 | 0.53207 | 0.61089 | 0.57427 | 0.50113 | 0.57634 | 0.41253 | 0.51159 | 3 | 1 | 63 | 13887 | 5256 | 7610 | 11355 | 2008 | 2977 | 9775 | 1559 | 1172 | 28544 | 0.98 | 1.09 | 15536.75
6976 | 16 | 291 | 2017-10-18 | 0.64151 | 1 | 0.64151 | 0.68072 | 0.99944 | 0.6234 | 0.61784 | 0.59984 | 0.53179 | 0.60389 | 0.57195 | 0.50395 | 0.57227 | 0.41535 | 0.51345 | 3 | 1 | 64 | 13776 | 5230 | 7507 | 11349 | 1985 | 2965 | 9830 | 1548 | 1180 | 28648 | 1.02 | 1.13 | 15528.105
6977 | 17 | 291 | 2017-10-18 | 0.66667 | 1 | 0.66667 | 0.72892 | 0.98608 | 0.62531 | 0.61985 | 0.59537 | 0.5287 | 0.60024 | 0.57215 | 0.5102 | 0.57745 | 0.42309 | 0.51989 | 3 | 1 | 65 | 13818 | 5247 | 7451 | 11283 | 1973 | 2966 | 9952 | 1562 | 1202 | 29007 | 1.06 | 1.21 | 15320.515
6978 | 18 | 291 | 2017-10-18 | 0.68553 | 1 | 0.68553 | 0.77711 | 0.92154 | 0.6254 | 0.62776 | 0.59097 | 0.52547 | 0.60116 | 0.56983 | 0.51994 | 0.57043 | 0.43752 | 0.52799 | 3 | 1 | 66 | 13820 | 5314 | 7396 | 11214 | 1976 | 2954 | 10142 | 1543 | 1243 | 29459 | 1.09 | 1.29 | 14317.695
6979 | 19 | 291 | 2017-10-18 | 0.7044 | 1 | 0.7044 | 0.79518 | 0.8823 | 0.62517 | 0.63674 | 0.59041 | 0.51961 | 0.59751 | 0.56481 | 0.52845 | 0.56562 | 0.44562 | 0.5393 | 3 | 1 | 67 | 13815 | 5390 | 7389 | 11089 | 1964 | 2928 | 10308 | 1530 | 1266 | 30090 | 1.12 | 1.32 | 13708.055
6980 | 20 | 291 | 2017-10-18 | 0.7673 | 1 | 0.7673 | 0.8494 | 0.93549 | 0.64191 | 0.65222 | 0.60719 | 0.51731 | 0.60663 | 0.57446 | 0.54229 | 0.57116 | 0.46744 | 0.54777 | 3 | 1 | 68 | 14185 | 5521 | 7599 | 11040 | 1994 | 2978 | 10578 | 1545 | 1328 | 30563 | 1.22 | 1.41 | 14534.475
6981 | 21 | 291 | 2017-10-18 | 0.83648 | 1 | 0.83648 | 0.89759 | 0.93593 | 0.64209 | 0.65588 | 0.60903 | 0.52631 | 0.61485 | 0.576 | 0.53645 | 0.56673 | 0.48011 | 0.54184 | 3 | 1 | 69 | 14189 | 5552 | 7622 | 11232 | 2021 | 2986 | 10464 | 1533 | 1364 | 30232 | 1.33 | 1.49 | 14541.295
6982 | 22 | 291 | 2017-10-18 | 0.8239 | 1 | 0.8239 | 0.87349 | 0.9084 | 0.62196 | 0.63272 | 0.58913 | 0.51788 | 0.59355 | 0.55421 | 0.51066 | 0.54603 | 0.4692 | 0.51691 | 3 | 1 | 70 | 13744 | 5356 | 7373 | 11052 | 1951 | 2873 | 9961 | 1477 | 1333 | 28841 | 1.31 | 1.45 | 14113.52
6983 | 23 | 291 | 2017-10-18 | 0.77358 | 1 | 0.77358 | 0.75904 | 0.88374 | 0.58286 | 0.59126 | 0.55022 | 0.49337 | 0.55096 | 0.51794 | 0.47196 | 0.51017 | 0.4333 | 0.477 | 3 | 1 | 71 | 12880 | 5005 | 6886 | 10529 | 1811 | 2685 | 9206 | 1380 | 1231 | 26614 | 1.23 | 1.26 | 13730.465
6984 | 24 | 291 | 2017-10-18 | 0.7044 | 1 | 0.7044 | 0.68072 | 0.84359 | 0.5477 | 0.55629 | 0.51442 | 0.45757 | 0.51202 | 0.47897 | 0.43351 | 0.47763 | 0.39599 | 0.43925 | 3 | 1 | 72 | 12103 | 4709 | 6438 | 9765 | 1683 | 2483 | 8456 | 1292 | 1125 | 24508 | 1.12 | 1.13 | 13106.685
6985 | 1 | 292 | 2017-10-19 | 0.6478 | 1 | 0.6478 | 0.63253 | 0.80131 | 0.52073 | 0.52676 | 0.48893 | 0.42388 | 0.48646 | 0.44541 | 0.41331 | 0.44621 | 0.37663 | 0.40796 | 4 | 1 | 73 | 11507 | 4459 | 6119 | 9046 | 1599 | 2309 | 8062 | 1207 | 1070 | 22762 | 1.03 | 1.05 | 12449.825
6986 | 2 | 292 | 2017-10-19 | 0.59748 | 1 | 0.59748 | 0.61446 | 0.77242 | 0.50701 | 0.51707 | 0.47295 | 0.4012 | 0.4679 | 0.42882 | 0.40018 | 0.43253 | 0.3629 | 0.39195 | 4 | 1 | 74 | 11204 | 4377 | 5919 | 8562 | 1538 | 2223 | 7806 | 1170 | 1031 | 21869 | 0.95 | 1.02 | 12000.945
6987 | 3 | 292 | 2017-10-19 | 0.57862 | 1 | 0.57862 | 0.59639 | 0.74901 | 0.50068 | 0.51412 | 0.46568 | 0.38733 | 0.45543 | 0.41898 | 0.39613 | 0.4244 | 0.36114 | 0.38419 | 4 | 1 | 75 | 11064 | 4352 | 5828 | 8266 | 1497 | 2172 | 7727 | 1148 | 1026 | 21436 | 0.92 | 0.99 | 11637.225
6988 | 4 | 292 | 2017-10-19 | 0.58491 | 1 | 0.58491 | 0.61446 | 0.73082 | 0.50131 | 0.51695 | 0.46241 | 0.37885 | 0.45148 | 0.41474 | 0.39762 | 0.42218 | 0.36536 | 0.3826 | 4 | 1 | 76 | 11078 | 4376 | 5787 | 8085 | 1484 | 2150 | 7756 | 1142 | 1038 | 21347 | 0.93 | 1.02 | 11354.585
6989 | 5 | 292 | 2017-10-19 | 0.58491 | 1 | 0.58491 | 0.62048 | 0.71832 | 0.51249 | 0.53196 | 0.47095 | 0.3759 | 0.4606 | 0.42245 | 0.41059 | 0.42921 | 0.37628 | 0.39172 | 4 | 1 | 77 | 11325 | 4503 | 5894 | 8022 | 1514 | 2190 | 8009 | 1161 | 1069 | 21856 | 0.93 | 1.03 | 11160.345
6990 | 6 | 292 | 2017-10-19 | 0.61635 | 1 | 0.61635 | 0.6747 | 0.72546 | 0.54661 | 0.57023 | 0.50004 | 0.38471 | 0.49528 | 0.45197 | 0.44586 | 0.45471 | 0.41007 | 0.42414 | 4 | 1 | 78 | 12079 | 4827 | 6258 | 8210 | 1628 | 2343 | 8697 | 1230 | 1165 | 23665 | 0.98 | 1.12 | 11271.335
6991 | 7 | 292 | 2017-10-19 | 0.67296 | 1 | 0.67296 | 0.75904 | 0.7356 | 0.60716 | 0.62942 | 0.55334 | 0.41455 | 0.55887 | 0.50444 | 0.50625 | 0.49464 | 0.4685 | 0.48232 | 4 | 1 | 79 | 13417 | 5328 | 6925 | 8847 | 1837 | 2615 | 9875 | 1338 | 1331 | 26911 | 1.07 | 1.26 | 11428.795
6992 | 8 | 292 | 2017-10-19 | 0.72327 | 1 | 0.72327 | 0.74699 | 0.74366 | 0.64114 | 0.65682 | 0.58474 | 0.46296 | 0.60024 | 0.53665 | 0.53225 | 0.52126 | 0.48046 | 0.51232 | 4 | 1 | 80 | 14168 | 5560 | 7318 | 9880 | 1973 | 2782 | 10382 | 1410 | 1365 | 28585 | 1.15 | 1.24 | 11554.04
6993 | 9 | 292 | 2017-10-19 | 0.75472 | 1 | 0.75472 | 0.71084 | 0.84656 | 0.63793 | 0.64784 | 0.59065 | 0.48948 | 0.60207 | 0.5407 | 0.52261 | 0.53272 | 0.46885 | 0.51454 | 4 | 1 | 81 | 14097 | 5484 | 7392 | 10446 | 1979 | 2803 | 10194 | 1441 | 1332 | 28709 | 1.2 | 1.18 | 13152.805
6994 | 10 | 292 | 2017-10-19 | 0.79245 | 1 | 0.79245 | 0.6747 | 0.91285 | 0.6387 | 0.63662 | 0.59976 | 0.50218 | 0.60846 | 0.54649 | 0.51482 | 0.54566 | 0.45547 | 0.51472 | 4 | 1 | 82 | 14114 | 5389 | 7506 | 10717 | 2000 | 2833 | 10042 | 1476 | 1294 | 28719 | 1.26 | 1.12 | 14182.66
6995 | 11 | 292 | 2017-10-19 | 0.73585 | 1 | 0.73585 | 0.6506 | 0.9624 | 0.63734 | 0.63119 | 0.60775 | 0.51075 | 0.61515 | 0.55575 | 0.51066 | 0.55675 | 0.44069 | 0.51756 | 4 | 1 | 83 | 14084 | 5343 | 7606 | 10900 | 2022 | 2881 | 9961 | 1506 | 1252 | 28877 | 1.17 | 1.08 | 14952.575
6996 | 12 | 292 | 2017-10-19 | 0.72327 | 1 | 0.72327 | 0.61446 | 0.97754 | 0.63232 | 0.62753 | 0.61007 | 0.51933 | 0.61515 | 0.56134 | 0.50795 | 0.56525 | 0.43083 | 0.51815 | 4 | 1 | 84 | 13973 | 5312 | 7635 | 11083 | 2022 | 2910 | 9908 | 1529 | 1224 | 28910 | 1.15 | 1.02 | 15187.805
6997 | 13 | 292 | 2017-10-19 | 0.71069 | 1 | 0.71069 | 0.63855 | 0.95214 | 0.63132 | 0.62351 | 0.61183 | 0.52359 | 0.6188 | 0.56655 | 0.50687 | 0.56969 | 0.42696 | 0.51718 | 4 | 1 | 85 | 13951 | 5278 | 7657 | 11174 | 2034 | 2937 | 9887 | 1541 | 1213 | 28856 | 1.13 | 1.06 | 14793.225
6998 | 14 | 292 | 2017-10-19 | 0.69182 | 1 | 0.69182 | 0.62048 | 0.97576 | 0.63399 | 0.6228 | 0.61718 | 0.52631 | 0.62002 | 0.57427 | 0.50882 | 0.57486 | 0.43119 | 0.52017 | 4 | 1 | 86 | 14010 | 5272 | 7724 | 11232 | 2038 | 2977 | 9925 | 1555 | 1225 | 29023 | 1.1 | 1.03 | 15160.185
6999 | 15 | 292 | 2017-10-19 | 0.67296 | 1 | 0.67296 | 0.62048 | 1 | 0.63128 | 0.61772 | 0.61422 | 0.53147 | 0.61789 | 0.57658 | 0.51025 | 0.5756 | 0.43083 | 0.52012 | 4 | 1 | 87 | 13950 | 5229 | 7687 | 11342 | 2031 | 2989 | 9953 | 1557 | 1224 | 29020 | 1.07 | 1.03 | 15536.75
7000 | 16 | 292 | 2017-10-19 | 0.68553 | 1 | 0.68553 | 0.63253 | 0.99944 | 0.62626 | 0.61807 | 0.60799 | 0.53123 | 0.60967 | 0.57427 | 0.51425 | 0.5756 | 0.43471 | 0.52048 | 4 | 1 | 88 | 13839 | 5232 | 7609 | 11337 | 2004 | 2977 | 10031 | 1557 | 1235 | 29040 | 1.09 | 1.05 | 15528.105
7001 | 17 | 292 | 2017-10-19 | 0.66667 | 1 | 0.66667 | 0.71084 | 0.98608 | 0.62725 | 0.61796 | 0.60288 | 0.52954 | 0.60846 | 0.576 | 0.52015 | 0.57486 | 0.44421 | 0.52576 | 4 | 1 | 89 | 13861 | 5231 | 7545 | 11301 | 2000 | 2986 | 10146 | 1555 | 1262 | 29335 | 1.06 | 1.18 | 15320.515
7002 | 18 | 292 | 2017-10-19 | 0.69811 | 1 | 0.69811 | 0.71687 | 0.92154 | 0.6258 | 0.62245 | 0.59832 | 0.5272 | 0.61089 | 0.57581 | 0.52563 | 0.57153 | 0.44984 | 0.53195 | 4 | 1 | 90 | 13829 | 5269 | 7488 | 11251 | 2008 | 2985 | 10253 | 1546 | 1278 | 29680 | 1.11 | 1.19 | 14317.695
7003 | 19 | 292 | 2017-10-19 | 0.72327 | 1 | 0.72327 | 0.76506 | 0.8823 | 0.62499 | 0.62823 | 0.59545 | 0.52153 | 0.60542 | 0.57022 | 0.53112 | 0.56562 | 0.45829 | 0.54155 | 4 | 1 | 91 | 13811 | 5318 | 7452 | 11130 | 1990 | 2956 | 10360 | 1530 | 1302 | 30216 | 1.15 | 1.27 | 13708.055
7004 | 20 | 292 | 2017-10-19 | 0.78616 | 1 | 0.78616 | 0.80723 | 0.93549 | 0.64019 | 0.64702 | 0.60887 | 0.52097 | 0.61728 | 0.57581 | 0.54378 | 0.57043 | 0.47624 | 0.55242 | 4 | 1 | 92 | 14147 | 5477 | 7620 | 11118 | 2029 | 2985 | 10607 | 1543 | 1353 | 30822 | 1.25 | 1.34 | 14534.475
7005 | 21 | 292 | 2017-10-19 | 0.83648 | 1 | 0.83648 | 0.86145 | 0.93593 | 0.6387 | 0.64891 | 0.61055 | 0.52819 | 0.61728 | 0.57465 | 0.53814 | 0.5634 | 0.48821 | 0.5443 | 4 | 1 | 93 | 14114 | 5493 | 7641 | 11272 | 2029 | 2979 | 10497 | 1524 | 1387 | 30369 | 1.33 | 1.43 | 14541.295
7006 | 22 | 292 | 2017-10-19 | 0.81761 | 1 | 0.81761 | 0.8494 | 0.9084 | 0.61924 | 0.6228 | 0.58857 | 0.51783 | 0.59355 | 0.55247 | 0.51343 | 0.54048 | 0.47906 | 0.51775 | 4 | 1 | 94 | 13684 | 5272 | 7366 | 11051 | 1951 | 2864 | 10015 | 1462 | 1361 | 28888 | 1.3 | 1.41 | 14113.52
7007 | 23 | 292 | 2017-10-19 | 0.75472 | 1 | 0.75472 | 0.72892 | 0.88374 | 0.58118 | 0.58417 | 0.55006 | 0.49459 | 0.55157 | 0.51562 | 0.4735 | 0.50388 | 0.43928 | 0.47662 | 4 | 1 | 95 | 12843 | 4945 | 6884 | 10555 | 1813 | 2673 | 9236 | 1363 | 1248 | 26593 | 1.2 | 1.21 | 13730.465
7008 | 24 | 292 | 2017-10-19 | 0.68553 | 1 | 0.68553 | 0.6506 | 0.84359 | 0.5443 | 0.54542 | 0.51258 | 0.45963 | 0.51293 | 0.47531 | 0.43428 | 0.46876 | 0.39951 | 0.43775 | 4 | 1 | 96 | 12028 | 4617 | 6415 | 9809 | 1686 | 2464 | 8471 | 1268 | 1135 | 24424 | 1.09 | 1.08 | 13106.685
7009 | 1 | 293 | 2017-10-20 | 0.61635 | 1 | 0.61635 | 0.62651 | 0.80131 | 0.51045 | 0.51931 | 0.48957 | 0.42561 | 0.48312 | 0.45042 | 0.40982 | 0.44436 | 0.36959 | 0.40527 | 5 | 1 | 97 | 11280 | 4396 | 6127 | 9083 | 1588 | 2335 | 7994 | 1202 | 1050 | 22612 | 0.98 | 1.04 | 12449.825
7010 | 2 | 293 | 2017-10-20 | 0.60377 | 1 | 0.60377 | 0.60241 | 0.77242 | 0.49416 | 0.50278 | 0.47199 | 0.40279 | 0.46364 | 0.43171 | 0.3948 | 0.42957 | 0.35269 | 0.38907 | 5 | 1 | 98 | 10920 | 4256 | 5907 | 8596 | 1524 | 2238 | 7701 | 1162 | 1002 | 21708 | 0.96 | 1 | 12000.945
7011 | 3 | 293 | 2017-10-20 | 0.59748 | 1 | 0.59748 | 0.59036 | 0.74901 | 0.48611 | 0.49616 | 0.46424 | 0.38916 | 0.44995 | 0.42052 | 0.38834 | 0.42255 | 0.35128 | 0.37948 | 5 | 1 | 99 | 10742 | 4200 | 5810 | 8305 | 1479 | 2180 | 7575 | 1143 | 998 | 21173 | 0.95 | 0.98 | 11637.225
7012 | 4 | 293 | 2017-10-20 | 0.61635 | 1 | 0.61635 | 0.59036 | 0.73082 | 0.48461 | 0.49734 | 0.46089 | 0.38025 | 0.44509 | 0.4159 | 0.38768 | 0.41738 | 0.34776 | 0.37677 | 5 | 1 | 100 | 10709 | 4210 | 5768 | 8115 | 1463 | 2156 | 7562 | 1129 | 988 | 21022 | 0.98 | 0.98 | 11354.585
7013 | 5 | 293 | 2017-10-20 | 0.64151 | 1 | 0.64151 | 0.60843 | 0.71832 | 0.49407 | 0.50939 | 0.46888 | 0.37735 | 0.45269 | 0.42168 | 0.3987 | 0.42329 | 0.35797 | 0.38451 | 5 | 1 | 101 | 10918 | 4312 | 5868 | 8053 | 1488 | 2186 | 7777 | 1145 | 1017 | 21454 | 1.02 | 1.01 | 11160.345
7014 | 6 | 293 | 2017-10-20 | 0.71698 | 1 | 0.71698 | 0.6506 | 0.72546 | 0.52435 | 0.54211 | 0.49668 | 0.38489 | 0.48403 | 0.44869 | 0.43161 | 0.44843 | 0.38895 | 0.41369 | 5 | 1 | 102 | 11587 | 4589 | 6216 | 8214 | 1591 | 2326 | 8419 | 1213 | 1105 | 23082 | 1.14 | 1.08 | 11271.335
7015 | 7 | 293 | 2017-10-20 | 0.77358 | 1 | 0.77358 | 0.68675 | 0.7356 | 0.57716 | 0.59716 | 0.54798 | 0.41268 | 0.54427 | 0.4973 | 0.48606 | 0.48983 | 0.4428 | 0.46601 | 5 | 1 | 103 | 12754 | 5055 | 6858 | 8807 | 1789 | 2578 | 9481 | 1325 | 1258 | 26001 | 1.23 | 1.14 | 11428.795
7016 | 8 | 293 | 2017-10-20 | 0.77987 | 1 | 0.77987 | 0.71687 | 0.74366 | 0.60838 | 0.62292 | 0.58002 | 0.45752 | 0.58077 | 0.52739 | 0.5143 | 0.51867 | 0.45829 | 0.497 | 5 | 1 | 104 | 13444 | 5273 | 7259 | 9764 | 1909 | 2734 | 10032 | 1403 | 1302 | 27730 | 1.24 | 1.19 | 11554.04
7017 | 9 | 293 | 2017-10-20 | 0.73585 | 1 | 0.73585 | 0.77108 | 0.84656 | 0.61191 | 0.62292 | 0.58753 | 0.48297 | 0.58564 | 0.53453 | 0.51343 | 0.53383 | 0.4421 | 0.50436 | 5 | 1 | 105 | 13522 | 5273 | 7353 | 10307 | 1925 | 2771 | 10015 | 1444 | 1256 | 28141 | 1.17 | 1.28 | 13152.805
7018 | 10 | 293 | 2017-10-20 | 0.67925 | 1 | 0.67925 | 0.74096 | 0.91285 | 0.61571 | 0.62268 | 0.59577 | 0.49852 | 0.59477 | 0.54533 | 0.51302 | 0.54381 | 0.43471 | 0.50664 | 5 | 1 | 106 | 13606 | 5271 | 7456 | 10639 | 1955 | 2827 | 10007 | 1471 | 1235 | 28268 | 1.08 | 1.23 | 14182.66
7019 | 11 | 293 | 2017-10-20 | 0.66667 | 1 | 0.66667 | 0.75301 | 0.9624 | 0.62037 | 0.62634 | 0.60463 | 0.51029 | 0.60329 | 0.55787 | 0.51323 | 0.55823 | 0.42907 | 0.50849 | 5 | 1 | 107 | 13709 | 5302 | 7567 | 10890 | 1983 | 2892 | 10011 | 1510 | 1219 | 28371 | 1.06 | 1.25 | 14952.575
7020 | 12 | 293 | 2017-10-20 | 0.6478 | 1 | 0.6478 | 0.73494 | 0.97754 | 0.62128 | 0.62894 | 0.60679 | 0.52134 | 0.60481 | 0.56481 | 0.51241 | 0.56673 | 0.42344 | 0.50933 | 5 | 1 | 108 | 13729 | 5324 | 7594 | 11126 | 1988 | 2928 | 9995 | 1533 | 1203 | 28418 | 1.03 | 1.22 | 15187.805
7021 | 13 | 293 | 2017-10-20 | 0.66667 | 1 | 0.66667 | 0.71084 | 0.95214 | 0.62322 | 0.63001 | 0.60711 | 0.52903 | 0.60876 | 0.57292 | 0.51256 | 0.57264 | 0.4245 | 0.50929 | 5 | 1 | 109 | 13772 | 5333 | 7598 | 11290 | 2001 | 2970 | 9998 | 1549 | 1206 | 28416 | 1.06 | 1.18 | 14793.225
7022 | 14 | 293 | 2017-10-20 | 0.6478 | 1 | 0.6478 | 0.70482 | 0.97576 | 0.62979 | 0.63379 | 0.61183 | 0.53475 | 0.61333 | 0.58391 | 0.51543 | 0.57893 | 0.42943 | 0.51198 | 5 | 1 | 110 | 13917 | 5365 | 7657 | 11412 | 2016 | 3027 | 10054 | 1566 | 1220 | 28566 | 1.03 | 1.17 | 15160.185
7023 | 15 | 293 | 2017-10-20 | 0.62893 | 1 | 0.62893 | 0.69277 | 1 | 0.62825 | 0.63142 | 0.60695 | 0.54131 | 0.60998 | 0.58951 | 0.51825 | 0.58078 | 0.43365 | 0.51218 | 5 | 1 | 111 | 13883 | 5345 | 7596 | 11552 | 2005 | 3056 | 10109 | 1571 | 1232 | 28577 | 1 | 1.15 | 15536.75
7024 | 16 | 293 | 2017-10-20 | 0.67296 | 1 | 0.67296 | 0.69277 | 0.99944 | 0.62521 | 0.63024 | 0.59744 | 0.54271 | 0.60207 | 0.59182 | 0.5242 | 0.58041 | 0.44175 | 0.51424 | 5 | 1 | 112 | 13816 | 5335 | 7477 | 11582 | 1979 | 3068 | 10225 | 1570 | 1255 | 28692 | 1.07 | 1.15 | 15528.105
7025 | 17 | 293 | 2017-10-20 | 0.72327 | 1 | 0.72327 | 0.75301 | 0.98608 | 0.62318 | 0.62835 | 0.59105 | 0.54107 | 0.60024 | 0.59105 | 0.52712 | 0.57671 | 0.45055 | 0.51761 | 5 | 1 | 113 | 13771 | 5319 | 7397 | 11547 | 1973 | 3064 | 10282 | 1560 | 1280 | 28880 | 1.15 | 1.25 | 15320.515
7026 | 18 | 293 | 2017-10-20 | 0.7673 | 1 | 0.7673 | 0.80723 | 0.92154 | 0.6192 | 0.62091 | 0.58322 | 0.53685 | 0.59355 | 0.58488 | 0.52763 | 0.56821 | 0.45442 | 0.5222 | 5 | 1 | 114 | 13683 | 5256 | 7299 | 11457 | 1951 | 3032 | 10292 | 1537 | 1291 | 29136 | 1.22 | 1.34 | 14317.695
7027 | 19 | 293 | 2017-10-20 | 0.77358 | 1 | 0.77358 | 0.83133 | 0.8823 | 0.6091 | 0.6137 | 0.57403 | 0.52884 | 0.5826 | 0.57002 | 0.52579 | 0.55712 | 0.44984 | 0.52091 | 5 | 1 | 115 | 13460 | 5195 | 7184 | 11286 | 1915 | 2955 | 10256 | 1507 | 1278 | 29064 | 1.23 | 1.38 | 13708.055
7028 | 20 | 293 | 2017-10-20 | 0.80503 | 1 | 0.80503 | 0.8494 | 0.93549 | 0.61123 | 0.62386 | 0.57954 | 0.52762 | 0.57895 | 0.56501 | 0.53076 | 0.5586 | 0.45336 | 0.5232 | 5 | 1 | 116 | 13507 | 5281 | 7253 | 11260 | 1903 | 2929 | 10353 | 1511 | 1288 | 29192 | 1.28 | 1.41 | 14534.475
7029 | 21 | 293 | 2017-10-20 | 0.89937 | 1 | 0.89937 | 0.93373 | 0.93593 | 0.60657 | 0.62327 | 0.57835 | 0.52795 | 0.57864 | 0.56211 | 0.5224 | 0.55046 | 0.45688 | 0.5151 | 5 | 1 | 117 | 13404 | 5276 | 7238 | 11267 | 1902 | 2914 | 10190 | 1489 | 1298 | 28740 | 1.43 | 1.55 | 14541.295
7030 | 22 | 293 | 2017-10-20 | 0.88679 | 1 | 0.88679 | 0.90964 | 0.9084 | 0.59001 | 0.60165 | 0.56221 | 0.51446 | 0.55765 | 0.54147 | 0.50149 | 0.5268 | 0.44738 | 0.49474 | 5 | 1 | 118 | 13038 | 5093 | 7036 | 10979 | 1833 | 2807 | 9782 | 1425 | 1271 | 27604 | 1.41 | 1.51 | 14113.52
7031 | 23 | 293 | 2017-10-20 | 0.79874 | 1 | 0.79874 | 0.85542 | 0.88374 | 0.56014 | 0.56728 | 0.52952 | 0.49426 | 0.52267 | 0.5108 | 0.47032 | 0.49834 | 0.42415 | 0.46329 | 5 | 1 | 119 | 12378 | 4802 | 6627 | 10548 | 1718 | 2648 | 9174 | 1348 | 1205 | 25849 | 1.27 | 1.42 | 13730.465
7032 | 24 | 293 | 2017-10-20 | 0.7044 | 1 | 0.7044 | 0.77108 | 0.84359 | 0.52421 | 0.52936 | 0.49437 | 0.46113 | 0.48403 | 0.47569 | 0.43679 | 0.46802 | 0.39423 | 0.42966 | 5 | 1 | 120 | 11584 | 4481 | 6187 | 9841 | 1591 | 2466 | 8520 | 1266 | 1120 | 23973 | 1.12 | 1.28 | 13106.685
7033 | 1 | 294 | 2017-10-21 | 0.76101 | 1 | 0.76101 | 0.71687 | 0.77448 | 0.48787 | 0.49781 | 0.46496 | 0.43016 | 0.44904 | 0.44252 | 0.40828 | 0.43882 | 0.36607 | 0.39815 | 6 | 2 | 121 | 10781 | 4214 | 5819 | 9180 | 1476 | 2294 | 7964 | 1187 | 1040 | 22215 | 1.21 | 1.19 | 12032.86
7034 | 2 | 294 | 2017-10-21 | 0.71698 | 1 | 0.71698 | 0.66867 | 0.74964 | 0.47 | 0.48057 | 0.44666 | 0.40453 | 0.42592 | 0.42072 | 0.39132 | 0.42255 | 0.34495 | 0.3814 | 6 | 2 | 122 | 10386 | 4068 | 5590 | 8633 | 1400 | 2181 | 7633 | 1143 | 980 | 21280 | 1.14 | 1.11 | 11646.96
7035 | 3 | 294 | 2017-10-21 | 0.7044 | 1 | 0.7044 | 0.64458 | 0.72838 | 0.46049 | 0.471 | 0.43684 | 0.38831 | 0.41193 | 0.40548 | 0.38163 | 0.41183 | 0.34037 | 0.37045 | 6 | 2 | 123 | 10176 | 3987 | 5467 | 8287 | 1354 | 2102 | 7444 | 1114 | 967 | 20669 | 1.12 | 1.07 | 11316.6
7036 | 4 | 294 | 2017-10-21 | 0.69811 | 1 | 0.69811 | 0.63253 | 0.71262 | 0.45457 | 0.47147 | 0.43196 | 0.37655 | 0.40432 | 0.39815 | 0.37696 | 0.40813 | 0.33369 | 0.36501 | 6 | 2 | 124 | 10045 | 3991 | 5406 | 8036 | 1329 | 2064 | 7353 | 1104 | 948 | 20366 | 1.11 | 1.05 | 11071.73
7037 | 5 | 294 | 2017-10-21 | 0.69182 | 1 | 0.69182 | 0.63253 | 0.70005 | 0.45642 | 0.4736 | 0.43388 | 0.37079 | 0.40432 | 0.39757 | 0.37845 | 0.40813 | 0.33474 | 0.36645 | 6 | 2 | 125 | 10086 | 4009 | 5430 | 7913 | 1329 | 2061 | 7382 | 1104 | 951 | 20446 | 1.1 | 1.05 | 10876.555
7038 | 6 | 294 | 2017-10-21 | 0.7044 | 1 | 0.7044 | 0.68072 | 0.69248 | 0.46733 | 0.48777 | 0.44459 | 0.37037 | 0.41436 | 0.40606 | 0.38844 | 0.41738 | 0.34495 | 0.37657 | 6 | 2 | 126 | 10327 | 4129 | 5564 | 7904 | 1362 | 2105 | 7577 | 1129 | 980 | 21011 | 1.12 | 1.13 | 10758.83
7039 | 7 | 294 | 2017-10-21 | 0.75472 | 1 | 0.75472 | 0.74096 | 0.68725 | 0.48498 | 0.50951 | 0.46368 | 0.37983 | 0.43566 | 0.42303 | 0.40736 | 0.43142 | 0.3629 | 0.39584 | 6 | 2 | 127 | 10717 | 4313 | 5803 | 8106 | 1432 | 2193 | 7946 | 1167 | 1031 | 22086 | 1.2 | 1.23 | 10677.68
7040 | 8 | 294 | 2017-10-21 | 0.81761 | 1 | 0.81761 | 0.77711 | 0.67879 | 0.50443 | 0.52877 | 0.4815 | 0.39712 | 0.45543 | 0.44174 | 0.42966 | 0.44547 | 0.37944 | 0.41475 | 6 | 2 | 128 | 11147 | 4476 | 6026 | 8475 | 1497 | 2290 | 8381 | 1205 | 1078 | 23141 | 1.3 | 1.29 | 10546.135
7041 | 9 | 294 | 2017-10-21 | 0.84277 | 1 | 0.84277 | 0.83133 | 0.73509 | 0.52131 | 0.54849 | 0.49708 | 0.41024 | 0.47551 | 0.46026 | 0.45391 | 0.46174 | 0.40092 | 0.4342 | 6 | 2 | 129 | 11520 | 4643 | 6221 | 8755 | 1563 | 2386 | 8854 | 1249 | 1139 | 24226 | 1.34 | 1.38 | 11420.965
7042 | 10 | 294 | 2017-10-21 | 0.8805 | 1 | 0.8805 | 0.85542 | 0.80309 | 0.53951 | 0.5609 | 0.5125 | 0.43058 | 0.49772 | 0.48129 | 0.4697 | 0.48207 | 0.42027 | 0.44674 | 6 | 2 | 130 | 11922 | 4748 | 6414 | 9189 | 1636 | 2495 | 9162 | 1304 | 1194 | 24926 | 1.4 | 1.42 | 12477.48
7043 | 11 | 294 | 2017-10-21 | 0.84906 | 1 | 0.84906 | 0.83133 | 0.84627 | 0.5491 | 0.56562 | 0.52217 | 0.44857 | 0.51141 | 0.50039 | 0.47734 | 0.49723 | 0.42661 | 0.45388 | 6 | 2 | 131 | 12134 | 4788 | 6535 | 9573 | 1681 | 2594 | 9311 | 1345 | 1212 | 25324 | 1.35 | 1.38 | 13148.295
7044 | 12 | 294 | 2017-10-21 | 0.8239 | 1 | 0.8239 | 0.78916 | 0.85829 | 0.55467 | 0.56763 | 0.52521 | 0.46254 | 0.51749 | 0.51003 | 0.48154 | 0.50499 | 0.42978 | 0.45499 | 6 | 2 | 132 | 12257 | 4805 | 6573 | 9871 | 1701 | 2644 | 9393 | 1366 | 1221 | 25386 | 1.31 | 1.31 | 13334.96
7045 | 13 | 294 | 2017-10-21 | 0.80503 | 1 | 0.80503 | 0.78916 | 0.83365 | 0.55729 | 0.56716 | 0.52681 | 0.47135 | 0.52054 | 0.51755 | 0.4819 | 0.51165 | 0.43189 | 0.45461 | 6 | 2 | 133 | 12315 | 4801 | 6593 | 10059 | 1711 | 2683 | 9400 | 1384 | 1227 | 25365 | 1.28 | 1.31 | 12952.21
7046 | 14 | 294 | 2017-10-21 | 0.81132 | 1 | 0.81132 | 0.74699 | 0.83998 | 0.56037 | 0.56763 | 0.52785 | 0.4757 | 0.52206 | 0.5245 | 0.48354 | 0.5146 | 0.43963 | 0.45379 | 6 | 2 | 134 | 12383 | 4805 | 6606 | 10152 | 1716 | 2719 | 9432 | 1392 | 1249 | 25319 | 1.29 | 1.24 | 13050.635
7047 | 15 | 294 | 2017-10-21 | 0.76101 | 1 | 0.76101 | 0.74096 | 0.8466 | 0.56444 | 0.56905 | 0.53 | 0.47683 | 0.52297 | 0.52874 | 0.48636 | 0.51756 | 0.44632 | 0.45544 | 6 | 2 | 135 | 12473 | 4817 | 6633 | 10176 | 1719 | 2741 | 9487 | 1400 | 1268 | 25411 | 1.21 | 1.23 | 13153.435
7048 | 16 | 294 | 2017-10-21 | 0.77358 | 1 | 0.77358 | 0.72892 | 0.84537 | 0.56756 | 0.57437 | 0.52745 | 0.47837 | 0.52449 | 0.53299 | 0.49416 | 0.522 | 0.45618 | 0.45895 | 6 | 2 | 136 | 12542 | 4862 | 6601 | 10209 | 1724 | 2763 | 9639 | 1412 | 1296 | 25607 | 1.23 | 1.21 | 13134.275
7049 | 17 | 294 | 2017-10-21 | 0.77987 | 1 | 0.77987 | 0.72289 | 0.83299 | 0.57308 | 0.58039 | 0.53008 | 0.48198 | 0.52845 | 0.53549 | 0.5 | 0.52532 | 0.46427 | 0.46567 | 6 | 2 | 137 | 12664 | 4913 | 6634 | 10286 | 1737 | 2776 | 9753 | 1421 | 1319 | 25982 | 1.24 | 1.2 | 12941.93
7050 | 18 | 294 | 2017-10-21 | 0.83648 | 1 | 0.83648 | 0.77108 | 0.79767 | 0.57526 | 0.58311 | 0.52976 | 0.484 | 0.53088 | 0.53549 | 0.50508 | 0.52976 | 0.46885 | 0.47345 | 6 | 2 | 138 | 12712 | 4936 | 6630 | 10329 | 1745 | 2776 | 9852 | 1433 | 1332 | 26416 | 1.33 | 1.28 | 12393.195
7051 | 19 | 294 | 2017-10-21 | 0.83648 | 1 | 0.83648 | 0.80723 | 0.79425 | 0.57145 | 0.58204 | 0.5292 | 0.48404 | 0.52692 | 0.52855 | 0.5062 | 0.52717 | 0.46357 | 0.48133 | 6 | 2 | 139 | 12628 | 4927 | 6623 | 10330 | 1732 | 2740 | 9874 | 1426 | 1317 | 26856 | 1.33 | 1.34 | 12340.135
7052 | 20 | 294 | 2017-10-21 | 0.90566 | 1 | 0.90566 | 0.8494 | 0.85572 | 0.58127 | 0.59421 | 0.54247 | 0.4899 | 0.52875 | 0.53029 | 0.51492 | 0.53383 | 0.46779 | 0.4911 | 6 | 2 | 140 | 12845 | 5030 | 6789 | 10455 | 1738 | 2749 | 10044 | 1444 | 1329 | 27401 | 1.44 | 1.41 | 13295.155
7053 | 21 | 294 | 2017-10-21 | 0.98742 | 1 | 0.98742 | 0.88554 | 0.85805 | 0.57507 | 0.58913 | 0.53807 | 0.49201 | 0.52723 | 0.52623 | 0.508 | 0.52791 | 0.4685 | 0.48456 | 6 | 2 | 141 | 12708 | 4987 | 6734 | 10500 | 1733 | 2728 | 9909 | 1428 | 1331 | 27036 | 1.57 | 1.47 | 13331.25
7054 | 22 | 294 | 2017-10-21 | 1 | 1 | 1 | 0.84337 | 0.84073 | 0.55697 | 0.56527 | 0.52241 | 0.48194 | 0.50837 | 0.50849 | 0.48964 | 0.50943 | 0.4516 | 0.46734 | 6 | 2 | 142 | 12308 | 4785 | 6538 | 10285 | 1671 | 2636 | 9551 | 1378 | 1283 | 26075 | 1.59 | 1.4 | 13062.215
7055 | 23 | 294 | 2017-10-21 | 0.91824 | 1 | 0.91824 | 0.74699 | 0.82665 | 0.52797 | 0.53396 | 0.4966 | 0.4653 | 0.47886 | 0.48245 | 0.4594 | 0.48355 | 0.42098 | 0.43954 | 6 | 2 | 143 | 11667 | 4520 | 6215 | 9930 | 1574 | 2501 | 8961 | 1308 | 1196 | 24524 | 1.46 | 1.24 | 12843.495
7056 | 24 | 294 | 2017-10-21 | 0.79245 | 1 | 0.79245 | 0.63855 | 0.80437 | 0.49787 | 0.50077 | 0.46816 | 0.44047 | 0.44813 | 0.45312 | 0.42874 | 0.45619 | 0.39 | 0.41115 | 6 | 2 | 144 | 11002 | 4239 | 5859 | 9400 | 1473 | 2349 | 8363 | 1234 | 1108 | 22940 | 1.26 | 1.06 | 12497.315
7057 | 1 | 295 | 2017-10-22 | 0.64151 | 1 | 0.64151 | 0.59639 | 0.77096 | 0.4795 | 0.47939 | 0.44834 | 0.4295 | 0.42622 | 0.42824 | 0.39829 | 0.43142 | 0.35128 | 0.38711 | 7 | 3 | 1 | 10596 | 4058 | 5611 | 9166 | 1401 | 2220 | 7769 | 1167 | 998 | 21599 | 1.02 | 0.99 | 11978.235
7058 | 2 | 295 | 2017-10-22 | 0.60377 | 1 | 0.60377 | 0.57831 | 0.74542 | 0.46185 | 0.46297 | 0.43092 | 0.40635 | 0.40615 | 0.40702 | 0.37968 | 0.4159 | 0.33298 | 0.3703 | 7 | 3 | 2 | 10206 | 3919 | 5393 | 8672 | 1335 | 2110 | 7406 | 1125 | 946 | 20661 | 0.96 | 0.96 | 11581.36
7059 | 3 | 295 | 2017-10-22 | 0.60377 | 1 | 0.60377 | 0.56024 | 0.72049 | 0.4523 | 0.45434 | 0.42197 | 0.38827 | 0.39306 | 0.39255 | 0.36907 | 0.40444 | 0.32101 | 0.36059 | 7 | 3 | 3 | 9995 | 3846 | 5281 | 8286 | 1292 | 2035 | 7199 | 1094 | 912 | 20119 | 0.96 | 0.93 | 11194.145
7060 | 4 | 295 | 2017-10-22 | 0.59119 | 1 | 0.59119 | 0.54819 | 0.6999 | 0.44724 | 0.45269 | 0.41526 | 0.37477 | 0.38546 | 0.38349 | 0.36455 | 0.39815 | 0.31468 | 0.35482 | 7 | 3 | 4 | 9883 | 3832 | 5197 | 7998 | 1267 | 1988 | 7111 | 1077 | 894 | 19797 | 0.94 | 0.91 | 10874.225
7061 | 5 | 295 | 2017-10-22 | 0.62893 | 1 | 0.62893 | 0.54819 | 0.68772 | 0.44656 | 0.45399 | 0.41486 | 0.36559 | 0.38363 | 0.37982 | 0.3642 | 0.39593 | 0.31362 | 0.35487 | 7 | 3 | 5 | 9868 | 3843 | 5192 | 7802 | 1261 | 1969 | 7104 | 1071 | 891 | 19800 | 1 | 0.91 | 10684.93
7062 | 6 | 295 | 2017-10-22 | 0.69182 | 1 | 0.69182 | 0.56627 | 0.67866 | 0.45276 | 0.46167 | 0.4207 | 0.36193 | 0.3885 | 0.38291 | 0.37163 | 0.40333 | 0.31785 | 0.36161 | 7 | 3 | 6 | 10005 | 3908 | 5265 | 7724 | 1277 | 1985 | 7249 | 1091 | 903 | 20176 | 1.1 | 0.94 | 10544.215
7063 | 7 | 295 | 2017-10-22 | 0.76101 | 1 | 0.76101 | 0.62651 | 0.66367 | 0.46602 | 0.47856 | 0.43292 | 0.36385 | 0.40158 | 0.39352 | 0.38645 | 0.41442 | 0.32348 | 0.37444 | 7 | 3 | 7 | 10298 | 4051 | 5418 | 7765 | 1320 | 2040 | 7538 | 1121 | 919 | 20892 | 1.21 | 1.04 | 10311.225
7064 | 8 | 295 | 2017-10-22 | 0.77358 | 1 | 0.77358 | 0.6988 | 0.63637 | 0.4833 | 0.49876 | 0.44491 | 0.36971 | 0.4171 | 0.40548 | 0.40557 | 0.4244 | 0.34495 | 0.38844 | 7 | 3 | 8 | 10680 | 4222 | 5568 | 7890 | 1371 | 2102 | 7911 | 1148 | 980 | 21673 | 1.23 | 1.16 | 9887.07
7065 | 9 | 295 | 2017-10-22 | 0.72327 | 1 | 0.72327 | 0.73494 | 0.65776 | 0.50412 | 0.52191 | 0.46137 | 0.37496 | 0.43779 | 0.42323 | 0.42961 | 0.44067 | 0.37698 | 0.40835 | 7 | 3 | 9 | 11140 | 4418 | 5774 | 8002 | 1439 | 2194 | 8380 | 1192 | 1071 | 22784 | 1.15 | 1.22 | 10219.53
7066 | 10 | 295 | 2017-10-22 | 0.7044 | 1 | 0.7044 | 0.74096 | 0.69482 | 0.52439 | 0.53739 | 0.47966 | 0.39328 | 0.46212 | 0.44811 | 0.44796 | 0.46211 | 0.40514 | 0.42364 | 7 | 3 | 10 | 11588 | 4549 | 6003 | 8393 | 1519 | 2323 | 8738 | 1250 | 1151 | 23637 | 1.12 | 1.23 | 10795.295
7067 | 11 | 295 | 2017-10-22 | 0.72956 | 1 | 0.72956 | 0.73494 | 0.7323 | 0.53426 | 0.54483 | 0.49429 | 0.41038 | 0.48007 | 0.46894 | 0.45658 | 0.47837 | 0.40795 | 0.43303 | 7 | 3 | 11 | 11806 | 4612 | 6186 | 8758 | 1578 | 2431 | 8906 | 1294 | 1159 | 24161 | 1.16 | 1.22 | 11377.635
7068 | 12 | 295 | 2017-10-22 | 0.67925 | 1 | 0.67925 | 0.74096 | 0.74794 | 0.54539 | 0.55157 | 0.50691 | 0.42477 | 0.49315 | 0.48592 | 0.46304 | 0.49242 | 0.41359 | 0.43828 | 7 | 3 | 12 | 12052 | 4669 | 6344 | 9065 | 1621 | 2519 | 9032 | 1332 | 1175 | 24454 | 1.08 | 1.23 | 11620.63
7069 | 13 | 295 | 2017-10-22 | 0.6478 | 1 | 0.6478 | 0.75904 | 0.74218 | 0.55584 | 0.55854 | 0.51794 | 0.43311 | 0.5035 | 0.50096 | 0.47037 | 0.50388 | 0.42802 | 0.44172 | 7 | 3 | 13 | 12283 | 4728 | 6482 | 9243 | 1655 | 2597 | 9175 | 1363 | 1216 | 24646 | 1.03 | 1.26 | 11531.12
7070 | 14 | 295 | 2017-10-22 | 0.6478 | 1 | 0.6478 | 0.77711 | 0.75233 | 0.56566 | 0.56373 | 0.52425 | 0.43766 | 0.50958 | 0.51215 | 0.47821 | 0.51238 | 0.4421 | 0.44384 | 7 | 3 | 14 | 12500 | 4772 | 6561 | 9340 | 1675 | 2655 | 9328 | 1386 | 1256 | 24764 | 1.03 | 1.29 | 11688.74
7071 | 15 | 295 | 2017-10-22 | 0.66038 | 1 | 0.66038 | 0.79518 | 0.7566 | 0.57417 | 0.56846 | 0.52777 | 0.43878 | 0.51476 | 0.52025 | 0.48616 | 0.51904 | 0.45055 | 0.44707 | 7 | 3 | 15 | 12688 | 4812 | 6605 | 9364 | 1692 | 2697 | 9483 | 1404 | 1280 | 24944 | 1.05 | 1.32 | 11755.12
7072 | 16 | 295 | 2017-10-22 | 0.66038 | 1 | 0.66038 | 0.84337 | 0.75794 | 0.58376 | 0.57661 | 0.53328 | 0.43981 | 0.52114 | 0.52874 | 0.49641 | 0.52495 | 0.46674 | 0.45311 | 7 | 3 | 16 | 12900 | 4881 | 6674 | 9386 | 1713 | 2741 | 9683 | 1420 | 1326 | 25281 | 1.05 | 1.4 | 11775.96
7073 | 17 | 295 | 2017-10-22 | 0.67925 | 1 | 0.67925 | 0.87349 | 0.74929 | 0.59521 | 0.58819 | 0.53935 | 0.43911 | 0.53088 | 0.54012 | 0.50702 | 0.53346 | 0.48046 | 0.46562 | 7 | 3 | 17 | 13153 | 4979 | 6750 | 9371 | 1745 | 2800 | 9890 | 1443 | 1365 | 25979 | 1.08 | 1.45 | 11641.495
7074 | 18 | 295 | 2017-10-22 | 0.73585 | 1 | 0.73585 | 0.95783 | 0.72694 | 0.60345 | 0.60059 | 0.54447 | 0.44051 | 0.54061 | 0.54938 | 0.5182 | 0.53789 | 0.4949 | 0.48089 | 7 | 3 | 18 | 13335 | 5084 | 6814 | 9401 | 1777 | 2848 | 10108 | 1455 | 1406 | 26831 | 1.17 | 1.59 | 11294.21
7075 | 19 | 295 | 2017-10-22 | 0.7673 | 1 | 0.7673 | 0.98193 | 0.72784 | 0.60472 | 0.60945 | 0.55038 | 0.44286 | 0.54183 | 0.54572 | 0.52856 | 0.53826 | 0.4956 | 0.497 | 7 | 3 | 19 | 13363 | 5159 | 6888 | 9451 | 1781 | 2829 | 10310 | 1456 | 1408 | 27730 | 1.22 | 1.63 | 11308.32
7076 | 20 | 295 | 2017-10-22 | 0.86164 | 1 | 0.86164 | 1 | 0.80601 | 0.62214 | 0.62788 | 0.57171 | 0.45054 | 0.55552 | 0.55363 | 0.53948 | 0.54898 | 0.50933 | 0.51071 | 7 | 3 | 20 | 13748 | 5315 | 7155 | 9615 | 1826 | 2870 | 10523 | 1485 | 1447 | 28495 | 1.37 | 1.66 | 12522.705
7077 | 21 | 295 | 2017-10-22 | 0.88679 | 1 | 0.88679 | 0.99398 | 0.81962 | 0.61558 | 0.62044 | 0.56932 | 0.46338 | 0.56069 | 0.5544 | 0.52727 | 0.54122 | 0.50757 | 0.50237 | 7 | 3 | 21 | 13603 | 5252 | 7125 | 9889 | 1843 | 2874 | 10285 | 1464 | 1442 | 28030 | 1.41 | 1.65 | 12734.27
7078 | 22 | 295 | 2017-10-22 | 0.84906 | 1 | 0.84906 | 0.90964 | 0.81392 | 0.59159 | 0.59079 | 0.54942 | 0.4564 | 0.5394 | 0.52894 | 0.50128 | 0.522 | 0.48152 | 0.47949 | 7 | 3 | 22 | 13073 | 5001 | 6876 | 9740 | 1773 | 2742 | 9778 | 1412 | 1368 | 26753 | 1.35 | 1.51 | 12645.685
7079 | 23 | 295 | 2017-10-22 | 0.7673 | 1 | 0.7673 | 0.79518 | 0.80175 | 0.55924 | 0.55653 | 0.52145 | 0.43995 | 0.50806 | 0.49344 | 0.4616 | 0.49353 | 0.43647 | 0.4469 | 7 | 3 | 23 | 12358 | 4711 | 6526 | 9389 | 1670 | 2558 | 9004 | 1335 | 1240 | 24935 | 1.22 | 1.32 | 12456.54
7080 | 24 | 295 | 2017-10-22 | 0.6478 | 1 | 0.6478 | 0.68675 | 0.77447 | 0.52647 | 0.52357 | 0.49333 | 0.41732 | 0.47946 | 0.4566 | 0.42377 | 0.45989 | 0.39423 | 0.41513 | 7 | 3 | 24 | 11634 | 4432 | 6174 | 8906 | 1576 | 2367 | 8266 | 1244 | 1120 | 23162 | 1.03 | 1.14 | 12032.68
7081 | 1 | 296 | 2017-10-23 | 0.58491 | 1 | 0.58491 | 0.64458 | 0.80131 | 0.49611 | 0.499 | 0.47103 | 0.39033 | 0.46943 | 0.42747 | 0.39173 | 0.44177 | 0.36677 | 0.39086 | 1 | 1 | 25 | 10963 | 4224 | 5895 | 8330 | 1543 | 2216 | 7641 | 1195 | 1042 | 21808 | 0.93 | 1.07 | 12449.825
7082 | 2 | 296 | 2017-10-23 | 0.54717 | 1 | 0.54717 | 0.62048 | 0.77242 | 0.48167 | 0.48706 | 0.45849 | 0.37524 | 0.4533 | 0.41049 | 0.37558 | 0.42773 | 0.34636 | 0.376 | 1 | 1 | 26 | 10644 | 4123 | 5738 | 8008 | 1490 | 2128 | 7326 | 1157 | 984 | 20979 | 0.87 | 1.03 | 12000.945
7083 | 3 | 296 | 2017-10-23 | 0.54088 | 1 | 0.54088 | 0.60843 | 0.74901 | 0.47629 | 0.48033 | 0.45218 | 0.36606 | 0.44509 | 0.40027 | 0.36676 | 0.41922 | 0.33545 | 0.36813 | 1 | 1 | 27 | 10525 | 4066 | 5659 | 7812 | 1463 | 2075 | 7154 | 1134 | 953 | 20540 | 0.86 | 1.01 | 11637.225
7084 | 4 | 296 | 2017-10-23 | 0.54717 | 1 | 0.54717 | 0.62048 | 0.73082 | 0.47502 | 0.48104 | 0.44986 | 0.36128 | 0.44357 | 0.39622 | 0.36599 | 0.41516 | 0.32911 | 0.36706 | 1 | 1 | 28 | 10497 | 4072 | 5630 | 7710 | 1458 | 2054 | 7139 | 1123 | 935 | 20480 | 0.87 | 1.03 | 11354.585
7085 | 5 | 296 | 2017-10-23 | 0.57862 | 1 | 0.57862 | 0.63855 | 0.71832 | 0.48498 | 0.49214 | 0.45913 | 0.36198 | 0.45269 | 0.40471 | 0.37527 | 0.42292 | 0.33721 | 0.37657 | 1 | 1 | 29 | 10717 | 4166 | 5746 | 7725 | 1488 | 2098 | 7320 | 1144 | 958 | 21011 | 0.92 | 1.06 | 11160.345
7086 | 6 | 296 | 2017-10-23 | 0.6478 | 1 | 0.6478 | 0.69277 | 0.72546 | 0.51507 | 0.5264 | 0.49061 | 0.37304 | 0.48829 | 0.43576 | 0.40536 | 0.44695 | 0.36396 | 0.40617 | 1 | 1 | 30 | 11382 | 4456 | 6140 | 7961 | 1605 | 2259 | 7907 | 1209 | 1034 | 22662 | 1.03 | 1.15 | 11271.335
7087 | 7 | 296 | 2017-10-23 | 0.71069 | 1 | 0.71069 | 0.75904 | 0.7356 | 0.57363 | 0.58464 | 0.54798 | 0.40546 | 0.55461 | 0.489 | 0.45591 | 0.4902 | 0.41007 | 0.45762 | 1 | 1 | 31 | 12676 | 4949 | 6858 | 8653 | 1823 | 2535 | 8893 | 1326 | 1165 | 25533 | 1.13 | 1.26 | 11428.795
7088 | 8 | 296 | 2017-10-23 | 0.73585 | 1 | 0.73585 | 0.74699 | 0.74366 | 0.61137 | 0.61441 | 0.58738 | 0.45705 | 0.60146 | 0.52758 | 0.48457 | 0.51941 | 0.43119 | 0.48857 | 1 | 1 | 32 | 13510 | 5201 | 7351 | 9754 | 1977 | 2735 | 9452 | 1405 | 1225 | 27260 | 1.17 | 1.24 | 11554.04
7089 | 9 | 296 | 2017-10-23 | 0.71698 | 1 | 0.71698 | 0.71084 | 0.84656 | 0.61707 | 0.62044 | 0.5976 | 0.48386 | 0.61241 | 0.53684 | 0.49298 | 0.53457 | 0.42731 | 0.5008 | 1 | 1 | 33 | 13636 | 5252 | 7479 | 10326 | 2013 | 2783 | 9616 | 1446 | 1214 | 27942 | 1.14 | 1.18 | 13152.805
7090 | 10 | 296 | 2017-10-23 | 0.69811 | 1 | 0.69811 | 0.6988 | 0.91285 | 0.62942 | 0.62563 | 0.61095 | 0.49506 | 0.62489 | 0.54784 | 0.50318 | 0.55305 | 0.43295 | 0.51042 | 1 | 1 | 34 | 13909 | 5296 | 7646 | 10565 | 2054 | 2840 | 9815 | 1496 | 1230 | 28479 | 1.11 | 1.16 | 14182.66
7091 | 11 | 296 | 2017-10-23 | 0.7044 | 1 | 0.7044 | 0.72289 | 0.9624 | 0.64246 | 0.63509 | 0.62645 | 0.50166 | 0.63766 | 0.56076 | 0.5143 | 0.57338 | 0.43752 | 0.52017 | 1 | 1 | 35 | 14197 | 5376 | 7840 | 10706 | 2096 | 2907 | 10032 | 1551 | 1243 | 29023 | 1.12 | 1.2 | 14952.575
7092 | 12 | 296 | 2017-10-23 | 0.67925 | 1 | 0.67925 | 0.72289 | 0.97754 | 0.64816 | 0.64454 | 0.63484 | 0.50865 | 0.64405 | 0.56617 | 0.52522 | 0.58669 | 0.44069 | 0.52756 | 1 | 1 | 36 | 14323 | 5456 | 7945 | 10855 | 2117 | 2935 | 10245 | 1587 | 1252 | 29435 | 1.08 | 1.2 | 15187.805
7093 | 13 | 296 | 2017-10-23 | 0.62264 | 1 | 0.62264 | 0.6988 | 0.95214 | 0.65757 | 0.65151 | 0.64067 | 0.51174 | 0.65075 | 0.5733 | 0.5363 | 0.59815 | 0.44597 | 0.53213 | 1 | 1 | 37 | 14531 | 5515 | 8018 | 10921 | 2139 | 2972 | 10461 | 1618 | 1267 | 29690 | 0.99 | 1.16 | 14793.225
7094 | 14 | 296 | 2017-10-23 | 0.63522 | 1 | 0.63522 | 0.6988 | 0.97576 | 0.66336 | 0.65989 | 0.64738 | 0.51446 | 0.65105 | 0.57851 | 0.54742 | 0.60591 | 0.45019 | 0.53953 | 1 | 1 | 38 | 14659 | 5586 | 8102 | 10979 | 2140 | 2999 | 10678 | 1639 | 1279 | 30103 | 1.01 | 1.16 | 15160.185
7095 | 15 | 296 | 2017-10-23 | 0.65409 | 1 | 0.65409 | 0.70482 | 1 | 0.663 | 0.66143 | 0.64594 | 0.51741 | 0.6477 | 0.57697 | 0.55732 | 0.60739 | 0.44984 | 0.54342 | 1 | 1 | 39 | 14651 | 5599 | 8084 | 11042 | 2129 | 2991 | 10871 | 1643 | 1278 | 30320 | 1.04 | 1.17 | 15536.75
7096 | 16 | 296 | 2017-10-23 | 0.67925 | 1 | 0.67925 | 0.72289 | 0.99944 | 0.65879 | 0.66486 | 0.63819 | 0.51605 | 0.63858 | 0.57562 | 0.56885 | 0.60591 | 0.45864 | 0.54826 | 1 | 1 | 40 | 14558 | 5628 | 7987 | 11013 | 2099 | 2984 | 11096 | 1639 | 1303 | 30590 | 1.08 | 1.2 | 15528.105
7097 | 17 | 296 | 2017-10-23 | 0.73585 | 1 | 0.73585 | 0.78313 | 0.98608 | 0.65766 | 0.67029 | 0.63276 | 0.51178 | 0.63219 | 0.57292 | 0.57782 | 0.60407 | 0.46709 | 0.55552 | 1 | 1 | 41 | 14533 | 5674 | 7919 | 10922 | 2078 | 2970 | 11271 | 1634 | 1327 | 30995 | 1.17 | 1.3 | 15320.515
7098 | 18 | 296 | 2017-10-23 | 0.79874 | 1 | 0.79874 | 0.81325 | 0.92154 | 0.65581 | 0.67383 | 0.62605 | 0.50897 | 0.63036 | 0.57157 | 0.58438 | 0.59815 | 0.47976 | 0.5629 | 1 | 1 | 42 | 14492 | 5704 | 7835 | 10862 | 2072 | 2963 | 11399 | 1618 | 1363 | 31407 | 1.27 | 1.35 | 14317.695
7099 | 19 | 296 | 2017-10-23 | 0.83648 | 1 | 0.83648 | 0.8494 | 0.8823 | 0.65191 | 0.67832 | 0.62285 | 0.50621 | 0.62489 | 0.56848 | 0.59048 | 0.59335 | 0.48328 | 0.5705 | 1 | 1 | 43 | 14406 | 5742 | 7795 | 10803 | 2054 | 2947 | 11518 | 1605 | 1373 | 31831 | 1.33 | 1.41 | 13708.055
7100 | 20 | 296 | 2017-10-23 | 0.91824 | 1 | 0.91824 | 0.90361 | 0.93549 | 0.66363 | 0.69273 | 0.63979 | 0.51169 | 0.62884 | 0.57948 | 0.59869 | 0.60111 | 0.50053 | 0.57894 | 1 | 1 | 44 | 14665 | 5864 | 8007 | 10920 | 2067 | 3004 | 11678 | 1626 | 1422 | 32302 | 1.46 | 1.5 | 14534.475
7101 | 21 | 296 | 2017-10-23 | 0.91195 | 1 | 0.91195 | 0.93976 | 0.93593 | 0.65857 | 0.68269 | 0.63092 | 0.51755 | 0.62884 | 0.57446 | 0.57582 | 0.58817 | 0.50194 | 0.56039 | 1 | 1 | 45 | 14553 | 5779 | 7896 | 11045 | 2067 | 2978 | 11232 | 1591 | 1426 | 31267 | 1.45 | 1.56 | 14541.295
7102 | 22 | 296 | 2017-10-23 | 0.89308 | 1 | 0.89308 | 0.89759 | 0.9084 | 0.62847 | 0.64631 | 0.60368 | 0.50818 | 0.60268 | 0.55112 | 0.54122 | 0.56118 | 0.47976 | 0.52987 | 1 | 1 | 46 | 13888 | 5471 | 7555 | 10845 | 1981 | 2857 | 10557 | 1518 | 1363 | 29564 | 1.42 | 1.49 | 14113.52
7103 | 23 | 296 | 2017-10-23 | 0.7673 | 1 | 0.7673 | 0.8012 | 0.88374 | 0.5882 | 0.6026 | 0.56332 | 0.48437 | 0.56282 | 0.51447 | 0.49354 | 0.52274 | 0.44139 | 0.48633 | 1 | 1 | 47 | 12998 | 5101 | 7050 | 10337 | 1850 | 2667 | 9627 | 1414 | 1254 | 27135 | 1.22 | 1.33 | 13730.465
7104 | 24 | 296 | 2017-10-23 | 0.69182 | 1 | 0.69182 | 0.69277 | 0.84359 | 0.54856 | 0.55983 | 0.52473 | 0.44998 | 0.52145 | 0.47492 | 0.44884 | 0.48281 | 0.4076 | 0.44701 | 1 | 1 | 48 | 12122 | 4739 | 6567 | 9603 | 1714 | 2462 | 8755 | 1306 | 1158 | 24941 | 1.1 | 1.15 | 13106.685
7105 | 1 | 297 | 2017-10-24 | 0.61635 | 1 | 0.61635 | 0.64458 | 0.80131 | 0.50199 | 0.51258 | 0.49852 | 0.42069 | 0.48859 | 0.43306 | 0.41433 | 0.45028 | 0.34636 | 0.41635 | 2 | 1 | 49 | 11093 | 4339 | 6239 | 8978 | 1606 | 2245 | 8082 | 1218 | 984 | 23230 | 0.98 | 1.07 | 12449.825
7106 | 2 | 297 | 2017-10-24 | 0.61006 | 1 | 0.61006 | 0.62048 | 0.77242 | 0.48606 | 0.49569 | 0.48398 | 0.4004 | 0.46851 | 0.4159 | 0.39521 | 0.43549 | 0.33333 | 0.39805 | 2 | 1 | 50 | 10741 | 4196 | 6057 | 8545 | 1540 | 2156 | 7709 | 1178 | 947 | 22209 | 0.97 | 1.03 | 12000.945
7107 | 3 | 297 | 2017-10-24 | 0.59748 | 1 | 0.59748 | 0.62048 | 0.74901 | 0.47823 | 0.48447 | 0.47303 | 0.3885 | 0.45756 | 0.40644 | 0.38275 | 0.42625 | 0.32841 | 0.38769 | 2 | 1 | 51 | 10568 | 4101 | 5920 | 8291 | 1504 | 2107 | 7466 | 1153 | 933 | 21631 | 0.95 | 1.03 | 11637.225
7108 | 4 | 297 | 2017-10-24 | 0.58491 | 1 | 0.58491 | 0.62048 | 0.73082 | 0.47746 | 0.48399 | 0.47175 | 0.38147 | 0.453 | 0.40336 | 0.37927 | 0.42403 | 0.32559 | 0.38412 | 2 | 1 | 52 | 10551 | 4097 | 5904 | 8141 | 1489 | 2091 | 7398 | 1147 | 925 | 21432 | 0.93 | 1.03 | 11354.585
7109 | 5 | 297 | 2017-10-24 | 0.60377 | 1 | 0.60377 | 0.64458 | 0.71832 | 0.48719 | 0.49214 | 0.47911 | 0.38039 | 0.46243 | 0.41088 | 0.38711 | 0.42921 | 0.33861 | 0.39226 | 2 | 1 | 53 | 10766 | 4166 | 5996 | 8118 | 1520 | 2130 | 7551 | 1161 | 962 | 21886 | 0.96 | 1.07 | 11160.345
7110 | 6 | 297 | 2017-10-24 | 0.67296 | 1 | 0.67296 | 0.6988 | 0.72546 | 0.51842 | 0.5231 | 0.50795 | 0.39038 | 0.4965 | 0.44213 | 0.41746 | 0.45397 | 0.36853 | 0.42196 | 2 | 1 | 54 | 11456 | 4428 | 6357 | 8331 | 1632 | 2292 | 8143 | 1228 | 1047 | 23543 | 1.07 | 1.16 | 11271.335
7111 | 7 | 297 | 2017-10-24 | 0.73585 | 1 | 0.73585 | 0.77108 | 0.7356 | 0.58123 | 0.58452 | 0.56205 | 0.42069 | 0.55917 | 0.50579 | 0.47175 | 0.49834 | 0.42098 | 0.48069 | 2 | 1 | 55 | 12844 | 4948 | 7034 | 8978 | 1838 | 2622 | 9202 | 1348 | 1196 | 26820 | 1.17 | 1.28 | 11428.795
7112 | 8 | 297 | 2017-10-24 | 0.74214 | 1 | 0.74214 | 0.78313 | 0.74366 | 0.622 | 0.62315 | 0.60248 | 0.47046 | 0.60237 | 0.55054 | 0.50169 | 0.53124 | 0.43823 | 0.51383 | 2 | 1 | 56 | 13745 | 5275 | 7540 | 10040 | 1980 | 2854 | 9786 | 1437 | 1245 | 28669 | 1.18 | 1.3 | 11554.04
7113 | 9 | 297 | 2017-10-24 | 0.74843 | 1 | 0.74843 | 0.74699 | 0.84656 | 0.62426 | 0.62245 | 0.60264 | 0.50082 | 0.60207 | 0.55401 | 0.50677 | 0.5427 | 0.43189 | 0.52639 | 2 | 1 | 57 | 13795 | 5269 | 7542 | 10688 | 1979 | 2872 | 9885 | 1468 | 1227 | 29370 | 1.19 | 1.24 | 13152.805
7114 | 10 | 297 | 2017-10-24 | 0.71698 | 1 | 0.71698 | 0.72892 | 0.91285 | 0.63033 | 0.62611 | 0.60663 | 0.51211 | 0.61089 | 0.55729 | 0.51225 | 0.55342 | 0.43224 | 0.53679 | 2 | 1 | 58 | 13929 | 5300 | 7592 | 10929 | 2008 | 2889 | 9992 | 1497 | 1228 | 29950 | 1.14 | 1.21 | 14182.66
7115 | 11 | 297 | 2017-10-24 | 0.71698 | 1 | 0.71698 | 0.71084 | 0.9624 | 0.63662 | 0.63249 | 0.61486 | 0.51853 | 0.61911 | 0.56327 | 0.52502 | 0.56488 | 0.42943 | 0.54596 | 2 | 1 | 59 | 14068 | 5354 | 7695 | 11066 | 2035 | 2920 | 10241 | 1528 | 1220 | 30462 | 1.14 | 1.18 | 14952.575
7116 | 12 | 297 | 2017-10-24 | 0.69811 | 1 | 0.69811 | 0.68072 | 0.97754 | 0.6401 | 0.63603 | 0.61902 | 0.52448 | 0.61911 | 0.56424 | 0.53707 | 0.56932 | 0.42802 | 0.55071 | 2 | 1 | 60 | 14145 | 5384 | 7747 | 11193 | 2035 | 2925 | 10476 | 1540 | 1216 | 30727 | 1.11 | 1.13 | 15187.805
7117 | 13 | 297 | 2017-10-24 | 0.63522 | 1 | 0.63522 | 0.6506 | 0.95214 | 0.64114 | 0.63461 | 0.62006 | 0.52561 | 0.62306 | 0.56636 | 0.54445 | 0.57301 | 0.42837 | 0.55417 | 2 | 1 | 61 | 14168 | 5372 | 7760 | 11217 | 2048 | 2936 | 10620 | 1550 | 1217 | 30920 | 1.01 | 1.08 | 14793.225
7118 | 14 | 297 | 2017-10-24 | 0.61635 | 1 | 0.61635 | 0.63253 | 0.97576 | 0.64101 | 0.6365 | 0.62165 | 0.52617 | 0.62336 | 0.56906 | 0.55106 | 0.57671 | 0.42767 | 0.55496 | 2 | 1 | 62 | 14165 | 5388 | 7780 | 11229 | 2049 | 2950 | 10749 | 1560 | 1215 | 30964 | 0.98 | 1.05 | 15160.185
7119 | 15 | 297 | 2017-10-24 | 0.61635 | 1 | 0.61635 | 0.65663 | 1 | 0.6378 | 0.63225 | 0.61622 | 0.52893 | 0.62063 | 0.56597 | 0.55496 | 0.57375 | 0.41957 | 0.55426 | 2 | 1 | 63 | 14094 | 5352 | 7712 | 11288 | 2040 | 2934 | 10825 | 1552 | 1192 | 30925 | 0.98 | 1.09 | 15536.75
7120 | 16 | 297 | 2017-10-24 | 0.64151 | 1 | 0.64151 | 0.68072 | 0.99944 | 0.63241 | 0.62871 | 0.60847 | 0.52467 | 0.61698 | 0.56269 | 0.56137 | 0.57338 | 0.42274 | 0.55487 | 2 | 1 | 64 | 13975 | 5322 | 7615 | 11197 | 2028 | 2917 | 10950 | 1551 | 1201 | 30959 | 1.02 | 1.13 | 15528.105
7121 | 17 | 297 | 2017-10-24 | 0.66667 | 1 | 0.66667 | 0.72892 | 0.98608 | 0.62915 | 0.63071 | 0.60703 | 0.52064 | 0.61424 | 0.56134 | 0.56547 | 0.57116 | 0.43189 | 0.55154 | 2 | 1 | 65 | 13903 | 5339 | 7597 | 11111 | 2019 | 2910 | 11030 | 1545 | 1227 | 30773 | 1.06 | 1.21 | 15320.515
7122 | 18 | 297 | 2017-10-24 | 0.68553 | 1 | 0.68553 | 0.77711 | 0.92154 | 0.62739 | 0.63497 | 0.60216 | 0.51886 | 0.61241 | 0.55883 | 0.56644 | 0.56599 | 0.44562 | 0.55338 | 2 | 1 | 66 | 13864 | 5375 | 7536 | 11073 | 2013 | 2897 | 11049 | 1531 | 1266 | 30876 | 1.09 | 1.29 | 14317.695
7123 | 19 | 297 | 2017-10-24 | 0.7044 | 1 | 0.7044 | 0.79518 | 0.8823 | 0.63196 | 0.64371 | 0.60072 | 0.51886 | 0.60754 | 0.5544 | 0.55993 | 0.55896 | 0.45477 | 0.56795 | 2 | 1 | 67 | 13965 | 5449 | 7518 | 11073 | 1997 | 2874 | 10922 | 1512 | 1292 | 31689 | 1.12 | 1.32 | 13708.055
7124 | 20 | 297 | 2017-10-24 | 0.7673 | 1 | 0.7673 | 0.8494 | 0.93549 | 0.65391 | 0.67643 | 0.62996 | 0.52383 | 0.63766 | 0.58873 | 0.58423 | 0.58189 | 0.47694 | 0.5758 | 2 | 1 | 68 | 14450 | 5726 | 7884 | 11179 | 2096 | 3052 | 11396 | 1574 | 1355 | 32127 | 1.22 | 1.41 | 14534.475
7125 | 21 | 297 | 2017-10-24 | 0.83648 | 1 | 0.83648 | 0.89759 | 0.93593 | 0.64734 | 0.66426 | 0.62269 | 0.52678 | 0.6258 | 0.58333 | 0.56198 | 0.56858 | 0.49349 | 0.56019 | 2 | 1 | 69 | 14305 | 5623 | 7793 | 11242 | 2057 | 3024 | 10962 | 1538 | 1402 | 31256 | 1.33 | 1.49 | 14541.295
7126 | 22 | 297 | 2017-10-24 | 0.8239 | 1 | 0.8239 | 0.87349 | 0.9084 | 0.62607 | 0.63473 | 0.60304 | 0.52097 | 0.60176 | 0.56481 | 0.52548 | 0.5475 | 0.47413 | 0.53067 | 2 | 1 | 70 | 13835 | 5373 | 7547 | 11118 | 1978 | 2928 | 10250 | 1481 | 1347 | 29609 | 1.31 | 1.45 | 14113.52
7127 | 23 | 297 | 2017-10-24 | 0.77358 | 1 | 0.77358 | 0.75904 | 0.88374 | 0.59078 | 0.59563 | 0.57004 | 0.49843 | 0.56982 | 0.53048 | 0.48124 | 0.51275 | 0.43576 | 0.48831 | 2 | 1 | 71 | 13055 | 5042 | 7134 | 10637 | 1873 | 2750 | 9387 | 1387 | 1238 | 27245 | 1.23 | 1.26 | 13730.465
7128 | 24 | 297 | 2017-10-24 | 0.7044 | 1 | 0.7044 | 0.68072 | 0.84359 | 0.5553 | 0.55901 | 0.53576 | 0.466 | 0.5324 | 0.49537 | 0.44022 | 0.47911 | 0.40408 | 0.44898 | 2 | 1 | 72 | 12271 | 4732 | 6705 | 9945 | 1750 | 2568 | 8587 | 1296 | 1148 | 25051 | 1.12 | 1.13 | 13106.685
7129 | 1 | 298 | 2017-10-25 | 0.6478 | 1 | 0.6478 | 0.63253 | 0.80131 | 0.53236 | 0.54731 | 0.51298 | 0.43747 | 0.50958 | 0.46663 | 0.40126 | 0.44954 | 0.41077 | 0.42006 | 3 | 1 | 73 | 11764 | 4633 | 6420 | 9336 | 1675 | 2419 | 7827 | 1216 | 1167 | 23437 | 1.03 | 1.05 | 12449.825
7130 | 2 | 298 | 2017-10-25 | 0.59748 | 1 | 0.59748 | 0.61446 | 0.77242 | 0.521 | 0.53255 | 0.49868 | 0.41563 | 0.49255 | 0.45332 | 0.38747 | 0.43993 | 0.40056 | 0.4016 | 3 | 1 | 74 | 11513 | 4508 | 6241 | 8870 | 1619 | 2350 | 7558 | 1190 | 1138 | 22407 | 0.95 | 1.02 | 12000.945
7131 | 3 | 298 | 2017-10-25 | 0.57862 | 1 | 0.57862 | 0.59639 | 0.74901 | 0.5153 | 0.52546 | 0.49269 | 0.40303 | 0.48372 | 0.44522 | 0.3806 | 0.43216 | 0.40056 | 0.38973 | 3 | 1 | 75 | 11387 | 4448 | 6166 | 8601 | 1590 | 2308 | 7424 | 1169 | 1138 | 21745 | 0.92 | 0.99 | 11637.225
7132 | 4 | 298 | 2017-10-25 | 0.58491 | 1 | 0.58491 | 0.61446 | 0.73082 | 0.51643 | 0.52877 | 0.49061 | 0.39633 | 0.48099 | 0.44444 | 0.3806 | 0.43105 | 0.40162 | 0.38681 | 3 | 1 | 76 | 11412 | 4476 | 6140 | 8458 | 1581 | 2304 | 7424 | 1166 | 1141 | 21582 | 0.93 | 1.02 | 11354.585
7133 | 5 | 298 | 2017-10-25 | 0.58491 | 1 | 0.58491 | 0.62048 | 0.71832 | 0.52878 | 0.54306 | 0.49924 | 0.3953 | 0.49285 | 0.45679 | 0.39224 | 0.44325 | 0.41887 | 0.39527 | 3 | 1 | 77 | 11685 | 4597 | 6248 | 8436 | 1620 | 2368 | 7651 | 1199 | 1190 | 22054 | 0.93 | 1.03 | 11160.345
7134 | 6 | 298 | 2017-10-25 | 0.61635 | 1 | 0.61635 | 0.6747 | 0.72546 | 0.56372 | 0.58098 | 0.53376 | 0.40635 | 0.52905 | 0.49113 | 0.42833 | 0.46654 | 0.45301 | 0.4304 | 3 | 1 | 78 | 12457 | 4918 | 6680 | 8672 | 1739 | 2546 | 8355 | 1262 | 1287 | 24014 | 0.98 | 1.12 | 11271.335
7135 | 7 | 298 | 2017-10-25 | 0.67296 | 1 | 0.67296 | 0.75904 | 0.7356 | 0.62336 | 0.64347 | 0.5992 | 0.43789 | 0.5969 | 0.54938 | 0.49708 | 0.51238 | 0.51918 | 0.49592 | 3 | 1 | 79 | 13775 | 5447 | 7499 | 9345 | 1962 | 2848 | 9696 | 1386 | 1475 | 27670 | 1.07 | 1.26 | 11428.795
7136 | 8 | 298 | 2017-10-25 | 0.72327 | 1 | 0.72327 | 0.74699 | 0.74366 | 0.66314 | 0.68352 | 0.61806 | 0.48971 | 0.64071 | 0.58623 | 0.52435 | 0.5427 | 0.53854 | 0.516 | 3 | 1 | 80 | 14654 | 5786 | 7735 | 10451 | 2106 | 3039 | 10228 | 1468 | 1530 | 28790 | 1.15 | 1.24 | 11554.04
7137 | 9 | 298 | 2017-10-25 | 0.75472 | 1 | 0.75472 | 0.71084 | 0.84656 | 0.66223 | 0.67655 | 0.62133 | 0.52083 | 0.63979 | 0.58642 | 0.52025 | 0.55453 | 0.52517 | 0.51963 | 3 | 1 | 81 | 14634 | 5727 | 7776 | 11115 | 2103 | 3040 | 10148 | 1500 | 1492 | 28993 | 1.2 | 1.18 | 13152.805
7138 | 10 | 298 | 2017-10-25 | 0.79245 | 1 | 0.79245 | 0.6747 | 0.91285 | 0.66106 | 0.67301 | 0.62573 | 0.52734 | 0.6404 | 0.58758 | 0.51697 | 0.56229 | 0.51179 | 0.52123 | 3 | 1 | 82 | 14608 | 5697 | 7831 | 11254 | 2105 | 3046 | 10084 | 1521 | 1454 | 29082 | 1.26 | 1.12 | 14182.66
7139 | 11 | 298 | 2017-10-25 | 0.73585 | 1 | 0.73585 | 0.6506 | 0.9624 | 0.6587 | 0.66923 | 0.63028 | 0.5309 | 0.64101 | 0.58816 | 0.51184 | 0.56858 | 0.49666 | 0.52259 | 3 | 1 | 83 | 14556 | 5665 | 7888 | 11330 | 2107 | 3049 | 9984 | 1538 | 1411 | 29158 | 1.17 | 1.08 | 14952.575
7140 | 12 | 298 | 2017-10-25 | 0.72327 | 1 | 0.72327 | 0.61446 | 0.97754 | 0.6511 | 0.66521 | 0.62996 | 0.5346 | 0.63918 | 0.58603 | 0.50892 | 0.57079 | 0.48398 | 0.52291 | 3 | 1 | 84 | 14388 | 5631 | 7884 | 11409 | 2101 | 3038 | 9927 | 1544 | 1375 | 29176 | 1.15 | 1.02 | 15187.805
7141 | 13 | 298 | 2017-10-25 | 0.71069 | 1 | 0.71069 | 0.63855 | 0.95214 | 0.6473 | 0.66155 | 0.62972 | 0.53301 | 0.63949 | 0.58333 | 0.50759 | 0.5719 | 0.47624 | 0.52082 | 3 | 1 | 85 | 14304 | 5600 | 7881 | 11375 | 2102 | 3024 | 9901 | 1547 | 1353 | 29059 | 1.13 | 1.06 | 14793.225
7142 | 14 | 298 | 2017-10-25 | 0.69182 | 1 | 0.69182 | 0.62048 | 0.97576 | 0.64427 | 0.6567 | 0.63204 | 0.53118 | 0.63645 | 0.58005 | 0.50743 | 0.57043 | 0.46744 | 0.52166 | 3 | 1 | 86 | 14237 | 5559 | 7910 | 11336 | 2092 | 3007 | 9898 | 1543 | 1328 | 29106 | 1.1 | 1.03 | 15160.185
7143 | 15 | 298 | 2017-10-25 | 0.67296 | 1 | 0.67296 | 0.62048 | 1 | 0.63522 | 0.65103 | 0.62605 | 0.53221 | 0.63097 | 0.576 | 0.50651 | 0.56858 | 0.4597 | 0.52189 | 3 | 1 | 87 | 14037 | 5511 | 7835 | 11358 | 2074 | 2986 | 9880 | 1538 | 1306 | 29119 | 1.07 | 1.03 | 15536.75
7144 | 16 | 298 | 2017-10-25 | 0.68553 | 1 | 0.68553 | 0.63253 | 0.99944 | 0.62965 | 0.64631 | 0.6191 | 0.5279 | 0.62032 | 0.57118 | 0.50446 | 0.56636 | 0.46005 | 0.52367 | 3 | 1 | 88 | 13914 | 5471 | 7748 | 11266 | 2039 | 2961 | 9840 | 1532 | 1307 | 29218 | 1.09 | 1.05 | 15528.105
7145 | 17 | 298 | 2017-10-25 | 0.66667 | 1 | 0.66667 | 0.71084 | 0.98608 | 0.62404 | 0.64265 | 0.62006 | 0.52214 | 0.61819 | 0.56983 | 0.5042 | 0.56599 | 0.47061 | 0.53084 | 3 | 1 | 89 | 13790 | 5440 | 7760 | 11143 | 2032 | 2954 | 9835 | 1531 | 1337 | 29618 | 1.06 | 1.18 | 15320.515
7146 | 18 | 298 | 2017-10-25 | 0.69811 | 1 | 0.69811 | 0.71687 | 0.92154 | 0.62422 | 0.64784 | 0.62022 | 0.5198 | 0.61637 | 0.57407 | 0.50959 | 0.56229 | 0.48786 | 0.53955 | 3 | 1 | 90 | 13794 | 5484 | 7762 | 11093 | 2026 | 2976 | 9940 | 1521 | 1386 | 30104 | 1.11 | 1.19 | 14317.695
7147 | 19 | 298 | 2017-10-25 | 0.72327 | 1 | 0.72327 | 0.76506 | 0.8823 | 0.63395 | 0.67832 | 0.62469 | 0.51858 | 0.62306 | 0.58603 | 0.53189 | 0.5597 | 0.49806 | 0.55112 | 3 | 1 | 91 | 14009 | 5742 | 7818 | 11067 | 2048 | 3038 | 10375 | 1514 | 1415 | 30750 | 1.15 | 1.27 | 13708.055
7148 | 20 | 298 | 2017-10-25 | 0.78616 | 1 | 0.78616 | 0.80723 | 0.93549 | 0.66323 | 0.70762 | 0.65258 | 0.54416 | 0.64922 | 0.61555 | 0.56172 | 0.58152 | 0.51707 | 0.56104 | 3 | 1 | 92 | 14656 | 5990 | 8167 | 11613 | 2134 | 3191 | 10957 | 1573 | 1469 | 31303 | 1.25 | 1.34 | 14534.475
7149 | 21 | 298 | 2017-10-25 | 0.83648 | 1 | 0.83648 | 0.86145 | 0.93593 | 0.67119 | 0.7062 | 0.64227 | 0.54552 | 0.64101 | 0.60455 | 0.53932 | 0.57153 | 0.53502 | 0.54756 | 3 | 1 | 93 | 14832 | 5978 | 8038 | 11642 | 2107 | 3134 | 10520 | 1546 | 1520 | 30551 | 1.33 | 1.43 | 14541.295
7150 | 22 | 298 | 2017-10-25 | 0.81761 | 1 | 0.81761 | 0.8494 | 0.9084 | 0.65296 | 0.67147 | 0.62165 | 0.53011 | 0.62519 | 0.58083 | 0.50518 | 0.55527 | 0.52869 | 0.51996 | 3 | 1 | 94 | 14429 | 5684 | 7780 | 11313 | 2055 | 3011 | 9854 | 1502 | 1502 | 29011 | 1.3 | 1.41 | 14113.52
7151 | 23 | 298 | 2017-10-25 | 0.75472 | 1 | 0.75472 | 0.72892 | 0.88374 | 0.6144 | 0.63308 | 0.58849 | 0.5085 | 0.59051 | 0.54726 | 0.47329 | 0.52052 | 0.50123 | 0.4797 | 3 | 1 | 95 | 13577 | 5359 | 7365 | 10852 | 1941 | 2837 | 9232 | 1408 | 1424 | 26765 | 1.2 | 1.21 | 13730.465
7152 | 24 | 298 | 2017-10-25 | 0.68553 | 1 | 0.68553 | 0.6506 | 0.84359 | 0.58155 | 0.59882 | 0.5535 | 0.47509 | 0.5543 | 0.51447 | 0.43971 | 0.49353 | 0.47307 | 0.44481 | 3 | 1 | 96 | 12851 | 5069 | 6927 | 10139 | 1822 | 2667 | 8577 | 1335 | 1344 | 24818 | 1.09 | 1.08 | 13106.685
7153 | 1 | 299 | 2017-10-26 | 0.61635 | 1 | 0.61635 | 0.62651 | 0.80131 | 0.55534 | 0.58701 | 0.52976 | 0.43972 | 0.53696 | 0.47145 | 0.40367 | 0.46987 | 0.44879 | 0.41308 | 4 | 1 | 97 | 12272 | 4969 | 6630 | 9384 | 1765 | 2444 | 7874 | 1271 | 1275 | 23048 | 0.98 | 1.04 | 12449.825
7154 | 2 | 299 | 2017-10-26 | 0.60377 | 1 | 0.60377 | 0.60241 | 0.77242 | 0.5467 | 0.57507 | 0.51418 | 0.41854 | 0.52145 | 0.45949 | 0.39321 | 0.45841 | 0.44386 | 0.39817 | 4 | 1 | 98 | 12081 | 4868 | 6435 | 8932 | 1714 | 2382 | 7670 | 1240 | 1261 | 22216 | 0.96 | 1 | 12000.945
7155 | 3 | 299 | 2017-10-26 | 0.59748 | 1 | 0.59748 | 0.59036 | 0.74901 | 0.54498 | 0.56905 | 0.50787 | 0.40654 | 0.51293 | 0.45293 | 0.38952 | 0.45287 | 0.4516 | 0.39143 | 4 | 1 | 99 | 12043 | 4817 | 6356 | 8676 | 1686 | 2348 | 7598 | 1225 | 1283 | 21840 | 0.95 | 0.98 | 11637.225
7156 | 4 | 299 | 2017-10-26 | 0.61635 | 1 | 0.61635 | 0.59036 | 0.73082 | 0.54951 | 0.57318 | 0.50739 | 0.39937 | 0.51232 | 0.45293 | 0.39337 | 0.4525 | 0.45829 | 0.39088 | 4 | 1 | 100 | 12143 | 4852 | 6350 | 8523 | 1684 | 2348 | 7673 | 1224 | 1302 | 21809 | 0.98 | 0.98 | 11354.585
7157 | 5 | 299 | 2017-10-26 | 0.64151 | 1 | 0.64151 | 0.60843 | 0.71832 | 0.5648 | 0.58925 | 0.51794 | 0.39829 | 0.52388 | 0.46373 | 0.40839 | 0.46063 | 0.47835 | 0.40109 | 4 | 1 | 101 | 12481 | 4988 | 6482 | 8500 | 1722 | 2404 | 7966 | 1246 | 1359 | 22379 | 1.02 | 1.01 | 11160.345
7158 | 6 | 299 | 2017-10-26 | 0.71698 | 1 | 0.71698 | 0.6506 | 0.72546 | 0.61209 | 0.62611 | 0.54934 | 0.40884 | 0.55978 | 0.50019 | 0.44704 | 0.48835 | 0.51954 | 0.43473 | 4 | 1 | 102 | 13526 | 5300 | 6875 | 8725 | 1840 | 2593 | 8720 | 1321 | 1476 | 24256 | 1.14 | 1.08 | 11271.335
7159 | 7 | 299 | 2017-10-26 | 0.77358 | 1 | 0.77358 | 0.68675 | 0.7356 | 0.67649 | 0.68659 | 0.60823 | 0.44004 | 0.62336 | 0.56076 | 0.51876 | 0.53013 | 0.58289 | 0.50039 | 4 | 1 | 103 | 14949 | 5812 | 7612 | 9391 | 2049 | 2907 | 10119 | 1434 | 1656 | 27919 | 1.23 | 1.14 | 11428.795
7160 | 8 | 299 | 2017-10-26 | 0.77987 | 1 | 0.77987 | 0.71687 | 0.74366 | 0.71776 | 0.6977 | 0.63532 | 0.48915 | 0.6617 | 0.59028 | 0.5285 | 0.55786 | 0.59838 | 0.52589 | 4 | 1 | 104 | 15861 | 5906 | 7951 | 10439 | 2175 | 3060 | 10309 | 1509 | 1700 | 29342 | 1.24 | 1.19 | 11554.04
7161 | 9 | 299 | 2017-10-26 | 0.73585 | 1 | 0.73585 | 0.77108 | 0.84656 | 0.70396 | 0.69498 | 0.64003 | 0.51197 | 0.66018 | 0.59124 | 0.52056 | 0.5671 | 0.58008 | 0.52677 | 4 | 1 | 105 | 15556 | 5883 | 8010 | 10926 | 2170 | 3065 | 10154 | 1534 | 1648 | 29391 | 1.17 | 1.28 | 13152.805
7162 | 10 | 299 | 2017-10-26 | 0.67925 | 1 | 0.67925 | 0.74096 | 0.91285 | 0.69205 | 0.69061 | 0.64019 | 0.51961 | 0.65713 | 0.58893 | 0.51297 | 0.57375 | 0.54981 | 0.52406 | 4 | 1 | 106 | 15293 | 5846 | 8012 | 11089 | 2160 | 3053 | 10006 | 1552 | 1562 | 29240 | 1.08 | 1.23 | 14182.66
7163 | 11 | 299 | 2017-10-26 | 0.66667 | 1 | 0.66667 | 0.75301 | 0.9624 | 0.67481 | 0.68435 | 0.63971 | 0.5235 | 0.65379 | 0.58642 | 0.50477 | 0.57967 | 0.51602 | 0.52241 | 4 | 1 | 107 | 14912 | 5793 | 8006 | 11172 | 2149 | 3040 | 9846 | 1568 | 1466 | 29148 | 1.06 | 1.25 | 14952.575
7164 | 12 | 299 | 2017-10-26 | 0.6478 | 1 | 0.6478 | 0.73494 | 0.97754 | 0.65915 | 0.67809 | 0.63748 | 0.52636 | 0.64436 | 0.58256 | 0.49877 | 0.58262 | 0.48856 | 0.52003 | 4 | 1 | 108 | 14566 | 5740 | 7978 | 11233 | 2118 | 3020 | 9729 | 1576 | 1388 | 29015 | 1.03 | 1.22 | 15187.805
7165 | 13 | 299 | 2017-10-26 | 0.66667 | 1 | 0.66667 | 0.71084 | 0.95214 | 0.64875 | 0.67112 | 0.63372 | 0.52476 | 0.63858 | 0.57928 | 0.49282 | 0.58226 | 0.46779 | 0.51661 | 4 | 1 | 109 | 14336 | 5681 | 7931 | 11199 | 2099 | 3003 | 9613 | 1575 | 1329 | 28824 | 1.06 | 1.18 | 14793.225
7166 | 14 | 299 | 2017-10-26 | 0.6478 | 1 | 0.6478 | 0.70482 | 0.97576 | 0.64228 | 0.6645 | 0.63124 | 0.52252 | 0.63249 | 0.57716 | 0.48995 | 0.58004 | 0.45442 | 0.512 | 4 | 1 | 110 | 14193 | 5625 | 7900 | 11151 | 2079 | 2992 | 9557 | 1569 | 1291 | 28567 | 1.03 | 1.17 | 15160.185
7167 | 15 | 299 | 2017-10-26 | 0.62893 | 1 | 0.62893 | 0.69277 | 1 | 0.63128 | 0.6534 | 0.62437 | 0.52252 | 0.62397 | 0.57407 | 0.48718 | 0.5793 | 0.44069 | 0.51006 | 4 | 1 | 111 | 13950 | 5531 | 7814 | 11151 | 2051 | 2976 | 9503 | 1567 | 1252 | 28459 | 1 | 1.15 | 15536.75
7168 | 16 | 299 | 2017-10-26 | 0.67296 | 1 | 0.67296 | 0.69277 | 0.99944 | 0.62164 | 0.64678 | 0.61678 | 0.5176 | 0.61302 | 0.57079 | 0.48508 | 0.57486 | 0.43506 | 0.51074 | 4 | 1 | 112 | 13737 | 5475 | 7719 | 11046 | 2015 | 2959 | 9462 | 1555 | 1236 | 28497 | 1.07 | 1.15 | 15528.105
7169 | 17 | 299 | 2017-10-26 | 0.72327 | 1 | 0.72327 | 0.75301 | 0.98608 | 0.61775 | 0.64773 | 0.61446 | 0.51183 | 0.6112 | 0.56732 | 0.49323 | 0.57079 | 0.43752 | 0.51983 | 4 | 1 | 113 | 13651 | 5483 | 7690 | 10923 | 2009 | 2941 | 9621 | 1544 | 1243 | 29004 | 1.15 | 1.25 | 15320.515
7170 | 18 | 299 | 2017-10-26 | 0.7673 | 1 | 0.7673 | 0.80723 | 0.92154 | 0.62408 | 0.65694 | 0.61622 | 0.51019 | 0.62124 | 0.56655 | 0.50831 | 0.56562 | 0.45336 | 0.53546 | 4 | 1 | 114 | 13791 | 5561 | 7712 | 10888 | 2042 | 2937 | 9915 | 1530 | 1288 | 29876 | 1.22 | 1.34 | 14317.695
7171 | 19 | 299 | 2017-10-26 | 0.77358 | 1 | 0.77358 | 0.83133 | 0.8823 | 0.63467 | 0.6697 | 0.61966 | 0.5131 | 0.62823 | 0.57118 | 0.53384 | 0.56266 | 0.47307 | 0.55313 | 4 | 1 | 115 | 14025 | 5669 | 7755 | 10950 | 2065 | 2961 | 10413 | 1522 | 1344 | 30862 | 1.23 | 1.38 | 13708.055
7172 | 20 | 299 | 2017-10-26 | 0.80503 | 1 | 0.80503 | 0.8494 | 0.93549 | 0.6706 | 0.69652 | 0.64155 | 0.52125 | 0.64801 | 0.5951 | 0.54978 | 0.58484 | 0.51918 | 0.56109 | 4 | 1 | 116 | 14819 | 5896 | 8029 | 11124 | 2130 | 3085 | 10724 | 1582 | 1475 | 31306 | 1.28 | 1.41 | 14534.475
7173 | 21 | 299 | 2017-10-26 | 0.89937 | 1 | 0.89937 | 0.93373 | 0.93593 | 0.66404 | 0.7003 | 0.63556 | 0.52444 | 0.63188 | 0.58005 | 0.54322 | 0.57375 | 0.51813 | 0.55186 | 4 | 1 | 117 | 14674 | 5928 | 7954 | 11192 | 2077 | 3007 | 10596 | 1552 | 1472 | 30791 | 1.43 | 1.55 | 14541.295
7174 | 22 | 299 | 2017-10-26 | 0.88679 | 1 | 0.88679 | 0.90964 | 0.9084 | 0.64354 | 0.6821 | 0.61894 | 0.51942 | 0.61059 | 0.55208 | 0.52097 | 0.54935 | 0.49349 | 0.52757 | 4 | 1 | 118 | 14221 | 5774 | 7746 | 11085 | 2007 | 2862 | 10162 | 1486 | 1402 | 29436 | 1.41 | 1.51 | 14113.52
7175 | 23 | 299 | 2017-10-26 | 0.79874 | 1 | 0.79874 | 0.85542 | 0.88374 | 0.61512 | 0.64359 | 0.5825 | 0.49852 | 0.57499 | 0.5245 | 0.48565 | 0.522 | 0.46357 | 0.4899 | 4 | 1 | 119 | 13593 | 5448 | 7290 | 10639 | 1890 | 2719 | 9473 | 1412 | 1317 | 27334 | 1.27 | 1.42 | 13730.465
7176 | 24 | 299 | 2017-10-26 | 0.7044 | 1 | 0.7044 | 0.77108 | 0.84359 | 0.58222 | 0.61181 | 0.5479 | 0.46605 | 0.54274 | 0.49402 | 0.45258 | 0.48725 | 0.43435 | 0.45368 | 4 | 1 | 120 | 12866 | 5179 | 6857 | 9946 | 1784 | 2561 | 8828 | 1318 | 1234 | 25313 | 1.12 | 1.28 | 13106.685
7177 | 1 | 300 | 2017-10-27 | 0.76101 | 1 | 0.76101 | 0.71687 | 0.80131 | 0.5496 | 0.56905 | 0.51298 | 0.43517 | 0.51232 | 0.489 | 0.42213 | 0.4732 | 0.41429 | 0.42314 | 5 | 1 | 121 | 12145 | 4817 | 6420 | 9287 | 1684 | 2535 | 8234 | 1280 | 1177 | 23609 | 1.21 | 1.19 | 12449.825
7178 | 2 | 300 | 2017-10-27 | 0.71698 | 1 | 0.71698 | 0.66867 | 0.77242 | 0.53629 | 0.55783 | 0.49756 | 0.41455 | 0.49772 | 0.47261 | 0.41172 | 0.45767 | 0.40162 | 0.409 | 5 | 1 | 122 | 11851 | 4722 | 6227 | 8847 | 1636 | 2450 | 8031 | 1238 | 1141 | 22820 | 1.14 | 1.11 | 12000.945
7179 | 3 | 300 | 2017-10-27 | 0.7044 | 1 | 0.7044 | 0.64458 | 0.74901 | 0.53032 | 0.55275 | 0.49085 | 0.40148 | 0.48677 | 0.46258 | 0.41028 | 0.45028 | 0.39704 | 0.40256 | 5 | 1 | 123 | 11719 | 4679 | 6143 | 8568 | 1600 | 2398 | 8003 | 1218 | 1128 | 22461 | 1.12 | 1.07 | 11637.225
7180 | 4 | 300 | 2017-10-27 | 0.69811 | 1 | 0.69811 | 0.63253 | 0.73082 | 0.53109 | 0.55747 | 0.48965 | 0.3945 | 0.48464 | 0.46046 | 0.41274 | 0.45102 | 0.39212 | 0.40242 | 5 | 1 | 124 | 11736 | 4719 | 6128 | 8419 | 1593 | 2387 | 8051 | 1220 | 1114 | 22453 | 1.11 | 1.05 | 11354.585
7181 | 5 | 300 | 2017-10-27 | 0.69182 | 1 | 0.69182 | 0.63253 | 0.71832 | 0.54457 | 0.57779 | 0.49956 | 0.39323 | 0.49315 | 0.46875 | 0.42828 | 0.4658 | 0.4062 | 0.41348 | 5 | 1 | 125 | 12034 | 4891 | 6252 | 8392 | 1621 | 2430 | 8354 | 1260 | 1154 | 23070 | 1.1 | 1.05 | 11160.345
7182 | 6 | 300 | 2017-10-27 | 0.7044 | 1 | 0.7044 | 0.68072 | 0.72546 | 0.57869 | 0.62398 | 0.52889 | 0.40354 | 0.52997 | 0.49884 | 0.46416 | 0.51904 | 0.43541 | 0.44669 | 5 | 1 | 126 | 12788 | 5282 | 6619 | 8612 | 1742 | 2586 | 9054 | 1404 | 1237 | 24923 | 1.12 | 1.13 | 11271.335
7183 | 7 | 300 | 2017-10-27 | 0.75472 | 1 | 0.75472 | 0.74096 | 0.7356 | 0.63811 | 0.68069 | 0.5841 | 0.43587 | 0.59355 | 0.54958 | 0.52794 | 0.58152 | 0.48856 | 0.50289 | 5 | 1 | 127 | 14101 | 5762 | 7310 | 9302 | 1951 | 2849 | 10298 | 1573 | 1388 | 28059 | 1.2 | 1.23 | 11428.795
7184 | 8 | 300 | 2017-10-27 | 0.81761 | 1 | 0.81761 | 0.77711 | 0.74366 | 0.6754 | 0.70006 | 0.62093 | 0.48587 | 0.6328 | 0.58391 | 0.54578 | 0.60887 | 0.50088 | 0.52214 | 5 | 1 | 128 | 14925 | 5926 | 7771 | 10369 | 2080 | 3027 | 10646 | 1647 | 1423 | 29133 | 1.3 | 1.29 | 11554.04
7185 | 9 | 300 | 2017-10-27 | 0.84277 | 1 | 0.84277 | 0.83133 | 0.84656 | 0.67255 | 0.69652 | 0.62093 | 0.52519 | 0.62975 | 0.58546 | 0.5386 | 0.61294 | 0.48821 | 0.52023 | 5 | 1 | 129 | 14862 | 5896 | 7771 | 11208 | 2070 | 3035 | 10506 | 1658 | 1387 | 29026 | 1.34 | 1.38 | 13152.805
7186 | 10 | 300 | 2017-10-27 | 0.8805 | 1 | 0.8805 | 0.85542 | 0.91285 | 0.6663 | 0.67998 | 0.62285 | 0.52851 | 0.62884 | 0.58873 | 0.53066 | 0.61035 | 0.47835 | 0.51707 | 5 | 1 | 130 | 14724 | 5756 | 7795 | 11279 | 2067 | 3052 | 10351 | 1651 | 1359 | 28850 | 1.4 | 1.42 | 14182.66
7187 | 11 | 300 | 2017-10-27 | 0.84906 | 1 | 0.84906 | 0.83133 | 0.9624 | 0.65911 | 0.66734 | 0.62469 | 0.53076 | 0.62854 | 0.59008 | 0.5204 | 0.61035 | 0.46392 | 0.51261 | 5 | 1 | 131 | 14565 | 5649 | 7818 | 11327 | 2066 | 3059 | 10151 | 1651 | 1318 | 28601 | 1.35 | 1.38 | 14952.575
7188 | 12 | 300 | 2017-10-27 | 0.8239 | 1 | 0.8239 | 0.78916 | 0.97754 | 0.64685 | 0.658 | 0.62157 | 0.53236 | 0.62336 | 0.59221 | 0.51061 | 0.60739 | 0.45231 | 0.50693 | 5 | 1 | 132 | 14294 | 5570 | 7779 | 11361 | 2049 | 3070 | 9960 | 1643 | 1285 | 28284 | 1.31 | 1.31 | 15187.805
7189 | 13 | 300 | 2017-10-27 | 0.80503 | 1 | 0.80503 | 0.78916 | 0.95214 | 0.63635 | 0.64477 | 0.6155 | 0.53207 | 0.61971 | 0.58989 | 0.50261 | 0.60591 | 0.44703 | 0.50216 | 5 | 1 | 133 | 14062 | 5458 | 7703 | 11355 | 2037 | 3058 | 9804 | 1639 | 1270 | 28018 | 1.28 | 1.31 | 14793.225
7190 | 14 | 300 | 2017-10-27 | 0.81132 | 1 | 0.81132 | 0.74699 | 0.97576 | 0.63205 | 0.63698 | 0.61478 | 0.53062 | 0.61911 | 0.587 | 0.49636 | 0.60555 | 0.44139 | 0.49829 | 5 | 1 | 134 | 13967 | 5392 | 7694 | 11324 | 2035 | 3043 | 9682 | 1638 | 1254 | 27802 | 1.29 | 1.24 | 15160.185
7191 | 15 | 300 | 2017-10-27 | 0.76101 | 1 | 0.76101 | 0.74096 | 1 | 0.62227 | 0.62611 | 0.60567 | 0.528 | 0.60876 | 0.58314 | 0.49528 | 0.60259 | 0.43224 | 0.49547 | 5 | 1 | 135 | 13751 | 5300 | 7580 | 11268 | 2001 | 3023 | 9661 | 1630 | 1228 | 27645 | 1.21 | 1.23 | 15536.75
7192 | 16 | 300 | 2017-10-27 | 0.77358 | 1 | 0.77358 | 0.72892 | 0.99944 | 0.61417 | 0.61961 | 0.59257 | 0.52359 | 0.59477 | 0.58005 | 0.49492 | 0.59741 | 0.43295 | 0.49596 | 5 | 1 | 136 | 13572 | 5245 | 7416 | 11174 | 1955 | 3007 | 9654 | 1616 | 1230 | 27672 | 1.23 | 1.21 | 15528.105
7193 | 17 | 300 | 2017-10-27 | 0.77987 | 1 | 0.77987 | 0.72289 | 0.98608 | 0.60784 | 0.61595 | 0.58386 | 0.5182 | 0.5899 | 0.57427 | 0.49636 | 0.59261 | 0.43893 | 0.5011 | 5 | 1 | 137 | 13432 | 5214 | 7307 | 11059 | 1939 | 2977 | 9682 | 1603 | 1247 | 27959 | 1.24 | 1.2 | 15320.515
7194 | 18 | 300 | 2017-10-27 | 0.83648 | 1 | 0.83648 | 0.77108 | 0.92154 | 0.61259 | 0.61689 | 0.57627 | 0.51066 | 0.5829 | 0.5787 | 0.49979 | 0.58965 | 0.44738 | 0.50392 | 5 | 1 | 138 | 13537 | 5222 | 7212 | 10898 | 1916 | 3000 | 9749 | 1595 | 1271 | 28116 | 1.33 | 1.28 | 14317.695
7195 | 19 | 300 | 2017-10-27 | 0.83648 | 1 | 0.83648 | 0.80723 | 0.8823 | 0.63132 | 0.62008 | 0.57659 | 0.5048 | 0.5899 | 0.58951 | 0.51046 | 0.59889 | 0.45125 | 0.52524 | 5 | 1 | 139 | 13951 | 5249 | 7216 | 10773 | 1939 | 3056 | 9957 | 1620 | 1282 | 29306 | 1.33 | 1.34 | 13708.055
7196 | 20 | 300 | 2017-10-27 | 0.90566 | 1 | 0.90566 | 0.8494 | 0.93549 | 0.65477 | 0.64418 | 0.58985 | 0.53493 | 0.61241 | 0.60783 | 0.51928 | 0.61664 | 0.48117 | 0.52967 | 5 | 1 | 140 | 14469 | 5453 | 7382 | 11416 | 2013 | 3151 | 10129 | 1668 | 1367 | 29553 | 1.44 | 1.41 | 14534.475
7197 | 21 | 300 | 2017-10-27 | 0.98742 | 1 | 0.98742 | 0.88554 | 0.93593 | 0.63924 | 0.6319 | 0.58626 | 0.52715 | 0.59416 | 0.59066 | 0.50774 | 0.6 | 0.47659 | 0.51155 | 5 | 1 | 141 | 14126 | 5349 | 7337 | 11250 | 1953 | 3062 | 9904 | 1623 | 1354 | 28542 | 1.57 | 1.47 | 14541.295
7198 | 22 | 300 | 2017-10-27 | 1 | 1 | 1 | 0.84337 | 0.9084 | 0.60901 | 0.61028 | 0.57219 | 0.51136 | 0.56495 | 0.55903 | 0.48934 | 0.57006 | 0.4692 | 0.48614 | 5 | 1 | 142 | 13458 | 5166 | 7161 | 10913 | 1857 | 2898 | 9545 | 1542 | 1333 | 27124 | 1.59 | 1.4 | 14113.52
7199 | 23 | 300 | 2017-10-27 | 0.91824 | 1 | 0.91824 | 0.74699 | 0.88374 | 0.57797 | 0.58547 | 0.54175 | 0.48362 | 0.53453 | 0.52643 | 0.46329 | 0.54196 | 0.45759 | 0.46042 | 5 | 1 | 143 | 12772 | 4956 | 6780 | 10321 | 1757 | 2729 | 9037 | 1466 | 1300 | 25689 | 1.46 | 1.24 | 13730.465
7200 | 24 | 300 | 2017-10-27 | 0.79245 | 1 | 0.79245 | 0.63855 | 0.84359 | 0.53679 | 0.55464 | 0.50675 | 0.45265 | 0.49863 | 0.49807 | 0.43402 | 0.50832 | 0.4428 | 0.43362 | 5 | 1 | 144 | 11862 | 4695 | 6342 | 9660 | 1639 | 2582 | 8466 | 1375 | 1258 | 24194 | 1.26 | 1.06 | 13106.685
7201 | 1 | 301 | 2017-10-28 | 0.64151 | 1 | 0.64151 | 0.59639 | 0.77448 | 0.51638 | 0.5225 | 0.48318 | 0.446 | 0.47551 | 0.46219 | 0.41018 | 0.45028 | 0.44597 | 0.40833 | 6 | 2 | 1 | 11411 | 4423 | 6047 | 9518 | 1563 | 2396 | 8001 | 1218 | 1267 | 22783 | 1.02 | 0.99 | 12032.86
7202 | 2 | 301 | 2017-10-28 | 0.60377 | 1 | 0.60377 | 0.57831 | 0.74964 | 0.50516 | 0.50502 | 0.46736 | 0.42182 | 0.4606 | 0.44869 | 0.39762 | 0.43586 | 0.43928 | 0.39233 | 6 | 2 | 2 | 11163 | 4275 | 5849 | 9002 | 1514 | 2326 | 7756 | 1179 | 1248 | 21890 | 0.96 | 0.96 | 11646.96
7203 | 3 | 301 | 2017-10-28 | 0.60377 | 1 | 0.60377 | 0.56024 | 0.72838 | 0.49828 | 0.49592 | 0.45737 | 0.41071 | 0.45361 | 0.43943 | 0.39208 | 0.42699 | 0.44104 | 0.38315 | 6 | 2 | 3 | 11011 | 4198 | 5724 | 8765 | 1491 | 2278 | 7648 | 1155 | 1253 | 21378 | 0.96 | 0.93 | 11316.6
7204 | 4 | 301 | 2017-10-28 | 0.59119 | 1 | 0.59119 | 0.54819 | 0.71262 | 0.4981 | 0.49403 | 0.45274 | 0.40303 | 0.45087 | 0.43711 | 0.39009 | 0.42107 | 0.44632 | 0.3795 | 6 | 2 | 4 | 11007 | 4182 | 5666 | 8601 | 1482 | 2266 | 7609 | 1139 | 1268 | 21174 | 0.94 | 0.91 | 11071.73
7205 | 5 | 301 | 2017-10-28 | 0.62893 | 1 | 0.62893 | 0.54819 | 0.70005 | 0.50335 | 0.4964 | 0.45457 | 0.399 | 0.45543 | 0.44155 | 0.39542 | 0.42255 | 0.45759 | 0.38158 | 6 | 2 | 5 | 11123 | 4202 | 5689 | 8515 | 1497 | 2289 | 7713 | 1143 | 1300 | 21290 | 1 | 0.91 | 10876.555
7206 | 6 | 301 | 2017-10-28 | 0.69182 | 1 | 0.69182 | 0.56627 | 0.69248 | 0.51593 | 0.50916 | 0.46752 | 0.402 | 0.46973 | 0.45467 | 0.40962 | 0.43031 | 0.47941 | 0.3931 | 6 | 2 | 6 | 11401 | 4310 | 5851 | 8579 | 1544 | 2357 | 7990 | 1164 | 1362 | 21933 | 1.1 | 0.94 | 10758.83
7207 | 7 | 301 | 2017-10-28 | 0.76101 | 1 | 0.76101 | 0.62651 | 0.68725 | 0.53896 | 0.52877 | 0.48877 | 0.41582 | 0.49407 | 0.4782 | 0.43505 | 0.4488 | 0.49701 | 0.41387 | 6 | 2 | 7 | 11910 | 4476 | 6117 | 8874 | 1624 | 2479 | 8486 | 1214 | 1412 | 23092 | 1.21 | 1.04 | 10677.68
7208 | 8 | 301 | 2017-10-28 | 0.77358 | 1 | 0.77358 | 0.6988 | 0.67879 | 0.56883 | 0.55239 | 0.51163 | 0.43897 | 0.52358 | 0.50617 | 0.45776 | 0.46913 | 0.53608 | 0.43427 | 6 | 2 | 8 | 12570 | 4676 | 6403 | 9368 | 1721 | 2624 | 8929 | 1269 | 1523 | 24230 | 1.23 | 1.16 | 10546.135
7209 | 9 | 301 | 2017-10-28 | 0.72327 | 1 | 0.72327 | 0.73494 | 0.73509 | 0.58847 | 0.57614 | 0.52633 | 0.45616 | 0.54396 | 0.52373 | 0.47483 | 0.48355 | 0.56389 | 0.45328 | 6 | 2 | 9 | 13004 | 4877 | 6587 | 9735 | 1788 | 2715 | 9262 | 1308 | 1602 | 25291 | 1.15 | 1.22 | 11420.965
7210 | 10 | 301 | 2017-10-28 | 0.7044 | 1 | 0.7044 | 0.74096 | 0.80309 | 0.60073 | 0.59161 | 0.54351 | 0.46952 | 0.55887 | 0.53607 | 0.48144 | 0.50166 | 0.57339 | 0.46359 | 6 | 2 | 10 | 13275 | 5008 | 6802 | 10020 | 1837 | 2779 | 9391 | 1357 | 1629 | 25866 | 1.12 | 1.23 | 12477.48
7211 | 11 | 301 | 2017-10-28 | 0.72956 | 1 | 0.72956 | 0.73494 | 0.84627 | 0.6044 | 0.6 | 0.55509 | 0.47983 | 0.56434 | 0.54186 | 0.48001 | 0.51645 | 0.56142 | 0.46721 | 6 | 2 | 11 | 13356 | 5079 | 6947 | 10240 | 1855 | 2809 | 9363 | 1397 | 1595 | 26068 | 1.16 | 1.22 | 13148.295
7212 | 12 | 301 | 2017-10-28 | 0.67925 | 1 | 0.67925 | 0.74096 | 0.85829 | 0.60091 | 0.59953 | 0.55861 | 0.48404 | 0.55917 | 0.54147 | 0.47626 | 0.52163 | 0.54312 | 0.46547 | 6 | 2 | 12 | 13279 | 5075 | 6991 | 10330 | 1838 | 2807 | 9290 | 1411 | 1543 | 25971 | 1.08 | 1.23 | 13334.96
7213 | 13 | 301 | 2017-10-28 | 0.6478 | 1 | 0.6478 | 0.75904 | 0.83365 | 0.59327 | 0.5935 | 0.55621 | 0.48231 | 0.54944 | 0.53549 | 0.47237 | 0.52348 | 0.52411 | 0.46156 | 6 | 2 | 13 | 13110 | 5024 | 6961 | 10293 | 1806 | 2776 | 9214 | 1416 | 1489 | 25753 | 1.03 | 1.26 | 12952.21
7214 | 14 | 301 | 2017-10-28 | 0.6478 | 1 | 0.6478 | 0.77711 | 0.83998 | 0.58485 | 0.58866 | 0.55286 | 0.47692 | 0.54001 | 0.52604 | 0.46945 | 0.52052 | 0.50898 | 0.45775 | 6 | 2 | 14 | 12924 | 4983 | 6919 | 10178 | 1775 | 2727 | 9157 | 1408 | 1446 | 25540 | 1.03 | 1.29 | 13050.635
7215 | 15 | 301 | 2017-10-28 | 0.66038 | 1 | 0.66038 | 0.79518 | 0.8466 | 0.57851 | 0.5837 | 0.54854 | 0.46886 | 0.5324 | 0.52006 | 0.4678 | 0.51682 | 0.49278 | 0.45628 | 6 | 2 | 15 | 12784 | 4941 | 6865 | 10006 | 1750 | 2696 | 9125 | 1398 | 1400 | 25458 | 1.05 | 1.32 | 13153.435
7216 | 16 | 301 | 2017-10-28 | 0.66038 | 1 | 0.66038 | 0.84337 | 0.84537 | 0.57349 | 0.58193 | 0.54463 | 0.46408 | 0.52662 | 0.51582 | 0.47129 | 0.51497 | 0.48891 | 0.45699 | 6 | 2 | 16 | 12673 | 4926 | 6816 | 9904 | 1731 | 2674 | 9193 | 1393 | 1389 | 25498 | 1.05 | 1.4 | 13134.275
7217 | 17 | 301 | 2017-10-28 | 0.67925 | 1 | 0.67925 | 0.87349 | 0.83299 | 0.57435 | 0.585 | 0.54878 | 0.46104 | 0.52875 | 0.51736 | 0.47785 | 0.51349 | 0.4956 | 0.46173 | 6 | 2 | 17 | 12692 | 4952 | 6868 | 9839 | 1738 | 2682 | 9321 | 1389 | 1408 | 25762 | 1.08 | 1.45 | 12941.93
7218 | 18 | 301 | 2017-10-28 | 0.73585 | 1 | 0.73585 | 0.95783 | 0.79767 | 0.57716 | 0.58736 | 0.54694 | 0.46118 | 0.5321 | 0.52527 | 0.48447 | 0.51534 | 0.51426 | 0.46743 | 6 | 2 | 18 | 12754 | 4972 | 6845 | 9842 | 1749 | 2723 | 9450 | 1394 | 1461 | 26080 | 1.17 | 1.59 | 12393.195
7219 | 19 | 301 | 2017-10-28 | 0.7673 | 1 | 0.7673 | 0.98193 | 0.79425 | 0.58236 | 0.59587 | 0.55118 | 0.46924 | 0.53666 | 0.5326 | 0.49226 | 0.52643 | 0.53678 | 0.48279 | 6 | 2 | 19 | 12869 | 5044 | 6898 | 10014 | 1764 | 2761 | 9602 | 1424 | 1525 | 26937 | 1.22 | 1.63 | 12340.135
7220 | 20 | 301 | 2017-10-28 | 0.86164 | 1 | 0.86164 | 1 | 0.85572 | 0.60024 | 0.61075 | 0.56828 | 0.48189 | 0.54883 | 0.54475 | 0.50246 | 0.53678 | 0.55966 | 0.49372 | 6 | 2 | 20 | 13264 | 5170 | 7112 | 10284 | 1804 | 2824 | 9801 | 1452 | 1590 | 27547 | 1.37 | 1.66 | 13295.155
7221 | 21 | 301 | 2017-10-28 | 0.88679 | 1 | 0.88679 | 0.99398 | 0.85805 | 0.60313 | 0.60638 | 0.56724 | 0.48939 | 0.55278 | 0.54784 | 0.49672 | 0.53457 | 0.57409 | 0.48736 | 6 | 2 | 21 | 13328 | 5133 | 7099 | 10444 | 1817 | 2840 | 9689 | 1446 | 1631 | 27192 | 1.41 | 1.65 | 13331.25
7222 | 22 | 301 | 2017-10-28 | 0.84906 | 1 | 0.84906 | 0.90964 | 0.84073 | 0.59236 | 0.5935 | 0.55541 | 0.48868 | 0.54366 | 0.53781 | 0.47816 | 0.52163 | 0.57269 | 0.47153 | 6 | 2 | 22 | 13090 | 5024 | 6951 | 10429 | 1787 | 2788 | 9327 | 1411 | 1627 | 26309 | 1.35 | 1.51 | 13062.215
7223 | 23 | 301 | 2017-10-28 | 0.7673 | 1 | 0.7673 | 0.79518 | 0.82665 | 0.57363 | 0.57011 | 0.53424 | 0.47641 | 0.52571 | 0.51871 | 0.45171 | 0.50092 | 0.56177 | 0.44581 | 6 | 2 | 23 | 12676 | 4826 | 6686 | 10167 | 1728 | 2689 | 8811 | 1355 | 1596 | 24874 | 1.22 | 1.32 | 12843.495
7224 | 24 | 301 | 2017-10-28 | 0.6478 | 1 | 0.6478 | 0.68675 | 0.80437 | 0.55105 | 0.54011 | 0.50667 | 0.45438 | 0.50167 | 0.49711 | 0.42346 | 0.47652 | 0.54523 | 0.41825 | 6 | 2 | 24 | 12177 | 4572 | 6341 | 9697 | 1649 | 2577 | 8260 | 1289 | 1549 | 23336 | 1.03 | 1.14 | 12497.315
7225 | 1 | 302 | 2017-10-29 | 0.58491 | 1 | 0.58491 | 0.64458 | 0.77096 | 0.5491 | 0.52817 | 0.49604 | 0.4474 | 0.49498 | 0.49788 | 0.39844 | 0.4647 | 0.52059 | 0.40651 | 7 | 3 | 25 | 12134 | 4471 | 6208 | 9548 | 1627 | 2581 | 7772 | 1257 | 1479 | 22681 | 0.93 | 1.07 | 11978.235
7226 | 2 | 302 | 2017-10-29 | 0.54717 | 1 | 0.54717 | 0.62048 | 0.74542 | 0.53761 | 0.51329 | 0.48094 | 0.42917 | 0.48129 | 0.48129 | 0.37937 | 0.45065 | 0.50968 | 0.38754 | 7 | 3 | 26 | 11880 | 4345 | 6019 | 9159 | 1582 | 2495 | 7400 | 1219 | 1448 | 21623 | 0.87 | 1.03 | 11581.36
7227 | 3 | 302 | 2017-10-29 | 0.54088 | 1 | 0.54088 | 0.60843 | 0.72049 | 0.53245 | 0.50478 | 0.47263 | 0.4184 | 0.47338 | 0.47473 | 0.36717 | 0.44251 | 0.50475 | 0.37494 | 7 | 3 | 27 | 11766 | 4273 | 5915 | 8929 | 1556 | 2461 | 7162 | 1197 | 1434 | 20920 | 0.86 | 1.01 | 11194.145
7228 | 4 | 302 | 2017-10-29 | 0.54717 | 1 | 0.54717 | 0.62048 | 0.6999 | 0.53195 | 0.5036 | 0.4708 | 0.41141 | 0.47125 | 0.47184 | 0.36112 | 0.43697 | 0.50651 | 0.36806 | 7 | 3 | 28 | 11755 | 4263 | 5892 | 8780 | 1549 | 2446 | 7044 | 1182 | 1439 | 20536 | 0.87 | 1.03 | 10874.225
7229 | 5 | 302 | 2017-10-29 | 0.57862 | 1 | 0.57862 | 0.63855 | 0.68772 | 0.53566 | 0.50608 | 0.47207 | 0.4079 | 0.47216 | 0.47377 | 0.35968 | 0.43993 | 0.51566 | 0.36604 | 7 | 3 | 29 | 11837 | 4284 | 5908 | 8705 | 1552 | 2456 | 7016 | 1190 | 1465 | 20423 | 0.92 | 1.06 | 10684.93
7230 | 6 | 302 | 2017-10-29 | 0.6478 | 1 | 0.6478 | 0.69277 | 0.67866 | 0.54738 | 0.51683 | 0.48102 | 0.40921 | 0.48007 | 0.4836 | 0.3662 | 0.44769 | 0.52622 | 0.37055 | 7 | 3 | 30 | 12096 | 4375 | 6020 | 8733 | 1578 | 2507 | 7143 | 1211 | 1495 | 20675 | 1.03 | 1.15 | 10544.215
7231 | 7 | 302 | 2017-10-29 | 0.71069 | 1 | 0.71069 | 0.75904 | 0.66367 | 0.56566 | 0.53538 | 0.497 | 0.41624 | 0.49468 | 0.50019 | 0.38019 | 0.46137 | 0.54417 | 0.38131 | 7 | 3 | 31 | 12500 | 4532 | 6220 | 8883 | 1626 | 2593 | 7416 | 1248 | 1546 | 21275 | 1.13 | 1.26 | 10311.225
7232 | 8 | 302 | 2017-10-29 | 0.73585 | 1 | 0.73585 | 0.74699 | 0.63637 | 0.59078 | 0.56291 | 0.51171 | 0.42655 | 0.51567 | 0.51948 | 0.40106 | 0.47542 | 0.57374 | 0.3986 | 7 | 3 | 32 | 13055 | 4765 | 6404 | 9103 | 1695 | 2693 | 7823 | 1286 | 1630 | 22240 | 1.17 | 1.24 | 9887.07
7233 | 9 | 302 | 2017-10-29 | 0.71698 | 1 | 0.71698 | 0.71084 | 0.65776 | 0.61363 | 0.59173 | 0.52465 | 0.43184 | 0.53544 | 0.53627 | 0.42572 | 0.49094 | 0.60648 | 0.42199 | 7 | 3 | 33 | 13560 | 5009 | 6566 | 9216 | 1760 | 2780 | 8304 | 1328 | 1723 | 23545 | 1.14 | 1.18 | 10219.53
7234 | 10 | 302 | 2017-10-29 | 0.69811 | 1 | 0.69811 | 0.6988 | 0.69482 | 0.62286 | 0.60945 | 0.53632 | 0.44019 | 0.54639 | 0.54707 | 0.44617 | 0.50684 | 0.60964 | 0.44223 | 7 | 3 | 34 | 13764 | 5159 | 6712 | 9394 | 1796 | 2836 | 8703 | 1371 | 1732 | 24674 | 1.11 | 1.16 | 10795.295
7235 | 11 | 302 | 2017-10-29 | 0.7044 | 1 | 0.7044 | 0.72289 | 0.7323 | 0.61444 | 0.61524 | 0.54127 | 0.44614 | 0.55035 | 0.54842 | 0.45499 | 0.51534 | 0.57973 | 0.45224 | 7 | 3 | 35 | 13578 | 5208 | 6774 | 9521 | 1809 | 2843 | 8875 | 1394 | 1647 | 25233 | 1.12 | 1.2 | 11377.635
7236 | 12 | 302 | 2017-10-29 | 0.67925 | 1 | 0.67925 | 0.72289 | 0.74794 | 0.60825 | 0.61512 | 0.54015 | 0.44782 | 0.54792 | 0.54649 | 0.45919 | 0.51978 | 0.55297 | 0.45898 | 7 | 3 | 36 | 13441 | 5207 | 6760 | 9557 | 1801 | 2833 | 8957 | 1406 | 1571 | 25609 | 1.08 | 1.2 | 11620.63
7237 | 13 | 302 | 2017-10-29 | 0.62264 | 1 | 0.62264 | 0.6988 | 0.74218 | 0.60358 | 0.6137 | 0.54159 | 0.44862 | 0.54579 | 0.54475 | 0.4636 | 0.52237 | 0.53713 | 0.46128 | 7 | 3 | 37 | 13338 | 5195 | 6778 | 9574 | 1794 | 2824 | 9043 | 1413 | 1526 | 25737 | 0.99 | 1.16 | 11531.12
7238 | 14 | 302 | 2017-10-29 | 0.63522 | 1 | 0.63522 | 0.6988 | 0.75233 | 0.59743 | 0.60744 | 0.53959 | 0.44581 | 0.53757 | 0.53993 | 0.46478 | 0.52163 | 0.52306 | 0.46036 | 7 | 3 | 38 | 13202 | 5142 | 6753 | 9514 | 1767 | 2799 | 9066 | 1411 | 1486 | 25686 | 1.01 | 1.16 | 11688.74
7239 | 15 | 302 | 2017-10-29 | 0.65409 | 1 | 0.65409 | 0.70482 | 0.7566 | 0.58802 | 0.60331 | 0.5364 | 0.44393 | 0.53392 | 0.53492 | 0.46683 | 0.52052 | 0.50898 | 0.46015 | 7 | 3 | 39 | 12994 | 5107 | 6713 | 9474 | 1755 | 2773 | 9106 | 1408 | 1446 | 25674 | 1.04 | 1.17 | 11755.12
7240 | 16 | 302 | 2017-10-29 | 0.67925 | 1 | 0.67925 | 0.72289 | 0.75794 | 0.58263 | 0.60484 | 0.536 | 0.44047 | 0.52936 | 0.53511 | 0.47109 | 0.52126 | 0.5044 | 0.46311 | 7 | 3 | 40 | 12875 | 5120 | 6708 | 9400 | 1740 | 2774 | 9189 | 1410 | 1433 | 25839 | 1.08 | 1.2 | 11775.96
7241 | 17 | 302 | 2017-10-29 | 0.73585 | 1 | 0.73585 | 0.78313 | 0.74929 | 0.58829 | 0.61642 | 0.54367 | 0.4393 | 0.53453 | 0.54668 | 0.48103 | 0.52495 | 0.51109 | 0.47282 | 7 | 3 | 41 | 13000 | 5218 | 6804 | 9375 | 1757 | 2834 | 9383 | 1420 | 1452 | 26381 | 1.17 | 1.3 | 11641.495
7242 | 18 | 302 | 2017-10-29 | 0.79874 | 1 | 0.79874 | 0.81325 | 0.72694 | 0.60558 | 0.63379 | 0.55589 | 0.44328 | 0.54548 | 0.56674 | 0.4961 | 0.53641 | 0.53256 | 0.48628 | 7 | 3 | 42 | 13382 | 5365 | 6957 | 9460 | 1793 | 2938 | 9677 | 1451 | 1513 | 27132 | 1.27 | 1.35 | 11294.21
7243 | 19 | 302 | 2017-10-29 | 0.83648 | 1 | 0.83648 | 0.8494 | 0.72784 | 0.61906 | 0.65127 | 0.56676 | 0.4556 | 0.55157 | 0.57581 | 0.50959 | 0.54603 | 0.55121 | 0.50298 | 7 | 3 | 43 | 13680 | 5513 | 7093 | 9723 | 1813 | 2985 | 9940 | 1477 | 1566 | 28064 | 1.33 | 1.41 | 11308.32
7244 | 20 | 302 | 2017-10-29 | 0.91824 | 1 | 0.91824 | 0.90361 | 0.80601 | 0.64368 | 0.6775 | 0.5857 | 0.4743 | 0.5686 | 0.58796 | 0.52389 | 0.55675 | 0.57761 | 0.51397 | 7 | 3 | 44 | 14224 | 5735 | 7330 | 10122 | 1869 | 3048 | 10219 | 1506 | 1641 | 28677 | 1.46 | 1.5 | 12522.705
7245 | 21 | 302 | 2017-10-29 | 0.91195 | 1 | 0.91195 | 0.93976 | 0.81962 | 0.65925 | 0.6775 | 0.59025 | 0.48793 | 0.58077 | 0.59298 | 0.51579 | 0.56118 | 0.59732 | 0.50309 | 7 | 3 | 45 | 14568 | 5735 | 7387 | 10413 | 1909 | 3074 | 10061 | 1518 | 1697 | 28070 | 1.45 | 1.56 | 12734.27
7246 | 22 | 302 | 2017-10-29 | 0.89308 | 1 | 0.89308 | 0.89759 | 0.81392 | 0.64811 | 0.65789 | 0.57763 | 0.48948 | 0.57286 | 0.57677 | 0.49574 | 0.54972 | 0.58712 | 0.48166 | 7 | 3 | 46 | 14322 | 5569 | 7229 | 10446 | 1883 | 2990 | 9670 | 1487 | 1668 | 26874 | 1.42 | 1.49 | 12645.685
7247 | 23 | 302 | 2017-10-29 | 0.7673 | 1 | 0.7673 | 0.8012 | 0.80175 | 0.62612 | 0.62977 | 0.55613 | 0.47664 | 0.5537 | 0.54765 | 0.46606 | 0.52348 | 0.56459 | 0.45144 | 7 | 3 | 47 | 13836 | 5331 | 6960 | 10172 | 1820 | 2839 | 9091 | 1416 | 1604 | 25188 | 1.22 | 1.33 | 12456.54
7248 | 24 | 302 | 2017-10-29 | 0.69182 | 1 | 0.69182 | 0.69277 | 0.77447 | 0.60313 | 0.60449 | 0.5328 | 0.45462 | 0.53453 | 0.5191 | 0.43648 | 0.49353 | 0.53925 | 0.42101 | 7 | 3 | 48 | 13328 | 5117 | 6668 | 9702 | 1757 | 2691 | 8514 | 1335 | 1532 | 23490 | 1.1 | 1.15 | 12032.68
7249 | 1 | 303 | 2017-10-30 | 0.61635 | 1 | 0.61635 | 0.64458 | 0.80131 | 0.58109 | 0.57578 | 0.5173 | 0.42369 | 0.50228 | 0.48804 | 0.42941 | 0.45065 | 0.54805 | 0.39581 | 1 | 1 | 49 | 12841 | 4874 | 6474 | 9042 | 1651 | 2530 | 8376 | 1219 | 1557 | 22084 | 0.98 | 1.07 | 12449.825
7250 | 2 | 303 | 2017-10-30 | 0.61006 | 1 | 0.61006 | 0.62048 | 0.77242 | 0.57612 | 0.56704 | 0.50795 | 0.40856 | 0.49407 | 0.48032 | 0.4231 | 0.43993 | 0.54699 | 0.38064 | 1 | 1 | 50 | 12731 | 4800 | 6357 | 8719 | 1624 | 2490 | 8253 | 1190 | 1554 | 21238 | 0.97 | 1.03 | 12000.945
7251 | 3 | 303 | 2017-10-30 | 0.59748 | 1 | 0.59748 | 0.62048 | 0.74901 | 0.57621 | 0.56539 | 0.50523 | 0.40097 | 0.49103 | 0.47801 | 0.42249 | 0.43586 | 0.55333 | 0.37491 | 1 | 1 | 51 | 12733 | 4786 | 6323 | 8557 | 1614 | 2478 | 8241 | 1179 | 1572 | 20918 | 0.95 | 1.03 | 11637.225
7252 | 4 | 303 | 2017-10-30 | 0.58491 | 1 | 0.58491 | 0.62048 | 0.73082 | 0.58173 | 0.57058 | 0.50851 | 0.39759 | 0.49346 | 0.48148 | 0.42987 | 0.43549 | 0.55544 | 0.37525 | 1 | 1 | 52 | 12855 | 4830 | 6364 | 8485 | 1622 | 2496 | 8385 | 1178 | 1578 | 20937 | 0.93 | 1.03 | 11354.585
7253 | 5 | 303 | 2017-10-30 | 0.60377 | 1 | 0.60377 | 0.64458 | 0.71832 | 0.59929 | 0.58606 | 0.52137 | 0.39895 | 0.50715 | 0.49633 | 0.44899 | 0.44473 | 0.57656 | 0.38729 | 1 | 1 | 53 | 13243 | 4961 | 6525 | 8514 | 1667 | 2573 | 8758 | 1203 | 1638 | 21609 | 0.96 | 1.07 | 11160.345
7254 | 6 | 303 | 2017-10-30 | 0.67296 | 1 | 0.67296 | 0.6988 | 0.72546 | 0.63911 | 0.62634 | 0.56037 | 0.41282 | 0.54639 | 0.53627 | 0.49098 | 0.47357 | 0.61281 | 0.42248 | 1 | 1 | 54 | 14123 | 5302 | 7013 | 8810 | 1796 | 2780 | 9577 | 1281 | 1741 | 23572 | 1.07 | 1.16 | 11271.335
7255 | 7 | 303 | 2017-10-30 | 0.73585 | 1 | 0.73585 | 0.77108 | 0.7356 | 0.70518 | 0.6886 | 0.62445 | 0.44825 | 0.6118 | 0.59973 | 0.55547 | 0.52237 | 0.6723 | 0.48517 | 1 | 1 | 55 | 15583 | 5829 | 7815 | 9566 | 2011 | 3109 | 10835 | 1413 | 1910 | 27070 | 1.17 | 1.28 | 11428.795
7256 | 8 | 303 | 2017-10-30 | 0.74214 | 1 | 0.74214 | 0.78313 | 0.74366 | 0.74278 | 0.72085 | 0.66544 | 0.5011 | 0.65561 | 0.63542 | 0.58633 | 0.55786 | 0.6818 | 0.523 | 1 | 1 | 56 | 16414 | 6102 | 8328 | 10694 | 2155 | 3294 | 11437 | 1509 | 1937 | 29181 | 1.18 | 1.3 | 11554.04
7257 | 9 | 303 | 2017-10-30 | 0.74843 | 1 | 0.74843 | 0.74699 | 0.84656 | 0.73921 | 0.7225 | 0.6664 | 0.53039 | 0.65896 | 0.63252 | 0.57777 | 0.56636 | 0.65505 | 0.5267 | 1 | 1 | 57 | 16335 | 6116 | 8340 | 11319 | 2166 | 3279 | 11270 | 1532 | 1861 | 29387 | 1.19 | 1.24 | 13152.805
7258 | 10 | 303 | 2017-10-30 | 0.71698 | 1 | 0.71698 | 0.72892 | 0.91285 | 0.72943 | 0.71435 | 0.66384 | 0.53751 | 0.66078 | 0.62693 | 0.5609 | 0.57597 | 0.61633 | 0.5241 | 1 | 1 | 58 | 16119 | 6047 | 8308 | 11471 | 2172 | 3250 | 10941 | 1558 | 1751 | 29242 | 1.14 | 1.21 | 14182.66
7259 | 11 | 303 | 2017-10-30 | 0.71698 | 1 | 0.71698 | 0.71084 | 0.9624 | 0.71803 | 0.70667 | 0.6652 | 0.5406 | 0.6617 | 0.62365 | 0.5445 | 0.58078 | 0.58008 | 0.52096 | 1 | 1 | 59 | 15867 | 5982 | 8325 | 11537 | 2175 | 3233 | 10621 | 1571 | 1648 | 29067 | 1.14 | 1.18 | 14952.575
7260 | 12 | 303 | 2017-10-30 | 0.69811 | 1 | 0.69811 | 0.68072 | 0.97754 | 0.70305 | 0.69959 | 0.66049 | 0.54304 | 0.65744 | 0.61535 | 0.5325 | 0.58152 | 0.54523 | 0.51616 | 1 | 1 | 60 | 15536 | 5922 | 8266 | 11589 | 2161 | 3190 | 10387 | 1573 | 1549 | 28799 | 1.11 | 1.13 | 15187.805
7261 | 13 | 303 | 2017-10-30 | 0.63522 | 1 | 0.63522 | 0.6506 | 0.95214 | 0.69233 | 0.68789 | 0.65473 | 0.54135 | 0.65531 | 0.60976 | 0.52394 | 0.57967 | 0.52024 | 0.51024 | 1 | 1 | 61 | 15299 | 5823 | 8194 | 11553 | 2154 | 3161 | 10220 | 1568 | 1478 | 28469 | 1.01 | 1.08 | 14793.225
7262 | 14 | 303 | 2017-10-30 | 0.61635 | 1 | 0.61635 | 0.63253 | 0.97576 | 0.68522 | 0.67998 | 0.65457 | 0.53887 | 0.64953 | 0.60648 | 0.51692 | 0.57745 | 0.50299 | 0.50798 | 1 | 1 | 62 | 15142 | 5756 | 8192 | 11500 | 2135 | 3144 | 10083 | 1562 | 1429 | 28343 | 0.98 | 1.05 | 15160.185
7263 | 15 | 303 | 2017-10-30 | 0.61635 | 1 | 0.61635 | 0.65663 | 1 | 0.67287 | 0.66769 | 0.64818 | 0.53812 | 0.64223 | 0.60031 | 0.51036 | 0.57375 | 0.48222 | 0.50548 | 1 | 1 | 63 | 14869 | 5652 | 8112 | 11484 | 2111 | 3112 | 9955 | 1552 | 1370 | 28203 | 0.98 | 1.09 | 15536.75
7264 | 16 | 303 | 2017-10-30 | 0.64151 | 1 | 0.64151 | 0.68072 | 0.99944 | 0.66323 | 0.66545 | 0.63883 | 0.53292 | 0.63006 | 0.59375 | 0.50964 | 0.56525 | 0.47272 | 0.50662 | 1 | 1 | 64 | 14656 | 5633 | 7995 | 11373 | 2071 | 3078 | 9941 | 1529 | 1343 | 28267 | 1.02 | 1.13 | 15528.105
7265 | 17 | 303 | 2017-10-30 | 0.66667 | 1 | 0.66667 | 0.72892 | 0.98608 | 0.66354 | 0.6697 | 0.63604 | 0.52865 | 0.62702 | 0.59182 | 0.51517 | 0.56525 | 0.47659 | 0.51514 | 1 | 1 | 65 | 14663 | 5669 | 7960 | 11282 | 2061 | 3068 | 10049 | 1529 | 1354 | 28742 | 1.06 | 1.21 | 15320.515
7266 | 18 | 303 | 2017-10-30 | 0.68553 | 1 | 0.68553 | 0.77711 | 0.92154 | 0.67717 | 0.68399 | 0.63851 | 0.53348 | 0.63219 | 0.59722 | 0.52753 | 0.56118 | 0.49349 | 0.52754 | 1 | 1 | 66 | 14964 | 5790 | 7991 | 11385 | 2078 | 3096 | 10290 | 1518 | 1402 | 29434 | 1.09 | 1.29 | 14317.695
7267 | 19 | 303 | 2017-10-30 | 0.7044 | 1 | 0.7044 | 0.79518 | 0.8823 | 0.68703 | 0.70148 | 0.64698 | 0.53929 | 0.63675 | 0.6032 | 0.54875 | 0.56895 | 0.51672 | 0.54946 | 1 | 1 | 67 | 15182 | 5938 | 8097 | 11509 | 2093 | 3127 | 10704 | 1539 | 1468 | 30657 | 1.12 | 1.32 | 13708.055
7268 | 20 | 303 | 2017-10-30 | 0.7673 | 1 | 0.7673 | 0.8494 | 0.93549 | 0.69848 | 0.72345 | 0.65993 | 0.54534 | 0.6474 | 0.6196 | 0.56839 | 0.57597 | 0.54488 | 0.55763 | 1 | 1 | 68 | 15435 | 6124 | 8259 | 11638 | 2128 | 3212 | 11087 | 1558 | 1548 | 31113 | 1.22 | 1.41 | 14534.475
7269 | 21 | 303 | 2017-10-30 | 0.83648 | 1 | 0.83648 | 0.89759 | 0.93593 | 0.70187 | 0.72073 | 0.65913 | 0.54744 | 0.64801 | 0.61979 | 0.55865 | 0.57486 | 0.56389 | 0.54793 | 1 | 1 | 69 | 15510 | 6101 | 8249 | 11683 | 2130 | 3213 | 10897 | 1555 | 1602 | 30572 | 1.33 | 1.49 | 14541.295
7270 | 22 | 303 | 2017-10-30 | 0.8239 | 1 | 0.8239 | 0.87349 | 0.9084 | 0.68151 | 0.69344 | 0.64099 | 0.54065 | 0.62641 | 0.59549 | 0.53086 | 0.55749 | 0.55403 | 0.52508 | 1 | 1 | 70 | 15060 | 5870 | 8022 | 11538 | 2059 | 3087 | 10355 | 1508 | 1574 | 29297 | 1.31 | 1.45 | 14113.52
7271 | 23 | 303 | 2017-10-30 | 0.77358 | 1 | 0.77358 | 0.75904 | 0.88374 | 0.64748 | 0.65647 | 0.60495 | 0.51891 | 0.59081 | 0.55864 | 0.49375 | 0.52348 | 0.52165 | 0.48762 | 1 | 1 | 71 | 14308 | 5557 | 7571 | 11074 | 1942 | 2896 | 9631 | 1416 | 1482 | 27207 | 1.23 | 1.26 | 13730.465
7272 | 24 | 303 | 2017-10-30 | 0.7044 | 1 | 0.7044 | 0.68072 | 0.84359 | 0.61277 | 0.62174 | 0.56956 | 0.48508 | 0.55461 | 0.52353 | 0.45832 | 0.48909 | 0.49384 | 0.45257 | 1 | 1 | 72 | 13541 | 5263 | 7128 | 10352 | 1823 | 2714 | 8940 | 1323 | 1403 | 25251 | 1.12 | 1.13 | 13106.685
7273 | 1 | 304 | 2017-10-31 | 0.6478 | 1 | 0.6478 | 0.63253 | 0.80131 | 0.60137 | 0.60307 | 0.53863 | 0.45345 | 0.54487 | 0.50984 | 0.44227 | 0.46913 | 0.48574 | 0.42565 | 2 | 1 | 73 | 13289 | 5105 | 6741 | 9677 | 1791 | 2643 | 8627 | 1269 | 1380 | 23749 | 1.03 | 1.05 | 12449.825
7274 | 2 | 304 | 2017-10-31 | 0.59748 | 1 | 0.59748 | 0.61446 | 0.77242 | 0.59118 | 0.59527 | 0.52481 | 0.43419 | 0.53027 | 0.49653 | 0.43438 | 0.45767 | 0.47694 | 0.4124 | 2 | 1 | 74 | 13064 | 5039 | 6568 | 9266 | 1743 | 2574 | 8473 | 1238 | 1355 | 23010 | 0.95 | 1.02 | 12000.945
7275 | 3 | 304 | 2017-10-31 | 0.57862 | 1 | 0.57862 | 0.59639 | 0.74901 | 0.58747 | 0.59197 | 0.5185 | 0.42304 | 0.52297 | 0.49016 | 0.43346 | 0.45397 | 0.48152 | 0.40602 | 2 | 1 | 75 | 12982 | 5011 | 6489 | 9028 | 1719 | 2541 | 8455 | 1228 | 1368 | 22654 | 0.92 | 0.99 | 11637.225
7276 | 4 | 304 | 2017-10-31 | 0.58491 | 1 | 0.58491 | 0.61446 | 0.73082 | 0.59051 | 0.59457 | 0.5185 | 0.41741 | 0.52175 | 0.49074 | 0.43874 | 0.45287 | 0.4861 | 0.4066 | 2 | 1 | 76 | 13049 | 5033 | 6489 | 8908 | 1715 | 2544 | 8558 | 1225 | 1381 | 22686 | 0.93 | 1.02 | 11354.585
7277 | 5 | 304 | 2017-10-31 | 0.58491 | 1 | 0.58491 | 0.62048 | 0.71832 | 0.60544 | 0.60945 | 0.52928 | 0.41774 | 0.53331 | 0.50289 | 0.45699 | 0.46211 | 0.5051 | 0.41871 | 2 | 1 | 77 | 13379 | 5159 | 6624 | 8915 | 1753 | 2607 | 8914 | 1250 | 1435 | 23362 | 0.93 | 1.03 | 11160.345
7278 | 6 | 304 | 2017-10-31 | 0.61635 | 1 | 0.61635 | 0.6747 | 0.72546 | 0.64295 | 0.64607 | 0.55925 | 0.4302 | 0.57043 | 0.53954 | 0.49918 | 0.48946 | 0.54558 | 0.45542 | 2 | 1 | 78 | 14208 | 5469 | 6999 | 9181 | 1875 | 2797 | 9737 | 1324 | 1550 | 25410 | 0.98 | 1.12 | 11271.335
7279 | 7 | 304 | 2017-10-31 | 0.67296 | 1 | 0.67296 | 0.75904 | 0.7356 | 0.7083 | 0.69947 | 0.61622 | 0.46301 | 0.63553 | 0.59761 | 0.56485 | 0.53678 | 0.60331 | 0.51736 | 2 | 1 | 79 | 15652 | 5921 | 7712 | 9881 | 2089 | 3098 | 11018 | 1452 | 1714 | 28866 | 1.07 | 1.26 | 11428.795
7280 | 8 | 304 | 2017-10-31 | 0.72327 | 1 | 0.72327 | 0.74699 | 0.74366 | 0.74409 | 0.72806 | 0.65306 | 0.51366 | 0.67721 | 0.62867 | 0.59028 | 0.5719 | 0.61844 | 0.54876 | 2 | 1 | 80 | 16443 | 6163 | 8173 | 10962 | 2226 | 3259 | 11514 | 1547 | 1757 | 30618 | 1.15 | 1.24 | 11554.04
7281 | 9 | 304 | 2017-10-31 | 0.75472 | 1 | 0.75472 | 0.71084 | 0.84656 | 0.73785 | 0.7238 | 0.65441 | 0.54037 | 0.67813 | 0.62654 | 0.57254 | 0.58152 | 0.59768 | 0.54517 | 2 | 1 | 81 | 16305 | 6127 | 8190 | 11532 | 2229 | 3248 | 11168 | 1573 | 1698 | 30418 | 1.2 | 1.18 | 13152.805
7282 | 10 | 304 | 2017-10-31 | 0.79245 | 1 | 0.79245 | 0.6747 | 0.91285 | 0.72636 | 0.71506 | 0.65745 | 0.54716 | 0.67569 | 0.62037 | 0.54957 | 0.58817 | 0.5748 | 0.53727 | 2 | 1 | 82 | 16051 | 6053 | 8228 | 11677 | 2221 | 3216 | 10720 | 1591 | 1633 | 29977 | 1.26 | 1.12 | 14182.66
7283 | 11 | 304 | 2017-10-31 | 0.73585 | 1 | 0.73585 | 0.6506 | 0.9624 | 0.71473 | 0.71045 | 0.66025 | 0.54946 | 0.67569 | 0.61767 | 0.53332 | 0.59409 | 0.54769 | 0.53241 | 2 | 1 | 83 | 15794 | 6014 | 8263 | 11726 | 2221 | 3202 | 10403 | 1607 | 1556 | 29706 | 1.17 | 1.08 | 14952.575
7284 | 12 | 304 | 2017-10-31 | 0.72327 | 1 | 0.72327 | 0.61446 | 0.97754 | 0.69884 | 0.70289 | 0.65545 | 0.55204 | 0.66869 | 0.61092 | 0.5203 | 0.59335 | 0.52552 | 0.52645 | 2 | 1 | 84 | 15443 | 5950 | 8203 | 11781 | 2198 | 3167 | 10149 | 1605 | 1493 | 29373 | 1.15 | 1.02 | 15187.805
7285 | 13 | 304 | 2017-10-31 | 0.71069 | 1 | 0.71069 | 0.63855 | 0.95214 | 0.6878 | 0.69132 | 0.65218 | 0.55063 | 0.66596 | 0.60475 | 0.5122 | 0.5915 | 0.51038 | 0.52153 | 2 | 1 | 85 | 15199 | 5852 | 8162 | 11751 | 2189 | 3135 | 9991 | 1600 | 1450 | 29099 | 1.13 | 1.06 | 14793.225
7286 | 14 | 304 | 2017-10-31 | 0.69182 | 1 | 0.69182 | 0.62048 | 0.97576 | 0.67843 | 0.68411 | 0.65306 | 0.5489 | 0.6617 | 0.60224 | 0.50631 | 0.5915 | 0.49842 | 0.52026 | 2 | 1 | 86 | 14992 | 5791 | 8173 | 11714 | 2175 | 3122 | 9876 | 1600 | 1416 | 29028 | 1.1 | 1.03 | 15160.185
7287 | 15 | 304 | 2017-10-31 | 0.67296 | 1 | 0.67296 | 0.62048 | 1 | 0.6663 | 0.67608 | 0.64642 | 0.54983 | 0.65409 | 0.59703 | 0.50108 | 0.58743 | 0.48222 | 0.51786 | 2 | 1 | 87 | 14724 | 5723 | 8090 | 11734 | 2150 | 3095 | 9774 | 1589 | 1370 | 28894 | 1.07 | 1.03 | 15536.75
7288 | 16 | 304 | 2017-10-31 | 0.68553 | 1 | 0.68553 | 0.63253 | 0.99944 | 0.65721 | 0.67419 | 0.63795 | 0.54412 | 0.64253 | 0.59182 | 0.50097 | 0.58078 | 0.48222 | 0.5194 | 2 | 1 | 88 | 14523 | 5707 | 7984 | 11612 | 2112 | 3068 | 9772 | 1571 | 1370 | 28980 | 1.09 | 1.05 | 15528.105
7289 | 17 | 304 | 2017-10-31 | 0.66667 | 1 | 0.66667 | 0.71084 | 0.98608 | 0.65707 | 0.67939 | 0.6366 | 0.53779 | 0.64223 | 0.59298 | 0.508 | 0.57819 | 0.49032 | 0.52779 | 2 | 1 | 89 | 14520 | 5751 | 7967 | 11477 | 2111 | 3074 | 9909 | 1564 | 1393 | 29448 | 1.06 | 1.18 | 15320.515
7290 | 18 | 304 | 2017-10-31 | 0.69811 | 1 | 0.69811 | 0.71687 | 0.92154 | 0.66676 | 0.70242 | 0.63492 | 0.53545 | 0.64953 | 0.60127 | 0.52374 | 0.57412 | 0.51637 | 0.54324 | 2 | 1 | 90 | 14734 | 5946 | 7946 | 11427 | 2135 | 3117 | 10216 | 1553 | 1467 | 30310 | 1.11 | 1.19 | 14317.695
7291 | 19 | 304 | 2017-10-31 | 0.72327 | 1 | 0.72327 | 0.76506 | 0.8823 | 0.68536 | 0.72026 | 0.64203 | 0.53967 | 0.655 | 0.61092 | 0.54168 | 0.58078 | 0.54277 | 0.56095 | 2 | 1 | 91 | 15145 | 6097 | 8035 | 11517 | 2153 | 3167 | 10566 | 1571 | 1542 | 31298 | 1.15 | 1.27 | 13708.055
7292 | 20 | 304 | 2017-10-31 | 0.78616 | 1 | 0.78616 | 0.80723 | 0.93549 | 0.70481 | 0.73892 | 0.65857 | 0.54791 | 0.66657 | 0.62365 | 0.55578 | 0.59039 | 0.56987 | 0.56964 | 2 | 1 | 92 | 15575 | 6255 | 8242 | 11693 | 2191 | 3233 | 10841 | 1597 | 1619 | 31783 | 1.25 | 1.34 | 14534.475
7293 | 21 | 304 | 2017-10-31 | 0.83648 | 1 | 0.83648 | 0.86145 | 0.93593 | 0.71559 | 0.742 | 0.66288 | 0.55325 | 0.67356 | 0.62905 | 0.55142 | 0.59039 | 0.58536 | 0.56122 | 2 | 1 | 93 | 15813 | 6281 | 8296 | 11807 | 2214 | 3261 | 10756 | 1597 | 1663 | 31313 | 1.33 | 1.43 | 14541.295
7294 | 22 | 304 | 2017-10-31 | 0.81761 | 1 | 0.81761 | 0.8494 | 0.9084 | 0.70024 | 0.72038 | 0.64586 | 0.54932 | 0.65561 | 0.61034 | 0.52722 | 0.57338 | 0.57585 | 0.53612 | 2 | 1 | 94 | 15474 | 6098 | 8083 | 11723 | 2155 | 3164 | 10284 | 1551 | 1636 | 29913 | 1.3 | 1.41 | 14113.52
7295 | 23 | 304 | 2017-10-31 | 0.75472 | 1 | 0.75472 | 0.72892 | 0.88374 | 0.6692 | 0.68612 | 0.61159 | 0.52715 | 0.62154 | 0.57639 | 0.49175 | 0.539 | 0.54417 | 0.49671 | 2 | 1 | 95 | 14788 | 5808 | 7654 | 11250 | 2043 | 2988 | 9592 | 1458 | 1546 | 27714 | 1.2 | 1.21 | 13730.465
7296 | 24 | 304 | 2017-10-31 | 0.68553 | 1 | 0.68553 | 0.6506 | 0.84359 | 0.63671 | 0.65446 | 0.57843 | 0.49459 | 0.58747 | 0.54244 | 0.45801 | 0.50721 | 0.51742 | 0.46133 | 2 | 1 | 96 | 14070 | 5540 | 7239 | 10555 | 1931 | 2812 | 8934 | 1372 | 1470 | 25740 | 1.09 | 1.08 | 13106.685
7297 | 1 | 305 | 2017-11-01 | 0.61635 | 1 | 0.61635 | 0.62651 | 0.80131 | 0.61598 | 0.63603 | 0.56045 | 0.46652 | 0.56769 | 0.52643 | 0.43023 | 0.49353 | 0.51602 | 0.43965 | 3 | 1 | 97 | 13612 | 5384 | 7014 | 9956 | 1866 | 2729 | 8392 | 1335 | 1466 | 24530 | 0.98 | 1.04 | 12449.825
7298 | 2 | 305 | 2017-11-01 | 0.60377 | 1 | 0.60377 | 0.60241 | 0.77242 | 0.60548 | 0.62563 | 0.54694 | 0.44656 | 0.55278 | 0.51427 | 0.42213 | 0.48096 | 0.51109 | 0.428 | 3 | 1 | 98 | 13380 | 5296 | 6845 | 9530 | 1817 | 2666 | 8234 | 1301 | 1452 | 23880 | 0.96 | 1 | 12000.945
7299 | 3 | 305 | 2017-11-01 | 0.59748 | 1 | 0.59748 | 0.59036 | 0.74901 | 0.60218 | 0.62162 | 0.54031 | 0.43442 | 0.54457 | 0.50791 | 0.42074 | 0.47652 | 0.50862 | 0.4235 | 3 | 1 | 99 | 13307 | 5262 | 6762 | 9271 | 1790 | 2633 | 8207 | 1289 | 1445 | 23629 | 0.95 | 0.98 | 11637.225
7300 | 4 | 305 | 2017-11-01 | 0.61635 | 1 | 0.61635 | 0.59036 | 0.73082 | 0.60585 | 0.62528 | 0.53815 | 0.42814 | 0.54305 | 0.50887 | 0.42572 | 0.47505 | 0.51602 | 0.42509 | 3 | 1 | 100 | 13388 | 5293 | 6735 | 9137 | 1785 | 2638 | 8304 | 1285 | 1466 | 23718 | 0.98 | 0.98 | 11354.585
7301 | 5 | 305 | 2017-11-01 | 0.64151 | 1 | 0.64151 | 0.60843 | 0.71832 | 0.61951 | 0.64359 | 0.54822 | 0.42828 | 0.5543 | 0.52006 | 0.44222 | 0.48688 | 0.5308 | 0.43884 | 3 | 1 | 101 | 13690 | 5448 | 6861 | 9140 | 1822 | 2696 | 8626 | 1317 | 1508 | 24485 | 1.02 | 1.01 | 11160.345
7302 | 6 | 305 | 2017-11-01 | 0.71698 | 1 | 0.71698 | 0.6506 | 0.72546 | 0.65594 | 0.68187 | 0.57747 | 0.44009 | 0.59051 | 0.55575 | 0.48298 | 0.51275 | 0.56424 | 0.4778 | 3 | 1 | 102 | 14495 | 5772 | 7227 | 9392 | 1941 | 2881 | 9421 | 1387 | 1603 | 26659 | 1.14 | 1.08 | 11271.335
7303 | 7 | 305 | 2017-11-01 | 0.77358 | 1 | 0.77358 | 0.68675 | 0.7356 | 0.71871 | 0.74164 | 0.6326 | 0.4735 | 0.65166 | 0.61111 | 0.5467 | 0.56007 | 0.6202 | 0.54327 | 3 | 1 | 103 | 15882 | 6278 | 7917 | 10105 | 2142 | 3168 | 10664 | 1515 | 1762 | 30312 | 1.23 | 1.14 | 11428.795
7304 | 8 | 305 | 2017-11-01 | 0.77987 | 1 | 0.77987 | 0.71687 | 0.74366 | 0.75269 | 0.76929 | 0.66688 | 0.52387 | 0.6909 | 0.64005 | 0.57218 | 0.5915 | 0.63006 | 0.57552 | 3 | 1 | 104 | 16633 | 6512 | 8346 | 11180 | 2271 | 3318 | 11161 | 1600 | 1790 | 32111 | 1.24 | 1.19 | 11554.04
7305 | 9 | 305 | 2017-11-01 | 0.73585 | 1 | 0.73585 | 0.77108 | 0.84656 | 0.74369 | 0.76444 | 0.66632 | 0.54922 | 0.6909 | 0.63619 | 0.55696 | 0.6 | 0.60683 | 0.56876 | 3 | 1 | 105 | 16434 | 6471 | 8339 | 11721 | 2271 | 3298 | 10864 | 1623 | 1724 | 31734 | 1.17 | 1.28 | 13152.805
7306 | 10 | 305 | 2017-11-01 | 0.67925 | 1 | 0.67925 | 0.74096 | 0.91285 | 0.72898 | 0.75393 | 0.66624 | 0.55414 | 0.68969 | 0.63194 | 0.5383 | 0.60739 | 0.58113 | 0.55659 | 3 | 1 | 106 | 16109 | 6382 | 8338 | 11826 | 2267 | 3276 | 10500 | 1643 | 1651 | 31055 | 1.08 | 1.23 | 14182.66
7307 | 11 | 305 | 2017-11-01 | 0.66667 | 1 | 0.66667 | 0.75301 | 0.9624 | 0.71667 | 0.74672 | 0.66864 | 0.55485 | 0.68908 | 0.63021 | 0.52599 | 0.61257 | 0.55473 | 0.54758 | 3 | 1 | 107 | 15837 | 6321 | 8368 | 11841 | 2265 | 3267 | 10260 | 1657 | 1576 | 30552 | 1.06 | 1.25 | 14952.575
7308 | 12 | 305 | 2017-11-01 | 0.6478 | 1 | 0.6478 | 0.73494 | 0.97754 | 0.70187 | 0.7381 | 0.6636 | 0.55532 | 0.68117 | 0.625 | 0.51456 | 0.6122 | 0.53115 | 0.54098 | 3 | 1 | 108 | 15510 | 6248 | 8305 | 11851 | 2239 | 3240 | 10037 | 1656 | 1509 | 30184 | 1.03 | 1.22 | 15187.805
7309 | 13 | 305 | 2017-11-01 | 0.66667 | 1 | 0.66667 | 0.71084 | 0.95214 | 0.68956 | 0.72711 | 0.66009 | 0.55246 | 0.67813 | 0.61998 | 0.50856 | 0.60887 | 0.51285 | 0.53478 | 3 | 1 | 109 | 15238 | 6155 | 8261 | 11790 | 2229 | 3214 | 9920 | 1647 | 1457 | 29838 | 1.06 | 1.18 | 14793.225
7310 | 14 | 305 | 2017-11-01 | 0.6478 | 1 | 0.6478 | 0.70482 | 0.97576 | 0.68051 | 0.72097 | 0.65881 | 0.54862 | 0.67265 | 0.61632 | 0.50508 | 0.60739 | 0.49947 | 0.53252 | 3 | 1 | 110 | 15038 | 6103 | 8245 | 11708 | 2211 | 3195 | 9852 | 1643 | 1419 | 29712 | 1.03 | 1.17 | 15160.185
7311 | 15 | 305 | 2017-11-01 | 0.62893 | 1 | 0.62893 | 0.69277 | 1 | 0.66843 | 0.71164 | 0.65122 | 0.54829 | 0.66322 | 0.6113 | 0.50318 | 0.60222 | 0.48328 | 0.52951 | 3 | 1 | 111 | 14771 | 6024 | 8150 | 11701 | 2180 | 3169 | 9815 | 1629 | 1373 | 29544 | 1 | 1.15 | 15536.75
7312 | 16 | 305 | 2017-11-01 | 0.67296 | 1 | 0.67296 | 0.69277 | 0.99944 | 0.65834 | 0.71246 | 0.64267 | 0.54323 | 0.65227 | 0.60571 | 0.504 | 0.59482 | 0.47694 | 0.52922 | 3 | 1 | 112 | 14548 | 6031 | 8043 | 11593 | 2144 | 3140 | 9831 | 1609 | 1355 | 29528 | 1.07 | 1.15 | 15528.105
7313 | 17 | 305 | 2017-11-01 | 0.72327 | 1 | 0.72327 | 0.75301 | 0.98608 | 0.65789 | 0.7218 | 0.64163 | 0.53826 | 0.65135 | 0.60571 | 0.51025 | 0.59445 | 0.48046 | 0.53761 | 3 | 1 | 113 | 14538 | 6110 | 8030 | 11487 | 2141 | 3140 | 9953 | 1608 | 1365 | 29996 | 1.15 | 1.25 | 15320.515
7314 | 18 | 305 | 2017-11-01 | 0.7673 | 1 | 0.7673 | 0.80723 | 0.92154 | 0.66459 | 0.73975 | 0.64171 | 0.53671 | 0.65926 | 0.61208 | 0.52348 | 0.59556 | 0.49349 | 0.55023 | 3 | 1 | 114 | 14686 | 6262 | 8031 | 11454 | 2167 | 3173 | 10211 | 1611 | 1402 | 30700 | 1.22 | 1.34 | 14317.695
7315 | 19 | 305 | 2017-11-01 | 0.77358 | 1 | 0.77358 | 0.83133 | 0.8823 | 0.67545 | 0.74731 | 0.64754 | 0.54098 | 0.66018 | 0.61362 | 0.53778 | 0.60037 | 0.50581 | 0.57127 | 3 | 1 | 115 | 14926 | 6326 | 8104 | 11545 | 2170 | 3181 | 10490 | 1624 | 1437 | 31874 | 1.23 | 1.38 | 13708.055
7316 | 20 | 305 | 2017-11-01 | 0.80503 | 1 | 0.80503 | 0.8494 | 0.93549 | 0.69083 | 0.75783 | 0.66025 | 0.54988 | 0.66413 | 0.62114 | 0.5467 | 0.60407 | 0.52693 | 0.57846 | 3 | 1 | 116 | 15266 | 6415 | 8263 | 11735 | 2183 | 3220 | 10664 | 1634 | 1497 | 32275 | 1.28 | 1.41 | 14534.475
7317 | 21 | 305 | 2017-11-01 | 0.89937 | 1 | 0.89937 | 0.93373 | 0.93593 | 0.70142 | 0.75523 | 0.66424 | 0.55316 | 0.66596 | 0.62133 | 0.53824 | 0.60074 | 0.54065 | 0.56776 | 3 | 1 | 117 | 15500 | 6393 | 8313 | 11805 | 2189 | 3221 | 10499 | 1625 | 1536 | 31678 | 1.43 | 1.55 | 14541.295
7318 | 22 | 305 | 2017-11-01 | 0.88679 | 1 | 0.88679 | 0.90964 | 0.9084 | 0.68649 | 0.72983 | 0.6469 | 0.54735 | 0.64588 | 0.60012 | 0.51041 | 0.58115 | 0.53185 | 0.54069 | 3 | 1 | 118 | 15170 | 6178 | 8096 | 11681 | 2123 | 3111 | 9956 | 1572 | 1511 | 30168 | 1.41 | 1.51 | 14113.52
7319 | 23 | 305 | 2017-11-01 | 0.79874 | 1 | 0.79874 | 0.85542 | 0.88374 | 0.65341 | 0.69238 | 0.61111 | 0.52364 | 0.60785 | 0.56443 | 0.47273 | 0.54824 | 0.49806 | 0.49961 | 3 | 1 | 119 | 14439 | 5861 | 7648 | 11175 | 1998 | 2926 | 9221 | 1483 | 1415 | 27876 | 1.27 | 1.42 | 13730.465
7320 | 24 | 305 | 2017-11-01 | 0.7044 | 1 | 0.7044 | 0.77108 | 0.84359 | 0.61892 | 0.65233 | 0.57531 | 0.49 | 0.57134 | 0.52855 | 0.43581 | 0.51571 | 0.46639 | 0.46235 | 3 | 1 | 120 | 13677 | 5522 | 7200 | 10457 | 1878 | 2740 | 8501 | 1395 | 1325 | 25797 | 1.12 | 1.28 | 13106.685
7321 | 1 | 306 | 2017-11-02 | 0.76101 | 1 | 0.76101 | 0.71687 | 0.80131 | 0.55163 | 0.59421 | 0.52313 | 0.44136 | 0.52236 | 0.46431 | 0.41136 | 0.45915 | 0.40584 | 0.41801 | 4 | 1 | 121 | 12190 | 5030 | 6547 | 9419 | 1717 | 2407 | 8024 | 1242 | 1153 | 23323 | 1.21 | 1.19 | 12449.825
7322 | 2 | 306 | 2017-11-02 | 0.71698 | 1 | 0.71698 | 0.66867 | 0.77242 | 0.53819 | 0.58074 | 0.50555 | 0.41915 | 0.5038 | 0.44811 | 0.39757 | 0.44621 | 0.39247 | 0.40134 | 4 | 1 | 122 | 11893 | 4916 | 6327 | 8945 | 1656 | 2323 | 7755 | 1207 | 1115 | 22393 | 1.14 | 1.11 | 12000.945
7323 | 3 | 306 | 2017-11-02 | 0.7044 | 1 | 0.7044 | 0.64458 | 0.74901 | 0.52955 | 0.57566 | 0.50084 | 0.40556 | 0.49224 | 0.43789 | 0.39091 | 0.44067 | 0.38824 | 0.39288 | 4 | 1 | 123 | 11702 | 4873 | 6268 | 8655 | 1618 | 2270 | 7625 | 1192 | 1103 | 21921 | 1.12 | 1.07 | 11637.225
7324 | 4 | 306 | 2017-11-02 | 0.69811 | 1 | 0.69811 | 0.63253 | 0.73082 | 0.52706 | 0.57626 | 0.49612 | 0.39698 | 0.48737 | 0.43345 | 0.38978 | 0.43734 | 0.38367 | 0.39125 | 4 | 1 | 124 | 11647 | 4878 | 6209 | 8472 | 1602 | 2247 | 7603 | 1183 | 1090 | 21830 | 1.11 | 1.05 | 11354.585
7325 | 5 | 306 | 2017-11-02 | 0.69182 | 1 | 0.69182 | 0.63253 | 0.71832 | 0.53869 | 0.58854 | 0.50547 | 0.39506 | 0.49589 | 0.43943 | 0.40065 | 0.44621 | 0.39 | 0.40057 | 4 | 1 | 125 | 11904 | 4982 | 6326 | 8431 | 1630 | 2278 | 7815 | 1207 | 1108 | 22350 | 1.1 | 1.05 | 11160.345
7326 | 6 | 306 | 2017-11-02 | 0.7044 | 1 | 0.7044 | 0.68072 | 0.72546 | 0.56878 | 0.62268 | 0.53216 | 0.40467 | 0.52966 | 0.46856 | 0.43402 | 0.47172 | 0.4157 | 0.43276 | 4 | 1 | 126 | 12569 | 5271 | 6660 | 8636 | 1741 | 2429 | 8466 | 1276 | 1181 | 24146 | 1.12 | 1.13 | 11271.335
7327 | 7 | 306 | 2017-11-02 | 0.75472 | 1 | 0.75472 | 0.74096 | 0.7356 | 0.62639 | 0.67561 | 0.5861 | 0.4362 | 0.59325 | 0.52006 | 0.49134 | 0.51423 | 0.4685 | 0.49064 | 4 | 1 | 127 | 13842 | 5719 | 7335 | 9309 | 1950 | 2696 | 9584 | 1391 | 1331 | 27375 | 1.2 | 1.23 | 11428.795
7328 | 8 | 306 | 2017-11-02 | 0.81761 | 1 | 0.81761 | 0.77711 | 0.74366 | 0.66006 | 0.69699 | 0.62125 | 0.48695 | 0.63584 | 0.55498 | 0.51799 | 0.54529 | 0.48011 | 0.52223 | 4 | 1 | 128 | 14586 | 5900 | 7775 | 10392 | 2090 | 2877 | 10104 | 1475 | 1364 | 29138 | 1.3 | 1.29 | 11554.04
7329 | 9 | 306 | 2017-11-02 | 0.84277 | 1 | 0.84277 | 0.83133 | 0.84656 | 0.65793 | 0.69061 | 0.62437 | 0.51422 | 0.63858 | 0.55826 | 0.51302 | 0.55786 | 0.46322 | 0.52535 | 4 | 1 | 129 | 14539 | 5846 | 7814 | 10974 | 2099 | 2894 | 10007 | 1509 | 1316 | 29312 | 1.34 | 1.38 | 13152.805
7330 | 10 | 306 | 2017-11-02 | 0.8805 | 1 | 0.8805 | 0.85542 | 0.91285 | 0.65517 | 0.68057 | 0.62613 | 0.52055 | 0.63858 | 0.56019 | 0.50764 | 0.56303 | 0.45371 | 0.5251 | 4 | 1 | 130 | 14478 | 5761 | 7836 | 11109 | 2099 | 2904 | 9902 | 1523 | 1289 | 29298 | 1.4 | 1.42 | 14182.66
7331 | 11 | 306 | 2017-11-02 | 0.84906 | 1 | 0.84906 | 0.83133 | 0.9624 | 0.65436 | 0.67277 | 0.63052 | 0.52448 | 0.64284 | 0.5679 | 0.50825 | 0.57079 | 0.44843 | 0.5272 | 4 | 1 | 131 | 14460 | 5695 | 7891 | 11193 | 2113 | 2944 | 9914 | 1544 | 1274 | 29415 | 1.35 | 1.38 | 14952.575
7332 | 12 | 306 | 2017-11-02 | 0.8239 | 1 | 0.8239 | 0.78916 | 0.97754 | 0.64689 | 0.66202 | 0.62781 | 0.52837 | 0.63979 | 0.56964 | 0.50805 | 0.57301 | 0.43893 | 0.52709 | 4 | 1 | 132 | 14295 | 5604 | 7857 | 11276 | 2103 | 2953 | 9910 | 1550 | 1247 | 29409 | 1.31 | 1.31 | 15187.805
7333 | 13 | 306 | 2017-11-02 | 0.80503 | 1 | 0.80503 | 0.78916 | 0.95214 | 0.64223 | 0.65281 | 0.62701 | 0.52828 | 0.64071 | 0.57311 | 0.51205 | 0.57264 | 0.43295 | 0.52614 | 4 | 1 | 133 | 14192 | 5526 | 7847 | 11274 | 2106 | 2971 | 9988 | 1549 | 1230 | 29356 | 1.28 | 1.31 | 14793.225
7334 | 14 | 306 | 2017-11-02 | 0.81132 | 1 | 0.81132 | 0.74699 | 0.97576 | 0.64264 | 0.64525 | 0.62885 | 0.52697 | 0.6404 | 0.576 | 0.51666 | 0.57338 | 0.43013 | 0.52897 | 4 | 1 | 134 | 14201 | 5462 | 7870 | 11246 | 2105 | 2986 | 10078 | 1551 | 1222 | 29514 | 1.29 | 1.24 | 15160.185
7335 | 15 | 306 | 2017-11-02 | 0.76101 | 1 | 0.76101 | 0.74096 | 1 | 0.63413 | 0.63745 | 0.62189 | 0.52823 | 0.63493 | 0.57407 | 0.51994 | 0.56747 | 0.42309 | 0.5301 | 4 | 1 | 135 | 14013 | 5396 | 7783 | 11273 | 2087 | 2976 | 10142 | 1535 | 1202 | 29577 | 1.21 | 1.23 | 15536.75
7336 | 16 | 306 | 2017-11-02 | 0.77358 | 1 | 0.77358 | 0.72892 | 0.99944 | 0.62612 | 0.6319 | 0.61526 | 0.52411 | 0.62276 | 0.56944 | 0.52512 | 0.56118 | 0.4245 | 0.532 | 4 | 1 | 136 | 13836 | 5349 | 7700 | 11185 | 2047 | 2952 | 10243 | 1518 | 1206 | 29683 | 1.23 | 1.21 | 15528.105
7337 | 17 | 306 | 2017-11-02 | 0.77987 | 1 | 0.77987 | 0.72289 | 0.98608 | 0.62558 | 0.6326 | 0.61462 | 0.52116 | 0.61971 | 0.56694 | 0.53209 | 0.57227 | 0.43365 | 0.53718 | 4 | 1 | 137 | 13824 | 5355 | 7692 | 11122 | 2037 | 2939 | 10379 | 1548 | 1232 | 29972 | 1.24 | 1.2 | 15320.515
7338 | 18 | 306 | 2017-11-02 | 0.83648 | 1 | 0.83648 | 0.77108 | 0.92154 | 0.62463 | 0.64572 | 0.61686 | 0.52608 | 0.62245 | 0.56289 | 0.53712 | 0.56673 | 0.44738 | 0.54127 | 4 | 1 | 138 | 13803 | 5466 | 7720 | 11227 | 2046 | 2918 | 10477 | 1533 | 1271 | 30200 | 1.33 | 1.28 | 14317.695
7339 | 19 | 306 | 2017-11-02 | 0.83648 | 1 | 0.83648 | 0.80723 | 0.8823 | 0.63562 | 0.66025 | 0.62253 | 0.53329 | 0.6258 | 0.55941 | 0.54599 | 0.56414 | 0.46005 | 0.55157 | 4 | 1 | 139 | 14046 | 5589 | 7791 | 11381 | 2057 | 2900 | 10650 | 1526 | 1307 | 30775 | 1.33 | 1.34 | 13708.055
7340 | 20 | 306 | 2017-11-02 | 0.90566 | 1 | 0.90566 | 0.8494 | 0.93549 | 0.64662 | 0.67372 | 0.63084 | 0.53896 | 0.63371 | 0.56906 | 0.55239 | 0.56673 | 0.47835 | 0.55917 | 4 | 1 | 140 | 14289 | 5703 | 7895 | 11502 | 2083 | 2950 | 10775 | 1533 | 1359 | 31199 | 1.44 | 1.41 | 14534.475
7341 | 21 | 306 | 2017-11-02 | 0.98742 | 1 | 0.98742 | 0.88554 | 0.93593 | 0.6392 | 0.67147 | 0.62389 | 0.53479 | 0.62671 | 0.56404 | 0.53881 | 0.5597 | 0.47941 | 0.54804 | 4 | 1 | 141 | 14125 | 5684 | 7808 | 11413 | 2060 | 2924 | 10510 | 1514 | 1362 | 30578 | 1.57 | 1.47 | 14541.295
7342 | 22 | 306 | 2017-11-02 | 1 | 1 | 1 | 0.84337 | 0.9084 | 0.61897 | 0.64714 | 0.60136 | 0.52509 | 0.60481 | 0.54398 | 0.51056 | 0.53826 | 0.46357 | 0.52107 | 4 | 1 | 142 | 13678 | 5478 | 7526 | 11206 | 1988 | 2820 | 9959 | 1456 | 1317 | 29073 | 1.59 | 1.4 | 14113.52
7343 | 23 | 306 | 2017-11-02 | 0.91824 | 1 | 0.91824 | 0.74699 | 0.88374 | 0.58494 | 0.60614 | 0.56516 | 0.5026 | 0.56556 | 0.50926 | 0.4718 | 0.50499 | 0.42837 | 0.47983 | 4 | 1 | 143 | 12926 | 5131 | 7073 | 10726 | 1859 | 2640 | 9203 | 1366 | 1217 | 26772 | 1.46 | 1.24 | 13730.465
7344 | 24 | 306 | 2017-11-02 | 0.79245 | 1 | 0.79245 | 0.63855 | 0.84359 | 0.54684 | 0.56976 | 0.52857 | 0.4698 | 0.52601 | 0.47145 | 0.43402 | 0.47135 | 0.39282 | 0.44181 | 4 | 1 | 144 | 12084 | 4823 | 6615 | 10026 | 1729 | 2444 | 8466 | 1275 | 1116 | 24651 | 1.26 | 1.06 | 13106.685
7345 | 1 | 307 | 2017-11-03 | 0.64151 | 1 | 0.64151 | 0.59639 | 0.80131 | 0.52398 | 0.52877 | 0.49684 | 0.43508 | 0.48981 | 0.44618 | 0.40249 | 0.44621 | 0.35269 | 0.41545 | 5 | 1 | 1 | 11579 | 4476 | 6218 | 9285 | 1610 | 2313 | 7851 | 1207 | 1002 | 23180 | 1.02 | 0.99 | 12449.825
7346 | 2 | 307 | 2017-11-03 | 0.60377 | 1 | 0.60377 | 0.57831 | 0.77242 | 0.50552 | 0.51022 | 0.47974 | 0.41423 | 0.47034 | 0.4265 | 0.38547 | 0.42994 | 0.33721 | 0.39607 | 5 | 1 | 2 | 11171 | 4319 | 6004 | 8840 | 1546 | 2211 | 7519 | 1163 | 958 | 22099 | 0.96 | 0.96 | 12000.945
7347 | 3 | 307 | 2017-11-03 | 0.60377 | 1 | 0.60377 | 0.56024 | 0.74901 | 0.49715 | 0.501 | 0.47032 | 0.4019 | 0.45786 | 0.41339 | 0.37691 | 0.42255 | 0.32876 | 0.38539 | 5 | 1 | 3 | 10986 | 4241 | 5886 | 8577 | 1505 | 2143 | 7352 | 1143 | 934 | 21503 | 0.96 | 0.93 | 11637.225
7348 | 4 | 307 | 2017-11-03 | 0.59119 | 1 | 0.59119 | 0.54819 | 0.73082 | 0.49258 | 0.49734 | 0.46592 | 0.39408 | 0.45026 | 0.4076 | 0.37373 | 0.41811 | 0.32313 | 0.38147 | 5 | 1 | 4 | 10885 | 4210 | 5831 | 8410 | 1480 | 2113 | 7290 | 1131 | 918 | 21284 | 0.94 | 0.91 | 11354.585
7349 | 5 | 307 | 2017-11-03 | 0.62893 | 1 | 0.62893 | 0.54819 | 0.71832 | 0.50118 | 0.50419 | 0.47415 | 0.39272 | 0.45726 | 0.41204 | 0.38183 | 0.4244 | 0.32805 | 0.38957 | 5 | 1 | 5 | 11075 | 4268 | 5934 | 8381 | 1503 | 2136 | 7448 | 1148 | 932 | 21736 | 1 | 0.91 | 11160.345
7350 | 6 | 307 | 2017-11-03 | 0.69182 | 1 | 0.69182 | 0.56627 | 0.72546 | 0.52815 | 0.53255 | 0.4994 | 0.40265 | 0.4889 | 0.43634 | 0.41121 | 0.44954 | 0.35234 | 0.41937 | 5 | 1 | 6 | 11671 | 4508 | 6250 | 8593 | 1607 | 2262 | 8021 | 1216 | 1001 | 23399 | 1.1 | 0.94 | 11271.335
7351 | 7 | 307 | 2017-11-03 | 0.76101 | 1 | 0.76101 | 0.62651 | 0.7356 | 0.58299 | 0.58795 | 0.55182 | 0.43316 | 0.54974 | 0.48225 | 0.46252 | 0.49168 | 0.39423 | 0.47696 | 5 | 1 | 7 | 12883 | 4977 | 6906 | 9244 | 1807 | 2500 | 9022 | 1330 | 1120 | 26612 | 1.21 | 1.04 | 11428.795
7352 | 8 | 307 | 2017-11-03 | 0.77358 | 1 | 0.77358 | 0.6988 | 0.74366 | 0.61761 | 0.61937 | 0.59113 | 0.48245 | 0.59233 | 0.5162 | 0.49272 | 0.5268 | 0.41499 | 0.50746 | 5 | 1 | 8 | 13648 | 5243 | 7398 | 10296 | 1947 | 2676 | 9611 | 1425 | 1179 | 28314 | 1.23 | 1.16 | 11554.04
7353 | 9 | 307 | 2017-11-03 | 0.72327 | 1 | 0.72327 | 0.73494 | 0.84656 | 0.62191 | 0.62339 | 0.59712 | 0.50907 | 0.5969 | 0.52373 | 0.49749 | 0.54122 | 0.41323 | 0.51797 | 5 | 1 | 9 | 13743 | 5277 | 7473 | 10864 | 1962 | 2715 | 9704 | 1464 | 1174 | 28900 | 1.15 | 1.22 | 13152.805
7354 | 10 | 307 | 2017-11-03 | 0.7044 | 1 | 0.7044 | 0.74096 | 0.91285 | 0.62748 | 0.62942 | 0.60919 | 0.51403 | 0.6045 | 0.53356 | 0.502 | 0.55305 | 0.41675 | 0.52028 | 5 | 1 | 10 | 13866 | 5328 | 7624 | 10970 | 1987 | 2766 | 9792 | 1496 | 1184 | 29029 | 1.12 | 1.23 | 14182.66
7355 | 11 | 307 | 2017-11-03 | 0.72956 | 1 | 0.72956 | 0.73494 | 0.9624 | 0.63169 | 0.63839 | 0.61366 | 0.51689 | 0.61241 | 0.54205 | 0.50887 | 0.56377 | 0.42309 | 0.52503 | 5 | 1 | 11 | 13959 | 5404 | 7680 | 11031 | 2013 | 2810 | 9926 | 1525 | 1202 | 29294 | 1.16 | 1.22 | 14952.575
7356 | 12 | 307 | 2017-11-03 | 0.67925 | 1 | 0.67925 | 0.74096 | 0.97754 | 0.62988 | 0.63887 | 0.61502 | 0.51914 | 0.61241 | 0.54475 | 0.51415 | 0.56784 | 0.4245 | 0.52648 | 5 | 1 | 12 | 13919 | 5408 | 7697 | 11079 | 2013 | 2824 | 10029 | 1536 | 1206 | 29375 | 1.08 | 1.23 | 15187.805
7357 | 13 | 307 | 2017-11-03 | 0.6478 | 1 | 0.6478 | 0.75904 | 0.95214 | 0.6273 | 0.63792 | 0.61223 | 0.51685 | 0.61272 | 0.5463 | 0.5221 | 0.56932 | 0.42344 | 0.52799 | 5 | 1 | 13 | 13862 | 5400 | 7662 | 11030 | 2014 | 2832 | 10184 | 1540 | 1203 | 29459 | 1.03 | 1.26 | 14793.225
7358 | 14 | 307 | 2017-11-03 | 0.6478 | 1 | 0.6478 | 0.77711 | 0.97576 | 0.6268 | 0.63568 | 0.6131 | 0.51385 | 0.61028 | 0.54437 | 0.52979 | 0.56858 | 0.42274 | 0.53008 | 5 | 1 | 14 | 13851 | 5381 | 7673 | 10966 | 2006 | 2822 | 10334 | 1538 | 1201 | 29576 | 1.03 | 1.29 | 15160.185
7359 | 15 | 307 | 2017-11-03 | 0.66038 | 1 | 0.66038 | 0.79518 | 1 | 0.62105 | 0.63083 | 0.60535 | 0.51371 | 0.60207 | 0.53858 | 0.53701 | 0.56192 | 0.41992 | 0.53057 | 5 | 1 | 15 | 13724 | 5340 | 7576 | 10963 | 1979 | 2792 | 10475 | 1520 | 1193 | 29603 | 1.05 | 1.32 | 15536.75
7360 | 16 | 307 | 2017-11-03 | 0.66038 | 1 | 0.66038 | 0.84337 | 0.99944 | 0.61349 | 0.62552 | 0.59608 | 0.50813 | 0.58929 | 0.53434 | 0.54511 | 0.55305 | 0.42379 | 0.53222 | 5 | 1 | 16 | 13557 | 5295 | 7460 | 10844 | 1937 | 2770 | 10633 | 1496 | 1204 | 29695 | 1.05 | 1.4 | 15528.105
7361 | 17 | 307 | 2017-11-03 | 0.67925 | 1 | 0.67925 | 0.87349 | 0.98608 | 0.60766 | 0.6254 | 0.59001 | 0.50288 | 0.58625 | 0.53009 | 0.55265 | 0.54603 | 0.43048 | 0.53279 | 5 | 1 | 17 | 13428 | 5294 | 7384 | 10732 | 1927 | 2748 | 10780 | 1477 | 1223 | 29727 | 1.08 | 1.45 | 15320.515
7362 | 18 | 307 | 2017-11-03 | 0.73585 | 1 | 0.73585 | 0.95783 | 0.92154 | 0.60386 | 0.62315 | 0.58578 | 0.50368 | 0.58047 | 0.52546 | 0.55434 | 0.53826 | 0.43295 | 0.53442 | 5 | 1 | 18 | 13344 | 5275 | 7331 | 10749 | 1908 | 2724 | 10813 | 1456 | 1230 | 29818 | 1.17 | 1.59 | 14317.695
7363 | 19 | 307 | 2017-11-03 | 0.7673 | 1 | 0.7673 | 0.98193 | 0.8823 | 0.60729 | 0.62894 | 0.58993 | 0.50879 | 0.58047 | 0.52566 | 0.55829 | 0.53826 | 0.43576 | 0.54267 | 5 | 1 | 19 | 13420 | 5324 | 7383 | 10858 | 1908 | 2725 | 10890 | 1456 | 1238 | 30278 | 1.22 | 1.63 | 13708.055
7364 | 20 | 307 | 2017-11-03 | 0.86164 | 1 | 0.86164 | 1 | 0.93549 | 0.61969 | 0.64005 | 0.60024 | 0.52045 | 0.58838 | 0.53376 | 0.55168 | 0.54344 | 0.45231 | 0.54906 | 5 | 1 | 20 | 13694 | 5418 | 7512 | 11107 | 1934 | 2767 | 10761 | 1470 | 1285 | 30635 | 1.37 | 1.66 | 14534.475
7365 | 21 | 307 | 2017-11-03 | 0.88679 | 1 | 0.88679 | 0.99398 | 0.93593 | 0.612 | 0.62776 | 0.59209 | 0.51685 | 0.58108 | 0.5245 | 0.52968 | 0.53309 | 0.44562 | 0.531 | 5 | 1 | 21 | 13524 | 5314 | 7410 | 11030 | 1910 | 2719 | 10332 | 1442 | 1266 | 29627 | 1.41 | 1.65 | 14541.295
7366 | 22 | 307 | 2017-11-03 | 0.84906 | 1 | 0.84906 | 0.90964 | 0.9084 | 0.59643 | 0.60555 | 0.57523 | 0.50696 | 0.56161 | 0.50829 | 0.50354 | 0.5146 | 0.43013 | 0.50718 | 5 | 1 | 22 | 13180 | 5126 | 7199 | 10819 | 1846 | 2635 | 9822 | 1392 | 1222 | 28298 | 1.35 | 1.51 | 14113.52
7367 | 23 | 307 | 2017-11-03 | 0.7673 | 1 | 0.7673 | 0.79518 | 0.88374 | 0.5701 | 0.57188 | 0.54399 | 0.49014 | 0.53179 | 0.48553 | 0.47006 | 0.48503 | 0.40655 | 0.47366 | 5 | 1 | 23 | 12598 | 4841 | 6808 | 10460 | 1748 | 2517 | 9169 | 1312 | 1155 | 26428 | 1.22 | 1.32 | 13730.465
7368 | 24 | 307 | 2017-11-03 | 0.6478 | 1 | 0.6478 | 0.68675 | 0.84359 | 0.53733 | 0.5368 | 0.51139 | 0.46291 | 0.49468 | 0.45737 | 0.4354 | 0.4573 | 0.37909 | 0.43753 | 5 | 1 | 24 | 11874 | 4544 | 6400 | 9879 | 1626 | 2371 | 8493 | 1237 | 1077 | 24412 | 1.03 | 1.14 | 13106.685
7369 | 1 | 308 | 2017-11-04 | 0.58491 | 1 | 0.58491 | 0.64458 | 0.77448 | 0.50262 | 0.53125 | 0.48877 | 0.43489 | 0.45999 | 0.43711 | 0.40839 | 0.42957 | 0.35656 | 0.40918 | 6 | 2 | 25 | 11107 | 4497 | 6117 | 9281 | 1512 | 2266 | 7966 | 1162 | 1013 | 22830 | 0.93 | 1.07 | 12032.86
7370 | 2 | 308 | 2017-11-04 | 0.54717 | 1 | 0.54717 | 0.62048 | 0.74964 | 0.48633 | 0.51589 | 0.47287 | 0.41212 | 0.44083 | 0.42168 | 0.38844 | 0.41516 | 0.33932 | 0.39174 | 6 | 2 | 26 | 10747 | 4367 | 5918 | 8795 | 1449 | 2186 | 7577 | 1123 | 964 | 21857 | 0.87 | 1.03 | 11646.96
7371 | 3 | 308 | 2017-11-04 | 0.54088 | 1 | 0.54088 | 0.60843 | 0.72838 | 0.479 | 0.50774 | 0.464 | 0.39787 | 0.42988 | 0.40799 | 0.37747 | 0.40887 | 0.33087 | 0.38283 | 6 | 2 | 27 | 10585 | 4298 | 5807 | 8491 | 1413 | 2115 | 7363 | 1106 | 940 | 21360 | 0.86 | 1.01 | 11316.6
7372 | 4 | 308 | 2017-11-04 | 0.54717 | 1 | 0.54717 | 0.62048 | 0.71262 | 0.47642 | 0.50573 | 0.46129 | 0.38845 | 0.42562 | 0.40181 | 0.37096 | 0.40518 | 0.32453 | 0.37962 | 6 | 2 | 28 | 10528 | 4281 | 5773 | 8290 | 1399 | 2083 | 7236 | 1096 | 922 | 21181 | 0.87 | 1.03 | 11071.73
7373 | 5 | 308 | 2017-11-04 | 0.57862 | 1 | 0.57862 | 0.63855 | 0.70005 | 0.47982 | 0.50797 | 0.46504 | 0.38499 | 0.42805 | 0.40336 | 0.37004 | 0.40813 | 0.32313 | 0.38339 | 6 | 2 | 29 | 10603 | 4300 | 5820 | 8216 | 1407 | 2091 | 7218 | 1104 | 918 | 21391 | 0.92 | 1.06 | 10876.555
7374 | 6 | 308 | 2017-11-04 | 0.6478 | 1 | 0.6478 | 0.69277 | 0.69248 | 0.49172 | 0.52392 | 0.47575 | 0.38747 | 0.44204 | 0.41358 | 0.38004 | 0.41774 | 0.33228 | 0.39665 | 6 | 2 | 30 | 10866 | 4435 | 5954 | 8269 | 1453 | 2144 | 7413 | 1130 | 944 | 22131 | 1.03 | 1.15 | 10758.83
7375 | 7 | 308 | 2017-11-04 | 0.71069 | 1 | 0.71069 | 0.75904 | 0.68725 | 0.51462 | 0.54814 | 0.49884 | 0.40125 | 0.46547 | 0.43345 | 0.39875 | 0.4329 | 0.34741 | 0.42291 | 6 | 2 | 31 | 11372 | 4640 | 6243 | 8563 | 1530 | 2247 | 7778 | 1171 | 987 | 23596 | 1.13 | 1.26 | 10677.68
7376 | 8 | 308 | 2017-11-04 | 0.73585 | 1 | 0.73585 | 0.74699 | 0.67879 | 0.53851 | 0.57543 | 0.51938 | 0.42425 | 0.49255 | 0.45698 | 0.42243 | 0.45176 | 0.36572 | 0.44534 | 6 | 2 | 32 | 11900 | 4871 | 6500 | 9054 | 1619 | 2369 | 8240 | 1222 | 1039 | 24848 | 1.17 | 1.24 | 10546.135
7377 | 9 | 308 | 2017-11-04 | 0.71698 | 1 | 0.71698 | 0.71084 | 0.73509 | 0.55548 | 0.59409 | 0.53088 | 0.44075 | 0.51171 | 0.47531 | 0.44709 | 0.46839 | 0.39458 | 0.46382 | 6 | 2 | 33 | 12275 | 5029 | 6644 | 9406 | 1682 | 2464 | 8721 | 1267 | 1121 | 25879 | 1.14 | 1.18 | 11420.965
7378 | 10 | 308 | 2017-11-04 | 0.69811 | 1 | 0.69811 | 0.6988 | 0.80309 | 0.56878 | 0.6052 | 0.5459 | 0.45363 | 0.52875 | 0.48958 | 0.46575 | 0.48429 | 0.41183 | 0.47404 | 6 | 2 | 34 | 12569 | 5123 | 6832 | 9681 | 1738 | 2538 | 9085 | 1310 | 1170 | 26449 | 1.11 | 1.16 | 12477.48
7379 | 11 | 308 | 2017-11-04 | 0.7044 | 1 | 0.7044 | 0.72289 | 0.84627 | 0.57381 | 0.6065 | 0.55062 | 0.46408 | 0.53453 | 0.49981 | 0.47606 | 0.48872 | 0.42274 | 0.47533 | 6 | 2 | 35 | 12680 | 5134 | 6891 | 9904 | 1757 | 2591 | 9286 | 1322 | 1201 | 26521 | 1.12 | 1.2 | 13148.295
7380 | 12 | 308 | 2017-11-04 | 0.67925 | 1 | 0.67925 | 0.72289 | 0.85829 | 0.57019 | 0.59882 | 0.5491 | 0.46905 | 0.53179 | 0.50193 | 0.47796 | 0.49094 | 0.42098 | 0.47114 | 6 | 2 | 36 | 12600 | 5069 | 6872 | 10010 | 1748 | 2602 | 9323 | 1328 | 1196 | 26287 | 1.08 | 1.2 | 13334.96
7381 | 13 | 308 | 2017-11-04 | 0.62264 | 1 | 0.62264 | 0.6988 | 0.83365 | 0.56444 | 0.58878 | 0.54215 | 0.46807 | 0.52479 | 0.50019 | 0.47739 | 0.48799 | 0.41887 | 0.4635 | 6 | 2 | 37 | 12473 | 4984 | 6785 | 9989 | 1725 | 2593 | 9312 | 1320 | 1190 | 25861 | 0.99 | 1.16 | 12952.21
7382 | 14 | 308 | 2017-11-04 | 0.63522 | 1 | 0.63522 | 0.6988 | 0.83998 | 0.55838 | 0.58051 | 0.53488 | 0.46394 | 0.5181 | 0.49556 | 0.47303 | 0.48355 | 0.42203 | 0.45597 | 6 | 2 | 38 | 12339 | 4914 | 6694 | 9901 | 1703 | 2569 | 9227 | 1308 | 1199 | 25441 | 1.01 | 1.16 | 13050.635
7383 | 15 | 308 | 2017-11-04 | 0.65409 | 1 | 0.65409 | 0.70482 | 0.8466 | 0.55091 | 0.5733 | 0.52769 | 0.45734 | 0.50837 | 0.49035 | 0.47016 | 0.47763 | 0.41851 | 0.45262 | 6 | 2 | 39 | 12174 | 4853 | 6604 | 9760 | 1671 | 2542 | 9171 | 1292 | 1189 | 25254 | 1.04 | 1.17 | 13153.435
7384 | 16 | 308 | 2017-11-04 | 0.67925 | 1 | 0.67925 | 0.72289 | 0.84537 | 0.54892 | 0.57188 | 0.52377 | 0.45321 | 0.50259 | 0.48939 | 0.47011 | 0.47616 | 0.42555 | 0.45259 | 6 | 2 | 40 | 12130 | 4841 | 6555 | 9672 | 1652 | 2537 | 9170 | 1288 | 1209 | 25252 | 1.08 | 1.2 | 13134.275
7385 | 17 | 308 | 2017-11-04 | 0.73585 | 1 | 0.73585 | 0.78313 | 0.83299 | 0.54865 | 0.5772 | 0.52425 | 0.45223 | 0.49985 | 0.489 | 0.47473 | 0.47911 | 0.42943 | 0.45873 | 6 | 2 | 41 | 12124 | 4886 | 6561 | 9651 | 1643 | 2535 | 9260 | 1296 | 1220 | 25595 | 1.17 | 1.3 | 12941.93
7386 | 18 | 308 | 2017-11-04 | 0.79874 | 1 | 0.79874 | 0.81325 | 0.79767 | 0.5501 | 0.5863 | 0.52633 | 0.45705 | 0.50137 | 0.49055 | 0.48236 | 0.48392 | 0.43224 | 0.47232 | 6 | 2 | 42 | 12156 | 4963 | 6587 | 9754 | 1648 | 2543 | 9409 | 1309 | 1228 | 26353 | 1.27 | 1.35 | 12393.195
7387 | 19 | 308 | 2017-11-04 | 0.83648 | 1 | 0.83648 | 0.8494 | 0.79425 | 0.55824 | 0.60425 | 0.53312 | 0.46629 | 0.50289 | 0.49498 | 0.49698 | 0.49612 | 0.4333 | 0.49535 | 6 | 2 | 43 | 12336 | 5115 | 6672 | 9951 | 1653 | 2566 | 9694 | 1342 | 1231 | 27638 | 1.33 | 1.41 | 12340.135
7388 | 20 | 308 | 2017-11-04 | 0.91824 | 1 | 0.91824 | 0.90361 | 0.85572 | 0.57566 | 0.61666 | 0.54982 | 0.48048 | 0.51719 | 0.50617 | 0.50631 | 0.50536 | 0.44562 | 0.50082 | 6 | 2 | 44 | 12721 | 5220 | 6881 | 10254 | 1700 | 2624 | 9876 | 1367 | 1266 | 27943 | 1.46 | 1.5 | 13295.155
7389 | 21 | 308 | 2017-11-04 | 0.91195 | 1 | 0.91195 | 0.93976 | 0.85805 | 0.56874 | 0.60803 | 0.54551 | 0.4788 | 0.51536 | 0.5 | 0.4958 | 0.49945 | 0.44597 | 0.49021 | 6 | 2 | 45 | 12568 | 5147 | 6827 | 10218 | 1694 | 2592 | 9671 | 1351 | 1267 | 27351 | 1.45 | 1.56 | 13331.25
7390 | 22 | 308 | 2017-11-04 | 0.89308 | 1 | 0.89308 | 0.89759 | 0.84073 | 0.55168 | 0.5909 | 0.53304 | 0.47181 | 0.50289 | 0.48534 | 0.47893 | 0.48577 | 0.42943 | 0.47445 | 6 | 2 | 46 | 12191 | 5002 | 6671 | 10069 | 1653 | 2516 | 9342 | 1314 | 1220 | 26472 | 1.42 | 1.49 | 13062.215
7391 | 23 | 308 | 2017-11-04 | 0.7673 | 1 | 0.7673 | 0.8012 | 0.82665 | 0.52978 | 0.56385 | 0.51043 | 0.45799 | 0.47946 | 0.46238 | 0.45494 | 0.46543 | 0.40479 | 0.44972 | 6 | 2 | 47 | 11707 | 4773 | 6388 | 9774 | 1576 | 2397 | 8874 | 1259 | 1150 | 25092 | 1.22 | 1.33 | 12843.495
7392 | 24 | 308 | 2017-11-04 | 0.69182 | 1 | 0.69182 | 0.69277 | 0.80437 | 0.5043 | 0.5368 | 0.48214 | 0.43634 | 0.45117 | 0.4375 | 0.42725 | 0.4414 | 0.37592 | 0.42213 | 6 | 2 | 48 | 11144 | 4544 | 6034 | 9312 | 1483 | 2268 | 8334 | 1194 | 1068 | 23553 | 1.1 | 1.15 | 12497.315
7393 | 1 | 309 | 2017-11-05 | 0.61635 | 1 | 0.61635 | 0.64458 | 0.77096 | 0.48199 | 0.50219 | 0.46384 | 0.41966 | 0.43018 | 0.41647 | 0.40095 | 0.40333 | 0.35692 | 0.40393 | 7 | 3 | 49 | 10651 | 4251 | 5805 | 8956 | 1414 | 2159 | 7821 | 1091 | 1014 | 22537 | 0.98 | 1.07 | 11978.235
7394 | 2 | 309 | 2017-11-05 | 0.61006 | 1 | 0.61006 | 0.62048 | 0.74542 | 0.46602 | 0.4847 | 0.44802 | 0.39942 | 0.41253 | 0.39776 | 0.38562 | 0.38965 | 0.33826 | 0.38227 | 7 | 3 | 50 | 10298 | 4103 | 5607 | 8524 | 1356 | 2062 | 7522 | 1054 | 961 | 21329 | 0.97 | 1.03 | 11581.36
7395 | 3 | 309 | 2017-11-05 | 0.59748 | 1 | 0.59748 | 0.62048 | 0.72049 | 0.45221 | 0.47407 | 0.43292 | 0.37707 | 0.39489 | 0.37674 | 0.37076 | 0.37856 | 0.31855 | 0.36871 | 7 | 3 | 51 | 9993 | 4013 | 5418 | 8047 | 1298 | 1953 | 7232 | 1024 | 905 | 20572 | 0.95 | 1.03 | 11194.145
7396 | 4 | 309 | 2017-11-05 | 0.58491 | 1 | 0.58491 | 0.62048 | 0.6999 | 0.45235 | 0.47702 | 0.43228 | 0.3728 | 0.39367 | 0.37288 | 0.37096 | 0.3793 | 0.31679 | 0.36937 | 7 | 3 | 52 | 9996 | 4038 | 5410 | 7956 | 1294 | 1933 | 7236 | 1026 | 900 | 20609 | 0.93 | 1.03 | 10874.225
7397 | 5 | 309 | 2017-11-05 | 0.60377 | 1 | 0.60377 | 0.64458 | 0.68772 | 0.45905 | 0.48966 | 0.44027 | 0.37276 | 0.39945 | 0.37616 | 0.37855 | 0.38743 | 0.3189 | 0.37744 | 7 | 3 | 53 | 10144 | 4145 | 5510 | 7955 | 1313 | 1950 | 7384 | 1048 | 906 | 21059 | 0.96 | 1.07 | 10684.93
7398 | 6 | 309 | 2017-11-05 | 0.67296 | 1 | 0.67296 | 0.6988 | 0.67866 | 0.47393 | 0.50845 | 0.45266 | 0.37908 | 0.41406 | 0.38426 | 0.39331 | 0.39519 | 0.3277 | 0.39281 | 7 | 3 | 54 | 10473 | 4304 | 5665 | 8090 | 1361 | 1992 | 7672 | 1069 | 931 | 21917 | 1.07 | 1.16 | 10544.215
7399 | 7 | 309 | 2017-11-05 | 0.73585 | 1 | 0.73585 | 0.77108 | 0.66367 | 0.4914 | 0.53467 | 0.468 | 0.38864 | 0.43261 | 0.39796 | 0.41382 | 0.40813 | 0.346 | 0.41081 | 7 | 3 | 55 | 10859 | 4526 | 5857 | 8294 | 1422 | 2063 | 8072 | 1104 | 983 | 22921 | 1.17 | 1.28 | 10311.225
7400 | 8 | 309 | 2017-11-05 | 0.74214 | 1 | 0.74214 | 0.78313 | 0.63637 | 0.51027 | 0.5557 | 0.48198 | 0.39605 | 0.453 | 0.41917 | 0.43658 | 0.42403 | 0.38156 | 0.43185 | 7 | 3 | 56 | 11276 | 4704 | 6032 | 8452 | 1489 | 2173 | 8516 | 1147 | 1084 | 24095 | 1.18 | 1.3 | 9887.07
7401 | 9 | 309 | 2017-11-05 | 0.74843 | 1 | 0.74843 | 0.74699 | 0.65776 | 0.52819 | 0.5694 | 0.49836 | 0.40851 | 0.47308 | 0.44039 | 0.4533 | 0.44067 | 0.41042 | 0.44714 | 7 | 3 | 57 | 11672 | 4820 | 6237 | 8718 | 1555 | 2283 | 8842 | 1192 | 1166 | 24948 | 1.19 | 1.24 | 10219.53
7402 | 10 | 309 | 2017-11-05 | 0.71698 | 1 | 0.71698 | 0.72892 | 0.69482 | 0.53634 | 0.57011 | 0.50923 | 0.42013 | 0.48616 | 0.45853 | 0.45945 | 0.44991 | 0.41816 | 0.45515 | 7 | 3 | 58 | 11852 | 4826 | 6373 | 8966 | 1598 | 2377 | 8962 | 1217 | 1188 | 25395 | 1.14 | 1.21 | 10795.295
7403 | 11 | 309 | 2017-11-05 | 0.71698 | 1 | 0.71698 | 0.71084 | 0.7323 | 0.54195 | 0.56657 | 0.5157 | 0.42791 | 0.4965 | 0.4728 | 0.46165 | 0.45619 | 0.42344 | 0.45909 | 7 | 3 | 59 | 11976 | 4796 | 6454 | 9132 | 1632 | 2451 | 9005 | 1234 | 1203 | 25615 | 1.14 | 1.18 | 11377.635
7404 | 12 | 309 | 2017-11-05 | 0.69811 | 1 | 0.69811 | 0.68072 | 0.74794 | 0.54978 | 0.56279 | 0.52018 | 0.43236 | 0.50319 | 0.4838 | 0.46591 | 0.45989 | 0.434 | 0.45777 | 7 | 3 | 60 | 12149 | 4764 | 6510 | 9227 | 1654 | 2508 | 9088 | 1244 | 1233 | 25541 | 1.11 | 1.13 | 11620.63
7405 | 13 | 309 | 2017-11-05 | 0.63522 | 1 | 0.63522 | 0.6506 | 0.74218 | 0.55412 | 0.55854 | 0.52066 | 0.43438 | 0.50593 | 0.49016 | 0.46714 | 0.46026 | 0.44562 | 0.45484 | 7 | 3 | 61 | 12245 | 4728 | 6516 | 9270 | 1663 | 2541 | 9112 | 1245 | 1266 | 25378 | 1.01 | 1.08 | 11531.12
7406 | 14 | 309 | 2017-11-05 | 0.61635 | 1 | 0.61635 | 0.63253 | 0.75233 | 0.55534 | 0.55487 | 0.51842 | 0.43512 | 0.50593 | 0.49113 | 0.46811 | 0.461 | 0.44632 | 0.45312 | 7 | 3 | 62 | 12272 | 4697 | 6488 | 9286 | 1663 | 2546 | 9131 | 1247 | 1268 | 25282 | 0.98 | 1.05 | 11688.74
7407 | 15 | 309 | 2017-11-05 | 0.61635 | 1 | 0.61635 | 0.65663 | 0.7566 | 0.55833 | 0.55452 | 0.52082 | 0.43658 | 0.50472 | 0.49248 | 0.47216 | 0.45841 | 0.45653 | 0.45621 | 7 | 3 | 63 | 12338 | 4694 | 6518 | 9317 | 1659 | 2553 | 9210 | 1240 | 1297 | 25454 | 0.98 | 1.09 | 11755.12
7408 | 16 | 309 | 2017-11-05 | 0.64151 | 1 | 0.64151 | 0.68072 | 0.75794 | 0.56344 | 0.56527 | 0.53168 | 0.44117 | 0.50958 | 0.49672 | 0.48144 | 0.46691 | 0.46885 | 0.46981 | 7 | 3 | 64 | 12451 | 4785 | 6654 | 9415 | 1675 | 2575 | 9391 | 1263 | 1332 | 26213 | 1.02 | 1.13 | 11775.96
7409 | 17 | 309 | 2017-11-05 | 0.66667 | 1 | 0.66667 | 0.72892 | 0.74929 | 0.5691 | 0.58996 | 0.55238 | 0.45593 | 0.5181 | 0.49865 | 0.49554 | 0.47172 | 0.47906 | 0.49313 | 7 | 3 | 65 | 12576 | 4994 | 6913 | 9730 | 1703 | 2585 | 9666 | 1276 | 1361 | 27514 | 1.06 | 1.21 | 11641.495
7410 | 18 | 309 | 2017-11-05 | 0.68553 | 1 | 0.68553 | 0.77711 | 0.72694 | 0.5748 | 0.6111 | 0.56436 | 0.47102 | 0.52358 | 0.50212 | 0.5141 | 0.48355 | 0.48469 | 0.51598 | 7 | 3 | 66 | 12702 | 5173 | 7063 | 10052 | 1721 | 2603 | 10028 | 1308 | 1377 | 28789 | 1.09 | 1.29 | 11294.21
7411 | 19 | 309 | 2017-11-05 | 0.7044 | 1 | 0.7044 | 0.79518 | 0.72784 | 0.59711 | 0.6228 | 0.57315 | 0.48105 | 0.54001 | 0.52025 | 0.52081 | 0.49242 | 0.50123 | 0.5144 | 7 | 3 | 67 | 13195 | 5272 | 7173 | 10266 | 1775 | 2697 | 10159 | 1332 | 1424 | 28701 | 1.12 | 1.32 | 11308.32
7412 | 20 | 309 | 2017-11-05 | 0.7673 | 1 | 0.7673 | 0.8494 | 0.80601 | 0.59245 | 0.6111 | 0.56516 | 0.48081 | 0.53879 | 0.51408 | 0.50549 | 0.48799 | 0.48821 | 0.49897 | 7 | 3 | 68 | 13092 | 5173 | 7073 | 10261 | 1771 | 2665 | 9860 | 1320 | 1387 | 27840 | 1.22 | 1.41 | 12522.705
7413 | 21 | 309 | 2017-11-05 | 0.83648 | 1 | 0.83648 | 0.89759 | 0.81962 | 0.56937 | 0.5824 | 0.5479 | 0.4706 | 0.52479 | 0.49884 | 0.48001 | 0.4817 | 0.45864 | 0.47583 | 7 | 3 | 69 | 12582 | 4930 | 6857 | 10043 | 1725 | 2586 | 9363 | 1303 | 1303 | 26549 | 1.33 | 1.49 | 12734.27
7414 | 22 | 309 | 2017-11-05 | 0.8239 | 1 | 0.8239 | 0.87349 | 0.81392 | 0.54086 | 0.54778 | 0.52297 | 0.45527 | 0.49954 | 0.46952 | 0.44699 | 0.45915 | 0.42063 | 0.44549 | 7 | 3 | 70 | 11952 | 4637 | 6545 | 9716 | 1642 | 2434 | 8719 | 1242 | 1195 | 24856 | 1.31 | 1.45 | 12645.685
7415 | 23 | 309 | 2017-11-05 | 0.77358 | 1 | 0.77358 | 0.75904 | 0.80175 | 0.51475 | 0.51849 | 0.49628 | 0.4317 | 0.47399 | 0.43711 | 0.41398 | 0.42773 | 0.38296 | 0.41602 | 7 | 3 | 71 | 11375 | 4389 | 6211 | 9213 | 1558 | 2266 | 8075 | 1157 | 1088 | 23212 | 1.23 | 1.26 | 12456.54
7416 | 24 | 309 | 2017-11-05 | 0.7044 | 1 | 0.7044 | 0.68072 | 0.77447 | 0.48959 | 0.50667 | 0.46816 | 0.40781 | 0.45634 | 0.42226 | 0.39326 | 0.43142 | 0.35375 | 0.3976 | 7 | 3 | 72 | 10819 | 4289 | 5859 | 8703 | 1500 | 2189 | 7671 | 1167 | 1005 | 22184 | 1.12 | 1.13 | 12032.68
7417 | 1 | 310 | 2017-11-06 | 0.6478 | 1 | 0.6478 | 0.63253 | 0.80131 | 0.48353 | 0.50124 | 0.46488 | 0.3989 | 0.44357 | 0.40799 | 0.38029 | 0.41922 | 0.34073 | 0.38184 | 1 | 1 | 73 | 10685 | 4243 | 5818 | 8513 | 1458 | 2115 | 7418 | 1134 | 968 | 21305 | 1.03 | 1.05 | 12449.825
7418 | 2 | 310 | 2017-11-06 | 0.59748 | 1 | 0.59748 | 0.61446 | 0.77242 | 0.4786 | 0.49392 | 0.45889 | 0.39211 | 0.43718 | 0.39815 | 0.37281 | 0.41146 | 0.33404 | 0.37469 | 1 | 1 | 74 | 10576 | 4181 | 5743 | 8368 | 1437 | 2064 | 7272 | 1113 | 949 | 20906 | 0.95 | 1.02 | 12000.945
7419 | 3 | 310 | 2017-11-06 | 0.57862 | 1 | 0.57862 | 0.59639 | 0.74901 | 0.47936 | 0.4951 | 0.45873 | 0.38944 | 0.4387 | 0.3968 | 0.37148 | 0.4122 | 0.33122 | 0.37426 | 1 | 1 | 75 | 10593 | 4191 | 5741 | 8311 | 1442 | 2057 | 7246 | 1115 | 941 | 20882 | 0.92 | 0.99 | 11637.225
7420 | 4 | 310 | 2017-11-06 | 0.58491 | 1 | 0.58491 | 0.61446 | 0.73082 | 0.49131 | 0.50691 | 0.46928 | 0.3915 | 0.45056 | 0.40644 | 0.38229 | 0.41738 | 0.33721 | 0.38512 | 1 | 1 | 76 | 10857 | 4291 | 5873 | 8355 | 1481 | 2107 | 7457 | 1129 | 958 | 21488 | 0.93 | 1.02 | 11354.585
7421 | 5 | 310 | 2017-11-06 | 0.58491 | 1 | 0.58491 | 0.62048 | 0.71832 | 0.52643 | 0.54778 | 0.50124 | 0.4056 | 0.48707 | 0.44772 | 0.41392 | 0.4536 | 0.36501 | 0.41726 | 1 | 1 | 77 | 11633 | 4637 | 6273 | 8656 | 1601 | 2321 | 8074 | 1227 | 1037 | 23281 | 0.93 | 1.03 | 11160.345
7422 | 6 | 310 | 2017-11-06 | 0.61635 | 1 | 0.61635 | 0.6747 | 0.72546 | 0.58756 | 0.61488 | 0.56388 | 0.44206 | 0.55522 | 0.50463 | 0.4675 | 0.50018 | 0.4164 | 0.47323 | 1 | 1 | 78 | 12984 | 5205 | 7057 | 9434 | 1825 | 2616 | 9119 | 1353 | 1183 | 26404 | 0.98 | 1.12 | 11271.335
7423 | 7 | 310 | 2017-11-06 | 0.67296 | 1 | 0.67296 | 0.75904 | 0.7356 | 0.62698 | 0.65127 | 0.60847 | 0.49651 | 0.60511 | 0.54649 | 0.514 | 0.53494 | 0.43823 | 0.5075 | 1 | 1 | 79 | 13855 | 5513 | 7615 | 10596 | 1989 | 2833 | 10026 | 1447 | 1245 | 28316 | 1.07 | 1.26 | 11428.795
7424 | 8 | 310 | 2017-11-06 | 0.72327 | 1 | 0.72327 | 0.74699 | 0.74366 | 0.6306 | 0.6495 | 0.6191 | 0.5272 | 0.61272 | 0.55401 | 0.5101 | 0.54529 | 0.434 | 0.51655 | 1 | 1 | 80 | 13935 | 5498 | 7748 | 11251 | 2014 | 2872 | 9950 | 1475 | 1233 | 28821 | 1.15 | 1.24 | 11554.04
7425 | 9 | 310 | 2017-11-06 | 0.75472 | 1 | 0.75472 | 0.71084 | 0.84656 | 0.6344 | 0.64584 | 0.62613 | 0.53282 | 0.61911 | 0.55768 | 0.50872 | 0.55749 | 0.43611 | 0.52139 | 1 | 1 | 81 | 14019 | 5467 | 7836 | 11371 | 2035 | 2891 | 9923 | 1508 | 1239 | 29091 | 1.2 | 1.18 | 13152.805
7426 | 10 | 310 | 2017-11-06 | 0.79245 | 1 | 0.79245 | 0.6747 | 0.91285 | 0.63866 | 0.6443 | 0.63036 | 0.53615 | 0.62641 | 0.56038 | 0.50682 | 0.56821 | 0.4421 | 0.52652 | 1 | 1 | 82 | 14113 | 5454 | 7889 | 11442 | 2059 | 2905 | 9886 | 1537 | 1256 | 29377 | 1.26 | 1.12 | 14182.66
7427 | 11 | 310 | 2017-11-06 | 0.73585 | 1 | 0.73585 | 0.6506 | 0.9624 | 0.63698 | 0.64324 | 0.62924 | 0.5391 | 0.62702 | 0.56134 | 0.50554 | 0.57301 | 0.44245 | 0.52747 | 1 | 1 | 83 | 14076 | 5445 | 7875 | 11505 | 2061 | 2910 | 9861 | 1550 | 1257 | 29430 | 1.17 | 1.08 | 14952.575
7428 | 12 | 310 | 2017-11-06 | 0.72327 | 1 | 0.72327 | 0.61446 | 0.97754 | 0.63816 | 0.643 | 0.62781 | 0.53803 | 0.62732 | 0.56115 | 0.5042 | 0.57375 | 0.44351 | 0.52575 | 1 | 1 | 84 | 14102 | 5443 | 7857 | 11482 | 2062 | 2909 | 9835 | 1552 | 1260 | 29334 | 1.15 | 1.02 | 15187.805
7429 | 13 | 310 | 2017-11-06 | 0.71069 | 1 | 0.71069 | 0.63855 | 0.95214 | 0.63829 | 0.6404 | 0.62964 | 0.53653 | 0.62519 | 0.56038 | 0.50241 | 0.57227 | 0.43928 | 0.52662 | 1 | 1 | 85 | 14105 | 5421 | 7880 | 11450 | 2055 | 2905 | 9800 | 1548 | 1248 | 29383 | 1.13 | 1.06 | 14793.225
7430 | 14 | 310 | 2017-11-06 | 0.69182 | 1 | 0.69182 | 0.62048 | 0.97576 | 0.63114 | 0.63544 | 0.62269 | 0.53578 | 0.62032 | 0.55787 | 0.50687 | 0.56673 | 0.43647 | 0.52499 | 1 | 1 | 86 | 13947 | 5379 | 7793 | 11434 | 2039 | 2892 | 9887 | 1533 | 1240 | 29292 | 1.1 | 1.03 | 15160.185
7431 | 15 | 310 | 2017-11-06 | 0.67296 | 1 | 0.67296 | 0.62048 | 1 | 0.62521 | 0.6326 | 0.61622 | 0.53161 | 0.61089 | 0.55729 | 0.51102 | 0.56081 | 0.44069 | 0.52566 | 1 | 1 | 87 | 13816 | 5355 | 7712 | 11345 | 2008 | 2889 | 9968 | 1517 | 1252 | 29329 | 1.07 | 1.03 | 15536.75
7432 | 16 | 310 | 2017-11-06 | 0.68553 | 1 | 0.68553 | 0.63253 | 0.99944 | 0.6249 | 0.63898 | 0.61702 | 0.52917 | 0.6112 | 0.56019 | 0.52784 | 0.56044 | 0.45231 | 0.53213 | 1 | 1 | 88 | 13809 | 5409 | 7722 | 11293 | 2009 | 2904 | 10296 | 1516 | 1285 | 29690 | 1.09 | 1.05 | 15528.105
7433 | 17 | 310 | 2017-11-06 | 0.66667 | 1 | 0.66667 | 0.71084 | 0.98608 | 0.63549 | 0.65233 | 0.633 | 0.53887 | 0.62519 | 0.57427 | 0.5628 | 0.57301 | 0.47272 | 0.5486 | 1 | 1 | 89 | 14043 | 5522 | 7922 | 11500 | 2055 | 2977 | 10978 | 1550 | 1343 | 30609 | 1.06 | 1.18 | 15320.515
7434 | 18 | 310 | 2017-11-06 | 0.69811 | 1 | 0.69811 | 0.71687 | 0.92154 | 0.66477 | 0.68057 | 0.64858 | 0.56609 | 0.64131 | 0.59529 | 0.57126 | 0.59187 | 0.49278 | 0.56272 | 1 | 1 | 90 | 14690 | 5761 | 8117 | 12081 | 2108 | 3086 | 11143 | 1601 | 1400 | 31397 | 1.11 | 1.19 | 14317.695
7435 | 19 | 310 | 2017-11-06 | 0.72327 | 1 | 0.72327 | 0.76506 | 0.8823 | 0.66205 | 0.68706 | 0.66081 | 0.56075 | 0.65196 | 0.60648 | 0.55521 | 0.58521 | 0.5132 | 0.56186 | 1 | 1 | 91 | 14630 | 5816 | 8270 | 11967 | 2143 | 3144 | 10830 | 1583 | 1458 | 31349 | 1.15 | 1.27 | 13708.055
7436 | 20 | 310 | 2017-11-06 | 0.78616 | 1 | 0.78616 | 0.80723 | 0.93549 | 0.64712 | 0.67667 | 0.64658 | 0.55157 | 0.63827 | 0.58661 | 0.52907 | 0.57153 | 0.51144 | 0.54265 | 1 | 1 | 92 | 14300 | 5728 | 8092 | 11771 | 2098 | 3041 | 10320 | 1546 | 1453 | 30277 | 1.25 | 1.34 | 14534.475
7437 | 21 | 310 | 2017-11-06 | 0.83648 | 1 | 0.83648 | 0.86145 | 0.93593 | 0.62114 | 0.64761 | 0.61846 | 0.53999 | 0.61363 | 0.55845 | 0.5001 | 0.55231 | 0.4868 | 0.51456 | 1 | 1 | 93 | 13726 | 5482 | 7740 | 11524 | 2017 | 2895 | 9755 | 1494 | 1383 | 28710 | 1.33 | 1.43 | 14541.295
7438 | 22 | 310 | 2017-11-06 | 0.81761 | 1 | 0.81761 | 0.8494 | 0.9084 | 0.5882 | 0.60945 | 0.58258 | 0.51717 | 0.57682 | 0.52122 | 0.46437 | 0.51608 | 0.45266 | 0.47553 | 1 | 1 | 94 | 12998 | 5159 | 7291 | 11037 | 1896 | 2702 | 9058 | 1396 | 1286 | 26532 | 1.3 | 1.41 | 14113.52
7439 | 23 | 310 | 2017-11-06 | 0.75472 | 1 | 0.75472 | 0.72892 | 0.88374 | 0.55403 | 0.57354 | 0.54263 | 0.48395 | 0.53909 | 0.48708 | 0.43064 | 0.48022 | 0.42063 | 0.43997 | 1 | 1 | 95 | 12243 | 4855 | 6791 | 10328 | 1772 | 2525 | 8400 | 1299 | 1195 | 24548 | 1.2 | 1.21 | 13730.465
7440 | 24 | 310 | 2017-11-06 | 0.68553 | 1 | 0.68553 | 0.6506 | 0.84359 | 0.53227 | 0.56421 | 0.52633 | 0.45138 | 0.5105 | 0.45775 | 0.40357 | 0.44621 | 0.3812 | 0.41565 | 1 | 1 | 96 | 11762 | 4776 | 6587 | 9633 | 1678 | 2373 | 7872 | 1207 | 1083 | 23191 | 1.09 | 1.08 | 13106.685
7441 | 1 | 311 | 2017-11-07 | 0.61635 | 1 | 0.61635 | 0.62651 | 0.80131 | 0.53453 | 0.55334 | 0.51306 | 0.45762 | 0.51476 | 0.4591 | 0.40157 | 0.44362 | 0.38472 | 0.41837 | 2 | 1 | 97 | 11812 | 4684 | 6421 | 9766 | 1692 | 2380 | 7833 | 1200 | 1093 | 23343 | 0.98 | 1.04 | 12449.825
7442 | 2 | 311 | 2017-11-07 | 0.60377 | 1 | 0.60377 | 0.60241 | 0.77242 | 0.52127 | 0.54412 | 0.50188 | 0.43676 | 0.49833 | 0.44252 | 0.38983 | 0.43401 | 0.37452 | 0.40437 | 2 | 1 | 98 | 11519 | 4606 | 6281 | 9321 | 1638 | 2294 | 7604 | 1174 | 1064 | 22562 | 0.96 | 1 | 12000.945
7443 | 3 | 311 | 2017-11-07 | 0.59748 | 1 | 0.59748 | 0.59036 | 0.74901 | 0.51683 | 0.54176 | 0.49612 | 0.42449 | 0.48981 | 0.43364 | 0.38465 | 0.42957 | 0.36888 | 0.39828 | 2 | 1 | 99 | 11421 | 4586 | 6209 | 9059 | 1610 | 2248 | 7503 | 1162 | 1048 | 22222 | 0.95 | 0.98 | 11637.225
7444 | 4 | 311 | 2017-11-07 | 0.61635 | 1 | 0.61635 | 0.59036 | 0.73082 | 0.51543 | 0.54377 | 0.4962 | 0.41737 | 0.48707 | 0.43248 | 0.38424 | 0.42847 | 0.36607 | 0.39815 | 2 | 1 | 100 | 11390 | 4603 | 6210 | 8907 | 1601 | 2242 | 7495 | 1159 | 1040 | 22215 | 0.98 | 0.98 | 11354.585
7445 | 5 | 311 | 2017-11-07 | 0.64151 | 1 | 0.64151 | 0.60843 | 0.71832 | 0.52665 | 0.55983 | 0.50667 | 0.41732 | 0.49772 | 0.43943 | 0.3928 | 0.4403 | 0.37839 | 0.40914 | 2 | 1 | 101 | 11638 | 4739 | 6341 | 8906 | 1636 | 2278 | 7662 | 1191 | 1075 | 22828 | 1.02 | 1.01 | 11160.345
7446 | 6 | 311 | 2017-11-07 | 0.71698 | 1 | 0.71698 | 0.6506 | 0.72546 | 0.5772 | 0.60496 | 0.54063 | 0.43508 | 0.53392 | 0.48302 | 0.44068 | 0.4732 | 0.40655 | 0.45493 | 2 | 1 | 102 | 12755 | 5121 | 6766 | 9285 | 1755 | 2504 | 8596 | 1280 | 1155 | 25383 | 1.14 | 1.08 | 11271.335
7447 | 7 | 311 | 2017-11-07 | 0.77358 | 1 | 0.77358 | 0.68675 | 0.7356 | 0.64327 | 0.66486 | 0.59752 | 0.46914 | 0.59872 | 0.54012 | 0.50728 | 0.52311 | 0.46603 | 0.51954 | 2 | 1 | 103 | 14215 | 5628 | 7478 | 10012 | 1968 | 2800 | 9895 | 1415 | 1324 | 28988 | 1.23 | 1.14 | 11428.795
7448 | 8 | 311 | 2017-11-07 | 0.77987 | 1 | 0.77987 | 0.71687 | 0.74366 | 0.68332 | 0.69663 | 0.63556 | 0.51788 | 0.64405 | 0.5735 | 0.53789 | 0.55896 | 0.48117 | 0.54136 | 2 | 1 | 104 | 15100 | 5897 | 7954 | 11052 | 2117 | 2973 | 10492 | 1512 | 1367 | 30205 | 1.24 | 1.19 | 11554.04
7449 | 9 | 311 | 2017-11-07 | 0.73585 | 1 | 0.73585 | 0.77108 | 0.84656 | 0.68196 | 0.69864 | 0.63835 | 0.54571 | 0.64862 | 0.57311 | 0.53676 | 0.56969 | 0.47342 | 0.54175 | 2 | 1 | 105 | 15070 | 5914 | 7989 | 11646 | 2132 | 2971 | 10470 | 1541 | 1345 | 30227 | 1.17 | 1.28 | 13152.805
7450 | 10 | 311 | 2017-11-07 | 0.67925 | 1 | 0.67925 | 0.74096 | 0.91285 | 0.67893 | 0.70041 | 0.64315 | 0.54988 | 0.65044 | 0.5735 | 0.53701 | 0.57745 | 0.47624 | 0.53883 | 2 | 1 | 106 | 15003 | 5929 | 8049 | 11735 | 2138 | 2973 | 10475 | 1562 | 1353 | 30064 | 1.08 | 1.23 | 14182.66
7451 | 11 | 311 | 2017-11-07 | 0.66667 | 1 | 0.66667 | 0.75301 | 0.9624 | 0.67685 | 0.69923 | 0.64682 | 0.55185 | 0.65379 | 0.57716 | 0.53681 | 0.58262 | 0.47448 | 0.53568 | 2 | 1 | 107 | 14957 | 5919 | 8095 | 11777 | 2149 | 2992 | 10471 | 1576 | 1348 | 29888 | 1.06 | 1.25 | 14952.575
7452 | 12 | 311 | 2017-11-07 | 0.6478 | 1 | 0.6478 | 0.73494 | 0.97754 | 0.67029 | 0.69675 | 0.64387 | 0.5533 | 0.64953 | 0.57658 | 0.53537 | 0.58447 | 0.47694 | 0.53028 | 2 | 1 | 108 | 14812 | 5898 | 8058 | 11808 | 2135 | 2989 | 10443 | 1581 | 1355 | 29587 | 1.03 | 1.22 | 15187.805
7453 | 13 | 311 | 2017-11-07 | 0.66667 | 1 | 0.66667 | 0.71084 | 0.95214 | 0.66658 | 0.68789 | 0.64059 | 0.55129 | 0.64953 | 0.576 | 0.53625 | 0.58262 | 0.47941 | 0.52731 | 2 | 1 | 109 | 14730 | 5823 | 8017 | 11765 | 2135 | 2986 | 10460 | 1576 | 1362 | 29421 | 1.06 | 1.18 | 14793.225
7454 | 14 | 311 | 2017-11-07 | 0.6478 | 1 | 0.6478 | 0.70482 | 0.97576 | 0.66255 | 0.68057 | 0.64027 | 0.54857 | 0.6477 | 0.57504 | 0.53625 | 0.58004 | 0.47835 | 0.52731 | 2 | 1 | 110 | 14641 | 5761 | 8013 | 11707 | 2129 | 2981 | 10460 | 1569 | 1359 | 29421 | 1.03 | 1.17 | 15160.185
7455 | 15 | 311 | 2017-11-07 | 0.62893 | 1 | 0.62893 | 0.69277 | 1 | 0.65698 | 0.67064 | 0.63412 | 0.54904 | 0.64162 | 0.57234 | 0.53389 | 0.5756 | 0.47659 | 0.52596 | 2 | 1 | 111 | 14518 | 5677 | 7936 | 11717 | 2109 | 2967 | 10414 | 1557 | 1354 | 29346 | 1 | 1.15 | 15536.75
7456 | 16 | 311 | 2017-11-07 | 0.67296 | 1 | 0.67296 | 0.69277 | 0.99944 | 0.65608 | 0.67513 | 0.63212 | 0.54847 | 0.63706 | 0.57407 | 0.54019 | 0.57338 | 0.48293 | 0.53214 | 2 | 1 | 112 | 14498 | 5715 | 7911 | 11705 | 2094 | 2976 | 10537 | 1551 | 1372 | 29691 | 1.07 | 1.15 | 15528.105
7457 | 17 | 311 | 2017-11-07 | 0.72327 | 1 | 0.72327 | 0.75301 | 0.98608 | 0.66142 | 0.686 | 0.63771 | 0.54669 | 0.63979 | 0.5789 | 0.5568 | 0.57486 | 0.49842 | 0.54638 | 2 | 1 | 113 | 14616 | 5807 | 7981 | 11667 | 2103 | 3001 | 10861 | 1555 | 1416 | 30485 | 1.15 | 1.25 | 15320.515
7458 | 18 | 311 | 2017-11-07 | 0.7673 | 1 | 0.7673 | 0.80723 | 0.92154 | 0.67907 | 0.71636 | 0.65386 | 0.56286 | 0.65713 | 0.59742 | 0.58638 | 0.58743 | 0.52059 | 0.57629 | 2 | 1 | 114 | 15006 | 6064 | 8183 | 12012 | 2160 | 3097 | 11438 | 1589 | 1479 | 32154 | 1.22 | 1.34 | 14317.695
7459 | 19 | 311 | 2017-11-07 | 0.77358 | 1 | 0.77358 | 0.83133 | 0.8823 | 0.69685 | 0.73987 | 0.66736 | 0.57846 | 0.66596 | 0.60899 | 0.60853 | 0.59741 | 0.54241 | 0.59871 | 2 | 1 | 115 | 15399 | 6263 | 8352 | 12345 | 2189 | 3157 | 11870 | 1616 | 1541 | 33405 | 1.23 | 1.38 | 13708.055
7460 | 20 | 311 | 2017-11-07 | 0.80503 | 1 | 0.80503 | 0.8494 | 0.93549 | 0.69898 | 0.74117 | 0.66177 | 0.57373 | 0.66261 | 0.6061 | 0.6033 | 0.59298 | 0.55544 | 0.58545 | 2 | 1 | 116 | 15446 | 6274 | 8282 | 12244 | 2178 | 3142 | 11768 | 1604 | 1578 | 32665 | 1.28 | 1.41 | 14534.475
7461 | 21 | 311 | 2017-11-07 | 0.89937 | 1 | 0.89937 | 0.93373 | 0.93593 | 0.68902 | 0.72865 | 0.65026 | 0.56544 | 0.6544 | 0.59915 | 0.58408 | 0.58226 | 0.55016 | 0.56387 | 2 | 1 | 117 | 15226 | 6168 | 8138 | 12067 | 2151 | 3106 | 11393 | 1575 | 1563 | 31461 | 1.43 | 1.55 | 14541.295
7462 | 22 | 311 | 2017-11-07 | 0.88679 | 1 | 0.88679 | 0.90964 | 0.9084 | 0.66526 | 0.70207 | 0.62645 | 0.55115 | 0.63006 | 0.57735 | 0.55557 | 0.56081 | 0.53045 | 0.53507 | 2 | 1 | 118 | 14701 | 5943 | 7840 | 11762 | 2071 | 2993 | 10837 | 1517 | 1507 | 29854 | 1.41 | 1.51 | 14113.52
7463 | 23 | 311 | 2017-11-07 | 0.79874 | 1 | 0.79874 | 0.85542 | 0.88374 | 0.62992 | 0.66604 | 0.59225 | 0.5264 | 0.59172 | 0.54128 | 0.51687 | 0.5268 | 0.4956 | 0.49521 | 2 | 1 | 119 | 13920 | 5638 | 7412 | 11234 | 1945 | 2806 | 10082 | 1425 | 1408 | 27630 | 1.27 | 1.42 | 13730.465
7464 | 24 | 311 | 2017-11-07 | 0.7044 | 1 | 0.7044 | 0.77108 | 0.84359 | 0.59761 | 0.63414 | 0.56117 | 0.49473 | 0.55796 | 0.50965 | 0.48488 | 0.49501 | 0.46744 | 0.46042 | 2 | 1 | 120 | 13206 | 5368 | 7023 | 10558 | 1834 | 2642 | 9458 | 1339 | 1328 | 25689 | 1.12 | 1.28 | 13106.685
7465 | 1 | 312 | 2017-11-08 | 0.76101 | 1 | 0.76101 | 0.71687 | 0.80131 | 0.57078 | 0.61276 | 0.53352 | 0.46329 | 0.54487 | 0.48785 | 0.44145 | 0.4695 | 0.44914 | 0.4544 | 3 | 1 | 121 | 12613 | 5187 | 6677 | 9887 | 1791 | 2529 | 8611 | 1270 | 1276 | 25353 | 1.21 | 1.19 | 12449.825
7466 | 2 | 312 | 2017-11-08 | 0.71698 | 1 | 0.71698 | 0.66867 | 0.77242 | 0.55679 | 0.6013 | 0.5201 | 0.44272 | 0.53027 | 0.47434 | 0.43079 | 0.45841 | 0.43963 | 0.44153 | 3 | 1 | 122 | 12304 | 5090 | 6509 | 9448 | 1743 | 2459 | 8403 | 1240 | 1249 | 24635 | 1.14 | 1.11 | 12000.945
7467 | 3 | 312 | 2017-11-08 | 0.7044 | 1 | 0.7044 | 0.64458 | 0.74901 | 0.55145 | 0.5961 | 0.5125 | 0.43147 | 0.52267 | 0.46798 | 0.42669 | 0.45471 | 0.43682 | 0.43558 | 3 | 1 | 123 | 12186 | 5046 | 6414 | 9208 | 1718 | 2426 | 8323 | 1230 | 1241 | 24303 | 1.12 | 1.07 | 11637.225
7468 | 4 | 312 | 2017-11-08 | 0.69811 | 1 | 0.69811 | 0.63253 | 0.73082 | 0.55213 | 0.59941 | 0.51179 | 0.42538 | 0.51901 | 0.46798 | 0.42715 | 0.45176 | 0.43576 | 0.43735 | 3 | 1 | 124 | 12201 | 5074 | 6405 | 9078 | 1706 | 2426 | 8332 | 1222 | 1238 | 24402 | 1.11 | 1.05 | 11354.585
7469 | 5 | 312 | 2017-11-08 | 0.69182 | 1 | 0.69182 | 0.63253 | 0.71832 | 0.56521 | 0.61359 | 0.52105 | 0.42543 | 0.52966 | 0.47859 | 0.44771 | 0.46174 | 0.45055 | 0.45117 | 3 | 1 | 125 | 12490 | 5194 | 6521 | 9079 | 1741 | 2481 | 8733 | 1249 | 1280 | 25173 | 1.1 | 1.05 | 11160.345
7470 | 6 | 312 | 2017-11-08 | 0.7044 | 1 | 0.7044 | 0.68072 | 0.72546 | 0.61236 | 0.66639 | 0.56676 | 0.44333 | 0.56343 | 0.51447 | 0.50784 | 0.4902 | 0.48011 | 0.49847 | 3 | 1 | 126 | 13532 | 5641 | 7093 | 9461 | 1852 | 2667 | 9906 | 1326 | 1364 | 27812 | 1.12 | 1.13 | 11271.335
7471 | 7 | 312 | 2017-11-08 | 0.75472 | 1 | 0.75472 | 0.74096 | 0.7356 | 0.67721 | 0.72357 | 0.62093 | 0.47814 | 0.62397 | 0.57272 | 0.56475 | 0.53863 | 0.54453 | 0.55906 | 3 | 1 | 127 | 14965 | 6125 | 7771 | 10204 | 2051 | 2969 | 11016 | 1457 | 1547 | 31193 | 1.2 | 1.23 | 11428.795
7472 | 8 | 312 | 2017-11-08 | 0.81761 | 1 | 0.81761 | 0.77711 | 0.74366 | 0.71414 | 0.74743 | 0.65721 | 0.51736 | 0.66504 | 0.6061 | 0.59551 | 0.57227 | 0.56037 | 0.58095 | 3 | 1 | 128 | 15781 | 6327 | 8225 | 11041 | 2186 | 3142 | 11616 | 1548 | 1592 | 32414 | 1.3 | 1.29 | 11554.04
7473 | 9 | 312 | 2017-11-08 | 0.84277 | 1 | 0.84277 | 0.83133 | 0.84656 | 0.70884 | 0.74058 | 0.65753 | 0.55054 | 0.66687 | 0.60359 | 0.58792 | 0.5793 | 0.54488 | 0.57606 | 3 | 1 | 129 | 15664 | 6269 | 8229 | 11749 | 2192 | 3129 | 11468 | 1567 | 1548 | 32141 | 1.34 | 1.38 | 13152.805
7474 | 10 | 312 | 2017-11-08 | 0.8805 | 1 | 0.8805 | 0.85542 | 0.91285 | 0.7031 | 0.72534 | 0.65665 | 0.55218 | 0.66504 | 0.60069 | 0.57777 | 0.58299 | 0.52798 | 0.56835 | 3 | 1 | 130 | 15537 | 6140 | 8218 | 11784 | 2186 | 3114 | 11270 | 1577 | 1500 | 31711 | 1.4 | 1.42 | 14182.66
7475 | 11 | 312 | 2017-11-08 | 0.84906 | 1 | 0.84906 | 0.83133 | 0.9624 | 0.69622 | 0.71234 | 0.65609 | 0.55133 | 0.66231 | 0.59896 | 0.57116 | 0.58115 | 0.51285 | 0.56093 | 3 | 1 | 131 | 15385 | 6030 | 8211 | 11766 | 2177 | 3105 | 11141 | 1572 | 1457 | 31297 | 1.35 | 1.38 | 14952.575
7476 | 12 | 312 | 2017-11-08 | 0.8239 | 1 | 0.8239 | 0.78916 | 0.97754 | 0.68748 | 0.69959 | 0.65186 | 0.55007 | 0.65287 | 0.59298 | 0.56147 | 0.57893 | 0.49806 | 0.55234 | 3 | 1 | 132 | 15192 | 5922 | 8158 | 11739 | 2146 | 3074 | 10952 | 1566 | 1415 | 30818 | 1.31 | 1.31 | 15187.805
7477 | 13 | 312 | 2017-11-08 | 0.80503 | 1 | 0.80503 | 0.78916 | 0.95214 | 0.67902 | 0.68647 | 0.64674 | 0.54618 | 0.64892 | 0.58854 | 0.55685 | 0.57412 | 0.48539 | 0.54403 | 3 | 1 | 133 | 15005 | 5811 | 8094 | 11656 | 2133 | 3051 | 10862 | 1553 | 1379 | 30354 | 1.28 | 1.31 | 14793.225
7478 | 14 | 312 | 2017-11-08 | 0.81132 | 1 | 0.81132 | 0.74699 | 0.97576 | 0.67517 | 0.6769 | 0.64475 | 0.54121 | 0.63979 | 0.58507 | 0.55188 | 0.57301 | 0.47307 | 0.54053 | 3 | 1 | 134 | 14920 | 5730 | 8069 | 11550 | 2103 | 3033 | 10765 | 1550 | 1344 | 30159 | 1.29 | 1.24 | 15160.185
7479 | 15 | 312 | 2017-11-08 | 0.76101 | 1 | 0.76101 | 0.74096 | 1 | 0.66526 | 0.66486 | 0.63628 | 0.54023 | 0.63158 | 0.58179 | 0.54845 | 0.56636 | 0.46216 | 0.54035 | 3 | 1 | 135 | 14701 | 5628 | 7963 | 11529 | 2076 | 3016 | 10698 | 1532 | 1313 | 30149 | 1.21 | 1.23 | 15536.75
7480 | 16 | 312 | 2017-11-08 | 0.77358 | 1 | 0.77358 | 0.72892 | 0.99944 | 0.66888 | 0.66568 | 0.62988 | 0.53545 | 0.62276 | 0.5789 | 0.5566 | 0.55712 | 0.45794 | 0.5451 | 3 | 1 | 136 | 14781 | 5635 | 7883 | 11427 | 2047 | 3001 | 10857 | 1507 | 1301 | 30414 | 1.23 | 1.21 | 15528.105
7481 | 17 | 312 | 2017-11-08 | 0.77987 | 1 | 0.77987 | 0.72289 | 0.98608 | 0.67984 | 0.67761 | 0.63763 | 0.5324 | 0.62306 | 0.58275 | 0.57008 | 0.55675 | 0.4699 | 0.57174 | 3 | 1 | 137 | 15023 | 5736 | 7980 | 11362 | 2048 | 3021 | 11120 | 1506 | 1335 | 31900 | 1.24 | 1.2 | 15320.515
7482 | 18 | 312 | 2017-11-08 | 0.83648 | 1 | 0.83648 | 0.77108 | 0.92154 | 0.70979 | 0.73692 | 0.66241 | 0.54524 | 0.64405 | 0.61092 | 0.61976 | 0.58041 | 0.49032 | 0.60679 | 3 | 1 | 138 | 15685 | 6238 | 8290 | 11636 | 2117 | 3167 | 12089 | 1570 | 1393 | 33856 | 1.33 | 1.28 | 14317.695
7483 | 19 | 312 | 2017-11-08 | 0.83648 | 1 | 0.83648 | 0.80723 | 0.8823 | 0.69898 | 0.74507 | 0.6652 | 0.56516 | 0.65744 | 0.61709 | 0.6154 | 0.58189 | 0.51496 | 0.59957 | 3 | 1 | 139 | 15446 | 6307 | 8325 | 12061 | 2161 | 3199 | 12004 | 1574 | 1463 | 33453 | 1.33 | 1.34 | 13708.055
7484 | 20 | 312 | 2017-11-08 | 0.90566 | 1 | 0.90566 | 0.8494 | 0.93549 | 0.68699 | 0.73904 | 0.65873 | 0.5585 | 0.65653 | 0.61169 | 0.60017 | 0.57116 | 0.54206 | 0.58616 | 3 | 1 | 140 | 15181 | 6256 | 8244 | 11919 | 2158 | 3171 | 11707 | 1545 | 1540 | 32705 | 1.44 | 1.41 | 14534.475
7485 | 21 | 312 | 2017-11-08 | 0.98742 | 1 | 0.98742 | 0.88554 | 0.93593 | 0.67359 | 0.72569 | 0.64427 | 0.54683 | 0.64649 | 0.59221 | 0.57034 | 0.55305 | 0.55297 | 0.56978 | 3 | 1 | 141 | 14885 | 6143 | 8063 | 11670 | 2125 | 3070 | 11125 | 1496 | 1571 | 31791 | 1.57 | 1.47 | 14541.295
7486 | 22 | 312 | 2017-11-08 | 1 | 1 | 1 | 0.84337 | 0.9084 | 0.65653 | 0.70124 | 0.62357 | 0.5295 | 0.62397 | 0.57272 | 0.54019 | 0.53346 | 0.53889 | 0.54686 | 3 | 1 | 142 | 14508 | 5936 | 7804 | 11300 | 2051 | 2969 | 10537 | 1443 | 1531 | 30512 | 1.59 | 1.4 | 14113.52
7487 | 23 | 312 | 2017-11-08 | 0.91824 | 1 | 0.91824 | 0.74699 | 0.88374 | 0.62721 | 0.67218 | 0.6004 | 0.50677 | 0.59629 | 0.55073 | 0.51071 | 0.51091 | 0.51355 | 0.51739 | 3 | 1 | 143 | 13860 | 5690 | 7514 | 10815 | 1960 | 2855 | 9962 | 1382 | 1459 | 28868 | 1.46 | 1.24 | 13730.465
7488 | 24 | 312 | 2017-11-08 | 0.79245 | 1 | 0.79245 | 0.63855 | 0.84359 | 0.59698 | 0.64017 | 0.57068 | 0.48212 | 0.56739 | 0.52083 | 0.4817 | 0.48503 | 0.48891 | 0.48891 | 3 | 1 | 144 | 13192 | 5419 | 7142 | 10289 | 1865 | 2700 | 9396 | 1312 | 1389 | 27279 | 1.26 | 1.06 | 13106.685
7489 | 1 | 313 | 2017-11-09 | 0.64151 | 1 | 0.64151 | 0.59639 | 0.80131 | 0.60331 | 0.63579 | 0.55198 | 0.46788 | 0.55613 | 0.51061 | 0.47847 | 0.49427 | 0.49595 | 0.46585 | 4 | 1 | 1 | 13332 | 5382 | 6908 | 9985 | 1828 | 2647 | 9333 | 1337 | 1409 | 25992 | 1.02 | 0.99 | 12449.825
7490 | 2 | 313 | 2017-11-09 | 0.60377 | 1 | 0.60377 | 0.57831 | 0.77242 | 0.59331 | 0.6241 | 0.53855 | 0.44567 | 0.54122 | 0.49942 | 0.46647 | 0.48133 | 0.49067 | 0.45275 | 4 | 1 | 2 | 13111 | 5283 | 6740 | 9511 | 1779 | 2589 | 9099 | 1302 | 1394 | 25261 | 0.96 | 0.96 | 12000.945
7491 | 3 | 313 | 2017-11-09 | 0.60377 | 1 | 0.60377 | 0.56024 | 0.74901 | 0.59223 | 0.61973 | 0.53192 | 0.43274 | 0.53392 | 0.49402 | 0.46052 | 0.47689 | 0.49067 | 0.44821 | 4 | 1 | 3 | 13087 | 5246 | 6657 | 9235 | 1755 | 2561 | 8983 | 1290 | 1394 | 25008 | 0.96 | 0.93 | 11637.225
7492 | 4 | 313 | 2017-11-09 | 0.59119 | 1 | 0.59119 | 0.54819 | 0.73082 | 0.59616 | 0.62126 | 0.53 | 0.42566 | 0.53301 | 0.49421 | 0.4614 | 0.47579 | 0.49947 | 0.44986 | 4 | 1 | 4 | 13174 | 5259 | 6633 | 9084 | 1752 | 2562 | 9000 | 1287 | 1419 | 25100 | 0.94 | 0.91 | 11354.585
7493 | 5 | 313 | 2017-11-09 | 0.62893 | 1 | 0.62893 | 0.54819 | 0.71832 | 0.61223 | 0.6365 | 0.54119 | 0.42533 | 0.54639 | 0.50733 | 0.47467 | 0.48503 | 0.51848 | 0.46343 | 4 | 1 | 5 | 13529 | 5388 | 6773 | 9077 | 1796 | 2630 | 9259 | 1312 | 1473 | 25857 | 1 | 0.91 | 11160.345
7494 | 6 | 313 | 2017-11-09 | 0.69182 | 1 | 0.69182 | 0.56627 | 0.72546 | 0.65264 | 0.67407 | 0.57267 | 0.43728 | 0.58473 | 0.54379 | 0.50974 | 0.51312 | 0.55544 | 0.50067 | 4 | 1 | 6 | 14422 | 5706 | 7167 | 9332 | 1922 | 2819 | 9943 | 1388 | 1578 | 27935 | 1.1 | 0.94 | 11271.335
7495 | 7 | 313 | 2017-11-09 | 0.76101 | 1 | 0.76101 | 0.62651 | 0.7356 | 0.71966 | 0.73349 | 0.62885 | 0.46919 | 0.65075 | 0.60224 | 0.56598 | 0.55786 | 0.61563 | 0.56079 | 4 | 1 | 7 | 15903 | 6209 | 7870 | 10013 | 2139 | 3122 | 11040 | 1509 | 1749 | 31289 | 1.21 | 1.04 | 11428.795
7496 | 8 | 313 | 2017-11-09 | 0.77358 | 1 | 0.77358 | 0.6988 | 0.74366 | 0.75378 | 0.7596 | 0.65969 | 0.519 | 0.68664 | 0.63214 | 0.59095 | 0.5878 | 0.63745 | 0.58921 | 4 | 1 | 8 | 16657 | 6430 | 8256 | 11076 | 2257 | 3277 | 11527 | 1590 | 1811 | 32875 | 1.23 | 1.16 | 11554.04
7497 | 9 | 313 | 2017-11-09 | 0.72327 | 1 | 0.72327 | 0.73494 | 0.84656 | 0.74097 | 0.75027 | 0.65977 | 0.54604 | 0.68299 | 0.62693 | 0.58213 | 0.59593 | 0.61316 | 0.58299 | 4 | 1 | 9 | 16374 | 6351 | 8257 | 11653 | 2245 | 3250 | 11355 | 1612 | 1742 | 32528 | 1.15 | 1.22 | 13152.805
7498 | 10 | 313 | 2017-11-09 | 0.7044 | 1 | 0.7044 | 0.74096 | 0.91285 | 0.72631 | 0.73325 | 0.65665 | 0.55485 | 0.67417 | 0.61574 | 0.57064 | 0.6 | 0.57726 | 0.57021 | 4 | 1 | 10 | 16050 | 6207 | 8218 | 11841 | 2216 | 3192 | 11131 | 1623 | 1640 | 31815 | 1.12 | 1.23 | 14182.66
7499 | 11 | 313 | 2017-11-09 | 0.72956 | 1 | 0.72956 | 0.73494 | 0.9624 | 0.71151 | 0.71849 | 0.65625 | 0.55588 | 0.669 | 0.60532 | 0.56337 | 0.60111 | 0.54171 | 0.56064 | 4 | 1 | 11 | 15723 | 6082 | 8213 | 11863 | 2199 | 3138 | 10989 | 1626 | 1539 | 31281 | 1.16 | 1.22 | 14952.575
7500 | 12 | 313 | 2017-11-09 | 0.67925 | 1 | 0.67925 | 0.74096 | 0.97754 | 0.69219 | 0.70431 | 0.64906 | 0.55639 | 0.65561 | 0.59471 | 0.55265 | 0.59889 | 0.51074 | 0.55238 | 4 | 1 | 12 | 15296 | 5962 | 8123 | 11874 | 2155 | 3083 | 10780 | 1620 | 1451 | 30820 | 1.08 | 1.23 | 15187.805
7501 | 13 | 313 | 2017-11-09 | 0.6478 | 1 | 0.6478 | 0.75904 | 0.95214 | 0.6783 | 0.69014 | 0.64083 | 0.55419 | 0.64618 | 0.58623 | 0.54532 | 0.59519 | 0.4875 | 0.54539 | 4 | 1 | 13 | 14989 | 5842 | 8020 | 11827 | 2124 | 3039 | 10637 | 1610 | 1385 | 30430 | 1.03 | 1.26 | 14793.225
7502 | 14 | 313 | 2017-11-09 | 0.6478 | 1 | 0.6478 | 0.77711 | 0.97576 | 0.66721 | 0.67962 | 0.63732 | 0.55283 | 0.63584 | 0.5789 | 0.54096 | 0.59224 | 0.47272 | 0.54353 | 4 | 1 | 14 | 14744 | 5753 | 7976 | 11798 | 2090 | 3001 | 10552 | 1602 | 1343 | 30326 | 1.03 | 1.29 | 15160.185
7503 | 15 | 313 | 2017-11-09 | 0.66038 | 1 | 0.66038 | 0.79518 | 1 | 0.65829 | 0.66627 | 0.63012 | 0.55518 | 0.62367 | 0.57099 | 0.5384 | 0.58743 | 0.45794 | 0.54091 | 4 | 1 | 15 | 14547 | 5640 | 7886 | 11848 | 2050 | 2960 | 10502 | 1589 | 1301 | 30180 | 1.05 | 1.32 | 15536.75
7504 | 16 | 313 | 2017-11-09 | 0.66038 | 1 | 0.66038 | 0.84337 | 0.99944 | 0.64535 | 0.66391 | 0.62253 | 0.55213 | 0.61393 | 0.5652 | 0.54086 | 0.58115 | 0.45125 | 0.54263 | 4 | 1 | 16 | 14261 | 5620 | 7791 | 11783 | 2018 | 2930 | 10550 | 1572 | 1282 | 30276 | 1.05 | 1.4 | 15528.105
7505 | 17 | 313 | 2017-11-09 | 0.67925 | 1 | 0.67925 | 0.87349 | 0.98608 | 0.65617 | 0.67631 | 0.62493 | 0.5511 | 0.61485 | 0.56617 | 0.5526 | 0.58189 | 0.45864 | 0.55822 | 4 | 1 | 17 | 14500 | 5725 | 7821 | 11761 | 2021 | 2935 | 10779 | 1574 | 1303 | 31146 | 1.08 | 1.45 | 15320.515
7506 | 18 | 313 | 2017-11-09 | 0.73585 | 1 | 0.73585 | 0.95783 | 0.92154 | 0.68766 | 0.71931 | 0.64954 | 0.56511 | 0.6401 | 0.58681 | 0.58228 | 0.59593 | 0.49525 | 0.58731 | 4 | 1 | 18 | 15196 | 6089 | 8129 | 12060 | 2104 | 3042 | 11358 | 1612 | 1407 | 32769 | 1.17 | 1.59 | 14317.695
7507 | 19 | 313 | 2017-11-09 | 0.7673 | 1 | 0.7673 | 0.98193 | 0.8823 | 0.70776 | 0.7368 | 0.66328 | 0.58277 | 0.66078 | 0.60455 | 0.59987 | 0.60074 | 0.53537 | 0.59615 | 4 | 1 | 19 | 15640 | 6237 | 8301 | 12437 | 2172 | 3134 | 11701 | 1625 | 1521 | 33262 | 1.22 | 1.63 | 13708.055
7508 | 20 | 313 | 2017-11-09 | 0.86164 | 1 | 0.86164 | 1 | 0.93549 | 0.7131 | 0.74223 | 0.66376 | 0.58629 | 0.66352 | 0.60995 | 0.5953 | 0.59852 | 0.55966 | 0.59007 | 4 | 1 | 20 | 15758 | 6283 | 8307 | 12512 | 2181 | 3162 | 11612 | 1619 | 1590 | 32923 | 1.37 | 1.66 | 14534.475
7509 | 21 | 313 | 2017-11-09 | 0.88679 | 1 | 0.88679 | 0.99398 | 0.93593 | 0.71559 | 0.7407 | 0.65905 | 0.58413 | 0.66109 | 0.60687 | 0.58039 | 0.59224 | 0.57233 | 0.57752 | 4 | 1 | 21 | 15813 | 6270 | 8248 | 12466 | 2173 | 3146 | 11321 | 1602 | 1626 | 32223 | 1.41 | 1.65 | 14541.295
7510 | 22 | 313 | 2017-11-09 | 0.84906 | 1 | 0.84906 | 0.90964 | 0.9084 | 0.69685 | 0.7179 | 0.63763 | 0.5749 | 0.64162 | 0.58951 | 0.55685 | 0.57449 | 0.56494 | 0.55138 | 4 | 1 | 22 | 15399 | 6077 | 7980 | 12269 | 2109 | 3056 | 10862 | 1554 | 1605 | 30764 | 1.35 | 1.51 | 14113.52
7511 | 23 | 313 | 2017-11-09 | 0.7673 | 1 | 0.7673 | 0.79518 | 0.88374 | 0.6663 | 0.6821 | 0.6036 | 0.55438 | 0.60815 | 0.55826 | 0.5223 | 0.539 | 0.54206 | 0.51299 | 4 | 1 | 23 | 14724 | 5774 | 7554 | 11831 | 1999 | 2894 | 10188 | 1458 | 1540 | 28622 | 1.22 | 1.32 | 13730.465
7512 | 24 | 313 | 2017-11-09 | 0.6478 | 1 | 0.6478 | 0.68675 | 0.84359 | 0.63273 | 0.6469 | 0.57179 | 0.522 | 0.57591 | 0.52623 | 0.4897 | 0.50832 | 0.51531 | 0.47726 | 4 | 1 | 24 | 13982 | 5476 | 7156 | 11140 | 1893 | 2728 | 9552 | 1375 | 1464 | 26629 | 1.03 | 1.14 | 13106.685
7513 | 1 | 314 | 2017-11-10 | 0.58491 | 1 | 0.58491 | 0.64458 | 0.80131 | 0.62648 | 0.63296 | 0.55821 | 0.50283 | 0.58321 | 0.51698 | 0.46683 | 0.50499 | 0.53397 | 0.46493 | 5 | 1 | 25 | 13844 | 5358 | 6986 | 10731 | 1917 | 2680 | 9106 | 1366 | 1517 | 25941 | 0.93 | 1.07 | 12449.825
7514 | 2 | 314 | 2017-11-10 | 0.54717 | 1 | 0.54717 | 0.62048 | 0.77242 | 0.62123 | 0.63662 | 0.54966 | 0.48564 | 0.57469 | 0.51447 | 0.46591 | 0.49353 | 0.53678 | 0.45719 | 5 | 1 | 26 | 13728 | 5389 | 6879 | 10364 | 1889 | 2667 | 9088 | 1335 | 1525 | 25509 | 0.87 | 1.03 | 12000.945
7515 | 3 | 314 | 2017-11-10 | 0.54088 | 1 | 0.54088 | 0.60843 | 0.74901 | 0.61463 | 0.63721 | 0.54207 | 0.47374 | 0.5686 | 0.51427 | 0.4678 | 0.48983 | 0.54136 | 0.45384 | 5 | 1 | 27 | 13582 | 5394 | 6784 | 10110 | 1869 | 2666 | 9125 | 1325 | 1538 | 25322 | 0.86 | 1.01 | 11637.225
7516 | 4 | 314 | 2017-11-10 | 0.54717 | 1 | 0.54717 | 0.62048 | 0.73082 | 0.61816 | 0.64418 | 0.54055 | 0.46825 | 0.56921 | 0.5189 | 0.47739 | 0.49131 | 0.54769 | 0.45753 | 5 | 1 | 28 | 13660 | 5453 | 6765 | 9993 | 1871 | 2690 | 9312 | 1329 | 1556 | 25528 | 0.87 | 1.03 | 11354.585
7517 | 5 | 314 | 2017-11-10 | 0.57862 | 1 | 0.57862 | 0.63855 | 0.71832 | 0.63757 | 0.66297 | 0.55102 | 0.46764 | 0.58382 | 0.53414 | 0.49985 | 0.49834 | 0.55755 | 0.47311 | 5 | 1 | 29 | 14089 | 5612 | 6896 | 9980 | 1919 | 2769 | 9750 | 1348 | 1584 | 26397 | 0.92 | 1.06 | 11160.345
7518 | 6 | 314 | 2017-11-10 | 0.6478 | 1 | 0.6478 | 0.69277 | 0.72546 | 0.67314 | 0.70183 | 0.58913 | 0.48016 | 0.62124 | 0.57137 | 0.5446 | 0.52717 | 0.60014 | 0.5206 | 5 | 1 | 30 | 14875 | 5941 | 7373 | 10247 | 2042 | 2962 | 10623 | 1426 | 1705 | 29047 | 1.03 | 1.15 | 11271.335
7519 | 7 | 314 | 2017-11-10 | 0.71069 | 1 | 0.71069 | 0.75904 | 0.7356 | 0.73645 | 0.76421 | 0.64219 | 0.5145 | 0.69608 | 0.62982 | 0.61309 | 0.57338 | 0.66948 | 0.58692 | 5 | 1 | 31 | 16274 | 6469 | 8037 | 10980 | 2288 | 3265 | 11959 | 1551 | 1902 | 32747 | 1.13 | 1.26 | 11428.795
7520 | 8 | 314 | 2017-11-10 | 0.73585 | 1 | 0.73585 | 0.74699 | 0.74366 | 0.7855 | 0.79433 | 0.6823 | 0.56113 | 0.73654 | 0.66782 | 0.63534 | 0.61442 | 0.68743 | 0.61351 | 5 | 1 | 32 | 17358 | 6724 | 8539 | 11975 | 2421 | 3462 | 12393 | 1662 | 1953 | 34231 | 1.17 | 1.24 | 11554.04
7521 | 9 | 314 | 2017-11-10 | 0.71698 | 1 | 0.71698 | 0.71084 | 0.84656 | 0.786 | 0.79315 | 0.68662 | 0.5824 | 0.7338 | 0.67091 | 0.61971 | 0.62329 | 0.67406 | 0.60685 | 5 | 1 | 33 | 17369 | 6714 | 8593 | 12429 | 2412 | 3478 | 12088 | 1686 | 1915 | 33859 | 1.14 | 1.18 | 13152.805
7522 | 10 | 314 | 2017-11-10 | 0.69811 | 1 | 0.69811 | 0.6988 | 0.91285 | 0.7827 | 0.78866 | 0.68933 | 0.58934 | 0.72559 | 0.66647 | 0.60684 | 0.62994 | 0.66526 | 0.59772 | 5 | 1 | 34 | 17296 | 6676 | 8627 | 12577 | 2385 | 3455 | 11837 | 1704 | 1890 | 33350 | 1.11 | 1.16 | 14182.66
7523 | 11 | 314 | 2017-11-10 | 0.7044 | 1 | 0.7044 | 0.72289 | 0.9624 | 0.77677 | 0.78582 | 0.69509 | 0.58882 | 0.71768 | 0.66454 | 0.59689 | 0.6329 | 0.65751 | 0.59174 | 5 | 1 | 35 | 17165 | 6652 | 8699 | 12566 | 2359 | 3445 | 11643 | 1712 | 1868 | 33016 | 1.12 | 1.2 | 14952.575
7524 | 12 | 314 | 2017-11-10 | 0.67925 | 1 | 0.67925 | 0.72289 | 0.97754 | 0.76496 | 0.7811 | 0.69093 | 0.59018 | 0.70611 | 0.65664 | 0.58013 | 0.63142 | 0.64168 | 0.58477 | 5 | 1 | 36 | 16904 | 6612 | 8647 | 12595 | 2321 | 3404 | 11316 | 1708 | 1823 | 32627 | 1.08 | 1.2 | 15187.805
7525 | 13 | 314 | 2017-11-10 | 0.62264 | 1 | 0.62264 | 0.6988 | 0.95214 | 0.75382 | 0.77602 | 0.68302 | 0.59083 | 0.70064 | 0.64873 | 0.57244 | 0.62957 | 0.62584 | 0.5805 | 5 | 1 | 37 | 16658 | 6569 | 8548 | 12609 | 2303 | 3363 | 11166 | 1703 | 1778 | 32389 | 0.99 | 1.16 | 14793.225
7526 | 14 | 314 | 2017-11-10 | 0.63522 | 1 | 0.63522 | 0.6988 | 0.97576 | 0.74536 | 0.77354 | 0.6795 | 0.58835 | 0.69638 | 0.6414 | 0.56772 | 0.62551 | 0.61668 | 0.57794 | 5 | 1 | 38 | 16471 | 6548 | 8504 | 12556 | 2289 | 3325 | 11074 | 1692 | 1752 | 32246 | 1.01 | 1.16 | 15160.185
7527 | 15 | 314 | 2017-11-10 | 0.65409 | 1 | 0.65409 | 0.70482 | 1 | 0.73608 | 0.76562 | 0.67183 | 0.58774 | 0.68543 | 0.63657 | 0.56552 | 0.62403 | 0.60824 | 0.57537 | 5 | 1 | 39 | 16266 | 6481 | 8408 | 12543 | 2253 | 3300 | 11031 | 1688 | 1728 | 32103 | 1.04 | 1.17 | 15536.75
7528 | 16 | 314 | 2017-11-10 | 0.67925 | 1 | 0.67925 | 0.72289 | 0.99944 | 0.734 | 0.76432 | 0.66768 | 0.58409 | 0.67417 | 0.63059 | 0.5708 | 0.61294 | 0.60331 | 0.58147 | 5 | 1 | 40 | 16220 | 6470 | 8356 | 12465 | 2216 | 3269 | 11134 | 1658 | 1714 | 32443 | 1.08 | 1.2 | 15528.105
7529 | 17 | 314 | 2017-11-10 | 0.73585 | 1 | 0.73585 | 0.78313 | 0.98608 | 0.74767 | 0.77803 | 0.67679 | 0.58531 | 0.67873 | 0.63252 | 0.59505 | 0.62033 | 0.61281 | 0.60823 | 5 | 1 | 41 | 16522 | 6586 | 8470 | 12491 | 2231 | 3279 | 11607 | 1678 | 1741 | 33936 | 1.17 | 1.3 | 15320.515
7530 | 18 | 314 | 2017-11-10 | 0.79874 | 1 | 0.79874 | 0.81325 | 0.92154 | 0.7846 | 0.80284 | 0.70244 | 0.60611 | 0.69608 | 0.63927 | 0.64816 | 0.64399 | 0.64801 | 0.64848 | 5 | 1 | 42 | 17338 | 6796 | 8791 | 12935 | 2288 | 3314 | 12643 | 1742 | 1841 | 36182 | 1.27 | 1.35 | 14317.695
7531 | 19 | 314 | 2017-11-10 | 0.83648 | 1 | 0.83648 | 0.8494 | 0.8823 | 0.79387 | 0.82044 | 0.71147 | 0.62232 | 0.70824 | 0.65104 | 0.6599 | 0.64584 | 0.67863 | 0.65422 | 5 | 1 | 43 | 17543 | 6945 | 8904 | 13281 | 2328 | 3375 | 12872 | 1747 | 1928 | 36502 | 1.33 | 1.41 | 13708.055
7532 | 20 | 314 | 2017-11-10 | 0.91824 | 1 | 0.91824 | 0.90361 | 0.93549 | 0.78912 | 0.8319 | 0.70891 | 0.6175 | 0.70581 | 0.66069 | 0.65821 | 0.63512 | 0.69659 | 0.64922 | 5 | 1 | 44 | 17438 | 7042 | 8872 | 13178 | 2320 | 3425 | 12839 | 1718 | 1979 | 36223 | 1.46 | 1.5 | 14534.475
7533 | 21 | 314 | 2017-11-10 | 0.91195 | 1 | 0.91195 | 0.93976 | 0.93593 | 0.78577 | 0.82953 | 0.70316 | 0.6047 | 0.70551 | 0.65953 | 0.6538 | 0.62625 | 0.70679 | 0.6376 | 5 | 1 | 45 | 17364 | 7022 | 8800 | 12905 | 2319 | 3419 | 12753 | 1694 | 2008 | 35575 | 1.45 | 1.56 | 14541.295
7534 | 22 | 314 | 2017-11-10 | 0.89308 | 1 | 0.89308 | 0.89759 | 0.9084 | 0.77328 | 0.8091 | 0.68662 | 0.59112 | 0.68969 | 0.64545 | 0.64344 | 0.61072 | 0.70151 | 0.61803 | 5 | 1 | 46 | 17088 | 6849 | 8593 | 12615 | 2267 | 3346 | 12551 | 1652 | 1993 | 34483 | 1.42 | 1.49 | 14113.52
7535 | 23 | 314 | 2017-11-10 | 0.7673 | 1 | 0.7673 | 0.8012 | 0.88374 | 0.74283 | 0.78252 | 0.6541 | 0.57176 | 0.66139 | 0.62133 | 0.62073 | 0.58078 | 0.69166 | 0.58747 | 5 | 1 | 47 | 16415 | 6624 | 8186 | 12202 | 2174 | 3221 | 12108 | 1571 | 1965 | 32778 | 1.22 | 1.33 | 13730.465
7536 | 24 | 314 | 2017-11-10 | 0.69182 | 1 | 0.69182 | 0.69277 | 0.84359 | 0.71169 | 0.75322 | 0.61886 | 0.53887 | 0.63036 | 0.59549 | 0.59966 | 0.54787 | 0.67476 | 0.55661 | 5 | 1 | 48 | 15727 | 6376 | 7745 | 11500 | 2072 | 3087 | 11697 | 1482 | 1917 | 31056 | 1.1 | 1.15 | 13106.685
7537 | 1 | 315 | 2017-11-11 | 0.61635 | 1 | 0.61635 | 0.64458 | 0.77448 | 0.6811 | 0.71175 | 0.57379 | 0.50068 | 0.58625 | 0.56289 | 0.59761 | 0.5268 | 0.62408 | 0.54596 | 6 | 2 | 49 | 15051 | 6025 | 7181 | 10685 | 1927 | 2918 | 11657 | 1425 | 1773 | 30462 | 0.98 | 1.07 | 12032.86
7538 | 2 | 315 | 2017-11-11 | 0.61006 | 1 | 0.61006 | 0.62048 | 0.74964 | 0.67187 | 0.70301 | 0.55917 | 0.47763 | 0.56982 | 0.54996 | 0.59469 | 0.51386 | 0.62232 | 0.53453 | 6 | 2 | 50 | 14847 | 5951 | 6998 | 10193 | 1873 | 2851 | 11600 | 1390 | 1768 | 29824 | 0.97 | 1.03 | 11646.96
7539 | 3 | 315 | 2017-11-11 | 0.59748 | 1 | 0.59748 | 0.62048 | 0.72838 | 0.6678 | 0.70089 | 0.55238 | 0.46399 | 0.56282 | 0.54225 | 0.59992 | 0.50721 | 0.62619 | 0.52955 | 6 | 2 | 51 | 14757 | 5933 | 6913 | 9902 | 1850 | 2811 | 11702 | 1372 | 1779 | 29546 | 0.95 | 1.03 | 11316.6
7540 | 4 | 315 | 2017-11-11 | 0.58491 | 1 | 0.58491 | 0.62048 | 0.71262 | 0.67173 | 0.70549 | 0.54886 | 0.45593 | 0.56009 | 0.54167 | 0.60689 | 0.50499 | 0.63041 | 0.53091 | 6 | 2 | 52 | 14844 | 5972 | 6869 | 9730 | 1841 | 2808 | 11838 | 1366 | 1791 | 29622 | 0.93 | 1.03 | 11071.73
7541 | 5 | 315 | 2017-11-11 | 0.60377 | 1 | 0.60377 | 0.64458 | 0.70005 | 0.68165 | 0.71364 | 0.55414 | 0.45279 | 0.56434 | 0.54572 | 0.62058 | 0.50832 | 0.64097 | 0.53758 | 6 | 2 | 53 | 15063 | 6041 | 6935 | 9663 | 1855 | 2829 | 12105 | 1375 | 1821 | 29994 | 0.96 | 1.07 | 10876.555
7542 | 6 | 315 | 2017-11-11 | 0.67296 | 1 | 0.67296 | 0.6988 | 0.69248 | 0.69871 | 0.73396 | 0.56732 | 0.45724 | 0.57834 | 0.5598 | 0.64221 | 0.51978 | 0.6547 | 0.55458 | 6 | 2 | 54 | 15440 | 6213 | 7100 | 9758 | 1901 | 2902 | 12527 | 1406 | 1860 | 30943 | 1.07 | 1.16 | 10758.83
7543 | 7 | 315 | 2017-11-11 | 0.73585 | 1 | 0.73585 | 0.77108 | 0.68725 | 0.7235 | 0.75972 | 0.58746 | 0.47158 | 0.60207 | 0.58275 | 0.67354 | 0.53604 | 0.67652 | 0.57873 | 6 | 2 | 55 | 15988 | 6431 | 7352 | 10064 | 1979 | 3021 | 13138 | 1450 | 1922 | 32290 | 1.17 | 1.28 | 10677.68
7544 | 8 | 315 | 2017-11-11 | 0.74214 | 1 | 0.74214 | 0.78313 | 0.67879 | 0.74962 | 0.78122 | 0.60959 | 0.49356 | 0.62762 | 0.60745 | 0.69794 | 0.55305 | 0.69905 | 0.59695 | 6 | 2 | 56 | 16565 | 6613 | 7629 | 10533 | 2063 | 3149 | 13614 | 1496 | 1986 | 33307 | 1.18 | 1.3 | 10546.135
7545 | 9 | 315 | 2017-11-11 | 0.74843 | 1 | 0.74843 | 0.74699 | 0.73509 | 0.76025 | 0.78701 | 0.62141 | 0.50808 | 0.64375 | 0.62269 | 0.69748 | 0.56784 | 0.70468 | 0.60487 | 6 | 2 | 57 | 16800 | 6662 | 7777 | 10843 | 2116 | 3228 | 13605 | 1536 | 2002 | 33749 | 1.19 | 1.24 | 11420.965
7546 | 10 | 315 | 2017-11-11 | 0.71698 | 1 | 0.71698 | 0.72892 | 0.80309 | 0.75201 | 0.77803 | 0.62797 | 0.51792 | 0.65166 | 0.62384 | 0.67195 | 0.57893 | 0.67617 | 0.59909 | 6 | 2 | 58 | 16618 | 6586 | 7859 | 11053 | 2142 | 3234 | 13107 | 1566 | 1921 | 33426 | 1.14 | 1.21 | 12477.48
7547 | 11 | 315 | 2017-11-11 | 0.71698 | 1 | 0.71698 | 0.71084 | 0.84627 | 0.73142 | 0.75806 | 0.62821 | 0.52537 | 0.64466 | 0.61671 | 0.64508 | 0.58041 | 0.63006 | 0.58643 | 6 | 2 | 59 | 16163 | 6417 | 7862 | 11212 | 2119 | 3197 | 12583 | 1570 | 1790 | 32720 | 1.14 | 1.18 | 13148.295
7548 | 12 | 315 | 2017-11-11 | 0.69811 | 1 | 0.69811 | 0.68072 | 0.85829 | 0.70916 | 0.73373 | 0.61926 | 0.5264 | 0.63097 | 0.60301 | 0.61884 | 0.5756 | 0.58853 | 0.57245 | 6 | 2 | 60 | 15671 | 6211 | 7750 | 11234 | 2074 | 3126 | 12071 | 1557 | 1672 | 31940 | 1.11 | 1.13 | 13334.96
7549 | 13 | 315 | 2017-11-11 | 0.63522 | 1 | 0.63522 | 0.6506 | 0.83365 | 0.68386 | 0.70797 | 0.60623 | 0.52261 | 0.61241 | 0.58488 | 0.59607 | 0.57079 | 0.54805 | 0.55736 | 6 | 2 | 61 | 15112 | 5993 | 7587 | 11153 | 2013 | 3032 | 11627 | 1544 | 1557 | 31098 | 1.01 | 1.08 | 12952.21
7550 | 14 | 315 | 2017-11-11 | 0.61635 | 1 | 0.61635 | 0.63253 | 0.83998 | 0.66449 | 0.68836 | 0.59664 | 0.51577 | 0.59538 | 0.56501 | 0.57413 | 0.56266 | 0.51637 | 0.54539 | 6 | 2 | 62 | 14684 | 5827 | 7467 | 11007 | 1957 | 2929 | 11199 | 1522 | 1467 | 30430 | 0.98 | 1.05 | 13050.635
7551 | 15 | 315 | 2017-11-11 | 0.61635 | 1 | 0.61635 | 0.65663 | 0.8466 | 0.64997 | 0.67277 | 0.5865 | 0.50658 | 0.57925 | 0.54977 | 0.56126 | 0.5549 | 0.4956 | 0.53775 | 6 | 2 | 63 | 14363 | 5695 | 7340 | 10811 | 1904 | 2850 | 10948 | 1501 | 1408 | 30004 | 0.98 | 1.09 | 13153.435
7552 | 16 | 315 | 2017-11-11 | 0.64151 | 1 | 0.64151 | 0.68072 | 0.84537 | 0.64277 | 0.66852 | 0.58082 | 0.50096 | 0.57195 | 0.54128 | 0.55952 | 0.5475 | 0.48082 | 0.53924 | 6 | 2 | 64 | 14204 | 5659 | 7269 | 10691 | 1880 | 2806 | 10914 | 1481 | 1366 | 30087 | 1.02 | 1.13 | 13134.275
7553 | 17 | 315 | 2017-11-11 | 0.66667 | 1 | 0.66667 | 0.72892 | 0.83299 | 0.64748 | 0.6808 | 0.58466 | 0.50087 | 0.57438 | 0.54398 | 0.5769 | 0.54972 | 0.48574 | 0.55111 | 6 | 2 | 65 | 14308 | 5763 | 7317 | 10689 | 1888 | 2820 | 11253 | 1487 | 1380 | 30749 | 1.06 | 1.21 | 12941.93
7554 | 18 | 315 | 2017-11-11 | 0.68553 | 1 | 0.68553 | 0.77711 | 0.79767 | 0.6721 | 0.714 | 0.59872 | 0.51497 | 0.58747 | 0.56057 | 0.62155 | 0.55933 | 0.50686 | 0.57695 | 6 | 2 | 66 | 14852 | 6044 | 7493 | 10990 | 1931 | 2906 | 12124 | 1513 | 1440 | 32191 | 1.09 | 1.29 | 12393.195
7555 | 19 | 315 | 2017-11-11 | 0.7044 | 1 | 0.7044 | 0.79518 | 0.79425 | 0.69459 | 0.73609 | 0.60847 | 0.53067 | 0.59994 | 0.57793 | 0.64821 | 0.57006 | 0.53432 | 0.58941 | 6 | 2 | 67 | 15349 | 6231 | 7615 | 11325 | 1972 | 2996 | 12644 | 1542 | 1518 | 32886 | 1.12 | 1.32 | 12340.135
7556 | 20 | 315 | 2017-11-11 | 0.7673 | 1 | 0.7673 | 0.8494 | 0.85572 | 0.7064 | 0.74353 | 0.61494 | 0.53788 | 0.60754 | 0.587 | 0.65452 | 0.57671 | 0.56072 | 0.59659 | 6 | 2 | 68 | 15610 | 6294 | 7696 | 11479 | 1997 | 3043 | 12767 | 1560 | 1593 | 33287 | 1.22 | 1.41 | 13295.155
7557 | 21 | 315 | 2017-11-11 | 0.83648 | 1 | 0.83648 | 0.89759 | 0.85805 | 0.71074 | 0.74318 | 0.61294 | 0.53662 | 0.61028 | 0.58951 | 0.65118 | 0.57634 | 0.57621 | 0.59502 | 6 | 2 | 69 | 15706 | 6291 | 7671 | 11452 | 2006 | 3056 | 12702 | 1559 | 1637 | 33199 | 1.33 | 1.49 | 13331.25
7558 | 22 | 315 | 2017-11-11 | 0.8239 | 1 | 0.8239 | 0.87349 | 0.84073 | 0.70151 | 0.73042 | 0.60016 | 0.52931 | 0.59903 | 0.58102 | 0.64016 | 0.56192 | 0.57093 | 0.58048 | 6 | 2 | 70 | 15502 | 6183 | 7511 | 11296 | 1969 | 3012 | 12487 | 1520 | 1622 | 32388 | 1.31 | 1.45 | 13062.215
7559 | 23 | 315 | 2017-11-11 | 0.77358 | 1 | 0.77358 | 0.75904 | 0.82665 | 0.68183 | 0.71057 | 0.57763 | 0.51549 | 0.57773 | 0.56154 | 0.62022 | 0.53974 | 0.55755 | 0.55718 | 6 | 2 | 71 | 15067 | 6015 | 7229 | 11001 | 1899 | 2911 | 12098 | 1460 | 1584 | 31088 | 1.23 | 1.26 | 12843.495
7560 | 24 | 315 | 2017-11-11 | 0.7044 | 1 | 0.7044 | 0.68072 | 0.80437 | 0.65802 | 0.68777 | 0.5527 | 0.49337 | 0.55157 | 0.53762 | 0.59971 | 0.5146 | 0.53678 | 0.5341 | 6 | 2 | 72 | 14541 | 5822 | 6917 | 10529 | 1813 | 2787 | 11698 | 1392 | 1525 | 29800 | 1.12 | 1.13 | 12497.315
7561 | 1 | 316 | 2017-11-12 | 0.6478 | 1 | 0.6478 | 0.63253 | 0.77096 | 0.64463 | 0.66663 | 0.54015 | 0.46291 | 0.54335 | 0.52739 | 0.5869 | 0.50906 | 0.51742 | 0.50759 | 7 | 3 | 73 | 14245 | 5643 | 6760 | 9879 | 1786 | 2734 | 11448 | 1377 | 1470 | 28321 | 1.03 | 1.05 | 11978.235
7562 | 2 | 316 | 2017-11-12 | 0.59748 | 1 | 0.59748 | 0.61446 | 0.74542 | 0.63531 | 0.65611 | 0.52897 | 0.44361 | 0.53027 | 0.51389 | 0.57921 | 0.49538 | 0.51038 | 0.49404 | 7 | 3 | 74 | 14039 | 5554 | 6620 | 9467 | 1743 | 2664 | 11298 | 1340 | 1450 | 27565 | 0.95 | 1.02 | 11581.36
7563 | 3 | 316 | 2017-11-12 | 0.57862 | 1 | 0.57862 | 0.59639 | 0.72049 | 0.63295 | 0.6508 | 0.52169 | 0.43147 | 0.52297 | 0.50694 | 0.57613 | 0.48872 | 0.50651 | 0.48755 | 7 | 3 | 75 | 13987 | 5509 | 6529 | 9208 | 1719 | 2628 | 11238 | 1322 | 1439 | 27203 | 0.92 | 0.99 | 11194.145
7564 | 4 | 316 | 2017-11-12 | 0.58491 | 1 | 0.58491 | 0.61446 | 0.6999 | 0.6335 | 0.65304 | 0.5201 | 0.42346 | 0.52054 | 0.50463 | 0.57664 | 0.48355 | 0.5051 | 0.48796 | 7 | 3 | 76 | 13999 | 5528 | 6509 | 9037 | 1711 | 2616 | 11248 | 1308 | 1435 | 27226 | 0.93 | 1.02 | 10874.225
7565 | 5 | 316 | 2017-11-12 | 0.58491 | 1 | 0.58491 | 0.62048 | 0.68772 | 0.64006 | 0.65765 | 0.52361 | 0.42065 | 0.52236 | 0.50675 | 0.58228 | 0.48614 | 0.50722 | 0.49304 | 7 | 3 | 77 | 14144 | 5567 | 6553 | 8977 | 1717 | 2627 | 11358 | 1315 | 1441 | 27509 | 0.93 | 1.03 | 10684.93
7566 | 6 | 316 | 2017-11-12 | 0.61635 | 1 | 0.61635 | 0.6747 | 0.67866 | 0.65395 | 0.66994 | 0.53192 | 0.42154 | 0.52936 | 0.51736 | 0.59566 | 0.49427 | 0.51285 | 0.50881 | 7 | 3 | 78 | 14451 | 5671 | 6657 | 8996 | 1740 | 2682 | 11619 | 1337 | 1457 | 28389 | 0.98 | 1.12 | 10544.215
7567 | 7 | 316 | 2017-11-12 | 0.67296 | 1 | 0.67296 | 0.75904 | 0.66367 | 0.67395 | 0.68884 | 0.5463 | 0.42983 | 0.54852 | 0.5353 | 0.61637 | 0.50684 | 0.5315 | 0.53055 | 7 | 3 | 79 | 14893 | 5831 | 6837 | 9173 | 1803 | 2775 | 12023 | 1371 | 1510 | 29602 | 1.07 | 1.26 | 10311.225
7568 | 8 | 316 | 2017-11-12 | 0.72327 | 1 | 0.72327 | 0.74699 | 0.63637 | 0.69776 | 0.70833 | 0.56245 | 0.44211 | 0.56891 | 0.55401 | 0.6336 | 0.52052 | 0.55297 | 0.55285 | 7 | 3 | 80 | 15419 | 5996 | 7039 | 9435 | 1870 | 2872 | 12359 | 1408 | 1571 | 30846 | 1.15 | 1.24 | 9887.07
7569 | 9 | 316 | 2017-11-12 | 0.75472 | 1 | 0.75472 | 0.71084 | 0.65776 | 0.7102 | 0.71813 | 0.57115 | 0.44928 | 0.58625 | 0.56636 | 0.63145 | 0.53013 | 0.57761 | 0.54964 | 7 | 3 | 81 | 15694 | 6079 | 7148 | 9588 | 1927 | 2936 | 12317 | 1434 | 1641 | 30667 | 1.2 | 1.18 | 10219.53
7570 | 10 | 316 | 2017-11-12 | 0.79245 | 1 | 0.79245 | 0.6747 | 0.69482 | 0.7011 | 0.70986 | 0.57627 | 0.4586 | 0.59355 | 0.57041 | 0.61525 | 0.53789 | 0.58395 | 0.54372 | 7 | 3 | 82 | 15493 | 6009 | 7212 | 9787 | 1951 | 2957 | 12001 | 1455 | 1659 | 30337 | 1.26 | 1.12 | 10795.295
7571 | 11 | 316 | 2017-11-12 | 0.73585 | 1 | 0.73585 | 0.6506 | 0.7323 | 0.67866 | 0.69462 | 0.57755 | 0.4683 | 0.59264 | 0.56674 | 0.59443 | 0.54085 | 0.56318 | 0.53634 | 7 | 3 | 83 | 14997 | 5880 | 7228 | 9994 | 1948 | 2938 | 11595 | 1463 | 1600 | 29925 | 1.17 | 1.08 | 11377.635
7572 | 12 | 316 | 2017-11-12 | 0.72327 | 1 | 0.72327 | 0.61446 | 0.74794 | 0.65961 | 0.68021 | 0.57523 | 0.47336 | 0.58534 | 0.55903 | 0.57382 | 0.54159 | 0.54277 | 0.52858 | 7 | 3 | 84 | 14576 | 5758 | 7199 | 10102 | 1924 | 2898 | 11193 | 1465 | 1542 | 29492 | 1.15 | 1.02 | 11620.63
7573 | 13 | 316 | 2017-11-12 | 0.71069 | 1 | 0.71069 | 0.63855 | 0.74218 | 0.64386 | 0.66828 | 0.57171 | 0.47547 | 0.57956 | 0.55054 | 0.5606 | 0.54196 | 0.52974 | 0.52161 | 7 | 3 | 85 | 14228 | 5657 | 7155 | 10147 | 1905 | 2854 | 10935 | 1466 | 1505 | 29103 | 1.13 | 1.06 | 11531.12
7574 | 14 | 316 | 2017-11-12 | 0.69182 | 1 | 0.69182 | 0.62048 | 0.75233 | 0.63169 | 0.65434 | 0.56676 | 0.47364 | 0.56891 | 0.54147 | 0.54911 | 0.53863 | 0.51531 | 0.51523 | 7 | 3 | 86 | 13959 | 5539 | 7093 | 10108 | 1870 | 2807 | 10711 | 1457 | 1464 | 28747 | 1.1 | 1.03 | 11688.74
7575 | 15 | 316 | 2017-11-12 | 0.67296 | 1 | 0.67296 | 0.62048 | 0.7566 | 0.62083 | 0.64158 | 0.56284 | 0.47228 | 0.55948 | 0.53299 | 0.54276 | 0.53604 | 0.50757 | 0.51209 | 7 | 3 | 87 | 13719 | 5431 | 7044 | 10079 | 1839 | 2763 | 10587 | 1450 | 1442 | 28572 | 1.07 | 1.03 | 11755.12
7576 | 16 | 316 | 2017-11-12 | 0.68553 | 1 | 0.68553 | 0.63253 | 0.75794 | 0.61625 | 0.63839 | 0.56165 | 0.47008 | 0.55552 | 0.53048 | 0.54342 | 0.53383 | 0.5037 | 0.51675 | 7 | 3 | 88 | 13618 | 5404 | 7029 | 10032 | 1826 | 2750 | 10600 | 1444 | 1431 | 28832 | 1.09 | 1.05 | 11775.96
7577 | 17 | 316 | 2017-11-12 | 0.66667 | 1 | 0.66667 | 0.71084 | 0.74929 | 0.62924 | 0.65458 | 0.56804 | 0.47308 | 0.5613 | 0.53762 | 0.56224 | 0.54085 | 0.51003 | 0.53578 | 7 | 3 | 89 | 13905 | 5541 | 7109 | 10096 | 1845 | 2787 | 10967 | 1463 | 1449 | 29894 | 1.06 | 1.18 | 11641.495
7578 | 18 | 316 | 2017-11-12 | 0.69811 | 1 | 0.69811 | 0.71687 | 0.72694 | 0.66237 | 0.68848 | 0.58426 | 0.48943 | 0.58442 | 0.56115 | 0.60207 | 0.55231 | 0.5301 | 0.56706 | 7 | 3 | 90 | 14637 | 5828 | 7312 | 10445 | 1921 | 2909 | 11744 | 1494 | 1506 | 31639 | 1.11 | 1.19 | 11294.21
7579 | 19 | 316 | 2017-11-12 | 0.72327 | 1 | 0.72327 | 0.76506 | 0.72784 | 0.68744 | 0.70608 | 0.59696 | 0.51225 | 0.60998 | 0.57832 | 0.6233 | 0.5634 | 0.54699 | 0.58659 | 7 | 3 | 91 | 15191 | 5977 | 7471 | 10932 | 2005 | 2998 | 12158 | 1524 | 1554 | 32729 | 1.15 | 1.27 | 11308.32
7580 | 20 | 316 | 2017-11-12 | 0.78616 | 1 | 0.78616 | 0.80723 | 0.80601 | 0.69282 | 0.71624 | 0.604 | 0.52017 | 0.61485 | 0.58526 | 0.62145 | 0.56747 | 0.56494 | 0.58693 | 7 | 3 | 92 | 15310 | 6063 | 7559 | 11101 | 2021 | 3034 | 12122 | 1535 | 1605 | 32748 | 1.25 | 1.34 | 12522.705
7581 | 21 | 316 | 2017-11-12 | 0.83648 | 1 | 0.83648 | 0.86145 | 0.81962 | 0.69083 | 0.71518 | 0.60719 | 0.51928 | 0.61333 | 0.58507 | 0.60935 | 0.57079 | 0.56072 | 0.57957 | 7 | 3 | 93 | 15266 | 6054 | 7599 | 11082 | 2016 | 3033 | 11886 | 1544 | 1593 | 32337 | 1.33 | 1.43 | 12734.27
7582 | 22 | 316 | 2017-11-12 | 0.81761 | 1 | 0.81761 | 0.8494 | 0.81392 | 0.6744 | 0.69451 | 0.59297 | 0.51164 | 0.59811 | 0.56732 | 0.587 | 0.55675 | 0.54277 | 0.5589 | 7 | 3 | 94 | 14903 | 5879 | 7421 | 10919 | 1966 | 2941 | 11450 | 1506 | 1542 | 31184 | 1.3 | 1.41 | 12645.685
7583 | 23 | 316 | 2017-11-12 | 0.75472 | 1 | 0.75472 | 0.72892 | 0.80175 | 0.64992 | 0.66722 | 0.57131 | 0.49824 | 0.5756 | 0.53935 | 0.55527 | 0.53235 | 0.51918 | 0.5289 | 7 | 3 | 95 | 14362 | 5648 | 7150 | 10633 | 1892 | 2796 | 10831 | 1440 | 1475 | 29510 | 1.2 | 1.21 | 12456.54
7584 | 24 | 316 | 2017-11-12 | 0.68553 | 1 | 0.68553 | 0.6506 | 0.77447 | 0.62178 | 0.64017 | 0.54814 | 0.47622 | 0.55552 | 0.51138 | 0.52686 | 0.5024 | 0.48786 | 0.49918 | 7 | 3 | 96 | 13740 | 5419 | 6860 | 10163 | 1826 | 2651 | 10277 | 1359 | 1386 | 27852 | 1.09 | 1.08 | 12032.68
7585 | 1 | 317 | 2017-11-13 | 0.61635 | 1 | 0.61635 | 0.62651 | 0.80131 | 0.59852 | 0.62398 | 0.53328 | 0.44857 | 0.53848 | 0.48939 | 0.51251 | 0.48429 | 0.46251 | 0.4802 | 1 | 1 | 97 | 13226 | 5282 | 6674 | 9573 | 1770 | 2537 | 9997 | 1310 | 1314 | 26793 | 0.98 | 1.04 | 12449.825
7586 | 2 | 317 | 2017-11-13 | 0.60377 | 1 | 0.60377 | 0.60241 | 0.77242 | 0.59114 | 0.61666 | 0.52353 | 0.43409 | 0.52997 | 0.4784 | 0.50297 | 0.47283 | 0.45547 | 0.46988 | 1 | 1 | 98 | 13063 | 5220 | 6552 | 9264 | 1742 | 2480 | 9811 | 1279 | 1294 | 26217 | 0.96 | 1 | 12000.945
7587 | 3 | 317 | 2017-11-13 | 0.59748 | 1 | 0.59748 | 0.59036 | 0.74901 | 0.58915 | 0.615 | 0.52002 | 0.42627 | 0.52692 | 0.4755 | 0.49969 | 0.46839 | 0.45794 | 0.46594 | 1 | 1 | 99 | 13019 | 5206 | 6508 | 9097 | 1732 | 2465 | 9747 | 1267 | 1301 | 25997 | 0.95 | 0.98 | 11637.225
7588 | 4 | 317 | 2017-11-13 | 0.61635 | 1 | 0.61635 | 0.59036 | 0.73082 | 0.59336 | 0.61985 | 0.52169 | 0.42383 | 0.52814 | 0.47859 | 0.50354 | 0.46765 | 0.46251 | 0.47033 | 1 | 1 | 100 | 13112 | 5247 | 6529 | 9045 | 1736 | 2481 | 9822 | 1265 | 1314 | 26242 | 0.98 | 0.98 | 11354.585
7589 | 5 | 317 | 2017-11-13 | 0.64151 | 1 | 0.64151 | 0.60843 | 0.71832 | 0.60987 | 0.63674 | 0.536 | 0.42627 | 0.54366 | 0.49306 | 0.52138 | 0.47726 | 0.47941 | 0.4863 | 1 | 1 | 101 | 13477 | 5390 | 6708 | 9097 | 1787 | 2556 | 10170 | 1291 | 1362 | 27133 | 1.02 | 1.01 | 11160.345
7590 | 6 | 317 | 2017-11-13 | 0.71698 | 1 | 0.71698 | 0.6506 | 0.72546 | 0.64725 | 0.67714 | 0.5694 | 0.44192 | 0.58473 | 0.53241 | 0.56065 | 0.50536 | 0.51637 | 0.5258 | 1 | 1 | 102 | 14303 | 5732 | 7126 | 9431 | 1922 | 2760 | 10936 | 1367 | 1467 | 29337 | 1.14 | 1.08 | 11271.335
7591 | 7 | 317 | 2017-11-13 | 0.77358 | 1 | 0.77358 | 0.68675 | 0.7356 | 0.71201 | 0.73526 | 0.62885 | 0.47805 | 0.65135 | 0.59317 | 0.62391 | 0.55083 | 0.58817 | 0.58808 | 1 | 1 | 103 | 15734 | 6224 | 7870 | 10202 | 2141 | 3075 | 12170 | 1490 | 1671 | 32812 | 1.23 | 1.14 | 11428.795
7592 | 8 | 317 | 2017-11-13 | 0.77987 | 1 | 0.77987 | 0.71687 | 0.74366 | 0.74939 | 0.76255 | 0.67966 | 0.53039 | 0.69516 | 0.62886 | 0.64765 | 0.58152 | 0.60718 | 0.61934 | 1 | 1 | 104 | 16560 | 6455 | 8506 | 11319 | 2285 | 3260 | 12633 | 1573 | 1725 | 34556 | 1.24 | 1.19 | 11554.04
7593 | 9 | 317 | 2017-11-13 | 0.73585 | 1 | 0.73585 | 0.77108 | 0.84656 | 0.74572 | 0.76043 | 0.67887 | 0.55841 | 0.6979 | 0.6304 | 0.63422 | 0.59372 | 0.58923 | 0.61724 | 1 | 1 | 105 | 16479 | 6437 | 8496 | 11917 | 2294 | 3268 | 12371 | 1606 | 1674 | 34439 | 1.17 | 1.28 | 13152.805
7594 | 10 | 317 | 2017-11-13 | 0.67925 | 1 | 0.67925 | 0.74096 | 0.91285 | 0.73826 | 0.75357 | 0.67695 | 0.56295 | 0.69577 | 0.62616 | 0.61561 | 0.59926 | 0.5755 | 0.60905 | 1 | 1 | 106 | 16314 | 6379 | 8472 | 12014 | 2287 | 3246 | 12008 | 1621 | 1635 | 33982 | 1.08 | 1.23 | 14182.66
7595 | 11 | 317 | 2017-11-13 | 0.66667 | 1 | 0.66667 | 0.75301 | 0.9624 | 0.73156 | 0.74873 | 0.67703 | 0.56319 | 0.69395 | 0.62635 | 0.60125 | 0.60407 | 0.56353 | 0.60136 | 1 | 1 | 107 | 16166 | 6338 | 8473 | 12019 | 2281 | 3247 | 11728 | 1634 | 1601 | 33553 | 1.06 | 1.25 | 14952.575
7596 | 12 | 317 | 2017-11-13 | 0.6478 | 1 | 0.6478 | 0.73494 | 0.97754 | 0.72011 | 0.74117 | 0.67479 | 0.56295 | 0.68421 | 0.61767 | 0.58592 | 0.60481 | 0.54664 | 0.59306 | 1 | 1 | 108 | 15913 | 6274 | 8445 | 12014 | 2249 | 3202 | 11429 | 1636 | 1553 | 33090 | 1.03 | 1.22 | 15187.805
7597 | 13 | 317 | 2017-11-13 | 0.66667 | 1 | 0.66667 | 0.71084 | 0.95214 | 0.71052 | 0.7303 | 0.67159 | 0.55991 | 0.67904 | 0.61034 | 0.5748 | 0.60333 | 0.53185 | 0.58507 | 1 | 1 | 109 | 15701 | 6182 | 8405 | 11949 | 2232 | 3164 | 11212 | 1632 | 1511 | 32644 | 1.06 | 1.18 | 14793.225
7598 | 14 | 317 | 2017-11-13 | 0.6478 | 1 | 0.6478 | 0.70482 | 0.97576 | 0.70287 | 0.72085 | 0.67095 | 0.55728 | 0.66748 | 0.60552 | 0.56608 | 0.60037 | 0.51426 | 0.58079 | 1 | 1 | 110 | 15532 | 6102 | 8397 | 11893 | 2194 | 3139 | 11042 | 1624 | 1461 | 32405 | 1.03 | 1.17 | 15160.185
7599 | 15 | 317 | 2017-11-13 | 0.62893 | 1 | 0.62893 | 0.69277 | 1 | 0.69192 | 0.70868 | 0.66217 | 0.55625 | 0.65866 | 0.60012 | 0.56101 | 0.5963 | 0.50722 | 0.57659 | 1 | 1 | 111 | 15290 | 5999 | 8287 | 11871 | 2165 | 3111 | 10943 | 1613 | 1441 | 32171 | 1 | 1.15 | 15536.75
7600 | 16 | 317 | 2017-11-13 | 0.67296 | 1 | 0.67296 | 0.69277 | 0.99944 | 0.68527 | 0.70833 | 0.65561 | 0.55452 | 0.64922 | 0.59703 | 0.56142 | 0.59002 | 0.50546 | 0.57892 | 1 | 1 | 112 | 15143 | 5996 | 8205 | 11834 | 2134 | 3095 | 10951 | 1596 | 1436 | 32301 | 1.07 | 1.15 | 15528.105
7601 | 17 | 317 | 2017-11-13 | 0.72327 | 1 | 0.72327 | 0.75301 | 0.98608 | 0.69355 | 0.72144 | 0.65657 | 0.5563 | 0.65135 | 0.60089 | 0.57767 | 0.59113 | 0.51918 | 0.59306 | 1 | 1 | 113 | 15326 | 6107 | 8217 | 11872 | 2141 | 3115 | 11268 | 1599 | 1475 | 33090 | 1.15 | 1.25 | 15320.515
7602 | 18 | 317 | 2017-11-13 | 0.7673 | 1 | 0.7673 | 0.80723 | 0.92154 | 0.73391 | 0.76598 | 0.68214 | 0.58137 | 0.68147 | 0.63098 | 0.63114 | 0.61442 | 0.55157 | 0.63878 | 1 | 1 | 114 | 16218 | 6484 | 8537 | 12407 | 2240 | 3271 | 12311 | 1662 | 1567 | 35641 | 1.22 | 1.34 | 14317.695
7603 | 19 | 317 | 2017-11-13 | 0.77358 | 1 | 0.77358 | 0.83133 | 0.8823 | 0.75532 | 0.77874 | 0.68702 | 0.59229 | 0.69364 | 0.64313 | 0.63662 | 0.61516 | 0.60014 | 0.64185 | 1 | 1 | 115 | 16691 | 6592 | 8598 | 12640 | 2280 | 3334 | 12418 | 1664 | 1705 | 35812 | 1.23 | 1.38 | 13708.055
7604 | 20 | 317 | 2017-11-13 | 0.80503 | 1 | 0.80503 | 0.8494 | 0.93549 | 0.74862 | 0.77744 | 0.68614 | 0.58535 | 0.69486 | 0.64005 | 0.63391 | 0.61072 | 0.61316 | 0.63502 | 1 | 1 | 116 | 16543 | 6581 | 8587 | 12492 | 2284 | 3318 | 12365 | 1652 | 1742 | 35431 | 1.28 | 1.41 | 14534.475
7605 | 21 | 317 | 2017-11-13 | 0.89937 | 1 | 0.89937 | 0.93373 | 0.93593 | 0.73749 | 0.77106 | 0.67647 | 0.57875 | 0.68604 | 0.63329 | 0.61899 | 0.60111 | 0.61563 | 0.62031 | 1 | 1 | 117 | 16297 | 6527 | 8466 | 12351 | 2255 | 3283 | 12074 | 1626 | 1749 | 34610 | 1.43 | 1.55 | 14541.295
7606 | 22 | 317 | 2017-11-13 | 0.88679 | 1 | 0.88679 | 0.90964 | 0.9084 | 0.71314 | 0.74164 | 0.65314 | 0.56764 | 0.66109 | 0.61304 | 0.59136 | 0.57893 | 0.59451 | 0.58996 | 1 | 1 | 118 | 15759 | 6278 | 8174 | 12114 | 2173 | 3178 | 11535 | 1566 | 1689 | 32917 | 1.41 | 1.51 | 14113.52
7607 | 23 | 317 | 2017-11-13 | 0.79874 | 1 | 0.79874 | 0.85542 | 0.88374 | 0.67879 | 0.70408 | 0.6175 | 0.54374 | 0.62306 | 0.57716 | 0.55419 | 0.54713 | 0.56283 | 0.55087 | 1 | 1 | 119 | 15000 | 5960 | 7728 | 11604 | 2048 | 2992 | 10810 | 1480 | 1599 | 30736 | 1.27 | 1.42 | 13730.465
7608 | 24 | 317 | 2017-11-13 | 0.7044 | 1 | 0.7044 | 0.77108 | 0.84359 | 0.64282 | 0.67041 | 0.58322 | 0.50911 | 0.58625 | 0.54379 | 0.51989 | 0.51091 | 0.52834 | 0.51539 | 1 | 1 | 120 | 14205 | 5675 | 7299 | 10865 | 1927 | 2819 | 10141 | 1382 | 1501 | 28756 | 1.12 | 1.28 | 13106.685
7609 | 1 | 318 | 2017-11-14 | 0.76101 | 1 | 0.76101 | 0.71687 | 0.80131 | 0.61657 | 0.62882 | 0.55246 | 0.46338 | 0.56617 | 0.5191 | 0.50246 | 0.48392 | 0.50898 | 0.48198 | 2 | 1 | 121 | 13625 | 5323 | 6914 | 9889 | 1861 | 2691 | 9801 | 1309 | 1446 | 26892 | 1.21 | 1.19 | 12449.825
7610 | 2 | 318 | 2017-11-14 | 0.71698 | 1 | 0.71698 | 0.66867 | 0.77242 | 0.60843 | 0.61902 | 0.54015 | 0.44314 | 0.55309 | 0.50675 | 0.49477 | 0.4732 | 0.49982 | 0.46904 | 2 | 1 | 122 | 13445 | 5240 | 6760 | 9457 | 1818 | 2627 | 9651 | 1280 | 1420 | 26170 | 1.14 | 1.11 | 12000.945
7611 | 3 | 318 | 2017-11-14 | 0.7044 | 1 | 0.7044 | 0.64458 | 0.74901 | 0.60395 | 0.61382 | 0.53376 | 0.43095 | 0.54609 | 0.50096 | 0.49354 | 0.46913 | 0.50475 | 0.46411 | 2 | 1 | 123 | 13346 | 5196 | 6680 | 9197 | 1795 | 2597 | 9627 | 1269 | 1434 | 25895 | 1.12 | 1.07 | 11637.225
7612 | 4 | 318 | 2017-11-14 | 0.69811 | 1 | 0.69811 | 0.63253 | 0.73082 | 0.60707 | 0.6176 | 0.53288 | 0.42458 | 0.54518 | 0.50309 | 0.49964 | 0.46839 | 0.51179 | 0.46658 | 2 | 1 | 124 | 13415 | 5228 | 6669 | 9061 | 1792 | 2608 | 9746 | 1267 | 1454 | 26033 | 1.11 | 1.05 | 11354.585
7613 | 5 | 318 | 2017-11-14 | 0.69182 | 1 | 0.69182 | 0.63253 | 0.71832 | 0.62196 | 0.63142 | 0.54351 | 0.42463 | 0.55856 | 0.51601 | 0.51769 | 0.47689 | 0.52728 | 0.48103 | 2 | 1 | 125 | 13744 | 5345 | 6802 | 9062 | 1836 | 2675 | 10098 | 1290 | 1498 | 26839 | 1.1 | 1.05 | 11160.345
7614 | 6 | 318 | 2017-11-14 | 0.7044 | 1 | 0.7044 | 0.68072 | 0.72546 | 0.6592 | 0.671 | 0.57507 | 0.43658 | 0.59598 | 0.55285 | 0.55767 | 0.50462 | 0.56917 | 0.52078 | 2 | 1 | 126 | 14567 | 5680 | 7197 | 9317 | 1959 | 2866 | 10878 | 1365 | 1617 | 29057 | 1.12 | 1.13 | 11271.335
7615 | 7 | 318 | 2017-11-14 | 0.75472 | 1 | 0.75472 | 0.74096 | 0.7356 | 0.72224 | 0.72936 | 0.63204 | 0.47046 | 0.66078 | 0.61169 | 0.61914 | 0.55194 | 0.63323 | 0.58538 | 2 | 1 | 127 | 15960 | 6174 | 7910 | 10040 | 2172 | 3171 | 12077 | 1493 | 1799 | 32661 | 1.2 | 1.23 | 11428.795
7616 | 8 | 318 | 2017-11-14 | 0.81761 | 1 | 0.81761 | 0.77711 | 0.74366 | 0.75229 | 0.75665 | 0.66576 | 0.52102 | 0.6979 | 0.64159 | 0.64314 | 0.58669 | 0.64379 | 0.61454 | 2 | 1 | 128 | 16624 | 6405 | 8332 | 11119 | 2294 | 3326 | 12545 | 1587 | 1829 | 34288 | 1.3 | 1.29 | 11554.04
7617 | 9 | 318 | 2017-11-14 | 0.84277 | 1 | 0.84277 | 0.83133 | 0.84656 | 0.74781 | 0.75097 | 0.66656 | 0.54543 | 0.69668 | 0.63754 | 0.62781 | 0.59482 | 0.61809 | 0.60667 | 2 | 1 | 129 | 16525 | 6357 | 8342 | 11640 | 2290 | 3305 | 12246 | 1609 | 1756 | 33849 | 1.34 | 1.38 | 13152.805
7618 | 10 | 318 | 2017-11-14 | 0.8805 | 1 | 0.8805 | 0.85542 | 0.91285 | 0.73685 | 0.74211 | 0.66496 | 0.54941 | 0.6906 | 0.62731 | 0.60715 | 0.59963 | 0.58923 | 0.59283 | 2 | 1 | 130 | 16283 | 6282 | 8322 | 11725 | 2270 | 3252 | 11843 | 1622 | 1674 | 33077 | 1.4 | 1.42 | 14182.66
7619 | 11 | 318 | 2017-11-14 | 0.84906 | 1 | 0.84906 | 0.83133 | 0.9624 | 0.72473 | 0.73727 | 0.66664 | 0.55063 | 0.68695 | 0.62018 | 0.59146 | 0.6037 | 0.55931 | 0.58136 | 2 | 1 | 131 | 16015 | 6241 | 8343 | 11751 | 2258 | 3215 | 11537 | 1633 | 1589 | 32437 | 1.35 | 1.38 | 14952.575
7620 | 12 | 318 | 2017-11-14 | 0.8239 | 1 | 0.8239 | 0.78916 | 0.97754 | 0.71196 | 0.72936 | 0.65945 | 0.55044 | 0.67691 | 0.6086 | 0.57767 | 0.60185 | 0.53537 | 0.57068 | 2 | 1 | 132 | 15733 | 6174 | 8253 | 11747 | 2225 | 3155 | 11268 | 1628 | 1521 | 31841 | 1.31 | 1.31 | 15187.805
7621 | 13 | 318 | 2017-11-14 | 0.80503 | 1 | 0.80503 | 0.78916 | 0.95214 | 0.70205 | 0.72191 | 0.65234 | 0.54688 | 0.67082 | 0.60089 | 0.56721 | 0.60074 | 0.51285 | 0.56234 | 2 | 1 | 133 | 15514 | 6111 | 8164 | 11671 | 2205 | 3115 | 11064 | 1625 | 1457 | 31376 | 1.28 | 1.31 | 14793.225
7622 | 14 | 318 | 2017-11-14 | 0.81132 | 1 | 0.81132 | 0.74699 | 0.97576 | 0.6949 | 0.71471 | 0.65138 | 0.54426 | 0.66109 | 0.59471 | 0.56096 | 0.6 | 0.50475 | 0.5605 | 2 | 1 | 134 | 15356 | 6050 | 8152 | 11615 | 2173 | 3083 | 10942 | 1623 | 1434 | 31273 | 1.29 | 1.24 | 15160.185
7623 | 15 | 318 | 2017-11-14 | 0.76101 | 1 | 0.76101 | 0.74096 | 1 | 0.68513 | 0.70786 | 0.64427 | 0.54323 | 0.65227 | 0.59144 | 0.55988 | 0.60037 | 0.49771 | 0.55923 | 2 | 1 | 135 | 15140 | 5992 | 8063 | 11593 | 2144 | 3066 | 10921 | 1624 | 1414 | 31202 | 1.21 | 1.23 | 15536.75
7624 | 16 | 318 | 2017-11-14 | 0.77358 | 1 | 0.77358 | 0.72892 | 0.99944 | 0.68101 | 0.70845 | 0.6374 | 0.54154 | 0.64344 | 0.5897 | 0.56465 | 0.60148 | 0.49701 | 0.56482 | 2 | 1 | 136 | 15049 | 5997 | 7977 | 11557 | 2115 | 3057 | 11014 | 1627 | 1412 | 31514 | 1.23 | 1.21 | 15528.105
7625 | 17 | 318 | 2017-11-14 | 0.77987 | 1 | 0.77987 | 0.72289 | 0.98608 | 0.68273 | 0.72002 | 0.64171 | 0.54355 | 0.64862 | 0.59645 | 0.59161 | 0.60998 | 0.5132 | 0.59283 | 2 | 1 | 137 | 15087 | 6095 | 8031 | 11600 | 2132 | 3092 | 11540 | 1650 | 1458 | 33077 | 1.24 | 1.2 | 15320.515
7626 | 18 | 318 | 2017-11-14 | 0.83648 | 1 | 0.83648 | 0.77108 | 0.92154 | 0.72826 | 0.78181 | 0.67767 | 0.57125 | 0.69364 | 0.63484 | 0.64872 | 0.63771 | 0.61352 | 0.63735 | 2 | 1 | 138 | 16093 | 6618 | 8481 | 12191 | 2280 | 3291 | 12654 | 1725 | 1743 | 35561 | 1.33 | 1.28 | 14317.695
7627 | 19 | 318 | 2017-11-14 | 0.83648 | 1 | 0.83648 | 0.80723 | 0.8823 | 0.74328 | 0.78015 | 0.67519 | 0.5667 | 0.6909 | 0.63619 | 0.64396 | 0.62921 | 0.60964 | 0.63355 | 2 | 1 | 139 | 16425 | 6604 | 8450 | 12094 | 2271 | 3298 | 12561 | 1702 | 1732 | 35349 | 1.33 | 1.34 | 13708.055
7628 | 20 | 318 | 2017-11-14 | 0.90566 | 1 | 0.90566 | 0.8494 | 0.93549 | 0.73473 | 0.7733 | 0.66968 | 0.56047 | 0.68391 | 0.63098 | 0.6337 | 0.61442 | 0.59732 | 0.62662 | 2 | 1 | 140 | 16236 | 6546 | 8381 | 11961 | 2248 | 3271 | 12361 | 1662 | 1697 | 34962 | 1.44 | 1.41 | 14534.475
7629 | 21 | 318 | 2017-11-14 | 0.98742 | 1 | 0.98742 | 0.88554 | 0.93593 | 0.71948 | 0.76385 | 0.65857 | 0.55143 | 0.66961 | 0.62153 | 0.61494 | 0.60148 | 0.5843 | 0.61047 | 2 | 1 | 141 | 15899 | 6466 | 8242 | 11768 | 2201 | 3222 | 11995 | 1627 | 1660 | 34061 | 1.57 | 1.47 | 14541.295
7630 | 22 | 318 | 2017-11-14 | 1 | 1 | 1 | 0.84337 | 0.9084 | 0.69839 | 0.74141 | 0.63692 | 0.53714 | 0.6477 | 0.60031 | 0.58982 | 0.58189 | 0.56283 | 0.58285 | 2 | 1 | 142 | 15433 | 6276 | 7971 | 11463 | 2129 | 3112 | 11505 | 1574 | 1599 | 32520 | 1.59 | 1.4 | 14113.52
7631 | 23 | 318 | 2017-11-14 | 0.91824 | 1 | 0.91824 | 0.74699 | 0.88374 | 0.66771 | 0.70313 | 0.60823 | 0.51183 | 0.6185 | 0.56713 | 0.55732 | 0.54935 | 0.53115 | 0.54709 | 2 | 1 | 143 | 14755 | 5952 | 7612 | 10923 | 2033 | 2940 | 10871 | 1486 | 1509 | 30525 | 1.46 | 1.24 | 13730.465
7632 | 24 | 318 | 2017-11-14 | 0.79245 | 1 | 0.79245 | 0.63855 | 0.84359 | 0.63589 | 0.67206 | 0.57619 | 0.48109 | 0.58594 | 0.53665 | 0.52451 | 0.51793 | 0.50651 | 0.51137 | 2 | 1 | 144 | 14052 | 5689 | 7211 | 10267 | 1926 | 2782 | 10231 | 1401 | 1439 | 28532 | 1.26 | 1.06 | 13106.685
7633 | 1 | 319 | 2017-11-15 | 0.64151 | 1 | 0.64151 | 0.59639 | 0.80131 | 0.61336 | 0.63402 | 0.55821 | 0.45293 | 0.55796 | 0.51389 | 0.51271 | 0.49686 | 0.49771 | 0.48422 | 3 | 1 | 1 | 13554 | 5367 | 6986 | 9666 | 1834 | 2664 | 10001 | 1344 | 1414 | 27017 | 1.02 | 0.99 | 12449.825
7634 | 2 | 319 | 2017-11-15 | 0.60377 | 1 | 0.60377 | 0.57831 | 0.77242 | 0.60232 | 0.62457 | 0.54598 | 0.43039 | 0.54214 | 0.50212 | 0.5062 | 0.48466 | 0.49384 | 0.47275 | 3 | 1 | 2 | 13310 | 5287 | 6833 | 9185 | 1782 | 2603 | 9874 | 1311 | 1403 | 26377 | 0.96 | 0.96 | 12000.945
7635 | 3 | 319 | 2017-11-15 | 0.60377 | 1 | 0.60377 | 0.56024 | 0.74901 | 0.59987 | 0.62292 | 0.54023 | 0.41713 | 0.5324 | 0.49711 | 0.50697 | 0.48096 | 0.49138 | 0.46902 | 3 | 1 | 3 | 13256 | 5273 | 6761 | 8902 | 1750 | 2577 | 9889 | 1301 | 1396 | 26169 | 0.96 | 0.93 | 11637.225
7636 | 4 | 319 | 2017-11-15 | 0.59119 | 1 | 0.59119 | 0.54819 | 0.73082 | 0.60245 | 0.62776 | 0.53847 | 0.40954 | 0.52997 | 0.49923 | 0.51446 | 0.48059 | 0.4963 | 0.47187 | 3 | 1 | 4 | 13313 | 5314 | 6739 | 8740 | 1742 | 2588 | 10035 | 1300 | 1410 | 26328 | 0.94 | 0.91 | 11354.585
7637 | 5 | 319 | 2017-11-15 | 0.62893 | 1 | 0.62893 | 0.54819 | 0.71832 | 0.61662 | 0.64442 | 0.54894 | 0.4086 | 0.54122 | 0.51235 | 0.53501 | 0.4902 | 0.51038 | 0.48641 | 3 | 1 | 5 | 13626 | 5455 | 6870 | 8720 | 1779 | 2656 | 10436 | 1326 | 1450 | 27139 | 1 | 0.91 | 11160.345
7638 | 6 | 319 | 2017-11-15 | 0.69182 | 1 | 0.69182 | 0.56627 | 0.72546 | 0.65354 | 0.6834 | 0.57946 | 0.41994 | 0.57803 | 0.54977 | 0.57798 | 0.51904 | 0.54558 | 0.52655 | 3 | 1 | 6 | 14442 | 5785 | 7252 | 8962 | 1900 | 2850 | 11274 | 1404 | 1550 | 29379 | 1.1 | 0.94 | 11271.335
7639 | 7 | 319 | 2017-11-15 | 0.76101 | 1 | 0.76101 | 0.62651 | 0.7356 | 0.71631 | 0.73987 | 0.63388 | 0.4527 | 0.64071 | 0.60571 | 0.64288 | 0.56414 | 0.60155 | 0.59079 | 3 | 1 | 7 | 15829 | 6263 | 7933 | 9661 | 2106 | 3140 | 12540 | 1526 | 1709 | 32963 | 1.21 | 1.04 | 11428.795
7640 | 8 | 319 | 2017-11-15 | 0.77358 | 1 | 0.77358 | 0.6988 | 0.74366 | 0.74812 | 0.7622 | 0.66712 | 0.50321 | 0.68117 | 0.63387 | 0.66492 | 0.59261 | 0.6107 | 0.61701 | 3 | 1 | 8 | 16532 | 6452 | 8349 | 10739 | 2239 | 3286 | 12970 | 1603 | 1735 | 34426 | 1.23 | 1.16 | 11554.04
7641 | 9 | 319 | 2017-11-15 | 0.72327 | 1 | 0.72327 | 0.73494 | 0.84656 | 0.73794 | 0.74932 | 0.66816 | 0.52954 | 0.68086 | 0.63059 | 0.64191 | 0.59889 | 0.58395 | 0.60726 | 3 | 1 | 9 | 16307 | 6343 | 8362 | 11301 | 2238 | 3269 | 12521 | 1620 | 1659 | 33882 | 1.15 | 1.22 | 13152.805
7642 | 10 | 319 | 2017-11-15 | 0.7044 | 1 | 0.7044 | 0.74096 | 0.91285 | 0.72432 | 0.72912 | 0.66592 | 0.53428 | 0.67752 | 0.62211 | 0.61099 | 0.60185 | 0.55896 | 0.59204 | 3 | 1 | 10 | 16006 | 6172 | 8334 | 11402 | 2227 | 3225 | 11918 | 1628 | 1588 | 33033 | 1.12 | 1.23 | 14182.66
7643 | 11 | 319 | 2017-11-15 | 0.72956 | 1 | 0.72956 | 0.73494 | 0.9624 | 0.71255 | 0.71105 | 0.66672 | 0.53479 | 0.67691 | 0.61555 | 0.58818 | 0.59963 | 0.52798 | 0.57991 | 3 | 1 | 11 | 15746 | 6019 | 8344 | 11413 | 2225 | 3191 | 11473 | 1622 | 1500 | 32356 | 1.16 | 1.22 | 14952.575
7644 | 12 | 319 | 2017-11-15 | 0.67925 | 1 | 0.67925 | 0.74096 | 0.97754 | 0.69694 | 0.6951 | 0.66081 | 0.53545 | 0.66809 | 0.60532 | 0.5689 | 0.59556 | 0.50722 | 0.57019 | 3 | 1 | 12 | 15401 | 5884 | 8270 | 11427 | 2196 | 3138 | 11097 | 1611 | 1441 | 31814 | 1.08 | 1.23 | 15187.805
7645 | 13 | 319 | 2017-11-15 | 0.6478 | 1 | 0.6478 | 0.75904 | 0.95214 | 0.68472 | 0.68057 | 0.65481 | 0.53325 | 0.66413 | 0.59606 | 0.55527 | 0.59113 | 0.48891 | 0.56191 | 3 | 1 | 13 | 15131 | 5761 | 8195 | 11380 | 2183 | 3090 | 10831 | 1599 | 1389 | 31352 | 1.03 | 1.26 | 14793.225
7646 | 14 | 319 | 2017-11-15 | 0.6478 | 1 | 0.6478 | 0.77711 | 0.97576 | 0.6759 | 0.66934 | 0.65122 | 0.53067 | 0.65622 | 0.5897 | 0.54629 | 0.58928 | 0.47589 | 0.55899 | 3 | 1 | 14 | 14936 | 5666 | 8150 | 11325 | 2157 | 3057 | 10656 | 1594 | 1352 | 31189 | 1.03 | 1.29 | 15160.185
7647 | 15 | 319 | 2017-11-15 | 0.66038 | 1 | 0.66038 | 0.79518 | 1 | 0.6668 | 0.65777 | 0.64155 | 0.53118 | 0.64618 | 0.58372 | 0.54045 | 0.58299 | 0.46498 | 0.55664 | 3 | 1 | 15 | 14735 | 5568 | 8029 | 11336 | 2124 | 3026 | 10542 | 1577 | 1321 | 31058 | 1.05 | 1.32 | 15536.75
7648 | 16 | 319 | 2017-11-15 | 0.66038 | 1 | 0.66038 | 0.84337 | 0.99944 | 0.65952 | 0.66297 | 0.63779 | 0.5302 | 0.64192 | 0.58449 | 0.54429 | 0.57819 | 0.46603 | 0.56071 | 3 | 1 | 16 | 14574 | 5612 | 7982 | 11315 | 2110 | 3030 | 10617 | 1564 | 1324 | 31285 | 1.05 | 1.4 | 15528.105
7649 | 17 | 319 | 2017-11-15 | 0.67925 | 1 | 0.67925 | 0.87349 | 0.98608 | 0.67409 | 0.69025 | 0.65026 | 0.53418 | 0.64862 | 0.59414 | 0.56916 | 0.58632 | 0.48222 | 0.59222 | 3 | 1 | 17 | 14896 | 5843 | 8138 | 11400 | 2132 | 3080 | 11102 | 1586 | 1370 | 33043 | 1.08 | 1.45 | 15320.515
7650 | 18 | 319 | 2017-11-15 | 0.73585 | 1 | 0.73585 | 0.95783 | 0.92154 | 0.71816 | 0.73266 | 0.68166 | 0.56145 | 0.68056 | 0.63233 | 0.62576 | 0.60924 | 0.53819 | 0.62868 | 3 | 1 | 18 | 15870 | 6202 | 8531 | 11982 | 2237 | 3278 | 12206 | 1648 | 1529 | 35077 | 1.17 | 1.59 | 14317.695
7651 | 19 | 319 | 2017-11-15 | 0.7673 | 1 | 0.7673 | 0.98193 | 0.8823 | 0.71509 | 0.73987 | 0.67567 | 0.57336 | 0.68512 | 0.62674 | 0.62847 | 0.60555 | 0.56389 | 0.62287 | 3 | 1 | 19 | 15802 | 6263 | 8456 | 12236 | 2252 | 3249 | 12259 | 1638 | 1602 | 34753 | 1.22 | 1.63 | 13708.055
7652 | 20 | 319 | 2017-11-15 | 0.86164 | 1 | 0.86164 | 1 | 0.93549 | 0.71178 | 0.7368 | 0.66816 | 0.56253 | 0.67721 | 0.62095 | 0.62565 | 0.59815 | 0.55931 | 0.61595 | 3 | 1 | 20 | 15729 | 6237 | 8362 | 12005 | 2226 | 3219 | 12204 | 1618 | 1589 | 34367 | 1.37 | 1.66 | 14534.475
7653 | 21 | 319 | 2017-11-15 | 0.88679 | 1 | 0.88679 | 0.99398 | 0.93593 | 0.70165 | 0.72499 | 0.65274 | 0.54955 | 0.65987 | 0.60513 | 0.60853 | 0.58299 | 0.55051 | 0.59892 | 3 | 1 | 21 | 15505 | 6137 | 8169 | 11728 | 2169 | 3137 | 11870 | 1577 | 1564 | 33417 | 1.41 | 1.65 | 14541.295
7654 | 22 | 319 | 2017-11-15 | 0.84906 | 1 | 0.84906 | 0.90964 | 0.9084 | 0.68251 | 0.70018 | 0.62645 | 0.53465 | 0.63645 | 0.5814 | 0.58505 | 0.56192 | 0.53361 | 0.57105 | 3 | 1 | 22 | 15082 | 5927 | 7840 | 11410 | 2092 | 3014 | 11412 | 1520 | 1516 | 31862 | 1.35 | 1.51 | 14113.52
7655 | 23 | 319 | 2017-11-15 | 0.7673 | 1 | 0.7673 | 0.79518 | 0.88374 | 0.64752 | 0.66734 | 0.59409 | 0.51099 | 0.60389 | 0.54784 | 0.54993 | 0.53013 | 0.50158 | 0.5317 | 3 | 1 | 23 | 14309 | 5649 | 7435 | 10905 | 1985 | 2840 | 10727 | 1434 | 1425 | 29666 | 1.22 | 1.32 | 13730.465
7656 | 24 | 319 | 2017-11-15 | 0.6478 | 1 | 0.6478 | 0.68675 | 0.84359 | 0.61381 | 0.63485 | 0.56181 | 0.47945 | 0.56891 | 0.51678 | 0.51625 | 0.50129 | 0.46603 | 0.49558 | 3 | 1 | 24 | 13564 | 5374 | 7031 | 10232 | 1870 | 2679 | 10070 | 1356 | 1324 | 27651 | 1.03 | 1.14 | 13106.685
7657 | 1 | 320 | 2017-11-16 | 0.58491 | 1 | 0.58491 | 0.64458 | 0.80131 | 0.59689 | 0.60626 | 0.54071 | 0.45682 | 0.54883 | 0.49711 | 0.49031 | 0.48281 | 0.45512 | 0.46511 | 4 | 1 | 25 | 13190 | 5132 | 6767 | 9749 | 1804 | 2577 | 9564 | 1306 | 1293 | 25951 | 0.93 | 1.07 | 12449.825
7658 | 2 | 320 | 2017-11-16 | 0.54717 | 1 | 0.54717 | 0.62048 | 0.77242 | 0.58761 | 0.59764 | 0.52928 | 0.44136 | 0.53666 | 0.48688 | 0.48078 | 0.47246 | 0.44843 | 0.45131 | 4 | 1 | 26 | 12985 | 5059 | 6624 | 9419 | 1764 | 2524 | 9378 | 1278 | 1274 | 25181 | 0.87 | 1.03 | 12000.945
7659 | 3 | 320 | 2017-11-16 | 0.54088 | 1 | 0.54088 | 0.60843 | 0.74901 | 0.58358 | 0.59409 | 0.52497 | 0.43119 | 0.53027 | 0.48206 | 0.47729 | 0.46728 | 0.45055 | 0.44409 | 4 | 1 | 27 | 12896 | 5029 | 6570 | 9202 | 1743 | 2499 | 9310 | 1264 | 1280 | 24778 | 0.86 | 1.01 | 11637.225
7660 | 4 | 320 | 2017-11-16 | 0.54717 | 1 | 0.54717 | 0.62048 | 0.73082 | 0.58729 | 0.59634 | 0.52329 | 0.42561 | 0.52845 | 0.48264 | 0.47965 | 0.46728 | 0.45512 | 0.44497 | 4 | 1 | 28 | 12978 | 5048 | 6549 | 9083 | 1737 | 2502 | 9356 | 1264 | 1293 | 24827 | 0.87 | 1.03 | 11354.585
7661 | 5 | 320 | 2017-11-16 | 0.57862 | 1 | 0.57862 | 0.63855 | 0.71832 | 0.59707 | 0.60815 | 0.53288 | 0.42407 | 0.5394 | 0.49441 | 0.49421 | 0.47394 | 0.47061 | 0.45585 | 4 | 1 | 29 | 13194 | 5148 | 6669 | 9050 | 1773 | 2563 | 9640 | 1282 | 1337 | 25434 | 0.92 | 1.06 | 11160.345
7662 | 6 | 320 | 2017-11-16 | 0.6478 | 1 | 0.6478 | 0.69277 | 0.72546 | 0.62788 | 0.64335 | 0.56173 | 0.43456 | 0.57317 | 0.52643 | 0.52881 | 0.49982 | 0.50334 | 0.48814 | 4 | 1 | 30 | 13875 | 5446 | 7030 | 9274 | 1884 | 2729 | 10315 | 1352 | 1430 | 27236 | 1.03 | 1.15 | 11271.335
7663 | 7 | 320 | 2017-11-16 | 0.71069 | 1 | 0.71069 | 0.75904 | 0.7356 | 0.69662 | 0.70762 | 0.62085 | 0.46488 | 0.63645 | 0.58391 | 0.59735 | 0.54566 | 0.566 | 0.54677 | 4 | 1 | 31 | 15394 | 5990 | 7770 | 9921 | 2092 | 3027 | 11652 | 1476 | 1608 | 30507 | 1.13 | 1.26 | 11428.795
7664 | 8 | 320 | 2017-11-16 | 0.73585 | 1 | 0.73585 | 0.74699 | 0.74366 | 0.74156 | 0.7407 | 0.66544 | 0.52191 | 0.67965 | 0.61979 | 0.62048 | 0.58189 | 0.58782 | 0.59014 | 4 | 1 | 32 | 16387 | 6270 | 8328 | 11138 | 2234 | 3213 | 12103 | 1574 | 1670 | 32927 | 1.17 | 1.24 | 11554.04
7665 | 9 | 320 | 2017-11-16 | 0.71698 | 1 | 0.71698 | 0.71084 | 0.84656 | 0.7274 | 0.7316 | 0.66113 | 0.55133 | 0.67782 | 0.61574 | 0.59248 | 0.58965 | 0.56565 | 0.57656 | 4 | 1 | 33 | 16074 | 6193 | 8274 | 11766 | 2228 | 3192 | 11557 | 1595 | 1607 | 32169 | 1.14 | 1.18 | 13152.805
7666 | 10 | 320 | 2017-11-16 | 0.69811 | 1 | 0.69811 | 0.6988 | 0.91285 | 0.71934 | 0.73184 | 0.66608 | 0.55171 | 0.68026 | 0.61265 | 0.56567 | 0.59667 | 0.55509 | 0.5643 | 4 | 1 | 34 | 15896 | 6195 | 8336 | 11774 | 2236 | 3176 | 11034 | 1614 | 1577 | 31485 | 1.11 | 1.16 | 14182.66
7667 | 11 | 320 | 2017-11-16 | 0.7044 | 1 | 0.7044 | 0.72289 | 0.9624 | 0.70997 | 0.73172 | 0.66624 | 0.54932 | 0.68208 | 0.61111 | 0.54291 | 0.60333 | 0.5403 | 0.55385 | 4 | 1 | 35 | 15689 | 6194 | 8338 | 11723 | 2242 | 3168 | 10590 | 1632 | 1535 | 30902 | 1.12 | 1.2 | 14952.575
7668 | 12 | 320 | 2017-11-16 | 0.67925 | 1 | 0.67925 | 0.72289 | 0.97754 | 0.69916 | 0.72735 | 0.6664 | 0.55072 | 0.6766 | 0.60436 | 0.52948 | 0.60665 | 0.52763 | 0.54646 | 4 | 1 | 36 | 15450 | 6157 | 8340 | 11753 | 2224 | 3133 | 10328 | 1641 | 1499 | 30490 | 1.08 | 1.2 | 15187.805
7669 | 13 | 320 | 2017-11-16 | 0.62264 | 1 | 0.62264 | 0.6988 | 0.95214 | 0.69156 | 0.72002 | 0.66352 | 0.5488 | 0.67356 | 0.59742 | 0.51912 | 0.60739 | 0.51602 | 0.54114 | 4 | 1 | 37 | 15282 | 6095 | 8304 | 11712 | 2214 | 3097 | 10126 | 1643 | 1466 | 30193 | 0.99 | 1.16 | 14793.225
7670 | 14 | 320 | 2017-11-16 | 0.63522 | 1 | 0.63522 | 0.6988 | 0.97576 | 0.68676 | 0.71376 | 0.66304 | 0.54637 | 0.66535 | 0.59182 | 0.514 | 0.60887 | 0.5044 | 0.54069 | 4 | 1 | 38 | 15176 | 6042 | 8298 | 11660 | 2187 | 3068 | 10026 | 1647 | 1433 | 30168 | 1.01 | 1.16 | 15160.185
7671 | 15 | 320 | 2017-11-16 | 0.65409 | 1 | 0.65409 | 0.70482 | 1 | 0.67988 | 0.70691 | 0.65521 | 0.54655 | 0.65713 | 0.58488 | 0.51123 | 0.60518 | 0.49736 | 0.54103 | 4 | 1 | 39 | 15024 | 5984 | 8200 | 11664 | 2160 | 3032 | 9972 | 1637 | 1413 | 30187 | 1.04 | 1.17 | 15536.75
7672 | 16 | 320 | 2017-11-16 | 0.67925 | 1 | 0.67925 | 0.72289 | 0.99944 | 0.67517 | 0.70443 | 0.65202 | 0.54154 | 0.64679 | 0.58295 | 0.51435 | 0.59963 | 0.49736 | 0.54681 | 4 | 1 | 40 | 14920 | 5963 | 8160 | 11557 | 2126 | 3022 | 10033 | 1622 | 1413 | 30509 | 1.08 | 1.2 | 15528.105
7673 | 17 | 320 | 2017-11-16 | 0.73585 | 1 | 0.73585 | 0.78313 | 0.98608 | 0.68251 | 0.72522 | 0.65833 | 0.54046 | 0.65196 | 0.58912 | 0.53532 | 0.60296 | 0.51038 | 0.57326 | 4 | 1 | 41 | 15082 | 6139 | 8239 | 11534 | 2143 | 3054 | 10442 | 1631 | 1450 | 31985 | 1.17 | 1.3 | 15320.515
7674 | 18 | 320 | 2017-11-16 | 0.79874 | 1 | 0.79874 | 0.81325 | 0.92154 | 0.74581 | 0.7759 | 0.69349 | 0.55372 | 0.69242 | 0.62944 | 0.60458 | 0.62033 | 0.55509 | 0.6266 | 4 | 1 | 42 | 16481 | 6568 | 8679 | 11817 | 2276 | 3263 | 11793 | 1678 | 1577 | 34961 | 1.27 | 1.35 | 14317.695
7675 | 19 | 320 | 2017-11-16 | 0.83648 | 1 | 0.83648 | 0.8494 | 0.8823 | 0.73369 | 0.76562 | 0.68446 | 0.57753 | 0.68999 | 0.62114 | 0.59187 | 0.61738 | 0.58888 | 0.61212 | 4 | 1 | 43 | 16213 | 6481 | 8566 | 12325 | 2268 | 3220 | 11545 | 1670 | 1673 | 34153 | 1.33 | 1.41 | 13708.055
7676 | 20 | 320 | 2017-11-16 | 0.91824 | 1 | 0.91824 | 0.90361 | 0.93549 | 0.72246 | 0.76078 | 0.67783 | 0.5712 | 0.68969 | 0.61748 | 0.58203 | 0.61738 | 0.61985 | 0.59762 | 4 | 1 | 44 | 15965 | 6440 | 8483 | 12190 | 2267 | 3201 | 11353 | 1670 | 1761 | 33344 | 1.46 | 1.5 | 14534.475
7677 | 21 | 320 | 2017-11-16 | 0.91195 | 1 | 0.91195 | 0.93976 | 0.93593 | 0.70993 | 0.75393 | 0.66864 | 0.56333 | 0.68269 | 0.61169 | 0.57008 | 0.60813 | 0.6188 | 0.58276 | 4 | 1 | 45 | 15688 | 6382 | 8368 | 12022 | 2244 | 3171 | 11120 | 1645 | 1758 | 32515 | 1.45 | 1.56 | 14541.295
7678 | 22 | 320 | 2017-11-16 | 0.89308 | 1 | 0.89308 | 0.89759 | 0.9084 | 0.69147 | 0.73113 | 0.64658 | 0.54876 | 0.662 | 0.59144 | 0.54911 | 0.58595 | 0.60049 | 0.55693 | 4 | 1 | 46 | 15280 | 6189 | 8092 | 11711 | 2176 | 3066 | 10711 | 1585 | 1706 | 31074 | 1.42 | 1.49 | 14113.52
7679 | 23 | 320 | 2017-11-16 | 0.7673 | 1 | 0.7673 | 0.8012 | 0.88374 | 0.66626 | 0.69545 | 0.61223 | 0.52505 | 0.62671 | 0.56346 | 0.51702 | 0.55416 | 0.5755 | 0.522 | 4 | 1 | 47 | 14723 | 5887 | 7662 | 11205 | 2060 | 2921 | 10085 | 1499 | 1635 | 29125 | 1.22 | 1.33 | 13730.465
7680 | 24 | 320 | 2017-11-16 | 0.69182 | 1 | 0.69182 | 0.69277 | 0.84359 | 0.63684 | 0.66474 | 0.57962 | 0.49318 | 0.59355 | 0.53221 | 0.48708 | 0.5268 | 0.55016 | 0.4889 | 4 | 1 | 48 | 14073 | 5627 | 7254 | 10525 | 1951 | 2759 | 9501 | 1425 | 1563 | 27278 | 1.1 | 1.15 | 13106.685
7681 | 1 | 321 | 2017-11-17 | 0.61635 | 1 | 0.61635 | 0.64458 | 0.80131 | 0.61544 | 0.63863 | 0.54606 | 0.47758 | 0.56769 | 0.51601 | 0.47529 | 0.50425 | 0.5396 | 0.46207 | 5 | 1 | 49 | 13600 | 5406 | 6834 | 10192 | 1866 | 2675 | 9271 | 1364 | 1533 | 25781 | 0.98 | 1.07 | 12449.825
7682 | 2 | 321 | 2017-11-17 | 0.61006 | 1 | 0.61006 | 0.62048 | 0.77242 | 0.6053 | 0.62705 | 0.53328 | 0.4549 | 0.5537 | 0.50424 | 0.46898 | 0.49205 | 0.53819 | 0.44827 | 5 | 1 | 50 | 13376 | 5308 | 6674 | 9708 | 1820 | 2614 | 9148 | 1331 | 1529 | 25011 | 0.97 | 1.03 | 12000.945
7683 | 3 | 321 | 2017-11-17 | 0.59748 | 1 | 0.59748 | 0.62048 | 0.74901 | 0.60214 | 0.62398 | 0.52697 | 0.44201 | 0.54579 | 0.5 | 0.46991 | 0.48577 | 0.54206 | 0.4435 | 5 | 1 | 51 | 13306 | 5282 | 6595 | 9433 | 1794 | 2592 | 9166 | 1314 | 1540 | 24745 | 0.95 | 1.03 | 11637.225
7684 | 4 | 321 | 2017-11-17 | 0.58491 | 1 | 0.58491 | 0.62048 | 0.73082 | 0.60567 | 0.62989 | 0.52617 | 0.43466 | 0.54335 | 0.50212 | 0.47852 | 0.48355 | 0.55157 | 0.44486 | 5 | 1 | 52 | 13384 | 5332 | 6585 | 9276 | 1786 | 2603 | 9334 | 1308 | 1567 | 24821 | 0.93 | 1.03 | 11354.585
7685 | 5 | 321 | 2017-11-17 | 0.60377 | 1 | 0.60377 | 0.64458 | 0.71832 | 0.62164 | 0.6417 | 0.53632 | 0.43409 | 0.55522 | 0.51447 | 0.50103 | 0.49242 | 0.56494 | 0.45827 | 5 | 1 | 53 | 13737 | 5432 | 6712 | 9264 | 1825 | 2667 | 9773 | 1332 | 1605 | 25569 | 0.96 | 1.07 | 11160.345
7686 | 6 | 321 | 2017-11-17 | 0.67296 | 1 | 0.67296 | 0.6988 | 0.72546 | 0.6563 | 0.67301 | 0.56724 | 0.44707 | 0.58868 | 0.54765 | 0.54834 | 0.522 | 0.60331 | 0.49553 | 5 | 1 | 54 | 14503 | 5697 | 7099 | 9541 | 1935 | 2839 | 10696 | 1412 | 1714 | 27648 | 1.07 | 1.16 | 11271.335
7687 | 7 | 321 | 2017-11-17 | 0.73585 | 1 | 0.73585 | 0.77108 | 0.7356 | 0.71839 | 0.72936 | 0.62541 | 0.47959 | 0.64831 | 0.60012 | 0.61622 | 0.56821 | 0.66561 | 0.55577 | 5 | 1 | 55 | 15875 | 6174 | 7827 | 10235 | 2131 | 3111 | 12020 | 1537 | 1891 | 31009 | 1.17 | 1.28 | 11428.795
7688 | 8 | 321 | 2017-11-17 | 0.74214 | 1 | 0.74214 | 0.78313 | 0.74366 | 0.74894 | 0.75511 | 0.65729 | 0.52926 | 0.68512 | 0.62905 | 0.64237 | 0.6 | 0.67652 | 0.58226 | 5 | 1 | 56 | 16550 | 6392 | 8226 | 11295 | 2252 | 3261 | 12530 | 1623 | 1922 | 32487 | 1.18 | 1.3 | 11554.04
7689 | 9 | 321 | 2017-11-17 | 0.74843 | 1 | 0.74843 | 0.74699 | 0.84656 | 0.74115 | 0.7492 | 0.65969 | 0.55386 | 0.68543 | 0.6277 | 0.62217 | 0.61146 | 0.64696 | 0.57749 | 5 | 1 | 57 | 16378 | 6342 | 8256 | 11820 | 2253 | 3254 | 12136 | 1654 | 1838 | 32221 | 1.19 | 1.24 | 13152.805
7690 | 10 | 321 | 2017-11-17 | 0.71698 | 1 | 0.71698 | 0.72892 | 0.91285 | 0.72563 | 0.73727 | 0.65985 | 0.56056 | 0.67965 | 0.61748 | 0.59192 | 0.6122 | 0.61246 | 0.56629 | 5 | 1 | 58 | 16035 | 6241 | 8258 | 11963 | 2234 | 3201 | 11546 | 1656 | 1740 | 31596 | 1.14 | 1.21 | 14182.66
7691 | 11 | 321 | 2017-11-17 | 0.71698 | 1 | 0.71698 | 0.71084 | 0.9624 | 0.70925 | 0.72534 | 0.65849 | 0.56328 | 0.67448 | 0.60938 | 0.56854 | 0.61146 | 0.56776 | 0.55697 | 5 | 1 | 59 | 15673 | 6140 | 8241 | 12021 | 2217 | 3159 | 11090 | 1654 | 1613 | 31076 | 1.14 | 1.18 | 14952.575
7692 | 12 | 321 | 2017-11-17 | 0.69811 | 1 | 0.69811 | 0.68072 | 0.97754 | 0.68938 | 0.71412 | 0.65146 | 0.56333 | 0.65896 | 0.59491 | 0.54952 | 0.60555 | 0.53361 | 0.5482 | 5 | 1 | 60 | 15234 | 6045 | 8153 | 12022 | 2166 | 3084 | 10719 | 1638 | 1516 | 30587 | 1.11 | 1.13 | 15187.805
7693 | 13 | 321 | 2017-11-17 | 0.63522 | 1 | 0.63522 | 0.6506 | 0.95214 | 0.67332 | 0.699 | 0.64227 | 0.55888 | 0.64953 | 0.58275 | 0.53486 | 0.60037 | 0.50405 | 0.54001 | 5 | 1 | 61 | 14879 | 5917 | 8038 | 11927 | 2135 | 3021 | 10433 | 1624 | 1432 | 30130 | 1.01 | 1.08 | 14793.225
7694 | 14 | 321 | 2017-11-17 | 0.61635 | 1 | 0.61635 | 0.63253 | 0.97576 | 0.66201 | 0.68931 | 0.6366 | 0.5533 | 0.63797 | 0.57292 | 0.5264 | 0.59741 | 0.47835 | 0.53809 | 5 | 1 | 62 | 14629 | 5835 | 7967 | 11808 | 2097 | 2970 | 10268 | 1616 | 1359 | 30023 | 0.98 | 1.05 | 15160.185
7695 | 15 | 321 | 2017-11-17 | 0.61635 | 1 | 0.61635 | 0.65663 | 1 | 0.64752 | 0.67702 | 0.62525 | 0.54988 | 0.62002 | 0.56366 | 0.52158 | 0.59261 | 0.4604 | 0.53766 | 5 | 1 | 63 | 14309 | 5731 | 7825 | 11735 | 2038 | 2922 | 10174 | 1603 | 1308 | 29999 | 0.98 | 1.09 | 15536.75
7696 | 16 | 321 | 2017-11-17 | 0.64151 | 1 | 0.64151 | 0.68072 | 0.99944 | 0.63992 | 0.67218 | 0.61558 | 0.54416 | 0.60572 | 0.55826 | 0.5243 | 0.58484 | 0.45231 | 0.54376 | 5 | 1 | 64 | 14141 | 5690 | 7704 | 11613 | 1991 | 2894 | 10227 | 1582 | 1285 | 30339 | 1.02 | 1.13 | 15528.105
7697 | 17 | 321 | 2017-11-17 | 0.66667 | 1 | 0.66667 | 0.72892 | 0.98608 | 0.64024 | 0.68116 | 0.6131 | 0.54135 | 0.6042 | 0.55883 | 0.5426 | 0.58373 | 0.4604 | 0.56736 | 5 | 1 | 65 | 14148 | 5766 | 7673 | 11553 | 1986 | 2897 | 10584 | 1579 | 1308 | 31656 | 1.06 | 1.21 | 15320.515
7698 | 18 | 321 | 2017-11-17 | 0.68553 | 1 | 0.68553 | 0.77711 | 0.92154 | 0.66454 | 0.71234 | 0.63012 | 0.56338 | 0.61971 | 0.57697 | 0.58377 | 0.59667 | 0.4949 | 0.60464 | 5 | 1 | 66 | 14685 | 6030 | 7886 | 12023 | 2037 | 2991 | 11387 | 1614 | 1406 | 33736 | 1.09 | 1.29 | 14317.695
7699 | 19 | 321 | 2017-11-17 | 0.7044 | 1 | 0.7044 | 0.79518 | 0.8823 | 0.67753 | 0.71967 | 0.6366 | 0.58132 | 0.62793 | 0.58623 | 0.59894 | 0.59815 | 0.51778 | 0.60419 | 5 | 1 | 67 | 14972 | 6092 | 7967 | 12406 | 2064 | 3039 | 11683 | 1618 | 1471 | 33711 | 1.12 | 1.32 | 13708.055
7700 | 20 | 321 | 2017-11-17 | 0.7673 | 1 | 0.7673 | 0.8494 | 0.93549 | 0.67893 | 0.71766 | 0.63524 | 0.57551 | 0.62732 | 0.58237 | 0.59843 | 0.59482 | 0.52939 | 0.59419 | 5 | 1 | 68 | 15003 | 6075 | 7950 | 12282 | 2062 | 3019 | 11673 | 1609 | 1504 | 33153 | 1.22 | 1.41 | 14534.475
7701 | 21 | 321 | 2017-11-17 | 0.83648 | 1 | 0.83648 | 0.89759 | 0.93593 | 0.67341 | 0.70951 | 0.62669 | 0.5638 | 0.62032 | 0.57446 | 0.59048 | 0.58669 | 0.53291 | 0.58095 | 5 | 1 | 69 | 14881 | 6006 | 7843 | 12032 | 2039 | 2978 | 11518 | 1587 | 1514 | 32414 | 1.33 | 1.49 | 14541.295
7702 | 22 | 321 | 2017-11-17 | 0.8239 | 1 | 0.8239 | 0.87349 | 0.9084 | 0.66042 | 0.68872 | 0.61079 | 0.54847 | 0.60237 | 0.55806 | 0.5769 | 0.56821 | 0.522 | 0.5608 | 5 | 1 | 70 | 14594 | 5830 | 7644 | 11705 | 1980 | 2893 | 11253 | 1537 | 1483 | 31290 | 1.31 | 1.45 | 14113.52
7703 | 23 | 321 | 2017-11-17 | 0.77358 | 1 | 0.77358 | 0.75904 | 0.88374 | 0.63684 | 0.66308 | 0.58074 | 0.5295 | 0.57378 | 0.53356 | 0.55409 | 0.54085 | 0.50475 | 0.53114 | 5 | 1 | 71 | 14073 | 5613 | 7268 | 11300 | 1886 | 2766 | 10808 | 1463 | 1434 | 29635 | 1.23 | 1.26 | 13730.465
7704 | 24 | 321 | 2017-11-17 | 0.7044 | 1 | 0.7044 | 0.68072 | 0.84359 | 0.6077 | 0.63414 | 0.54646 | 0.49927 | 0.54122 | 0.50559 | 0.52948 | 0.51312 | 0.47941 | 0.49877 | 5 | 1 | 72 | 13429 | 5368 | 6839 | 10655 | 1779 | 2621 | 10328 | 1388 | 1362 | 27829 | 1.12 | 1.13 | 13106.685
7705 | 1 | 322 | 2017-11-18 | 0.6478 | 1 | 0.6478 | 0.63253 | 0.77448 | 0.57657 | 0.60886 | 0.51674 | 0.45199 | 0.50319 | 0.47377 | 0.51364 | 0.48651 | 0.44843 | 0.47051 | 6 | 2 | 73 | 12741 | 5154 | 6467 | 9646 | 1654 | 2456 | 10019 | 1316 | 1274 | 26252 | 1.03 | 1.05 | 12032.86
7706 | 2 | 322 | 2017-11-18 | 0.59748 | 1 | 0.59748 | 0.61446 | 0.74964 | 0.56218 | 0.5922 | 0.49972 | 0.42955 | 0.4819 | 0.45486 | 0.50625 | 0.47135 | 0.434 | 0.45676 | 6 | 2 | 74 | 12423 | 5013 | 6254 | 9167 | 1584 | 2358 | 9875 | 1275 | 1233 | 25485 | 0.95 | 1.02 | 11646.96
7707 | 3 | 322 | 2017-11-18 | 0.57862 | 1 | 0.57862 | 0.59639 | 0.72838 | 0.55494 | 0.58724 | 0.49221 | 0.41469 | 0.46912 | 0.44271 | 0.50456 | 0.46433 | 0.42696 | 0.45054 | 6 | 2 | 75 | 12263 | 4971 | 6160 | 8850 | 1542 | 2295 | 9842 | 1256 | 1213 | 25138 | 0.92 | 0.99 | 11316.6
7708 | 4 | 322 | 2017-11-18 | 0.58491 | 1 | 0.58491 | 0.61446 | 0.71262 | 0.55123 | 0.58842 | 0.4875 | 0.40542 | 0.46425 | 0.43866 | 0.5082 | 0.45915 | 0.41992 | 0.45006 | 6 | 2 | 76 | 12181 | 4981 | 6101 | 8652 | 1526 | 2274 | 9913 | 1242 | 1193 | 25111 | 0.93 | 1.02 | 11071.73
7709 | 5 | 322 | 2017-11-18 | 0.58491 | 1 | 0.58491 | 0.62048 | 0.70005 | 0.55584 | 0.59445 | 0.49069 | 0.4019 | 0.46669 | 0.44001 | 0.51764 | 0.46248 | 0.41957 | 0.45667 | 6 | 2 | 77 | 12283 | 5032 | 6141 | 8577 | 1534 | 2281 | 10097 | 1251 | 1192 | 25480 | 0.93 | 1.03 | 10876.555
7710 | 6 | 322 | 2017-11-18 | 0.61635 | 1 | 0.61635 | 0.6747 | 0.69248 | 0.56865 | 0.61075 | 0.503 | 0.405 | 0.47855 | 0.45332 | 0.53737 | 0.4732 | 0.42802 | 0.47422 | 6 | 2 | 78 | 12566 | 5170 | 6295 | 8643 | 1573 | 2350 | 10482 | 1280 | 1216 | 26459 | 0.98 | 1.12 | 10758.83
7711 | 7 | 322 | 2017-11-18 | 0.67296 | 1 | 0.67296 | 0.75904 | 0.68725 | 0.59032 | 0.63757 | 0.52793 | 0.41905 | 0.50228 | 0.47377 | 0.56424 | 0.49057 | 0.44456 | 0.4973 | 6 | 2 | 79 | 13045 | 5397 | 6607 | 8943 | 1651 | 2456 | 11006 | 1327 | 1263 | 27747 | 1.07 | 1.26 | 10677.68
7712 | 8 | 322 | 2017-11-18 | 0.72327 | 1 | 0.72327 | 0.74699 | 0.67879 | 0.61006 | 0.6593 | 0.5471 | 0.44019 | 0.52692 | 0.49556 | 0.58444 | 0.50684 | 0.45899 | 0.5148 | 6 | 2 | 80 | 13481 | 5581 | 6847 | 9394 | 1732 | 2569 | 11400 | 1371 | 1304 | 28723 | 1.15 | 1.24 | 10546.135
7713 | 9 | 322 | 2017-11-18 | 0.75472 | 1 | 0.75472 | 0.71084 | 0.73509 | 0.62567 | 0.67348 | 0.55949 | 0.45593 | 0.54609 | 0.51273 | 0.58643 | 0.52015 | 0.47237 | 0.52349 | 6 | 2 | 81 | 13826 | 5701 | 7002 | 9730 | 1795 | 2658 | 11439 | 1407 | 1342 | 29208 | 1.2 | 1.18 | 11420.965
7714 | 10 | 322 | 2017-11-18 | 0.79245 | 1 | 0.79245 | 0.6747 | 0.80309 | 0.63196 | 0.67773 | 0.57387 | 0.47196 | 0.56313 | 0.52604 | 0.57044 | 0.53383 | 0.478 | 0.52376 | 6 | 2 | 82 | 13965 | 5737 | 7182 | 10072 | 1851 | 2727 | 11127 | 1444 | 1358 | 29223 | 1.26 | 1.12 | 12477.48
7715 | 11 | 322 | 2017-11-18 | 0.73585 | 1 | 0.73585 | 0.6506 | 0.84627 | 0.6296 | 0.67277 | 0.57954 | 0.48362 | 0.56769 | 0.53414 | 0.5507 | 0.53863 | 0.47202 | 0.51906 | 6 | 2 | 83 | 13913 | 5695 | 7253 | 10321 | 1866 | 2769 | 10742 | 1457 | 1341 | 28961 | 1.17 | 1.08 | 13148.295
7716 | 12 | 322 | 2017-11-18 | 0.72327 | 1 | 0.72327 | 0.61446 | 0.85829 | 0.62001 | 0.65907 | 0.57539 | 0.48986 | 0.56678 | 0.53299 | 0.53014 | 0.53715 | 0.46216 | 0.50979 | 6 | 2 | 84 | 13701 | 5579 | 7201 | 10454 | 1863 | 2763 | 10341 | 1453 | 1313 | 28444 | 1.15 | 1.02 | 13334.96
7717 | 13 | 322 | 2017-11-18 | 0.71069 | 1 | 0.71069 | 0.63855 | 0.83365 | 0.60625 | 0.64265 | 0.567 | 0.49046 | 0.55948 | 0.52778 | 0.51425 | 0.53309 | 0.44984 | 0.49927 | 6 | 2 | 85 | 13397 | 5440 | 7096 | 10467 | 1839 | 2736 | 10031 | 1442 | 1278 | 27857 | 1.13 | 1.06 | 12952.21
7718 | 14 | 322 | 2017-11-18 | 0.69182 | 1 | 0.69182 | 0.62048 | 0.83998 | 0.5958 | 0.63048 | 0.55997 | 0.48789 | 0.55005 | 0.52006 | 0.49903 | 0.52791 | 0.43858 | 0.49092 | 6 | 2 | 86 | 13166 | 5337 | 7008 | 10412 | 1808 | 2696 | 9734 | 1428 | 1246 | 27391 | 1.1 | 1.03 | 13050.635
7719 | 15 | 322 | 2017-11-18 | 0.67296 | 1 | 0.67296 | 0.62048 | 0.8466 | 0.58625 | 0.62138 | 0.5519 | 0.48058 | 0.54122 | 0.5137 | 0.49031 | 0.52237 | 0.43259 | 0.48786 | 6 | 2 | 87 | 12955 | 5260 | 6907 | 10256 | 1779 | 2663 | 9564 | 1413 | 1229 | 27220 | 1.07 | 1.03 | 13153.435
7720 | 16 | 322 | 2017-11-18 | 0.68553 | 1 | 0.68553 | 0.63253 | 0.84537 | 0.58358 | 0.61996 | 0.5487 | 0.47673 | 0.5394 | 0.5135 | 0.49005 | 0.51682 | 0.4333 | 0.49166 | 6 | 2 | 88 | 12896 | 5248 | 6867 | 10174 | 1773 | 2662 | 9559 | 1398 | 1231 | 27432 | 1.09 | 1.05 | 13134.275
7721 | 17 | 322 | 2017-11-18 | 0.66667 | 1 | 0.66667 | 0.71084 | 0.83299 | 0.58598 | 0.63296 | 0.55485 | 0.47739 | 0.54609 | 0.51871 | 0.50046 | 0.52348 | 0.43893 | 0.51707 | 6 | 2 | 89 | 12949 | 5358 | 6944 | 10188 | 1795 | 2689 | 9762 | 1416 | 1247 | 28850 | 1.06 | 1.18 | 12941.93
7722 | 18 | 322 | 2017-11-18 | 0.69811 | 1 | 0.69811 | 0.71687 | 0.79767 | 0.60906 | 0.65871 | 0.57547 | 0.49463 | 0.56617 | 0.54244 | 0.53307 | 0.54233 | 0.4597 | 0.54444 | 6 | 2 | 90 | 13459 | 5576 | 7202 | 10556 | 1861 | 2812 | 10398 | 1467 | 1306 | 30377 | 1.11 | 1.19 | 12393.195
7723 | 19 | 322 | 2017-11-18 | 0.72327 | 1 | 0.72327 | 0.76506 | 0.79425 | 0.61811 | 0.66474 | 0.58266 | 0.51488 | 0.57256 | 0.55285 | 0.54265 | 0.55157 | 0.47941 | 0.54856 | 6 | 2 | 91 | 13659 | 5627 | 7292 | 10988 | 1882 | 2866 | 10585 | 1492 | 1362 | 30607 | 1.15 | 1.27 | 12340.135
7724 | 20 | 322 | 2017-11-18 | 0.78616 | 1 | 0.78616 | 0.80723 | 0.85572 | 0.61259 | 0.66202 | 0.58058 | 0.5176 | 0.56739 | 0.549 | 0.53881 | 0.54935 | 0.48962 | 0.54039 | 6 | 2 | 92 | 13537 | 5604 | 7266 | 11046 | 1865 | 2846 | 10510 | 1486 | 1391 | 30151 | 1.25 | 1.34 | 13295.155
7725 | 21 | 322 | 2017-11-18 | 0.83648 | 1 | 0.83648 | 0.86145 | 0.85805 | 0.60512 | 0.65151 | 0.57187 | 0.51033 | 0.55978 | 0.53897 | 0.52686 | 0.54159 | 0.49173 | 0.52739 | 6 | 2 | 93 | 13372 | 5515 | 7157 | 10891 | 1840 | 2794 | 10277 | 1465 | 1397 | 29426 | 1.33 | 1.43 | 13331.25
7726 | 22 | 322 | 2017-11-18 | 0.81761 | 1 | 0.81761 | 0.8494 | 0.84073 | 0.58865 | 0.63107 | 0.55549 | 0.5003 | 0.54609 | 0.52585 | 0.50831 | 0.52717 | 0.48363 | 0.50874 | 6 | 2 | 94 | 13008 | 5342 | 6952 | 10677 | 1795 | 2726 | 9915 | 1426 | 1374 | 28385 | 1.3 | 1.41 | 13062.215
7727 | 23 | 322 | 2017-11-18 | 0.75472 | 1 | 0.75472 | 0.72892 | 0.82665 | 0.5672 | 0.60035 | 0.5312 | 0.48878 | 0.52206 | 0.50444 | 0.48283 | 0.50499 | 0.47131 | 0.48366 | 6 | 2 | 95 | 12534 | 5082 | 6648 | 10431 | 1716 | 2615 | 9418 | 1366 | 1339 | 26986 | 1.2 | 1.21 | 12843.495
7728 | 24 | 322 | 2017-11-18 | 0.68553 | 1 | 0.68553 | 0.6506 | 0.80437 | 0.54095 | 0.57153 | 0.50515 | 0.46764 | 0.49498 | 0.48032 | 0.45463 | 0.48096 | 0.45266 | 0.45728 | 6 | 2 | 96 | 11954 | 4838 | 6322 | 9980 | 1627 | 2490 | 8868 | 1301 | 1286 | 25514 | 1.09 | 1.08 | 12497.315
7729 | 1 | 323 | 2017-11-19 | 0.61635 | 1 | 0.61635 | 0.62651 | 0.77096 | 0.53815 | 0.54979 | 0.50068 | 0.45143 | 0.4749 | 0.45621 | 0.41849 | 0.46617 | 0.42415 | 0.43081 | 7 | 3 | 97 | 11892 | 4654 | 6266 | 9634 | 1561 | 2365 | 8163 | 1261 | 1205 | 24037 | 0.98 | 1.04 | 11978.235
7730 | 2 | 323 | 2017-11-19 | 0.60377 | 1 | 0.60377 | 0.60241 | 0.74542 | 0.52561 | 0.53562 | 0.48246 | 0.43564 | 0.46425 | 0.44309 | 0.40511 | 0.45176 | 0.41394 | 0.41464 | 7 | 3 | 98 | 11615 | 4534 | 6038 | 9297 | 1526 | 2297 | 7902 | 1222 | 1176 | 23135 | 0.96 | 1 | 11581.36
7731 | 3 | 323 | 2017-11-19 | 0.59748 | 1 | 0.59748 | 0.59036 | 0.72049 | 0.51901 | 0.53101 | 0.47767 | 0.42453 | 0.45604 | 0.43924 | 0.39742 | 0.44473 | 0.41464 | 0.40522 | 7 | 3 | 99 | 11469 | 4495 | 5978 | 9060 | 1499 | 2277 | 7752 | 1203 | 1178 | 22609 | 0.95 | 0.98 | 11194.145
7732 | 4 | 323 | 2017-11-19 | 0.61635 | 1 | 0.61635 | 0.59036 | 0.6999 | 0.51756 | 0.53089 | 0.47032 | 0.41863 | 0.45361 | 0.43827 | 0.39449 | 0.43919 | 0.41816 | 0.40179 | 7 | 3 | 100 | 11437 | 4494 | 5886 | 8934 | 1491 | 2272 | 7695 | 1188 | 1188 | 22418 | 0.98 | 0.98 | 10874.225
7733 | 5 | 323 | 2017-11-19 | 0.64151 | 1 | 0.64151 | 0.60843 | 0.68772 | 0.52331 | 0.53479 | 0.47247 | 0.4168 | 0.45756 | 0.44309 | 0.39803 | 0.44067 | 0.42731 | 0.40489 | 7 | 3 | 101 | 11564 | 4527 | 5913 | 8895 | 1504 | 2297 | 7764 | 1192 | 1214 | 22591 | 1.02 | 1.01 | 10684.93
7734 | 6 | 323 | 2017-11-19 | 0.71698 | 1 | 0.71698 | 0.6506 | 0.67866 | 0.53408 | 0.54755 | 0.48374 | 0.41971 | 0.46577 | 0.45409 | 0.40582 | 0.44991 | 0.44351 | 0.41609 | 7 | 3 | 102 | 11802 | 4635 | 6054 | 8957 | 1531 | 2354 | 7916 | 1217 | 1260 | 23216 | 1.14 | 1.08 | 10544.215
7735 | 7 | 323 | 2017-11-19 | 0.77358 | 1 | 0.77358 | 0.68675 | 0.66367 | 0.55068 | 0.56858 | 0.49644 | 0.42936 | 0.48433 | 0.47377 | 0.42182 | 0.46322 | 0.46744 | 0.43475 | 7 | 3 | 103 | 12169 | 4813 | 6213 | 9163 | 1592 | 2456 | 8228 | 1253 | 1328 | 24257 | 1.23 | 1.14 | 10311.225
7736 | 8 | 323 | 2017-11-19 | 0.77987 | 1 | 0.77987 | 0.71687 | 0.63637 | 0.57069 | 0.59457 | 0.52074 | 0.43742 | 0.5108 | 0.49421 | 0.44212 | 0.478 | 0.50264 | 0.45049 | 7 | 3 | 104 | 12611 | 5033 | 6517 | 9335 | 1679 | 2562 | 8624 | 1293 | 1428 | 25135 | 1.24 | 1.19 | 9887.07
7737 | 9 | 323 | 2017-11-19 | 0.73585 | 1 | 0.73585 | 0.77108 | 0.65776 | 0.591 | 0.62138 | 0.52952 | 0.44187 | 0.53453 | 0.51505 | 0.4696 | 0.49279 | 0.54241 | 0.47373 | 7 | 3 | 105 | 13060 | 5260 | 6627 | 9430 | 1757 | 2670 | 9160 | 1333 | 1541 | 26432 | 1.17 | 1.28 | 10219.53
7738 | 10 | 323 | 2017-11-19 | 0.67925 | 1 | 0.67925 | 0.74096 | 0.69482 | 0.6096 | 0.63887 | 0.54894 | 0.45794 | 0.55491 | 0.53029 | 0.48893 | 0.51201 | 0.56213 | 0.48972 | 7 | 3 | 106 | 13471 | 5408 | 6870 | 9773 | 1824 | 2749 | 9537 | 1385 | 1597 | 27324 | 1.08 | 1.23 | 10795.295
7739 | 11 | 323 | 2017-11-19 | 0.66667 | 1 | 0.66667 | 0.75301 | 0.7323 | 0.61653 | 0.63662 | 0.5686 | 0.46343 | 0.56769 | 0.54012 | 0.49718 | 0.52237 | 0.54769 | 0.49789 | 7 | 3 | 107 | 13624 | 5389 | 7116 | 9890 | 1866 | 2800 | 9698 | 1413 | 1556 | 27780 | 1.06 | 1.25 | 11377.635
7740 | 12 | 323 | 2017-11-19 | 0.6478 | 1 | 0.6478 | 0.73494 | 0.74794 | 0.61463 | 0.63532 | 0.57595 | 0.46591 | 0.57469 | 0.54147 | 0.50041 | 0.53161 | 0.53854 | 0.50168 | 7 | 3 | 108 | 13582 | 5378 | 7208 | 9943 | 1889 | 2807 | 9761 | 1438 | 1530 | 27991 | 1.03 | 1.22 | 11620.63
7741 | 13 | 323 | 2017-11-19 | 0.66667 | 1 | 0.66667 | 0.71084 | 0.74218 | 0.61422 | 0.6352 | 0.57731 | 0.46169 | 0.57956 | 0.54495 | 0.50502 | 0.53604 | 0.53326 | 0.50517 | 7 | 3 | 109 | 13573 | 5377 | 7225 | 9853 | 1905 | 2825 | 9851 | 1450 | 1515 | 28186 | 1.06 | 1.18 | 11531.12
7742 | 14 | 323 | 2017-11-19 | 0.6478 | 1 | 0.6478 | 0.70482 | 0.75233 | 0.6087 | 0.63131 | 0.58154 | 0.46048 | 0.57864 | 0.54398 | 0.50651 | 0.53937 | 0.52763 | 0.50775 | 7 | 3 | 110 | 13451 | 5344 | 7278 | 9827 | 1902 | 2820 | 9880 | 1459 | 1499 | 28330 | 1.03 | 1.17 | 11688.74
7743 | 15 | 323 | 2017-11-19 | 0.62893 | 1 | 0.62893 | 0.69277 | 0.7566 | 0.60707 | 0.62812 | 0.58194 | 0.45762 | 0.57621 | 0.54475 | 0.50897 | 0.53826 | 0.52658 | 0.51255 | 7 | 3 | 111 | 13415 | 5317 | 7283 | 9766 | 1894 | 2824 | 9928 | 1456 | 1496 | 28598 | 1 | 1.15 | 11755.12
7744 | 16 | 323 | 2017-11-19 | 0.67296 | 1 | 0.67296 | 0.69277 | 0.75794 | 0.61092 | 0.63249 | 0.5833 | 0.45331 | 0.57956 | 0.54919 | 0.51553 | 0.539 | 0.52974 | 0.52168 | 7 | 3 | 112 | 13500 | 5354 | 7300 | 9674 | 1905 | 2847 | 10056 | 1458 | 1505 | 29107 | 1.07 | 1.15 | 11775.96
7745 | 17 | 323 | 2017-11-19 | 0.72327 | 1 | 0.72327 | 0.75301 | 0.74929 | 0.62983 | 0.6534 | 0.60152 | 0.45977 | 0.59385 | 0.56617 | 0.54024 | 0.55009 | 0.54629 | 0.54648 | 7 | 3 | 113 | 13918 | 5531 | 7528 | 9812 | 1952 | 2935 | 10538 | 1488 | 1552 | 30491 | 1.15 | 1.25 | 11641.495
7746 | 18 | 323 | 2017-11-19 | 0.7673 | 1 | 0.7673 | 0.80723 | 0.72694 | 0.67631 | 0.6964 | 0.64459 | 0.49046 | 0.62063 | 0.60243 | 0.57075 | 0.57856 | 0.58923 | 0.58532 | 7 | 3 | 114 | 14945 | 5895 | 8067 | 10467 | 2040 | 3123 | 11133 | 1565 | 1674 | 32658 | 1.22 | 1.34 | 11294.21
7747 | 19 | 323 | 2017-11-19 | 0.77358 | 1 | 0.77358 | 0.83133 | 0.72784 | 0.68413 | 0.71211 | 0.65346 | 0.52481 | 0.63523 | 0.62095 | 0.57721 | 0.58632 | 0.62478 | 0.58907 | 7 | 3 | 115 | 15118 | 6028 | 8178 | 11200 | 2088 | 3219 | 11259 | 1586 | 1775 | 32867 | 1.23 | 1.38 | 11308.32
7748 | 20 | 323 | 2017-11-19 | 0.80503 | 1 | 0.80503 | 0.8494 | 0.80601 | 0.67839 | 0.71613 | 0.65489 | 0.52626 | 0.63888 | 0.61806 | 0.57095 | 0.58595 | 0.64836 | 0.58423 | 7 | 3 | 116 | 14991 | 6062 | 8196 | 11231 | 2100 | 3204 | 11137 | 1585 | 1842 | 32597 | 1.28 | 1.41 | 12522.705
7749 | 21 | 323 | 2017-11-19 | 0.89937 | 1 | 0.89937 | 0.93373 | 0.81962 | 0.67721 | 0.71305 | 0.64387 | 0.52364 | 0.63097 | 0.61015 | 0.56014 | 0.58226 | 0.65716 | 0.57376 | 7 | 3 | 117 | 14965 | 6036 | 8058 | 11175 | 2074 | 3163 | 10926 | 1575 | 1867 | 32013 | 1.43 | 1.55 | 12734.27
7750 | 22 | 323 | 2017-11-19 | 0.88679 | 1 | 0.88679 | 0.90964 | 0.81392 | 0.65608 | 0.69321 | 0.63084 | 0.5146 | 0.6112 | 0.58546 | 0.53476 | 0.56821 | 0.64449 | 0.55127 | 7 | 3 | 118 | 14498 | 5868 | 7895 | 10982 | 2009 | 3035 | 10431 | 1537 | 1831 | 30758 | 1.41 | 1.51 | 12645.685
7751 | 23 | 323 | 2017-11-19 | 0.79874 | 1 | 0.79874 | 0.85542 | 0.80175 | 0.63286 | 0.67076 | 0.60304 | 0.50096 | 0.5902 | 0.55768 | 0.5041 | 0.54418 | 0.62232 | 0.52114 | 7 | 3 | 119 | 13985 | 5678 | 7547 | 10691 | 1940 | 2891 | 9833 | 1472 | 1768 | 29077 | 1.27 | 1.42 | 12456.54
7752 | 24 | 323 | 2017-11-19 | 0.7044 | 1 | 0.7044 | 0.77108 | 0.77447 | 0.61223 | 0.64383 | 0.57962 | 0.47702 | 0.57286 | 0.53472 | 0.47201 | 0.51793 | 0.60507 | 0.49243 | 7 | 3 | 120 | 13529 | 5450 | 7254 | 10180 | 1883 | 2772 | 9207 | 1401 | 1719 | 27475 | 1.12 | 1.28 | 12032.68
7753 | 1 | 324 | 2017-11-20 | 0.76101 | 1 | 0.76101 | 0.71687 | 0.80131 | 0.61662 | 0.62032 | 0.54423 | 0.45396 | 0.55522 | 0.51543 | 0.47821 | 0.49612 | 0.6012 | 0.45443 | 1 | 1 | 121 | 13626 | 5251 | 6811 | 9688 | 1825 | 2672 | 9328 | 1342 | 1708 | 25355 | 1.21 | 1.19 | 12449.825
7754 | 2 | 324 | 2017-11-20 | 0.71698 | 1 | 0.71698 | 0.66867 | 0.77242 | 0.612 | 0.6137 | 0.53544 | 0.43855 | 0.54974 | 0.50868 | 0.47611 | 0.48577 | 0.60331 | 0.44472 | 1 | 1 | 122 | 13524 | 5195 | 6701 | 9359 | 1807 | 2637 | 9287 | 1314 | 1714 | 24813 | 1.14 | 1.11 | 12000.945
7755 | 3 | 324 | 2017-11-20 | 0.7044 | 1 | 0.7044 | 0.64458 | 0.74901 | 0.61209 | 0.61559 | 0.53312 | 0.43081 | 0.54731 | 0.50887 | 0.48098 | 0.48133 | 0.6114 | 0.44241 | 1 | 1 | 123 | 13526 | 5211 | 6672 | 9194 | 1799 | 2638 | 9382 | 1302 | 1737 | 24684 | 1.12 | 1.07 | 11637.225
7756 | 4 | 324 | 2017-11-20 | 0.69811 | 1 | 0.69811 | 0.63253 | 0.73082 | 0.61988 | 0.62315 | 0.53536 | 0.42824 | 0.55035 | 0.51466 | 0.49287 | 0.48244 | 0.61844 | 0.44741 | 1 | 1 | 124 | 13698 | 5275 | 6700 | 9139 | 1809 | 2668 | 9614 | 1305 | 1757 | 24963 | 1.11 | 1.05 | 11354.585
7757 | 5 | 324 | 2017-11-20 | 0.69182 | 1 | 0.69182 | 0.63253 | 0.71832 | 0.63906 | 0.6417 | 0.54998 | 0.43049 | 0.56678 | 0.53164 | 0.52097 | 0.4939 | 0.6378 | 0.46517 | 1 | 1 | 125 | 14122 | 5432 | 6883 | 9187 | 1863 | 2756 | 10162 | 1336 | 1812 | 25954 | 1.1 | 1.05 | 11160.345
7758 | 6 | 324 | 2017-11-20 | 0.7044 | 1 | 0.7044 | 0.68072 | 0.72546 | 0.68047 | 0.68269 | 0.5857 | 0.44642 | 0.60724 | 0.5735 | 0.57285 | 0.52458 | 0.67969 | 0.50727 | 1 | 1 | 126 | 15037 | 5779 | 7330 | 9527 | 1996 | 2973 | 11174 | 1419 | 1931 | 28303 | 1.12 | 1.13 | 11271.335
7759 | 7 | 324 | 2017-11-20 | 0.75472 | 1 | 0.75472 | 0.74096 | 0.7356 | 0.74948 | 0.74105 | 0.64499 | 0.48255 | 0.67235 | 0.63542 | 0.64026 | 0.57227 | 0.74129 | 0.57199 | 1 | 1 | 127 | 16562 | 6273 | 8072 | 10298 | 2210 | 3294 | 12489 | 1548 | 2106 | 31914 | 1.2 | 1.23 | 11428.795
7760 | 8 | 324 | 2017-11-20 | 0.81761 | 1 | 0.81761 | 0.77711 | 0.74366 | 0.78378 | 0.7668 | 0.68022 | 0.53371 | 0.71129 | 0.66493 | 0.66267 | 0.60333 | 0.75044 | 0.60122 | 1 | 1 | 128 | 17320 | 6491 | 8513 | 11390 | 2338 | 3447 | 12926 | 1632 | 2132 | 33545 | 1.3 | 1.29 | 11554.04
7761 | 9 | 324 | 2017-11-20 | 0.84277 | 1 | 0.84277 | 0.83133 | 0.84656 | 0.7769 | 0.76397 | 0.6863 | 0.55785 | 0.71281 | 0.65953 | 0.64293 | 0.61257 | 0.71559 | 0.59581 | 1 | 1 | 129 | 17168 | 6467 | 8589 | 11905 | 2343 | 3419 | 12541 | 1657 | 2033 | 33243 | 1.34 | 1.38 | 13152.805
7762 | 10 | 324 | 2017-11-20 | 0.8805 | 1 | 0.8805 | 0.85542 | 0.91285 | 0.76052 | 0.75027 | 0.68558 | 0.56164 | 0.70916 | 0.64468 | 0.61345 | 0.61553 | 0.66843 | 0.58459 | 1 | 1 | 130 | 16806 | 6351 | 8580 | 11986 | 2331 | 3342 | 11966 | 1665 | 1899 | 32617 | 1.4 | 1.42 | 14182.66
7763 | 11 | 324 | 2017-11-20 | 0.84906 | 1 | 0.84906 | 0.83133 | 0.9624 | 0.74459 | 0.73621 | 0.68262 | 0.56052 | 0.70246 | 0.63349 | 0.58977 | 0.61405 | 0.62161 | 0.57478 | 1 | 1 | 131 | 16454 | 6232 | 8543 | 11962 | 2309 | 3284 | 11504 | 1661 | 1766 | 32070 | 1.35 | 1.38 | 14952.575
7764 | 12 | 324 | 2017-11-20 | 0.8239 | 1 | 0.8239 | 0.78916 | 0.97754 | 0.72622 | 0.72321 | 0.67495 | 0.55874 | 0.6903 | 0.61651 | 0.57147 | 0.61294 | 0.58641 | 0.56412 | 1 | 1 | 132 | 16048 | 6122 | 8447 | 11924 | 2269 | 3196 | 11147 | 1658 | 1666 | 31475 | 1.31 | 1.31 | 15187.805
7765 | 13 | 324 | 2017-11-20 | 0.80503 | 1 | 0.80503 | 0.78916 | 0.95214 | 0.71006 | 0.70632 | 0.66656 | 0.55503 | 0.68269 | 0.60397 | 0.55573 | 0.60998 | 0.55473 | 0.55564 | 1 | 1 | 133 | 15691 | 5979 | 8342 | 11845 | 2244 | 3131 | 10840 | 1650 | 1576 | 31002 | 1.28 | 1.31 | 14793.225
7766 | 14 | 324 | 2017-11-20 | 0.81132 | 1 | 0.81132 | 0.74699 | 0.97576 | 0.70061 | 0.69569 | 0.66272 | 0.55152 | 0.67052 | 0.59491 | 0.54583 | 0.60555 | 0.52798 | 0.55243 | 1 | 1 | 134 | 15482 | 5889 | 8294 | 11770 | 2204 | 3084 | 10647 | 1638 | 1500 | 30823 | 1.29 | 1.24 | 15160.185
7767 | 15 | 324 | 2017-11-20 | 0.76101 | 1 | 0.76101 | 0.74096 | 1 | 0.68703 | 0.6834 | 0.65218 | 0.54965 | 0.65713 | 0.58681 | 0.5405 | 0.59852 | 0.51144 | 0.55096 | 1 | 1 | 135 | 15182 | 5785 | 8162 | 11730 | 2160 | 3042 | 10543 | 1619 | 1453 | 30741 | 1.21 | 1.23 | 15536.75
7768 | 16 | 324 | 2017-11-20 | 0.77358 | 1 | 0.77358 | 0.72892 | 0.99944 | 0.6792 | 0.68399 | 0.64491 | 0.54468 | 0.64405 | 0.58237 | 0.54363 | 0.59409 | 0.50475 | 0.55679 | 1 | 1 | 136 | 15009 | 5790 | 8071 | 11624 | 2117 | 3019 | 10604 | 1607 | 1434 | 31066 | 1.23 | 1.21 | 15528.105
7769 | 17 | 324 | 2017-11-20 | 0.77987 | 1 | 0.77987 | 0.72289 | 0.98608 | 0.6845 | 0.70077 | 0.64674 | 0.54295 | 0.64466 | 0.58661 | 0.56526 | 0.59741 | 0.51426 | 0.57889 | 1 | 1 | 137 | 15126 | 5932 | 8094 | 11587 | 2119 | 3041 | 11026 | 1616 | 1461 | 32299 | 1.24 | 1.2 | 15320.515
7770 | 18 | 324 | 2017-11-20 | 0.83648 | 1 | 0.83648 | 0.77108 | 0.92154 | 0.71292 | 0.73987 | 0.66648 | 0.56108 | 0.669 | 0.61343 | 0.61273 | 0.61774 | 0.55227 | 0.61744 | 1 | 1 | 138 | 15754 | 6263 | 8341 | 11974 | 2199 | 3180 | 11952 | 1671 | 1569 | 34450 | 1.33 | 1.28 | 14317.695
7771 | 19 | 324 | 2017-11-20 | 0.83648 | 1 | 0.83648 | 0.80723 | 0.8823 | 0.73491 | 0.76066 | 0.67679 | 0.57921 | 0.68786 | 0.63445 | 0.63222 | 0.62255 | 0.59908 | 0.6242 | 1 | 1 | 139 | 16240 | 6439 | 8470 | 12361 | 2261 | 3289 | 12332 | 1684 | 1702 | 34827 | 1.33 | 1.34 | 13708.055
7772 | 20 | 324 | 2017-11-20 | 0.90566 | 1 | 0.90566 | 0.8494 | 0.93549 | 0.74161 | 0.76775 | 0.67591 | 0.57415 | 0.68664 | 0.63657 | 0.63468 | 0.61885 | 0.62584 | 0.62163 | 1 | 1 | 140 | 16388 | 6499 | 8459 | 12253 | 2257 | 3300 | 12380 | 1674 | 1778 | 34684 | 1.44 | 1.41 | 14534.475
7773 | 21 | 324 | 2017-11-20 | 0.98742 | 1 | 0.98742 | 0.88554 | 0.93593 | 0.73608 | 0.76125 | 0.6652 | 0.56736 | 0.67569 | 0.63021 | 0.62627 | 0.61109 | 0.63288 | 0.6074 | 1 | 1 | 141 | 16266 | 6444 | 8325 | 12108 | 2221 | 3267 | 12216 | 1653 | 1798 | 33890 | 1.57 | 1.47 | 14541.295
7774 | 22 | 324 | 2017-11-20 | 1 | 1 | 1 | 0.84337 | 0.9084 | 0.71368 | 0.73585 | 0.64059 | 0.55494 | 0.65044 | 0.60764 | 0.60089 | 0.59002 | 0.61316 | 0.57921 | 1 | 1 | 142 | 15771 | 6229 | 8017 | 11843 | 2138 | 3150 | 11721 | 1596 | 1742 | 32317 | 1.59 | 1.4 | 14113.52
7775 | 23 | 324 | 2017-11-20 | 0.91824 | 1 | 0.91824 | 0.74699 | 0.88374 | 0.68056 | 0.70112 | 0.604 | 0.53057 | 0.61393 | 0.5733 | 0.56603 | 0.5549 | 0.58677 | 0.53919 | 1 | 1 | 143 | 15039 | 5935 | 7559 | 11323 | 2018 | 2972 | 11041 | 1501 | 1667 | 30084 | 1.46 | 1.24 | 13730.465
7776 | 24 | 324 | 2017-11-20 | 0.79245 | 1 | 0.79245 | 0.63855 | 0.84359 | 0.64802 | 0.67005 | 0.56948 | 0.49482 | 0.57925 | 0.54263 | 0.53517 | 0.52052 | 0.55896 | 0.5032 | 1 | 1 | 144 | 14320 | 5672 | 7127 | 10560 | 1904 | 2813 | 10439 | 1408 | 1588 | 28076 | 1.26 | 1.06 | 13106.685
7777 | 1 | 325 | 2017-11-21 | 0.64151 | 1 | 0.64151 | 0.59639 | 0.80131 | 0.63209 | 0.64855 | 0.55621 | 0.46708 | 0.56769 | 0.51755 | 0.52302 | 0.49686 | 0.52059 | 0.47881 | 2 | 1 | 1 | 13968 | 5490 | 6961 | 9968 | 1866 | 2683 | 10202 | 1344 | 1479 | 26715 | 1.02 | 0.99 | 12449.825
7778 | 2 | 325 | 2017-11-21 | 0.60377 | 1 | 0.60377 | 0.57831 | 0.77242 | 0.62445 | 0.63816 | 0.54367 | 0.44539 | 0.55522 | 0.50637 | 0.51846 | 0.48577 | 0.51496 | 0.46732 | 2 | 1 | 2 | 13799 | 5402 | 6804 | 9505 | 1825 | 2625 | 10113 | 1314 | 1463 | 26074 | 0.96 | 0.96 | 12000.945
7779 | 3 | 325 | 2017-11-21 | 0.60377 | 1 | 0.60377 | 0.56024 | 0.74901 | 0.62024 | 0.64005 | 0.53744 | 0.43377 | 0.54822 | 0.50231 | 0.51999 | 0.48022 | 0.51426 | 0.46366 | 2 | 1 | 3 | 13706 | 5418 | 6726 | 9257 | 1802 | 2604 | 10143 | 1299 | 1461 | 25870 | 0.96 | 0.93 | 11637.225
7780 | 4 | 325 | 2017-11-21 | 0.59119 | 1 | 0.59119 | 0.54819 | 0.73082 | 0.62431 | 0.64359 | 0.53608 | 0.42824 | 0.54913 | 0.50424 | 0.52661 | 0.48096 | 0.52094 | 0.46606 | 2 | 1 | 4 | 13796 | 5448 | 6709 | 9139 | 1805 | 2614 | 10272 | 1301 | 1480 | 26004 | 0.94 | 0.91 | 11354.585
7781 | 5 | 325 | 2017-11-21 | 0.62893 | 1 | 0.62893 | 0.54819 | 0.71832 | 0.63929 | 0.6658 | 0.54215 | 0.42828 | 0.56343 | 0.51813 | 0.54609 | 0.49094 | 0.53397 | 0.48192 | 2 | 1 | 5 | 14127 | 5636 | 6785 | 9140 | 1852 | 2686 | 10652 | 1328 | 1517 | 26889 | 1 | 0.91 | 11160.345
7782 | 6 | 325 | 2017-11-21 | 0.69182 | 1 | 0.69182 | 0.56627 | 0.72546 | 0.6787 | 0.70254 | 0.57387 | 0.44075 | 0.60176 | 0.55536 | 0.59038 | 0.52015 | 0.57128 | 0.52236 | 2 | 1 | 6 | 14998 | 5947 | 7182 | 9406 | 1978 | 2879 | 11516 | 1407 | 1623 | 29145 | 1.1 | 0.94 | 11271.335
7783 | 7 | 325 | 2017-11-21 | 0.76101 | 1 | 0.76101 | 0.62651 | 0.7356 | 0.74898 | 0.76267 | 0.62972 | 0.47435 | 0.66596 | 0.6115 | 0.65662 | 0.56488 | 0.63428 | 0.58426 | 2 | 1 | 7 | 16551 | 6456 | 7881 | 10123 | 2189 | 3170 | 12808 | 1528 | 1802 | 32599 | 1.21 | 1.04 | 11428.795
7784 | 8 | 325 | 2017-11-21 | 0.77358 | 1 | 0.77358 | 0.6988 | 0.74366 | 0.77134 | 0.78063 | 0.66233 | 0.52612 | 0.70277 | 0.63638 | 0.67384 | 0.59224 | 0.63992 | 0.60539 | 2 | 1 | 8 | 17045 | 6608 | 8289 | 11228 | 2310 | 3299 | 13144 | 1602 | 1818 | 33778 | 1.23 | 1.16 | 11554.04
7785 | 9 | 325 | 2017-11-21 | 0.72327 | 1 | 0.72327 | 0.73494 | 0.84656 | 0.75672 | 0.76432 | 0.66672 | 0.55635 | 0.70125 | 0.63117 | 0.63765 | 0.59963 | 0.59944 | 0.59111 | 2 | 1 | 9 | 16722 | 6470 | 8344 | 11873 | 2305 | 3272 | 12438 | 1622 | 1703 | 32981 | 1.15 | 1.22 | 13152.805
7786 | 10 | 325 | 2017-11-21 | 0.7044 | 1 | 0.7044 | 0.74096 | 0.91285 | 0.74056 | 0.74235 | 0.6688 | 0.56652 | 0.69395 | 0.61728 | 0.60048 | 0.59963 | 0.56917 | 0.57154 | 2 | 1 | 10 | 16365 | 6284 | 8370 | 12090 | 2281 | 3200 | 11713 | 1622 | 1617 | 31889 | 1.12 | 1.23 | 14182.66
7787 | 11 | 325 | 2017-11-21 | 0.72956 | 1 | 0.72956 | 0.73494 | 0.9624 | 0.725 | 0.72345 | 0.66784 | 0.5704 | 0.68664 | 0.60957 | 0.57444 | 0.60074 | 0.52869 | 0.55826 | 2 | 1 | 11 | 16021 | 6124 | 8358 | 12173 | 2257 | 3160 | 11205 | 1625 | 1502 | 31148 | 1.16 | 1.22 | 14952.575
7788 | 12 | 325 | 2017-11-21 | 0.67925 | 1 | 0.67925 | 0.74096 | 0.97754 | 0.70608 | 0.70538 | 0.66177 | 0.57218 | 0.67417 | 0.59626 | 0.55388 | 0.59519 | 0.50933 | 0.54761 | 2 | 1 | 12 | 15603 | 5971 | 8282 | 12211 | 2216 | 3091 | 10804 | 1610 | 1447 | 30554 | 1.08 | 1.23 | 15187.805
7789 | 13 | 325 | 2017-11-21 | 0.6478 | 1 | 0.6478 | 0.75904 | 0.95214 | 0.69183 | 0.68978 | 0.65649 | 0.5719 | 0.66778 | 0.587 | 0.53896 | 0.59298 | 0.47976 | 0.54001 | 2 | 1 | 13 | 15288 | 5839 | 8216 | 12205 | 2195 | 3043 | 10513 | 1604 | 1363 | 30130 | 1.03 | 1.26 | 14793.225
7790 | 14 | 325 | 2017-11-21 | 0.6478 | 1 | 0.6478 | 0.77711 | 0.97576 | 0.68192 | 0.67986 | 0.65489 | 0.57012 | 0.66018 | 0.5816 | 0.53184 | 0.59335 | 0.44949 | 0.53982 | 2 | 1 | 14 | 15069 | 5755 | 8196 | 12167 | 2170 | 3015 | 10374 | 1605 | 1277 | 30119 | 1.03 | 1.29 | 15160.185
7791 | 15 | 325 | 2017-11-21 | 0.66038 | 1 | 0.66038 | 0.79518 | 1 | 0.67056 | 0.67005 | 0.64826 | 0.57303 | 0.65044 | 0.57658 | 0.52799 | 0.58706 | 0.45547 | 0.54111 | 2 | 1 | 15 | 14818 | 5672 | 8113 | 12229 | 2138 | 2989 | 10299 | 1588 | 1294 | 30191 | 1.05 | 1.32 | 15536.75
7792 | 16 | 325 | 2017-11-21 | 0.66038 | 1 | 0.66038 | 0.84337 | 0.99944 | 0.66373 | 0.67112 | 0.64211 | 0.56928 | 0.6401 | 0.57446 | 0.53184 | 0.58336 | 0.45723 | 0.54919 | 2 | 1 | 16 | 14667 | 5681 | 8036 | 12149 | 2104 | 2978 | 10374 | 1578 | 1299 | 30642 | 1.05 | 1.4 | 15528.105
7793 | 17 | 325 | 2017-11-21 | 0.67925 | 1 | 0.67925 | 0.87349 | 0.98608 | 0.67278 | 0.68529 | 0.64579 | 0.57223 | 0.64344 | 0.57755 | 0.54855 | 0.58817 | 0.4692 | 0.57218 | 2 | 1 | 17 | 14867 | 5801 | 8082 | 12212 | 2115 | 2994 | 10700 | 1591 | 1333 | 31925 | 1.08 | 1.45 | 15320.515
7794 | 18 | 325 | 2017-11-21 | 0.73585 | 1 | 0.73585 | 0.95783 | 0.92154 | 0.70355 | 0.72321 | 0.66752 | 0.58774 | 0.6693 | 0.60127 | 0.58638 | 0.60555 | 0.50898 | 0.60565 | 2 | 1 | 18 | 15547 | 6122 | 8354 | 12543 | 2200 | 3117 | 11438 | 1638 | 1446 | 33792 | 1.17 | 1.59 | 14317.695
7795 | 19 | 325 | 2017-11-21 | 0.7673 | 1 | 0.7673 | 0.98193 | 0.8823 | 0.72061 | 0.73455 | 0.67519 | 0.60831 | 0.6833 | 0.61728 | 0.59787 | 0.60776 | 0.55086 | 0.60582 | 2 | 1 | 19 | 15924 | 6218 | 8450 | 12982 | 2246 | 3200 | 11662 | 1644 | 1565 | 33802 | 1.22 | 1.63 | 13708.055
7796 | 20 | 325 | 2017-11-21 | 0.86164 | 1 | 0.86164 | 1 | 0.93549 | 0.72106 | 0.73597 | 0.67095 | 0.60513 | 0.67904 | 0.61535 | 0.59048 | 0.60481 | 0.56917 | 0.59719 | 2 | 1 | 20 | 15934 | 6230 | 8397 | 12914 | 2232 | 3190 | 11518 | 1636 | 1617 | 33320 | 1.37 | 1.66 | 14534.475
7797 | 21 | 325 | 2017-11-21 | 0.88679 | 1 | 0.88679 | 0.99398 | 0.93593 | 0.71468 | 0.72475 | 0.66153 | 0.59739 | 0.67326 | 0.6086 | 0.57454 | 0.59445 | 0.57445 | 0.58084 | 2 | 1 | 21 | 15793 | 6135 | 8279 | 12749 | 2213 | 3155 | 11207 | 1608 | 1632 | 32408 | 1.41 | 1.65 | 14541.295
7798 | 22 | 325 | 2017-11-21 | 0.84906 | 1 | 0.84906 | 0.90964 | 0.9084 | 0.69287 | 0.69817 | 0.63979 | 0.58282 | 0.65227 | 0.58893 | 0.54824 | 0.57264 | 0.56248 | 0.55141 | 2 | 1 | 22 | 15311 | 5910 | 8007 | 12438 | 2144 | 3053 | 10694 | 1549 | 1598 | 30766 | 1.35 | 1.51 | 14113.52
7799 | 23 | 325 | 2017-11-21 | 0.7673 | 1 | 0.7673 | 0.79518 | 0.88374 | 0.65807 | 0.65954 | 0.60575 | 0.55935 | 0.6185 | 0.55613 | 0.51066 | 0.53974 | 0.53291 | 0.51153 | 2 | 1 | 23 | 14542 | 5583 | 7581 | 11937 | 2033 | 2883 | 9961 | 1460 | 1514 | 28541 | 1.22 | 1.32 | 13730.465
7800 | 24 | 325 | 2017-11-21 | 0.6478 | 1 | 0.6478 | 0.68675 | 0.84359 | 0.62549 | 0.62623 | 0.57235 | 0.52453 | 0.58747 | 0.52527 | 0.47493 | 0.5098 | 0.5051 | 0.47563 | 2 | 1 | 24 | 13822 | 5301 | 7163 | 11194 | 1931 | 2723 | 9264 | 1379 | 1435 | 26538 | 1.03 | 1.14 | 13106.685
7801 | 1 | 326 | 2017-11-22 | 0.58491 | 1 | 0.58491 | 0.64458 | 0.80131 | 0.61381 | 0.62079 | 0.55869 | 0.4981 | 0.57317 | 0.51698 | 0.45514 | 0.49908 | 0.51672 | 0.44793 | 3 | 1 | 25 | 13564 | 5255 | 6992 | 10630 | 1884 | 2680 | 8878 | 1350 | 1468 | 24992 | 0.93 | 1.07 | 12449.825
7802 | 2 | 326 | 2017-11-22 | 0.54717 | 1 | 0.54717 | 0.62048 | 0.77242 | 0.60322 | 0.61134 | 0.55022 | 0.47655 | 0.55948 | 0.50424 | 0.44499 | 0.48983 | 0.51179 | 0.43034 | 3 | 1 | 26 | 13330 | 5175 | 6886 | 10170 | 1839 | 2614 | 8680 | 1325 | 1454 | 24011 | 0.87 | 1.03 | 12000.945
7803 | 3 | 326 | 2017-11-22 | 0.54088 | 1 | 0.54088 | 0.60843 | 0.74901 | 0.60304 | 0.61122 | 0.53903 | 0.46671 | 0.55339 | 0.50231 | 0.44135 | 0.48133 | 0.51883 | 0.42097 | 3 | 1 | 27 | 13326 | 5174 | 6746 | 9960 | 1819 | 2604 | 8609 | 1302 | 1474 | 23488 | 0.86 | 1.01 | 11637.225
7804 | 4 | 326 | 2017-11-22 | 0.54717 | 1 | 0.54717 | 0.62048 | 0.73082 | 0.60901 | 0.61654 | 0.54654 | 0.4609 | 0.55552 | 0.50637 | 0.44412 | 0.48096 | 0.52869 | 0.42226 | 3 | 1 | 28 | 13458 | 5219 | 6840 | 9836 | 1826 | 2625 | 8663 | 1301 | 1502 | 23560 | 0.87 | 1.03 | 11354.585
7805 | 5 | 326 | 2017-11-22 | 0.57862 | 1 | 0.57862 | 0.63855 | 0.71832 | 0.62657 | 0.63698 | 0.55573 | 0.46202 | 0.57895 | 0.52353 | 0.46027 | 0.49131 | 0.54699 | 0.4305 | 3 | 1 | 29 | 13846 | 5392 | 6955 | 9860 | 1903 | 2714 | 8978 | 1329 | 1554 | 24020 | 0.92 | 1.06 | 11160.345
7806 | 6 | 326 | 2017-11-22 | 0.6478 | 1 | 0.6478 | 0.69277 | 0.72546 | 0.66802 | 0.68222 | 0.5829 | 0.47599 | 0.61819 | 0.56115 | 0.50149 | 0.51941 | 0.59064 | 0.47999 | 3 | 1 | 30 | 14762 | 5775 | 7295 | 10158 | 2032 | 2909 | 9782 | 1405 | 1678 | 26781 | 1.03 | 1.15 | 11271.335
7807 | 7 | 326 | 2017-11-22 | 0.71069 | 1 | 0.71069 | 0.75904 | 0.7356 | 0.7312 | 0.75133 | 0.64211 | 0.50925 | 0.68147 | 0.61883 | 0.56239 | 0.56858 | 0.66244 | 0.54713 | 3 | 1 | 31 | 16158 | 6360 | 8036 | 10868 | 2240 | 3208 | 10970 | 1538 | 1882 | 30527 | 1.13 | 1.26 | 11428.795
7808 | 8 | 326 | 2017-11-22 | 0.73585 | 1 | 0.73585 | 0.74699 | 0.74366 | 0.76858 | 0.77815 | 0.6803 | 0.5586 | 0.71494 | 0.64892 | 0.58602 | 0.60111 | 0.67687 | 0.57787 | 3 | 1 | 32 | 16984 | 6587 | 8514 | 11921 | 2350 | 3364 | 11431 | 1626 | 1923 | 32242 | 1.17 | 1.24 | 11554.04
7809 | 9 | 326 | 2017-11-22 | 0.71698 | 1 | 0.71698 | 0.71084 | 0.84656 | 0.76767 | 0.77129 | 0.67982 | 0.57523 | 0.7119 | 0.63908 | 0.57167 | 0.61146 | 0.6466 | 0.57511 | 3 | 1 | 33 | 16964 | 6529 | 8508 | 12276 | 2340 | 3313 | 11151 | 1654 | 1837 | 32088 | 1.14 | 1.18 | 13152.805
7810 | 10 | 326 | 2017-11-22 | 0.69811 | 1 | 0.69811 | 0.6988 | 0.91285 | 0.76478 | 0.76066 | 0.68654 | 0.58151 | 0.70703 | 0.61844 | 0.55562 | 0.62033 | 0.61704 | 0.56674 | 3 | 1 | 34 | 16900 | 6439 | 8592 | 12410 | 2324 | 3206 | 10838 | 1678 | 1753 | 31621 | 1.11 | 1.16 | 14182.66
7811 | 11 | 326 | 2017-11-22 | 0.7044 | 1 | 0.7044 | 0.72289 | 0.9624 | 0.7626 | 0.7518 | 0.69021 | 0.57912 | 0.70277 | 0.60822 | 0.54701 | 0.63808 | 0.58395 | 0.5593 | 3 | 1 | 35 | 16852 | 6364 | 8638 | 12359 | 2310 | 3153 | 10670 | 1726 | 1659 | 31206 | 1.12 | 1.2 | 14952.575
7812 | 12 | 326 | 2017-11-22 | 0.67925 | 1 | 0.67925 | 0.72289 | 0.97754 | 0.7493 | 0.7446 | 0.68438 | 0.57547 | 0.69334 | 0.59722 | 0.53891 | 0.64547 | 0.55685 | 0.55293 | 3 | 1 | 36 | 16558 | 6303 | 8565 | 12281 | 2279 | 3096 | 10512 | 1746 | 1582 | 30851 | 1.08 | 1.2 | 15187.805
7813 | 13 | 326 | 2017-11-22 | 0.62264 | 1 | 0.62264 | 0.6988 | 0.95214 | 0.73939 | 0.73763 | 0.68678 | 0.57537 | 0.68725 | 0.59201 | 0.53255 | 0.64067 | 0.53889 | 0.54702 | 3 | 1 | 37 | 16339 | 6244 | 8595 | 12279 | 2259 | 3069 | 10388 | 1733 | 1531 | 30521 | 0.99 | 1.16 | 14793.225
7814 | 14 | 326 | 2017-11-22 | 0.63522 | 1 | 0.63522 | 0.6988 | 0.97576 | 0.7302 | 0.73656 | 0.6847 | 0.57115 | 0.68391 | 0.5924 | 0.52979 | 0.63549 | 0.5227 | 0.54776 | 3 | 1 | 38 | 16136 | 6235 | 8569 | 12189 | 2248 | 3071 | 10334 | 1719 | 1485 | 30562 | 1.01 | 1.16 | 15160.185
7815 | 15 | 326 | 2017-11-22 | 0.65409 | 1 | 0.65409 | 0.70482 | 1 | 0.71717 | 0.73302 | 0.67847 | 0.56792 | 0.67478 | 0.59471 | 0.52922 | 0.63142 | 0.51848 | 0.54991 | 3 | 1 | 39 | 15848 | 6205 | 8491 | 12120 | 2218 | 3083 | 10323 | 1708 | 1473 | 30682 | 1.04 | 1.17 | 15536.75
7816 | 16 | 326 | 2017-11-22 | 0.67925 | 1 | 0.67925 | 0.72289 | 0.99944 | 0.71577 | 0.73763 | 0.68038 | 0.56628 | 0.66626 | 0.59703 | 0.53527 | 0.62736 | 0.51954 | 0.55684 | 3 | 1 | 40 | 15817 | 6244 | 8515 | 12085 | 2190 | 3095 | 10441 | 1697 | 1476 | 31069 | 1.08 | 1.2 | 15528.105
7817 | 17 | 326 | 2017-11-22 | 0.73585 | 1 | 0.73585 | 0.78313 | 0.98608 | 0.72595 | 0.75854 | 0.69061 | 0.56291 | 0.68451 | 0.60899 | 0.55573 | 0.63808 | 0.53995 | 0.57733 | 3 | 1 | 41 | 16042 | 6421 | 8643 | 12013 | 2250 | 3157 | 10840 | 1726 | 1534 | 32212 | 1.17 | 1.3 | 15320.515
7818 | 18 | 326 | 2017-11-22 | 0.79874 | 1 | 0.79874 | 0.81325 | 0.92154 | 0.76346 | 0.81028 | 0.72521 | 0.58966 | 0.72406 | 0.65027 | 0.61853 | 0.65989 | 0.58536 | 0.62873 | 3 | 1 | 42 | 16871 | 6859 | 9076 | 12584 | 2380 | 3371 | 12065 | 1785 | 1663 | 35080 | 1.27 | 1.35 | 14317.695
7819 | 19 | 326 | 2017-11-22 | 0.83648 | 1 | 0.83648 | 0.8494 | 0.8823 | 0.77903 | 0.82056 | 0.72697 | 0.61262 | 0.73958 | 0.66532 | 0.62499 | 0.64954 | 0.6371 | 0.63043 | 3 | 1 | 43 | 17215 | 6946 | 9098 | 13074 | 2431 | 3449 | 12191 | 1757 | 1810 | 35175 | 1.33 | 1.41 | 13708.055
7820 | 20 | 326 | 2017-11-22 | 0.91824 | 1 | 0.91824 | 0.90361 | 0.93549 | 0.78242 | 0.81973 | 0.72449 | 0.60292 | 0.73502 | 0.65972 | 0.62401 | 0.64067 | 0.66807 | 0.62344 | 3 | 1 | 44 | 17290 | 6939 | 9067 | 12867 | 2416 | 3420 | 12172 | 1733 | 1898 | 34785 | 1.46 | 1.5 | 14534.475
7821 | 21 | 326 | 2017-11-22 | 0.91195 | 1 | 0.91195 | 0.93976 | 0.93593 | 0.77871 | 0.8052 | 0.70851 | 0.59993 | 0.72954 | 0.65123 | 0.61104 | 0.62551 | 0.68849 | 0.61138 | 3 | 1 | 45 | 17208 | 6816 | 8867 | 12803 | 2398 | 3376 | 11919 | 1692 | 1956 | 34112 | 1.45 | 1.56 | 14541.295
7822 | 22 | 326 | 2017-11-22 | 0.89308 | 1 | 0.89308 | 0.89759 | 0.9084 | 0.76491 | 0.78157 | 0.68134 | 0.58554 | 0.70672 | 0.62905 | 0.58787 | 0.59963 | 0.68603 | 0.58498 | 3 | 1 | 46 | 16903 | 6616 | 8527 | 12496 | 2323 | 3261 | 11467 | 1622 | 1949 | 32639 | 1.42 | 1.49 | 14113.52
7823 | 23 | 326 | 2017-11-22 | 0.7673 | 1 | 0.7673 | 0.8012 | 0.88374 | 0.72898 | 0.7479 | 0.65545 | 0.56413 | 0.67022 | 0.59394 | 0.55444 | 0.57116 | 0.66772 | 0.54756 | 3 | 1 | 47 | 16109 | 6331 | 8203 | 12039 | 2203 | 3079 | 10815 | 1545 | 1897 | 30551 | 1.22 | 1.33 | 13730.465
7824 | 24 | 326 | 2017-11-22 | 0.69182 | 1 | 0.69182 | 0.69277 | 0.84359 | 0.69386 | 0.71754 | 0.62189 | 0.52987 | 0.63675 | 0.55478 | 0.51902 | 0.52902 | 0.64907 | 0.5101 | 3 | 1 | 48 | 15333 | 6074 | 7783 | 11308 | 2093 | 2876 | 10124 | 1431 | 1844 | 28461 | 1.1 | 1.15 | 13106.685
7825 | 1 | 327 | 2017-11-23 | 0.61635 | 1 | 0.61635 | 0.64458 | 0.80131 | 0.6554 | 0.68588 | 0.56428 | 0.48751 | 0.57073 | 0.54649 | 0.51953 | 0.53272 | 0.61704 | 0.49859 | 4 | 1 | 49 | 14483 | 5806 | 7062 | 10404 | 1876 | 2833 | 10134 | 1441 | 1753 | 27819 | 0.98 | 1.07 | 12449.825
7826 | 2 | 327 | 2017-11-23 | 0.61006 | 1 | 0.61006 | 0.62048 | 0.77242 | 0.63734 | 0.66592 | 0.54646 | 0.46033 | 0.55461 | 0.53569 | 0.50697 | 0.5146 | 0.60014 | 0.48246 | 4 | 1 | 50 | 14084 | 5637 | 6839 | 9824 | 1823 | 2777 | 9889 | 1392 | 1705 | 26919 | 0.97 | 1.03 | 12000.945
7827 | 3 | 327 | 2017-11-23 | 0.59748 | 1 | 0.59748 | 0.62048 | 0.74901 | 0.63105 | 0.65411 | 0.53376 | 0.44389 | 0.54031 | 0.52199 | 0.49979 | 0.50314 | 0.58782 | 0.47497 | 4 | 1 | 51 | 13945 | 5537 | 6680 | 9473 | 1776 | 2706 | 9749 | 1361 | 1670 | 26501 | 0.95 | 1.03 | 11637.225
7828 | 4 | 327 | 2017-11-23 | 0.58491 | 1 | 0.58491 | 0.62048 | 0.73082 | 0.63096 | 0.6482 | 0.52928 | 0.43428 | 0.53453 | 0.51215 | 0.49462 | 0.49982 | 0.57163 | 0.4733 | 4 | 1 | 52 | 13943 | 5487 | 6624 | 9268 | 1757 | 2655 | 9648 | 1352 | 1624 | 26408 | 0.93 | 1.03 | 11354.585
7829 | 5 | 327 | 2017-11-23 | 0.60377 | 1 | 0.60377 | 0.64458 | 0.71832 | 0.63291 | 0.66013 | 0.52833 | 0.42978 | 0.53727 | 0.51929 | 0.49503 | 0.50499 | 0.57269 | 0.47904 | 4 | 1 | 53 | 13986 | 5588 | 6612 | 9172 | 1766 | 2692 | 9656 | 1366 | 1627 | 26728 | 0.96 | 1.07 | 11160.345
7830 | 6 | 327 | 2017-11-23 | 0.67296 | 1 | 0.67296 | 0.6988 | 0.72546 | 0.65404 | 0.67903 | 0.53544 | 0.43086 | 0.54974 | 0.54128 | 0.50456 | 0.51201 | 0.58149 | 0.4953 | 4 | 1 | 54 | 14453 | 5748 | 6701 | 9195 | 1807 | 2806 | 9842 | 1385 | 1652 | 27635 | 1.07 | 1.16 | 11271.335
7831 | 7 | 327 | 2017-11-23 | 0.73585 | 1 | 0.73585 | 0.77108 | 0.7356 | 0.66952 | 0.69852 | 0.54926 | 0.43906 | 0.5686 | 0.55748 | 0.52348 | 0.52939 | 0.5938 | 0.5163 | 4 | 1 | 55 | 14795 | 5913 | 6874 | 9370 | 1869 | 2890 | 10211 | 1432 | 1687 | 28807 | 1.17 | 1.28 | 11428.795
7832 | 8 | 327 | 2017-11-23 | 0.74214 | 1 | 0.74214 | 0.78313 | 0.74366 | 0.69803 | 0.71565 | 0.569 | 0.45199 | 0.58655 | 0.56655 | 0.54065 | 0.539 | 0.61809 | 0.52779 | 4 | 1 | 56 | 15425 | 6058 | 7121 | 9646 | 1928 | 2937 | 10546 | 1458 | 1756 | 29448 | 1.18 | 1.3 | 11554.04
7833 | 9 | 327 | 2017-11-23 | 0.74843 | 1 | 0.74843 | 0.74699 | 0.84656 | 0.71459 | 0.72841 | 0.59089 | 0.45326 | 0.60967 | 0.58121 | 0.56213 | 0.5512 | 0.64836 | 0.54218 | 4 | 1 | 57 | 15791 | 6166 | 7395 | 9673 | 2004 | 3013 | 10965 | 1491 | 1842 | 30251 | 1.19 | 1.24 | 13152.805
7834 | 10 | 327 | 2017-11-23 | 0.71698 | 1 | 0.71698 | 0.72892 | 0.91285 | 0.71939 | 0.74306 | 0.61486 | 0.46015 | 0.63462 | 0.58796 | 0.57526 | 0.56229 | 0.66068 | 0.55274 | 4 | 1 | 58 | 15897 | 6290 | 7695 | 9820 | 2086 | 3048 | 11221 | 1521 | 1877 | 30840 | 1.14 | 1.21 | 14182.66
7835 | 11 | 327 | 2017-11-23 | 0.71698 | 1 | 0.71698 | 0.71084 | 0.9624 | 0.71491 | 0.7518 | 0.62765 | 0.46835 | 0.64649 | 0.58661 | 0.57726 | 0.56821 | 0.65998 | 0.55797 | 4 | 1 | 59 | 15798 | 6364 | 7855 | 9995 | 2125 | 3041 | 11260 | 1537 | 1875 | 31132 | 1.14 | 1.18 | 14952.575
7836 | 12 | 327 | 2017-11-23 | 0.69811 | 1 | 0.69811 | 0.68072 | 0.97754 | 0.69386 | 0.74188 | 0.62589 | 0.47017 | 0.63675 | 0.58391 | 0.56982 | 0.57819 | 0.64027 | 0.55514 | 4 | 1 | 60 | 15333 | 6280 | 7833 | 10034 | 2093 | 3027 | 11115 | 1564 | 1819 | 30974 | 1.11 | 1.13 | 15187.805
7837 | 13 | 327 | 2017-11-23 | 0.63522 | 1 | 0.63522 | 0.6506 | 0.95214 | 0.64666 | 0.70538 | 0.61239 | 0.46694 | 0.60389 | 0.56404 | 0.54947 | 0.59039 | 0.59486 | 0.5405 | 4 | 1 | 61 | 14290 | 5971 | 7664 | 9965 | 1985 | 2924 | 10718 | 1597 | 1690 | 30157 | 1.01 | 1.08 | 14793.225
7838 | 14 | 327 | 2017-11-23 | 0.61635 | 1 | 0.61635 | 0.63253 | 0.97576 | 0.6063 | 0.6658 | 0.59049 | 0.45776 | 0.56769 | 0.538 | 0.52456 | 0.58152 | 0.54981 | 0.5201 | 4 | 1 | 62 | 13398 | 5636 | 7390 | 9769 | 1866 | 2789 | 10232 | 1573 | 1562 | 29019 | 0.98 | 1.05 | 15160.185
7839 | 15 | 327 | 2017-11-23 | 0.61635 | 1 | 0.61635 | 0.65663 | 1 | 0.57824 | 0.63851 | 0.57115 | 0.4475 | 0.54487 | 0.51292 | 0.50282 | 0.56747 | 0.51989 | 0.50392 | 4 | 1 | 63 | 12778 | 5405 | 7148 | 9550 | 1791 | 2659 | 9808 | 1535 | 1477 | 28116 | 0.98 | 1.09 | 15536.75
7840 | 16 | 327 | 2017-11-23 | 0.64151 | 1 | 0.64151 | 0.68072 | 0.99944 | 0.56933 | 0.62256 | 0.55749 | 0.44075 | 0.53666 | 0.49441 | 0.48713 | 0.55823 | 0.50264 | 0.49666 | 4 | 1 | 64 | 12581 | 5270 | 6977 | 9406 | 1764 | 2563 | 9502 | 1510 | 1428 | 27711 | 1.02 | 1.13 | 15528.105
7841 | 17 | 327 | 2017-11-23 | 0.66667 | 1 | 0.66667 | 0.72892 | 0.98608 | 0.57358 | 0.63142 | 0.55869 | 0.44126 | 0.53392 | 0.48958 | 0.484 | 0.56266 | 0.49419 | 0.50974 | 4 | 1 | 65 | 12675 | 5345 | 6992 | 9417 | 1755 | 2538 | 9441 | 1522 | 1404 | 28441 | 1.06 | 1.21 | 15320.515
7842 | 18 | 327 | 2017-11-23 | 0.68553 | 1 | 0.68553 | 0.77711 | 0.92154 | 0.60974 | 0.66438 | 0.58546 | 0.46296 | 0.55491 | 0.51562 | 0.49949 | 0.57782 | 0.50757 | 0.5379 | 4 | 1 | 66 | 13474 | 5624 | 7327 | 9880 | 1824 | 2673 | 9743 | 1563 | 1442 | 30012 | 1.09 | 1.29 | 14317.695
7843 | 19 | 327 | 2017-11-23 | 0.7044 | 1 | 0.7044 | 0.79518 | 0.8823 | 0.62766 | 0.67218 | 0.5861 | 0.48114 | 0.57043 | 0.53395 | 0.4961 | 0.57671 | 0.52763 | 0.53793 | 4 | 1 | 67 | 13870 | 5690 | 7335 | 10268 | 1875 | 2768 | 9677 | 1560 | 1499 | 30014 | 1.12 | 1.32 | 13708.055
7844 | 20 | 327 | 2017-11-23 | 0.7673 | 1 | 0.7673 | 0.8494 | 0.93549 | 0.63576 | 0.67383 | 0.59017 | 0.47964 | 0.57682 | 0.53954 | 0.49308 | 0.57782 | 0.53221 | 0.53881 | 4 | 1 | 68 | 14049 | 5704 | 7386 | 10236 | 1896 | 2797 | 9618 | 1563 | 1512 | 30063 | 1.22 | 1.41 | 14534.475
7845 | 21 | 327 | 2017-11-23 | 0.83648 | 1 | 0.83648 | 0.89759 | 0.93593 | 0.64047 | 0.6736 | 0.58769 | 0.47837 | 0.57864 | 0.54649 | 0.49231 | 0.5719 | 0.53573 | 0.53978 | 4 | 1 | 69 | 14153 | 5702 | 7355 | 10209 | 1902 | 2833 | 9603 | 1547 | 1522 | 30117 | 1.33 | 1.49 | 14541.295
7846 | 22 | 327 | 2017-11-23 | 0.8239 | 1 | 0.8239 | 0.87349 | 0.9084 | 0.64015 | 0.66675 | 0.57859 | 0.4773 | 0.57104 | 0.54803 | 0.48575 | 0.56821 | 0.53291 | 0.53162 | 4 | 1 | 70 | 14146 | 5644 | 7241 | 10186 | 1877 | 2841 | 9475 | 1537 | 1514 | 29662 | 1.31 | 1.45 | 14113.52
7847 | 23 | 327 | 2017-11-23 | 0.77358 | 1 | 0.77358 | 0.75904 | 0.88374 | 0.6296 | 0.65092 | 0.56165 | 0.47247 | 0.55187 | 0.53819 | 0.47114 | 0.55896 | 0.52517 | 0.51673 | 4 | 1 | 71 | 13913 | 5510 | 7029 | 10083 | 1814 | 2790 | 9190 | 1512 | 1492 | 28831 | 1.23 | 1.26 | 13730.465
7848 | 24 | 327 | 2017-11-23 | 0.7044 | 1 | 0.7044 | 0.68072 | 0.84359 | 0.61454 | 0.62493 | 0.54343 | 0.45949 | 0.5327 | 0.52083 | 0.45437 | 0.54048 | 0.50933 | 0.49343 | 4 | 1 | 72 | 13580 | 5290 | 6801 | 9806 | 1751 | 2700 | 8863 | 1462 | 1447 | 27531 | 1.12 | 1.13 | 13106.685
7849 | 1 | 328 | 2017-11-24 | 0.6478 | 1 | 0.6478 | 0.63253 | 0.80131 | 0.56001 | 0.58452 | 0.50036 | 0.42041 | 0.51354 | 0.46142 | 0.49723 | 0.46543 | 0.4861 | 0.4307 | 5 | 1 | 73 | 12375 | 4948 | 6262 | 8972 | 1688 | 2392 | 9699 | 1259 | 1381 | 24031 | 1.03 | 1.05 | 12449.825
7850 | 2 | 328 | 2017-11-24 | 0.59748 | 1 | 0.59748 | 0.61446 | 0.77242 | 0.55276 | 0.57437 | 0.48861 | 0.40537 | 0.50289 | 0.45062 | 0.49293 | 0.45471 | 0.48258 | 0.41877 | 5 | 1 | 74 | 12215 | 4862 | 6115 | 8651 | 1653 | 2336 | 9615 | 1230 | 1371 | 23365 | 0.95 | 1.02 | 12000.945
7851 | 3 | 328 | 2017-11-24 | 0.57862 | 1 | 0.57862 | 0.59639 | 0.74901 | 0.54955 | 0.57153 | 0.48334 | 0.39595 | 0.49802 | 0.4456 | 0.49405 | 0.44917 | 0.48046 | 0.41461 | 5 | 1 | 75 | 12144 | 4838 | 6049 | 8450 | 1637 | 2310 | 9637 | 1215 | 1365 | 23133 | 0.92 | 0.99 | 11637.225
7852 | 4 | 328 | 2017-11-24 | 0.58491 | 1 | 0.58491 | 0.61446 | 0.73082 | 0.55245 | 0.57448 | 0.48134 | 0.39028 | 0.49802 | 0.44464 | 0.50051 | 0.44843 | 0.48469 | 0.41631 | 5 | 1 | 76 | 12208 | 4863 | 6024 | 8329 | 1637 | 2305 | 9763 | 1213 | 1377 | 23228 | 0.93 | 1.02 | 11354.585
7853 | 5 | 328 | 2017-11-24 | 0.58491 | 1 | 0.58491 | 0.62048 | 0.71832 | 0.5615 | 0.58819 | 0.48845 | 0.38953 | 0.50502 | 0.45197 | 0.51497 | 0.45397 | 0.49912 | 0.42629 | 5 | 1 | 77 | 12408 | 4979 | 6113 | 8313 | 1660 | 2343 | 10045 | 1228 | 1418 | 23785 | 0.93 | 1.03 | 11160.345
7854 | 6 | 328 | 2017-11-24 | 0.61635 | 1 | 0.61635 | 0.6747 | 0.72546 | 0.58051 | 0.6052 | 0.50372 | 0.39665 | 0.52327 | 0.47068 | 0.53953 | 0.46913 | 0.51637 | 0.44974 | 5 | 1 | 78 | 12828 | 5123 | 6304 | 8465 | 1720 | 2440 | 10524 | 1269 | 1467 | 25093 | 0.98 | 1.12 | 11271.335
7855 | 7 | 328 | 2017-11-24 | 0.67296 | 1 | 0.67296 | 0.75904 | 0.7356 | 0.60558 | 0.63142 | 0.52689 | 0.41465 | 0.54639 | 0.49363 | 0.56865 | 0.49279 | 0.53854 | 0.47963 | 5 | 1 | 79 | 13382 | 5345 | 6594 | 8849 | 1796 | 2559 | 11092 | 1333 | 1530 | 26761 | 1.07 | 1.26 | 11428.795
7856 | 8 | 328 | 2017-11-24 | 0.72327 | 1 | 0.72327 | 0.74699 | 0.74366 | 0.62422 | 0.64985 | 0.54694 | 0.43822 | 0.56678 | 0.51177 | 0.58408 | 0.50499 | 0.55896 | 0.49445 | 5 | 1 | 80 | 13794 | 5501 | 6845 | 9352 | 1863 | 2653 | 11393 | 1366 | 1588 | 27588 | 1.15 | 1.24 | 11554.04
7857 | 9 | 328 | 2017-11-24 | 0.75472 | 1 | 0.75472 | 0.71084 | 0.84656 | 0.63427 | 0.66001 | 0.55757 | 0.4467 | 0.57956 | 0.51968 | 0.58638 | 0.51793 | 0.57022 | 0.50512 | 5 | 1 | 81 | 14016 | 5587 | 6978 | 9533 | 1905 | 2694 | 11438 | 1401 | 1620 | 28183 | 1.2 | 1.18 | 13152.805
7858 | 10 | 328 | 2017-11-24 | 0.79245 | 1 | 0.79245 | 0.6747 | 0.91285 | 0.63594 | 0.66048 | 0.5698 | 0.4563 | 0.58929 | 0.52836 | 0.573 | 0.52939 | 0.56072 | 0.50843 | 5 | 1 | 82 | 14053 | 5591 | 7131 | 9738 | 1937 | 2739 | 11177 | 1432 | 1593 | 28368 | 1.26 | 1.12 | 14182.66
7859 | 11 | 328 | 2017-11-24 | 0.73585 | 1 | 0.73585 | 0.6506 | 0.9624 | 0.6287 | 0.65056 | 0.57539 | 0.46586 | 0.59385 | 0.53202 | 0.55593 | 0.53604 | 0.5301 | 0.5066 | 5 | 1 | 83 | 13893 | 5507 | 7201 | 9942 | 1952 | 2758 | 10844 | 1450 | 1506 | 28266 | 1.17 | 1.08 | 14952.575
7860 | 12 | 328 | 2017-11-24 | 0.72327 | 1 | 0.72327 | 0.61446 | 0.97754 | 0.61761 | 0.63969 | 0.57579 | 0.46928 | 0.5896 | 0.53395 | 0.53722 | 0.53826 | 0.50299 | 0.50021 | 5 | 1 | 84 | 13648 | 5415 | 7206 | 10015 | 1938 | 2768 | 10479 | 1456 | 1429 | 27909 | 1.15 | 1.02 | 15187.805
7861 | 13 | 328 | 2017-11-24 | 0.71069 | 1 | 0.71069 | 0.63855 | 0.95214 | 0.6034 | 0.62717 | 0.57227 | 0.46971 | 0.5826 | 0.5299 | 0.52148 | 0.53678 | 0.48926 | 0.49273 | 5 | 1 | 85 | 13334 | 5309 | 7162 | 10024 | 1915 | 2747 | 10172 | 1452 | 1390 | 27492 | 1.13 | 1.06 | 14793.225
7862 | 14 | 328 | 2017-11-24 | 0.69182 | 1 | 0.69182 | 0.62048 | 0.97576 | 0.59494 | 0.61335 | 0.56844 | 0.46863 | 0.57347 | 0.52469 | 0.50964 | 0.5342 | 0.46955 | 0.48856 | 5 | 1 | 86 | 13147 | 5192 | 7114 | 10001 | 1885 | 2720 | 9941 | 1445 | 1334 | 27259 | 1.1 | 1.03 | 15160.185
7863 | 15 | 328 | 2017-11-24 | 0.67296 | 1 | 0.67296 | 0.62048 | 1 | 0.58738 | 0.60413 | 0.56604 | 0.46713 | 0.56495 | 0.5218 | 0.50113 | 0.52976 | 0.45759 | 0.48727 | 5 | 1 | 87 | 12980 | 5114 | 7084 | 9969 | 1857 | 2705 | 9775 | 1433 | 1300 | 27187 | 1.07 | 1.03 | 15536.75
7864 | 16 | 328 | 2017-11-24 | 0.68553 | 1 | 0.68553 | 0.63253 | 0.99944 | 0.58684 | 0.60059 | 0.56668 | 0.46736 | 0.56404 | 0.5218 | 0.50226 | 0.52939 | 0.45055 | 0.49126 | 5 | 1 | 88 | 12968 | 5084 | 7092 | 9974 | 1854 | 2705 | 9797 | 1432 | 1280 | 27410 | 1.09 | 1.05 | 15528.105
7865 | 17 | 328 | 2017-11-24 | 0.66667 | 1 | 0.66667 | 0.71084 | 0.98608 | 0.59906 | 0.62079 | 0.58058 | 0.4742 | 0.58016 | 0.53279 | 0.52056 | 0.54307 | 0.46427 | 0.51483 | 5 | 1 | 89 | 13238 | 5255 | 7266 | 10120 | 1907 | 2762 | 10154 | 1469 | 1319 | 28725 | 1.06 | 1.18 | 15320.515
7866 | 18 | 328 | 2017-11-24 | 0.69811 | 1 | 0.69811 | 0.71687 | 0.92154 | 0.63313 | 0.66556 | 0.61103 | 0.5041 | 0.61606 | 0.56752 | 0.56783 | 0.57634 | 0.5044 | 0.55396 | 5 | 1 | 90 | 13991 | 5634 | 7647 | 10758 | 2025 | 2942 | 11076 | 1559 | 1433 | 30908 | 1.11 | 1.19 | 14317.695
7867 | 19 | 328 | 2017-11-24 | 0.72327 | 1 | 0.72327 | 0.76506 | 0.8823 | 0.64526 | 0.67277 | 0.62213 | 0.52266 | 0.62489 | 0.57812 | 0.57577 | 0.57893 | 0.54523 | 0.54948 | 5 | 1 | 91 | 14259 | 5695 | 7786 | 11154 | 2054 | 2997 | 11231 | 1566 | 1549 | 30658 | 1.15 | 1.27 | 13708.055
7868 | 20 | 328 | 2017-11-24 | 0.78616 | 1 | 0.78616 | 0.80723 | 0.93549 | 0.64911 | 0.67029 | 0.62109 | 0.51802 | 0.61789 | 0.57137 | 0.57162 | 0.57153 | 0.55297 | 0.53838 | 5 | 1 | 92 | 14344 | 5674 | 7773 | 11055 | 2031 | 2962 | 11150 | 1546 | 1571 | 30039 | 1.25 | 1.34 | 14534.475
7869 | 21 | 328 | 2017-11-24 | 0.83648 | 1 | 0.83648 | 0.86145 | 0.93593 | 0.64698 | 0.66297 | 0.61374 | 0.51005 | 0.60967 | 0.56346 | 0.56603 | 0.56192 | 0.55685 | 0.52587 | 5 | 1 | 93 | 14297 | 5612 | 7681 | 10885 | 2004 | 2921 | 11041 | 1520 | 1582 | 29341 | 1.33 | 1.43 | 14541.295
7870 | 22 | 328 | 2017-11-24 | 0.81761 | 1 | 0.81761 | 0.8494 | 0.9084 | 0.63422 | 0.6469 | 0.598 | 0.49763 | 0.59538 | 0.54919 | 0.55209 | 0.54677 | 0.54699 | 0.50738 | 5 | 1 | 94 | 14015 | 5476 | 7484 | 10620 | 1957 | 2847 | 10769 | 1479 | 1554 | 28309 | 1.3 | 1.41 | 14113.52
7871 | 23 | 328 | 2017-11-24 | 0.75472 | 1 | 0.75472 | 0.72892 | 0.88374 | 0.61544 | 0.62056 | 0.57195 | 0.48226 | 0.57286 | 0.52971 | 0.53004 | 0.52126 | 0.52728 | 0.48157 | 5 | 1 | 95 | 13600 | 5253 | 7158 | 10292 | 1883 | 2746 | 10339 | 1410 | 1498 | 26869 | 1.2 | 1.21 | 13730.465
7872 | 24 | 328 | 2017-11-24 | 0.68553 | 1 | 0.68553 | 0.6506 | 0.84359 | 0.59128 | 0.59409 | 0.54575 | 0.4571 | 0.54761 | 0.50521 | 0.5062 | 0.49464 | 0.49771 | 0.45241 | 5 | 1 | 96 | 13066 | 5029 | 6830 | 9755 | 1800 | 2619 | 9874 | 1338 | 1414 | 25242 | 1.09 | 1.08 | 13106.685
7873 | 1 | 329 | 2017-11-25 | 0.61635 | 1 | 0.61635 | 0.62651 | 0.77448 | 0.57544 | 0.5922 | 0.499 | 0.42749 | 0.50106 | 0.48746 | 0.52574 | 0.48059 | 0.48222 | 0.48716 | 6 | 2 | 97 | 12716 | 5013 | 6245 | 9123 | 1647 | 2527 | 10255 | 1300 | 1370 | 27181 | 0.98 | 1.04 | 12032.86
7874 | 2 | 329 | 2017-11-25 | 0.60377 | 1 | 0.60377 | 0.60241 | 0.74964 | 0.56231 | 0.57862 | 0.48718 | 0.40949 | 0.48494 | 0.46914 | 0.51594 | 0.46802 | 0.46287 | 0.47596 | 6 | 2 | 98 | 12426 | 4898 | 6097 | 8739 | 1594 | 2432 | 10064 | 1266 | 1315 | 26556 | 0.96 | 1 | 11646.96
7875 | 3 | 329 | 2017-11-25 | 0.59748 | 1 | 0.59748 | 0.59036 | 0.72838 | 0.55987 | 0.57531 | 0.47847 | 0.39764 | 0.47581 | 0.45949 | 0.50964 | 0.45989 | 0.45301 | 0.47112 | 6 | 2 | 99 | 12372 | 4870 | 5988 | 8486 | 1564 | 2382 | 9941 | 1244 | 1287 | 26286 | 0.95 | 0.98 | 11316.6
7876 | 4 | 329 | 2017-11-25 | 0.61635 | 1 | 0.61635 | 0.59036 | 0.71262 | 0.55593 | 0.57519 | 0.47679 | 0.38916 | 0.47399 | 0.46026 | 0.50974 | 0.45471 | 0.44527 | 0.47239 | 6 | 2 | 100 | 12285 | 4869 | 5967 | 8305 | 1558 | 2386 | 9943 | 1230 | 1265 | 26357 | 0.98 | 0.98 | 11071.73
7877 | 5 | 329 | 2017-11-25 | 0.64151 | 1 | 0.64151 | 0.60843 | 0.70005 | 0.56077 | 0.58051 | 0.47791 | 0.38695 | 0.47612 | 0.4566 | 0.51615 | 0.45767 | 0.4428 | 0.47893 | 6 | 2 | 101 | 12392 | 4914 | 5981 | 8258 | 1565 | 2367 | 10068 | 1238 | 1258 | 26722 | 1.02 | 1.01 | 10876.555
7878 | 6 | 329 | 2017-11-25 | 0.71698 | 1 | 0.71698 | 0.6506 | 0.69248 | 0.57716 | 0.5961 | 0.49085 | 0.38916 | 0.48829 | 0.47184 | 0.52686 | 0.46728 | 0.46005 | 0.49176 | 6 | 2 | 102 | 12754 | 5046 | 6143 | 8305 | 1605 | 2446 | 10277 | 1264 | 1307 | 27438 | 1.14 | 1.08 | 10758.83
7879 | 7 | 329 | 2017-11-25 | 0.77358 | 1 | 0.77358 | 0.68675 | 0.68725 | 0.59494 | 0.62126 | 0.51434 | 0.40214 | 0.50441 | 0.48843 | 0.54578 | 0.48281 | 0.49032 | 0.51634 | 6 | 2 | 103 | 13147 | 5259 | 6437 | 8582 | 1658 | 2532 | 10646 | 1306 | 1393 | 28809 | 1.23 | 1.14 | 10677.68
7880 | 8 | 329 | 2017-11-25 | 0.77987 | 1 | 0.77987 | 0.71687 | 0.67879 | 0.62137 | 0.64359 | 0.53544 | 0.41821 | 0.5251 | 0.50984 | 0.5646 | 0.4976 | 0.51355 | 0.53437 | 6 | 2 | 104 | 13731 | 5448 | 6701 | 8925 | 1726 | 2643 | 11013 | 1346 | 1459 | 29815 | 1.24 | 1.19 | 10546.135
7881 | 9 | 329 | 2017-11-25 | 0.73585 | 1 | 0.73585 | 0.77108 | 0.73509 | 0.6425 | 0.66415 | 0.55621 | 0.4265 | 0.54153 | 0.53009 | 0.58162 | 0.51386 | 0.53889 | 0.54924 | 6 | 2 | 105 | 14198 | 5622 | 6961 | 9102 | 1780 | 2748 | 11345 | 1390 | 1531 | 30645 | 1.17 | 1.28 | 11420.965
7882 | 10 | 329 | 2017-11-25 | 0.67925 | 1 | 0.67925 | 0.74096 | 0.80309 | 0.65929 | 0.67868 | 0.5833 | 0.43939 | 0.56191 | 0.55015 | 0.58879 | 0.53124 | 0.54523 | 0.55283 | 6 | 2 | 106 | 14569 | 5745 | 7300 | 9377 | 1847 | 2852 | 11485 | 1437 | 1549 | 30845 | 1.08 | 1.23 | 12477.48
7883 | 11 | 329 | 2017-11-25 | 0.66667 | 1 | 0.66667 | 0.75301 | 0.84627 | 0.66716 | 0.67348 | 0.6 | 0.44422 | 0.56952 | 0.56366 | 0.58669 | 0.54011 | 0.53573 | 0.5465 | 6 | 2 | 107 | 14743 | 5701 | 7509 | 9480 | 1872 | 2922 | 11444 | 1461 | 1522 | 30492 | 1.06 | 1.25 | 13148.295
7884 | 12 | 329 | 2017-11-25 | 0.6478 | 1 | 0.6478 | 0.73494 | 0.85829 | 0.66965 | 0.65529 | 0.60479 | 0.44525 | 0.56891 | 0.56443 | 0.57869 | 0.54307 | 0.52974 | 0.5341 | 6 | 2 | 108 | 14798 | 5547 | 7569 | 9502 | 1870 | 2926 | 11288 | 1469 | 1505 | 29800 | 1.03 | 1.22 | 13334.96
7885 | 13 | 329 | 2017-11-25 | 0.66667 | 1 | 0.66667 | 0.71084 | 0.83365 | 0.65879 | 0.6352 | 0.59752 | 0.44454 | 0.56282 | 0.5571 | 0.57023 | 0.54307 | 0.51602 | 0.52166 | 6 | 2 | 109 | 14558 | 5377 | 7478 | 9487 | 1850 | 2888 | 11123 | 1469 | 1466 | 29106 | 1.06 | 1.18 | 12952.21
7886 | 14 | 329 | 2017-11-25 | 0.6478 | 1 | 0.6478 | 0.70482 | 0.83998 | 0.6501 | 0.61867 | 0.5972 | 0.43794 | 0.55613 | 0.54823 | 0.56219 | 0.54085 | 0.49947 | 0.51207 | 6 | 2 | 110 | 14366 | 5237 | 7474 | 9346 | 1828 | 2842 | 10966 | 1463 | 1419 | 28571 | 1.03 | 1.17 | 13050.635
7887 | 15 | 329 | 2017-11-25 | 0.62893 | 1 | 0.62893 | 0.69277 | 0.8466 | 0.64716 | 0.60602 | 0.59489 | 0.43245 | 0.55126 | 0.53993 | 0.55844 | 0.53937 | 0.48293 | 0.50881 | 6 | 2 | 111 | 14301 | 5130 | 7445 | 9229 | 1812 | 2799 | 10893 | 1459 | 1372 | 28389 | 1 | 1.15 | 13153.435
7888 | 16 | 329 | 2017-11-25 | 0.67296 | 1 | 0.67296 | 0.69277 | 0.84537 | 0.64413 | 0.60862 | 0.59545 | 0.42796 | 0.55096 | 0.53414 | 0.55747 | 0.53383 | 0.47589 | 0.51598 | 6 | 2 | 112 | 14234 | 5152 | 7452 | 9133 | 1811 | 2769 | 10874 | 1444 | 1352 | 28789 | 1.07 | 1.15 | 13134.275
7889 | 17 | 329 | 2017-11-25 | 0.72327 | 1 | 0.72327 | 0.75301 | 0.83299 | 0.66115 | 0.62682 | 0.61007 | 0.43409 | 0.561 | 0.54282 | 0.57218 | 0.54307 | 0.48398 | 0.54935 | 6 | 2 | 113 | 14610 | 5306 | 7635 | 9264 | 1844 | 2814 | 11161 | 1469 | 1375 | 30651 | 1.15 | 1.25 | 12941.93
7890 | 18 | 329 | 2017-11-25 | 0.7673 | 1 | 0.7673 | 0.80723 | 0.79767 | 0.69128 | 0.67561 | 0.64027 | 0.46343 | 0.58899 | 0.57041 | 0.60792 | 0.56932 | 0.51531 | 0.5864 | 6 | 2 | 114 | 15276 | 5719 | 8013 | 9890 | 1936 | 2957 | 11858 | 1540 | 1464 | 32718 | 1.22 | 1.34 | 12393.195
7891 | 19 | 329 | 2017-11-25 | 0.77358 | 1 | 0.77358 | 0.83133 | 0.79425 | 0.69472 | 0.69155 | 0.63803 | 0.48831 | 0.59294 | 0.57755 | 0.60653 | 0.57301 | 0.54453 | 0.58473 | 6 | 2 | 115 | 15352 | 5854 | 7985 | 10421 | 1949 | 2994 | 11831 | 1550 | 1547 | 32625 | 1.23 | 1.38 | 12340.135
7892 | 20 | 329 | 2017-11-25 | 0.80503 | 1 | 0.80503 | 0.8494 | 0.85572 | 0.69128 | 0.68955 | 0.63268 | 0.4854 | 0.58625 | 0.57851 | 0.60248 | 0.56858 | 0.55297 | 0.57692 | 6 | 2 | 116 | 15276 | 5837 | 7918 | 10359 | 1927 | 2999 | 11752 | 1538 | 1571 | 32189 | 1.28 | 1.41 | 13295.155
7893 | 21 | 329 | 2017-11-25 | 0.89937 | 1 | 0.89937 | 0.93373 | 0.85805 | 0.68241 | 0.68553 | 0.62309 | 0.48109 | 0.57834 | 0.57677 | 0.59315 | 0.5586 | 0.55368 | 0.56682 | 6 | 2 | 117 | 15080 | 5803 | 7798 | 10267 | 1901 | 2990 | 11570 | 1511 | 1573 | 31626 | 1.43 | 1.55 | 13331.25
7894 | 22 | 329 | 2017-11-25 | 0.88679 | 1 | 0.88679 | 0.90964 | 0.84073 | 0.65956 | 0.66982 | 0.60599 | 0.47383 | 0.56556 | 0.57292 | 0.57803 | 0.54787 | 0.54593 | 0.54876 | 6 | 2 | 118 | 14575 | 5670 | 7584 | 10112 | 1859 | 2970 | 11275 | 1482 | 1551 | 30618 | 1.41 | 1.51 | 13062.215
7895 | 23 | 329 | 2017-11-25 | 0.79874 | 1 | 0.79874 | 0.85542 | 0.82665 | 0.64006 | 0.64584 | 0.5833 | 0.46474 | 0.54731 | 0.55652 | 0.55639 | 0.52606 | 0.53045 | 0.51972 | 6 | 2 | 119 | 14144 | 5467 | 7300 | 9918 | 1799 | 2885 | 10853 | 1423 | 1507 | 28998 | 1.27 | 1.42 | 12843.495
7896 | 24 | 329 | 2017-11-25 | 0.7044 | 1 | 0.7044 | 0.77108 | 0.80437 | 0.61336 | 0.62599 | 0.55509 | 0.44436 | 0.52632 | 0.53472 | 0.52973 | 0.50351 | 0.50862 | 0.48739 | 6 | 2 | 120 | 13554 | 5299 | 6947 | 9483 | 1730 | 2772 | 10333 | 1362 | 1445 | 27194 | 1.12 | 1.28 | 12497.315
7897 | 1 | 330 | 2017-11-26 | 0.76101 | 1 | 0.76101 | 0.71687 | 0.77096 | 0.56299 | 0.57437 | 0.5038 | 0.43634 | 0.48281 | 0.47685 | 0.45468 | 0.48059 | 0.48469 | 0.4387 | 7 | 3 | 121 | 12441 | 4862 | 6305 | 9312 | 1587 | 2472 | 8869 | 1300 | 1377 | 24477 | 1.21 | 1.19 | 11978.235
7898 | 2 | 330 | 2017-11-26 | 0.71698 | 1 | 0.71698 | 0.66867 | 0.74542 | 0.54946 | 0.56196 | 0.48829 | 0.41455 | 0.47003 | 0.4647 | 0.44412 | 0.47024 | 0.478 | 0.42396 | 7 | 3 | 122 | 12142 | 4757 | 6111 | 8847 | 1545 | 2409 | 8663 | 1272 | 1358 | 23655 | 1.14 | 1.11 | 11581.36
7899 | 3 | 330 | 2017-11-26 | 0.7044 | 1 | 0.7044 | 0.64458 | 0.72049 | 0.5462 | 0.55854 | 0.48102 | 0.40607 | 0.46304 | 0.45853 | 0.44233 | 0.46285 | 0.47835 | 0.41678 | 7 | 3 | 123 | 12070 | 4728 | 6020 | 8666 | 1522 | 2377 | 8628 | 1252 | 1359 | 23254 | 1.12 | 1.07 | 11194.145
7900 | 4 | 330 | 2017-11-26 | 0.69811 | 1 | 0.69811 | 0.63253 | 0.6999 | 0.5462 | 0.55995 | 0.47711 | 0.40068 | 0.46152 | 0.45795 | 0.44489 | 0.45952 | 0.48786 | 0.41493 | 7 | 3 | 124 | 12070 | 4740 | 5971 | 8551 | 1517 | 2374 | 8678 | 1243 | 1386 | 23151 | 1.11 | 1.05 | 10874.225
7901 | 5 | 330 | 2017-11-26 | 0.69182 | 1 | 0.69182 | 0.63253 | 0.68772 | 0.55132 | 0.56716 | 0.47887 | 0.39933 | 0.46608 | 0.46258 | 0.45401 | 0.46137 | 0.49947 | 0.41898 | 7 | 3 | 125 | 12183 | 4801 | 5993 | 8522 | 1532 | 2398 | 8856 | 1248 | 1419 | 23377 | 1.1 | 1.05 | 10684.93
7902 | 6 | 330 | 2017-11-26 | 0.7044 | 1 | 0.7044 | 0.68072 | 0.67866 | 0.56467 | 0.58015 | 0.4871 | 0.40223 | 0.47521 | 0.47357 | 0.4717 | 0.47172 | 0.51461 | 0.43119 | 7 | 3 | 126 | 12478 | 4911 | 6096 | 8584 | 1562 | 2455 | 9201 | 1276 | 1462 | 24058 | 1.12 | 1.13 | 10544.215
7903 | 7 | 330 | 2017-11-26 | 0.75472 | 1 | 0.75472 | 0.74096 | 0.66367 | 0.58417 | 0.60295 | 0.503 | 0.41151 | 0.49194 | 0.49035 | 0.49718 | 0.48355 | 0.53925 | 0.45137 | 7 | 3 | 127 | 12909 | 5104 | 6295 | 8782 | 1617 | 2542 | 9698 | 1308 | 1532 | 25184 | 1.2 | 1.23 | 10311.225
7904 | 8 | 330 | 2017-11-26 | 0.81761 | 1 | 0.81761 | 0.77711 | 0.63637 | 0.60734 | 0.62835 | 0.52042 | 0.42093 | 0.51384 | 0.50714 | 0.52081 | 0.4976 | 0.57128 | 0.46737 | 7 | 3 | 128 | 13421 | 5319 | 6513 | 8983 | 1689 | 2629 | 10159 | 1346 | 1623 | 26077 | 1.3 | 1.29 | 9887.07
7905 | 9 | 330 | 2017-11-26 | 0.84277 | 1 | 0.84277 | 0.83133 | 0.65776 | 0.62811 | 0.65292 | 0.5352 | 0.42491 | 0.53483 | 0.5245 | 0.53865 | 0.51201 | 0.59944 | 0.48434 | 7 | 3 | 129 | 13880 | 5527 | 6698 | 9068 | 1758 | 2719 | 10507 | 1385 | 1703 | 27024 | 1.34 | 1.38 | 10219.53
7906 | 10 | 330 | 2017-11-26 | 0.8805 | 1 | 0.8805 | 0.85542 | 0.69482 | 0.63386 | 0.66474 | 0.55086 | 0.43339 | 0.54883 | 0.53318 | 0.53978 | 0.52717 | 0.58853 | 0.49461 | 7 | 3 | 130 | 14007 | 5627 | 6894 | 9249 | 1804 | 2764 | 10529 | 1426 | 1672 | 27597 | 1.4 | 1.42 | 10795.295
7907 | 11 | 330 | 2017-11-26 | 0.84906 | 1 | 0.84906 | 0.83133 | 0.7323 | 0.62531 | 0.65883 | 0.55741 | 0.43873 | 0.55218 | 0.53048 | 0.5283 | 0.53567 | 0.54664 | 0.49648 | 7 | 3 | 131 | 13818 | 5577 | 6976 | 9363 | 1815 | 2750 | 10305 | 1449 | 1553 | 27701 | 1.35 | 1.38 | 11377.635
7908 | 12 | 330 | 2017-11-26 | 0.8239 | 1 | 0.8239 | 0.78916 | 0.74794 | 0.61711 | 0.65056 | 0.55933 | 0.44033 | 0.54852 | 0.52411 | 0.51533 | 0.53974 | 0.5139 | 0.4968 | 7 | 3 | 132 | 13637 | 5507 | 7000 | 9397 | 1803 | 2717 | 10052 | 1460 | 1460 | 27719 | 1.31 | 1.31 | 11620.63
7909 | 13 | 330 | 2017-11-26 | 0.80503 | 1 | 0.80503 | 0.78916 | 0.74218 | 0.61168 | 0.64265 | 0.56069 | 0.44023 | 0.54244 | 0.51698 | 0.50656 | 0.5427 | 0.49314 | 0.4963 | 7 | 3 | 133 | 13517 | 5440 | 7017 | 9395 | 1783 | 2680 | 9881 | 1468 | 1401 | 27691 | 1.28 | 1.31 | 11531.12
7910 | 14 | 330 | 2017-11-26 | 0.81132 | 1 | 0.81132 | 0.74699 | 0.75233 | 0.60585 | 0.6326 | 0.55909 | 0.4385 | 0.53301 | 0.50675 | 0.5 | 0.54344 | 0.47659 | 0.49641 | 7 | 3 | 134 | 13388 | 5355 | 6997 | 9358 | 1752 | 2627 | 9753 | 1470 | 1354 | 27697 | 1.29 | 1.24 | 11688.74
7911 | 15 | 330 | 2017-11-26 | 0.76101 | 1 | 0.76101 | 0.74096 | 0.7566 | 0.59965 | 0.62504 | 0.55773 | 0.43606 | 0.53057 | 0.50096 | 0.49795 | 0.5427 | 0.46357 | 0.49979 | 7 | 3 | 135 | 13251 | 5291 | 6980 | 9306 | 1744 | 2597 | 9713 | 1468 | 1317 | 27886 | 1.21 | 1.23 | 11755.12
7912 | 16 | 330 | 2017-11-26 | 0.77358 | 1 | 0.77358 | 0.72892 | 0.75794 | 0.60001 | 0.62871 | 0.56085 | 0.43461 | 0.53057 | 0.50193 | 0.50297 | 0.54307 | 0.45829 | 0.51058 | 7 | 3 | 136 | 13259 | 5322 | 7019 | 9275 | 1744 | 2602 | 9811 | 1469 | 1302 | 28488 | 1.23 | 1.21 | 11775.96
7913 | 17 | 330 | 2017-11-26 | 0.77987 | 1 | 0.77987 | 0.72289 | 0.74929 | 0.61481 | 0.65044 | 0.57715 | 0.43836 | 0.54396 | 0.51447 | 0.52563 | 0.5549 | 0.47166 | 0.54349 | 7 | 3 | 137 | 13586 | 5506 | 7223 | 9355 | 1788 | 2667 | 10253 | 1501 | 1340 | 30324 | 1.24 | 1.2 | 11641.495
7914 | 18 | 330 | 2017-11-26 | 0.83648 | 1 | 0.83648 | 0.77108 | 0.72694 | 0.65517 | 0.69592 | 0.61286 | 0.46146 | 0.58108 | 0.55131 | 0.57639 | 0.58632 | 0.5125 | 0.58909 | 7 | 3 | 138 | 14478 | 5891 | 7670 | 9848 | 1910 | 2858 | 11243 | 1586 | 1456 | 32868 | 1.33 | 1.28 | 11294.21
7915 | 19 | 330 | 2017-11-26 | 0.83648 | 1 | 0.83648 | 0.80723 | 0.72784 | 0.67771 | 0.71648 | 0.62301 | 0.49299 | 0.59781 | 0.57369 | 0.59556 | 0.59224 | 0.55861 | 0.59649 | 7 | 3 | 139 | 14976 | 6065 | 7797 | 10521 | 1965 | 2974 | 11617 | 1602 | 1587 | 33281 | 1.33 | 1.34 | 11308.32
7916 | 20 | 330 | 2017-11-26 | 0.90566 | 1 | 0.90566 | 0.8494 | 0.80601 | 0.68219 | 0.72097 | 0.6207 | 0.49796 | 0.59963 | 0.5735 | 0.60279 | 0.59187 | 0.57726 | 0.59202 | 7 | 3 | 140 | 15075 | 6103 | 7768 | 10627 | 1971 | 2973 | 11758 | 1601 | 1640 | 33032 | 1.44 | 1.41 | 12522.705
7917 | 21 | 330 | 2017-11-26 | 0.98742 | 1 | 0.98742 | 0.88554 | 0.81962 | 0.67789 | 0.71329 | 0.60999 | 0.49281 | 0.59507 | 0.56809 | 0.60002 | 0.58669 | 0.58606 | 0.58072 | 7 | 3 | 141 | 14980 | 6038 | 7634 | 10517 | 1956 | 2945 | 11704 | 1587 | 1665 | 32401 | 1.57 | 1.47 | 12734.27
7918 | 22 | 330 | 2017-11-26 | 1 | 1 | 1 | 0.84337 | 0.81392 | 0.66006 | 0.6912 | 0.59073 | 0.48208 | 0.57956 | 0.55189 | 0.58362 | 0.57264 | 0.57656 | 0.55686 | 7 | 3 | 142 | 14586 | 5851 | 7393 | 10288 | 1905 | 2861 | 11384 | 1549 | 1638 | 31070 | 1.59 | 1.4 | 12645.685
7919 | 23 | 330 | 2017-11-26 | 0.91824 | 1 | 0.91824 | 0.74699 | 0.80175 | 0.63734 | 0.66568 | 0.56748 | 0.46643 | 0.55948 | 0.52623 | 0.55485 | 0.54677 | 0.55368 | 0.52462 | 7 | 3 | 143 | 14084 | 5635 | 7102 | 9954 | 1839 | 2728 | 10823 | 1479 | 1573 | 29271 | 1.46 | 1.24 | 12456.54
7920 | 24 | 330 | 2017-11-26 | 0.79245 | 1 | 0.79245 | 0.63855 | 0.77447 | 0.61603 | 0.64513 | 0.54255 | 0.44314 | 0.54092 | 0.50231 | 0.52866 | 0.51867 | 0.53221 | 0.4939 | 7 | 3 | 144 | 13613 | 5461 | 6790 | 9457 | 1778 | 2604 | 10312 | 1403 | 1512 | 27557 | 1.26 | 1.06 | 12032.68
7921 | 1 | 331 | 2017-11-27 | 0.64151 | 1 | 0.64151 | 0.59639 | 0.80131 | 0.59833 | 0.6117 | 0.52817 | 0.42022 | 0.53057 | 0.48032 | 0.49938 | 0.48466 | 0.5139 | 0.46271 | 1 | 1 | 1 | 13222 | 5178 | 6610 | 8968 | 1744 | 2490 | 9741 | 1311 | 1460 | 25817 | 1.02 | 0.99 | 12449.825
7922 | 2 | 331 | 2017-11-27 | 0.60377 | 1 | 0.60377 | 0.57831 | 0.77242 | 0.59467 | 0.6052 | 0.5181 | 0.40621 | 0.52236 | 0.47319 | 0.49662 | 0.47394 | 0.51742 | 0.45232 | 1 | 1 | 2 | 13141 | 5123 | 6484 | 8669 | 1717 | 2453 | 9687 | 1282 | 1470 | 25237 | 0.96 | 0.96 | 12000.945
7923 | 3 | 331 | 2017-11-27 | 0.60377 | 1 | 0.60377 | 0.56024 | 0.74901 | 0.59553 | 0.6065 | 0.51562 | 0.39904 | 0.51901 | 0.47126 | 0.50046 | 0.46987 | 0.52552 | 0.44896 | 1 | 1 | 3 | 13160 | 5134 | 6453 | 8516 | 1706 | 2443 | 9762 | 1271 | 1493 | 25050 | 0.96 | 0.93 | 11637.225
7924 | 4 | 331 | 2017-11-27 | 0.59119 | 1 | 0.59119 | 0.54819 | 0.73082 | 0.60295 | 0.61359 | 0.51714 | 0.39647 | 0.52297 | 0.47627 | 0.51153 | 0.47246 | 0.53432 | 0.45346 | 1 | 1 | 4 | 13324 | 5194 | 6472 | 8461 | 1719 | 2469 | 9978 | 1278 | 1518 | 25301 | 0.94 | 0.91 | 11354.585
7925 | 5 | 331 | 2017-11-27 | 0.62893 | 1 | 0.62893 | 0.54819 | 0.71832 | 0.62146 | 0.63237 | 0.53144 | 0.39839 | 0.5397 | 0.49151 | 0.53686 | 0.48244 | 0.55473 | 0.47049 | 1 | 1 | 5 | 13733 | 5353 | 6651 | 8502 | 1774 | 2548 | 10472 | 1305 | 1576 | 26251 | 1 | 0.91 | 11160.345
7926 | 6 | 331 | 2017-11-27 | 0.69182 | 1 | 0.69182 | 0.56627 | 0.72546 | 0.66323 | 0.67324 | 0.56788 | 0.41474 | 0.58229 | 0.53279 | 0.58561 | 0.51091 | 0.59803 | 0.5167 | 1 | 1 | 6 | 14656 | 5699 | 7107 | 8851 | 1914 | 2762 | 11423 | 1382 | 1699 | 28829 | 1.1 | 0.94 | 11271.335
7927 | 7 | 331 | 2017-11-27 | 0.76101 | 1 | 0.76101 | 0.62651 | 0.7356 | 0.72912 | 0.73302 | 0.62948 | 0.45181 | 0.65135 | 0.59414 | 0.65016 | 0.55675 | 0.66385 | 0.57772 | 1 | 1 | 7 | 16112 | 6205 | 7878 | 9642 | 2141 | 3080 | 12682 | 1506 | 1886 | 32234 | 1.21 | 1.04 | 11428.795
7928 | 8 | 331 | 2017-11-27 | 0.77358 | 1 | 0.77358 | 0.6988 | 0.74366 | 0.76201 | 0.75818 | 0.66696 | 0.50415 | 0.69273 | 0.62172 | 0.67067 | 0.58743 | 0.67406 | 0.60439 | 1 | 1 | 8 | 16839 | 6418 | 8347 | 10759 | 2277 | 3223 | 13082 | 1589 | 1915 | 33722 | 1.23 | 1.16 | 11554.04
7929 | 9 | 331 | 2017-11-27 | 0.72327 | 1 | 0.72327 | 0.73494 | 0.84656 | 0.75441 | 0.75286 | 0.67247 | 0.52875 | 0.69242 | 0.6196 | 0.64293 | 0.59667 | 0.63675 | 0.5972 | 1 | 1 | 9 | 16671 | 6373 | 8416 | 11284 | 2276 | 3212 | 12541 | 1614 | 1809 | 33321 | 1.15 | 1.22 | 13152.805
7930 | 10 | 331 | 2017-11-27 | 0.7044 | 1 | 0.7044 | 0.74096 | 0.91285 | 0.7374 | 0.73881 | 0.67271 | 0.53409 | 0.68877 | 0.61188 | 0.60627 | 0.60185 | 0.5931 | 0.58217 | 1 | 1 | 10 | 16295 | 6254 | 8419 | 11398 | 2264 | 3172 | 11826 | 1628 | 1685 | 32482 | 1.12 | 1.23 | 14182.66
7931 | 11 | 331 | 2017-11-27 | 0.72956 | 1 | 0.72956 | 0.73494 | 0.9624 | 0.71916 | 0.72451 | 0.67167 | 0.53409 | 0.68208 | 0.6034 | 0.57618 | 0.60407 | 0.54945 | 0.56903 | 1 | 1 | 11 | 15892 | 6133 | 8406 | 11398 | 2242 | 3128 | 11239 | 1634 | 1561 | 31749 | 1.16 | 1.22 | 14952.575
7932 | 12 | 331 | 2017-11-27 | 0.67925 | 1 | 0.67925 | 0.74096 | 0.97754 | 0.6992 | 0.70963 | 0.66456 | 0.53554 | 0.67143 | 0.59047 | 0.55465 | 0.60074 | 0.51426 | 0.5565 | 1 | 1 | 12 | 15451 | 6007 | 8317 | 11429 | 2207 | 3061 | 10819 | 1625 | 1461 | 31050 | 1.08 | 1.23 | 15187.805
7933 | 13 | 331 | 2017-11-27 | 0.6478 | 1 | 0.6478 | 0.75904 | 0.95214 | 0.68364 | 0.69344 | 0.65729 | 0.53301 | 0.66444 | 0.58198 | 0.53783 | 0.59815 | 0.48363 | 0.54681 | 1 | 1 | 13 | 15107 | 5870 | 8226 | 11375 | 2184 | 3017 | 10491 | 1618 | 1374 | 30509 | 1.03 | 1.26 | 14793.225
7934 | 14 | 331 | 2017-11-27 | 0.6478 | 1 | 0.6478 | 0.77711 | 0.97576 | 0.67382 | 0.68033 | 0.65362 | 0.5309 | 0.655 | 0.57581 | 0.52686 | 0.59445 | 0.46639 | 0.54311 | 1 | 1 | 14 | 14890 | 5759 | 8180 | 11330 | 2153 | 2985 | 10277 | 1608 | 1325 | 30303 | 1.03 | 1.29 | 15160.185
7935 | 15 | 331 | 2017-11-27 | 0.66038 | 1 | 0.66038 | 0.79518 | 1 | 0.663 | 0.67053 | 0.64371 | 0.52987 | 0.64588 | 0.56983 | 0.52117 | 0.59224 | 0.45477 | 0.54184 | 1 | 1 | 15 | 14651 | 5676 | 8056 | 11308 | 2123 | 2954 | 10166 | 1602 | 1292 | 30232 | 1.05 | 1.32 | 15536.75
7936 | 16 | 331 | 2017-11-27 | 0.66038 | 1 | 0.66038 | 0.84337 | 0.99944 | 0.65409 | 0.67265 | 0.6366 | 0.52467 | 0.63219 | 0.56674 | 0.52538 | 0.58632 | 0.45231 | 0.54971 | 1 | 1 | 16 | 14454 | 5694 | 7967 | 11197 | 2078 | 2938 | 10248 | 1586 | 1285 | 30671 | 1.05 | 1.4 | 15528.105
7937 | 17 | 331 | 2017-11-27 | 0.67925 | 1 | 0.67925 | 0.87349 | 0.98608 | 0.66087 | 0.69073 | 0.64179 | 0.52205 | 0.63584 | 0.57176 | 0.54686 | 0.59335 | 0.46463 | 0.5776 | 1 | 1 | 17 | 14604 | 5847 | 8032 | 11141 | 2090 | 2964 | 10667 | 1605 | 1320 | 32227 | 1.08 | 1.45 | 15320.515
7938 | 18 | 331 | 2017-11-27 | 0.73585 | 1 | 0.73585 | 0.95783 | 0.92154 | 0.69223 | 0.7316 | 0.66672 | 0.53807 | 0.66383 | 0.59973 | 0.59295 | 0.61257 | 0.5044 | 0.61932 | 1 | 1 | 18 | 15297 | 6193 | 8344 | 11483 | 2182 | 3109 | 11566 | 1657 | 1433 | 34555 | 1.17 | 1.59 | 14317.695
7939 | 19 | 331 | 2017-11-27 | 0.7673 | 1 | 0.7673 | 0.98193 | 0.8823 | 0.71061 | 0.74424 | 0.67687 | 0.55831 | 0.6763 | 0.61574 | 0.61202 | 0.61442 | 0.54453 | 0.62041 | 1 | 1 | 19 | 15703 | 6300 | 8471 | 11915 | 2223 | 3192 | 11938 | 1662 | 1547 | 34616 | 1.22 | 1.63 | 13708.055
7940 | 20 | 331 | 2017-11-27 | 0.86164 | 1 | 0.86164 | 1 | 0.93549 | 0.71092 | 0.74566 | 0.67319 | 0.55339 | 0.67174 | 0.61034 | 0.61432 | 0.6085 | 0.56107 | 0.61294 | 1 | 1 | 20 | 15710 | 6312 | 8425 | 11810 | 2208 | 3164 | 11983 | 1646 | 1594 | 34199 | 1.37 | 1.66 | 14534.475
7941 | 21 | 331 | 2017-11-27 | 0.88679 | 1 | 0.88679 | 0.99398 | 0.93593 | 0.70147 | 0.73455 | 0.65953 | 0.54393 | 0.66048 | 0.59973 | 0.60438 | 0.59778 | 0.56565 | 0.59839 | 1 | 1 | 21 | 15501 | 6218 | 8254 | 11608 | 2171 | 3109 | 11789 | 1617 | 1607 | 33387 | 1.41 | 1.65 | 14541.295
7942 | 22 | 331 | 2017-11-27 | 0.84906 | 1 | 0.84906 | 0.90964 | 0.9084 | 0.67934 | 0.70856 | 0.63404 | 0.52898 | 0.63493 | 0.57716 | 0.58187 | 0.57782 | 0.55016 | 0.57048 | 1 | 1 | 22 | 15012 | 5998 | 7935 | 11289 | 2087 | 2992 | 11350 | 1563 | 1563 | 31830 | 1.35 | 1.51 | 14113.52
7943 | 23 | 331 | 2017-11-27 | 0.7673 | 1 | 0.7673 | 0.79518 | 0.88374 | 0.64752 | 0.671 | 0.5964 | 0.50494 | 0.5972 | 0.54302 | 0.54737 | 0.54159 | 0.52165 | 0.5303 | 1 | 1 | 23 | 14309 | 5680 | 7464 | 10776 | 1963 | 2815 | 10677 | 1465 | 1482 | 29588 | 1.22 | 1.32 | 13730.465
7944 | 24 | 331 | 2017-11-27 | 0.6478 | 1 | 0.6478 | 0.68675 | 0.84359 | 0.61331 | 0.63733 | 0.56021 | 0.47144 | 0.55917 | 0.51003 | 0.51579 | 0.50684 | 0.49243 | 0.49246 | 1 | 1 | 24 | 13553 | 5395 | 7011 | 10061 | 1838 | 2644 | 10061 | 1371 | 1399 | 27477 | 1.03 | 1.14 | 13106.685
7945 | 1 | 332 | 2017-11-28 | 0.58491 | 1 | 0.58491 | 0.64458 | 0.80131 | 0.59309 | 0.62032 | 0.53256 | 0.43592 | 0.53088 | 0.49286 | 0.50195 | 0.48614 | 0.49806 | 0.47818 | 2 | 1 | 25 | 13106 | 5251 | 6665 | 9303 | 1745 | 2555 | 9791 | 1315 | 1415 | 26680 | 0.93 | 1.07 | 12449.825
7946 | 2 | 332 | 2017-11-28 | 0.54717 | 1 | 0.54717 | 0.62048 | 0.77242 | 0.58358 | 0.61028 | 0.51834 | 0.41437 | 0.51597 | 0.47859 | 0.49759 | 0.47542 | 0.49102 | 0.46674 | 2 | 1 | 26 | 12896 | 5166 | 6487 | 8843 | 1696 | 2481 | 9706 | 1286 | 1395 | 26042 | 0.87 | 1.03 | 12000.945
7947 | 3 | 332 | 2017-11-28 | 0.54088 | 1 | 0.54088 | 0.60843 | 0.74901 | 0.5796 | 0.60662 | 0.51306 | 0.40129 | 0.50624 | 0.47145 | 0.49974 | 0.4695 | 0.48962 | 0.46332 | 2 | 1 | 27 | 12808 | 5135 | 6421 | 8564 | 1664 | 2444 | 9748 | 1270 | 1391 | 25851 | 0.86 | 1.01 | 11637.225
7948 | 4 | 332 | 2017-11-28 | 0.54717 | 1 | 0.54717 | 0.62048 | 0.73082 | 0.58227 | 0.60957 | 0.51187 | 0.39389 | 0.50532 | 0.47222 | 0.508 | 0.46876 | 0.49947 | 0.46587 | 2 | 1 | 28 | 12867 | 5160 | 6406 | 8406 | 1661 | 2448 | 9909 | 1268 | 1419 | 25993 | 0.87 | 1.03 | 11354.585
7949 | 5 | 332 | 2017-11-28 | 0.57862 | 1 | 0.57862 | 0.63855 | 0.71832 | 0.59843 | 0.62871 | 0.52161 | 0.39291 | 0.51871 | 0.48476 | 0.52897 | 0.478 | 0.5139 | 0.48157 | 2 | 1 | 29 | 13224 | 5322 | 6528 | 8385 | 1705 | 2513 | 10318 | 1293 | 1460 | 26869 | 0.92 | 1.06 | 11160.345
7950 | 6 | 332 | 2017-11-28 | 0.6478 | 1 | 0.6478 | 0.69277 | 0.72546 | 0.63716 | 0.66757 | 0.55126 | 0.40345 | 0.55735 | 0.52141 | 0.57393 | 0.50462 | 0.55333 | 0.52146 | 2 | 1 | 30 | 14080 | 5651 | 6899 | 8610 | 1832 | 2703 | 11195 | 1365 | 1572 | 29095 | 1.03 | 1.15 | 11271.335
7951 | 7 | 332 | 2017-11-28 | 0.71069 | 1 | 0.71069 | 0.75904 | 0.7356 | 0.70273 | 0.72605 | 0.60847 | 0.43517 | 0.62336 | 0.576 | 0.63683 | 0.5512 | 0.61316 | 0.58382 | 2 | 1 | 31 | 15529 | 6146 | 7615 | 9287 | 2049 | 2986 | 12422 | 1491 | 1742 | 32574 | 1.13 | 1.26 | 11428.795
7952 | 8 | 332 | 2017-11-28 | 0.73585 | 1 | 0.73585 | 0.74699 | 0.74366 | 0.73409 | 0.74613 | 0.64067 | 0.48465 | 0.66504 | 0.60301 | 0.65359 | 0.57745 | 0.62196 | 0.60543 | 2 | 1 | 32 | 16222 | 6316 | 8018 | 10343 | 2186 | 3126 | 12749 | 1562 | 1767 | 33780 | 1.17 | 1.24 | 11554.04
7953 | 9 | 332 | 2017-11-28 | 0.71698 | 1 | 0.71698 | 0.71084 | 0.84656 | 0.72509 | 0.73196 | 0.64331 | 0.51057 | 0.66352 | 0.59954 | 0.62345 | 0.58558 | 0.59099 | 0.59102 | 2 | 1 | 33 | 16023 | 6196 | 8051 | 10896 | 2181 | 3108 | 12161 | 1584 | 1679 | 32976 | 1.14 | 1.18 | 13152.805
7954 | 10 | 332 | 2017-11-28 | 0.69811 | 1 | 0.69811 | 0.6988 | 0.91285 | 0.70952 | 0.71364 | 0.64547 | 0.51928 | 0.66109 | 0.59259 | 0.58597 | 0.58854 | 0.55825 | 0.5707 | 2 | 1 | 34 | 15679 | 6041 | 8078 | 11082 | 2173 | 3072 | 11430 | 1592 | 1586 | 31842 | 1.11 | 1.16 | 14182.66
7955 | 11 | 332 | 2017-11-28 | 0.7044 | 1 | 0.7044 | 0.72289 | 0.9624 | 0.69554 | 0.69403 | 0.64435 | 0.52416 | 0.65805 | 0.58893 | 0.55921 | 0.58928 | 0.52235 | 0.55752 | 2 | 1 | 35 | 15370 | 5875 | 8064 | 11186 | 2163 | 3053 | 10908 | 1594 | 1484 | 31107 | 1.12 | 1.2 | 14952.575
7956 | 12 | 332 | 2017-11-28 | 0.67925 | 1 | 0.67925 | 0.72289 | 0.97754 | 0.67612 | 0.6769 | 0.63835 | 0.52809 | 0.64801 | 0.57948 | 0.53973 | 0.58669 | 0.49525 | 0.54643 | 2 | 1 | 36 | 14941 | 5730 | 7989 | 11270 | 2130 | 3004 | 10528 | 1587 | 1407 | 30488 | 1.08 | 1.2 | 15187.805
7957 | 13 | 332 | 2017-11-28 | 0.62264 | 1 | 0.62264 | 0.6988 | 0.95214 | 0.66318 | 0.66072 | 0.63332 | 0.52748 | 0.64223 | 0.57272 | 0.52502 | 0.58447 | 0.47413 | 0.53892 | 2 | 1 | 37 | 14655 | 5593 | 7926 | 11257 | 2111 | 2969 | 10241 | 1581 | 1347 | 30069 | 0.99 | 1.16 | 14793.225
7958 | 14 | 332 | 2017-11-28 | 0.63522 | 1 | 0.63522 | 0.6988 | 0.97576 | 0.65431 | 0.6521 | 0.63148 | 0.52589 | 0.63675 | 0.56752 | 0.51799 | 0.58447 | 0.46075 | 0.5379 | 2 | 1 | 38 | 14459 | 5520 | 7903 | 11223 | 2093 | 2942 | 10104 | 1581 | 1309 | 30012 | 1.01 | 1.16 | 15160.185
7959 | 15 | 332 | 2017-11-28 | 0.65409 | 1 | 0.65409 | 0.70482 | 1 | 0.64526 | 0.64111 | 0.62397 | 0.52786 | 0.62975 | 0.56327 | 0.51435 | 0.58004 | 0.4509 | 0.53861 | 2 | 1 | 39 | 14259 | 5427 | 7809 | 11265 | 2070 | 2920 | 10033 | 1569 | 1281 | 30052 | 1.04 | 1.17 | 15536.75
7960 | 16 | 332 | 2017-11-28 | 0.67925 | 1 | 0.67925 | 0.72289 | 0.99944 | 0.6377 | 0.63934 | 0.61726 | 0.52448 | 0.62124 | 0.55903 | 0.51922 | 0.57634 | 0.44949 | 0.54616 | 2 | 1 | 40 | 14092 | 5412 | 7725 | 11193 | 2042 | 2898 | 10128 | 1559 | 1277 | 30473 | 1.08 | 1.2 | 15528.105
7961 | 17 | 332 | 2017-11-28 | 0.73585 | 1 | 0.73585 | 0.78313 | 0.98608 | 0.64694 | 0.65729 | 0.62357 | 0.52425 | 0.62519 | 0.56327 | 0.53758 | 0.58078 | 0.46251 | 0.57129 | 2 | 1 | 41 | 14296 | 5564 | 7804 | 11188 | 2055 | 2920 | 10486 | 1571 | 1314 | 31875 | 1.17 | 1.3 | 15320.515
7962 | 18 | 332 | 2017-11-28 | 0.79874 | 1 | 0.79874 | 0.81325 | 0.92154 | 0.68024 | 0.70171 | 0.65026 | 0.54271 | 0.65257 | 0.58931 | 0.57977 | 0.60111 | 0.50088 | 0.60891 | 2 | 1 | 42 | 15032 | 5940 | 8138 | 11582 | 2145 | 3055 | 11309 | 1626 | 1423 | 33974 | 1.27 | 1.35 | 14317.695
7963 | 19 | 332 | 2017-11-28 | 0.83648 | 1 | 0.83648 | 0.8494 | 0.8823 | 0.69513 | 0.71471 | 0.65769 | 0.55986 | 0.66261 | 0.60243 | 0.59218 | 0.60481 | 0.53502 | 0.60824 | 2 | 1 | 43 | 15361 | 6050 | 8231 | 11948 | 2178 | 3123 | 11551 | 1636 | 1520 | 33937 | 1.33 | 1.41 | 13708.055
7964 | 20 | 332 | 2017-11-28 | 0.91824 | 1 | 0.91824 | 0.90361 | 0.93549 | 0.69418 | 0.71506 | 0.65138 | 0.55424 | 0.65774 | 0.59703 | 0.589 | 0.6 | 0.54734 | 0.59889 | 2 | 1 | 44 | 15340 | 6053 | 8152 | 11828 | 2162 | 3095 | 11489 | 1623 | 1555 | 33415 | 1.46 | 1.5 | 14534.475
7965 | 21 | 332 | 2017-11-28 | 0.91195 | 1 | 0.91195 | 0.93976 | 0.93593 | 0.68558 | 0.7062 | 0.63748 | 0.54327 | 0.64709 | 0.58719 | 0.57577 | 0.58669 | 0.54805 | 0.58287 | 2 | 1 | 45 | 15150 | 5978 | 7978 | 11594 | 2127 | 3044 | 11231 | 1587 | 1557 | 32521 | 1.45 | 1.56 | 14541.295
7966 | 22 | 332 | 2017-11-28 | 0.89308 | 1 | 0.89308 | 0.89759 | 0.9084 | 0.66214 | 0.68234 | 0.61254 | 0.52898 | 0.62336 | 0.56655 | 0.55229 | 0.56599 | 0.5315 | 0.55476 | 2 | 1 | 46 | 14632 | 5776 | 7666 | 11289 | 2049 | 2937 | 10773 | 1531 | 1510 | 30953 | 1.42 | 1.49 | 14113.52
7967 | 23 | 332 | 2017-11-28 | 0.7673 | 1 | 0.7673 | 0.8012 | 0.88374 | 0.62793 | 0.64465 | 0.57403 | 0.50588 | 0.58625 | 0.53376 | 0.51687 | 0.53124 | 0.50194 | 0.5156 | 2 | 1 | 47 | 13876 | 5457 | 7184 | 10796 | 1927 | 2767 | 10082 | 1437 | 1426 | 28768 | 1.22 | 1.33 | 13730.465
7968 | 24 | 332 | 2017-11-28 | 0.69182 | 1 | 0.69182 | 0.69277 | 0.84359 | 0.59313 | 0.61028 | 0.53863 | 0.47327 | 0.55035 | 0.50116 | 0.48406 | 0.49797 | 0.46815 | 0.47949 | 2 | 1 | 48 | 13107 | 5166 | 6741 | 10100 | 1809 | 2598 | 9442 | 1347 | 1330 | 26753 | 1.1 | 1.15 | 13106.685
7969 | 1 | 333 | 2017-11-29 | 0.61635 | 1 | 0.61635 | 0.64458 | 0.80131 | 0.56779 | 0.59268 | 0.52233 | 0.44609 | 0.52297 | 0.46971 | 0.46678 | 0.47246 | 0.45477 | 0.44755 | 3 | 1 | 49 | 12547 | 5017 | 6537 | 9520 | 1719 | 2435 | 9105 | 1278 | 1292 | 24971 | 0.98 | 1.07 | 12449.825
7970 | 2 | 333 | 2017-11-29 | 0.61006 | 1 | 0.61006 | 0.62048 | 0.77242 | 0.55611 | 0.58015 | 0.50811 | 0.42683 | 0.50776 | 0.45621 | 0.45801 | 0.45915 | 0.44808 | 0.43409 | 3 | 1 | 50 | 12289 | 4911 | 6359 | 9109 | 1669 | 2365 | 8934 | 1242 | 1273 | 24220 | 0.97 | 1.03 | 12000.945
7971 | 3 | 333 | 2017-11-29 | 0.59748 | 1 | 0.59748 | 0.62048 | 0.74901 | 0.55186 | 0.57543 | 0.50332 | 0.41498 | 0.49802 | 0.44869 | 0.45622 | 0.45213 | 0.44491 | 0.428 | 3 | 1 | 51 | 12195 | 4871 | 6299 | 8856 | 1637 | 2326 | 8899 | 1223 | 1264 | 23880 | 0.95 | 1.03 | 11637.225
7972 | 4 | 333 | 2017-11-29 | 0.58491 | 1 | 0.58491 | 0.62048 | 0.73082 | 0.55381 | 0.57815 | 0.50172 | 0.40935 | 0.49589 | 0.44811 | 0.46232 | 0.44954 | 0.44949 | 0.42855 | 3 | 1 | 52 | 12238 | 4894 | 6279 | 8736 | 1630 | 2323 | 9018 | 1216 | 1277 | 23911 | 0.93 | 1.03 | 11354.585
7973 | 5 | 333 | 2017-11-29 | 0.60377 | 1 | 0.60377 | 0.64458 | 0.71832 | 0.56589 | 0.59433 | 0.51107 | 0.40973 | 0.50837 | 0.45853 | 0.48031 | 0.45767 | 0.46146 | 0.44149 | 3 | 1 | 53 | 12505 | 5031 | 6396 | 8744 | 1671 | 2377 | 9369 | 1238 | 1311 | 24633 | 0.96 | 1.07 | 11160.345
7974 | 6 | 333 | 2017-11-29 | 0.67296 | 1 | 0.67296 | 0.6988 | 0.72546 | 0.60119 | 0.63225 | 0.53935 | 0.42294 | 0.5467 | 0.49344 | 0.52574 | 0.48835 | 0.4956 | 0.47856 | 3 | 1 | 54 | 13285 | 5352 | 6750 | 9026 | 1797 | 2558 | 10255 | 1321 | 1408 | 26701 | 1.07 | 1.16 | 11271.335
7975 | 7 | 333 | 2017-11-29 | 0.73585 | 1 | 0.73585 | 0.77108 | 0.7356 | 0.66096 | 0.69273 | 0.59569 | 0.45677 | 0.61302 | 0.54803 | 0.5889 | 0.53235 | 0.55861 | 0.54003 | 3 | 1 | 55 | 14606 | 5864 | 7455 | 9748 | 2015 | 2841 | 11487 | 1440 | 1587 | 30131 | 1.17 | 1.28 | 11428.795
7976 | 8 | 333 | 2017-11-29 | 0.74214 | 1 | 0.74214 | 0.78313 | 0.74366 | 0.69228 | 0.71896 | 0.63292 | 0.50499 | 0.65318 | 0.57812 | 0.60797 | 0.56525 | 0.56987 | 0.56518 | 3 | 1 | 56 | 15298 | 6086 | 7921 | 10777 | 2147 | 2997 | 11859 | 1529 | 1619 | 31534 | 1.18 | 1.3 | 11554.04
7977 | 9 | 333 | 2017-11-29 | 0.74843 | 1 | 0.74843 | 0.74699 | 0.84656 | 0.69124 | 0.71069 | 0.64051 | 0.52753 | 0.65531 | 0.58063 | 0.58249 | 0.57597 | 0.54136 | 0.55772 | 3 | 1 | 57 | 15275 | 6016 | 8016 | 11258 | 2154 | 3010 | 11362 | 1558 | 1538 | 31118 | 1.19 | 1.24 | 13152.805
7978 | 10 | 333 | 2017-11-29 | 0.71698 | 1 | 0.71698 | 0.72892 | 0.91285 | 0.68608 | 0.70077 | 0.64531 | 0.53343 | 0.65592 | 0.58179 | 0.5525 | 0.58226 | 0.52059 | 0.54431 | 3 | 1 | 58 | 15161 | 5932 | 8076 | 11384 | 2156 | 3016 | 10777 | 1575 | 1479 | 30370 | 1.14 | 1.21 | 14182.66
7979 | 11 | 333 | 2017-11-29 | 0.71698 | 1 | 0.71698 | 0.71084 | 0.9624 | 0.68246 | 0.69049 | 0.64826 | 0.53564 | 0.65683 | 0.58256 | 0.53214 | 0.58706 | 0.49771 | 0.53397 | 3 | 1 | 59 | 15081 | 5845 | 8113 | 11431 | 2159 | 3020 | 10380 | 1588 | 1414 | 29793 | 1.14 | 1.18 | 14952.575
7980 | 12 | 333 | 2017-11-29 | 0.69811 | 1 | 0.69811 | 0.68072 | 0.97754 | 0.67341 | 0.6821 | 0.64594 | 0.53896 | 0.65075 | 0.57735 | 0.51769 | 0.58706 | 0.48046 | 0.52609 | 3 | 1 | 60 | 14881 | 5774 | 8084 | 11502 | 2139 | 2993 | 10098 | 1588 | 1365 | 29353 | 1.11 | 1.13 | 15187.805
7981 | 13 | 333 | 2017-11-29 | 0.63522 | 1 | 0.63522 | 0.6506 | 0.95214 | 0.66644 | 0.67112 | 0.64291 | 0.53681 | 0.6477 | 0.57311 | 0.50564 | 0.58373 | 0.46744 | 0.52069 | 3 | 1 | 61 | 14727 | 5681 | 8046 | 11456 | 2129 | 2971 | 9863 | 1579 | 1328 | 29052 | 1.01 | 1.08 | 14793.225
7982 | 14 | 333 | 2017-11-29 | 0.61635 | 1 | 0.61635 | 0.63253 | 0.97576 | 0.66033 | 0.66722 | 0.64403 | 0.53489 | 0.64314 | 0.57041 | 0.50036 | 0.58632 | 0.45723 | 0.52103 | 3 | 1 | 62 | 14592 | 5648 | 8060 | 11415 | 2114 | 2957 | 9760 | 1586 | 1299 | 29071 | 0.98 | 1.05 | 15160.185
7983 | 15 | 333 | 2017-11-29 | 0.61635 | 1 | 0.61635 | 0.65663 | 1 | 0.65296 | 0.66084 | 0.63851 | 0.5346 | 0.63706 | 0.56732 | 0.49728 | 0.58226 | 0.45195 | 0.52256 | 3 | 1 | 63 | 14429 | 5594 | 7991 | 11409 | 2094 | 2941 | 9700 | 1575 | 1284 | 29156 | 0.98 | 1.09 | 15536.75
7984 | 16 | 333 | 2017-11-29 | 0.64151 | 1 | 0.64151 | 0.68072 | 0.99944 | 0.64771 | 0.66261 | 0.63364 | 0.53067 | 0.62884 | 0.56289 | 0.50261 | 0.57819 | 0.45618 | 0.52956 | 3 | 1 | 64 | 14313 | 5609 | 7930 | 11325 | 2067 | 2918 | 9804 | 1564 | 1296 | 29547 | 1.02 | 1.13 | 15528.105
7985 | 17 | 333 | 2017-11-29 | 0.66667 | 1 | 0.66667 | 0.72892 | 0.98608 | 0.65698 | 0.68175 | 0.63923 | 0.52968 | 0.63401 | 0.56617 | 0.52169 | 0.58743 | 0.47202 | 0.55446 | 3 | 1 | 65 | 14518 | 5771 | 8000 | 11304 | 2084 | 2935 | 10176 | 1589 | 1341 | 30936 | 1.06 | 1.21 | 15320.515
7986 | 18 | 333 | 2017-11-29 | 0.68553 | 1 | 0.68553 | 0.77711 | 0.92154 | 0.68726 | 0.72605 | 0.66488 | 0.54688 | 0.65774 | 0.58758 | 0.56613 | 0.61109 | 0.51109 | 0.59385 | 3 | 1 | 66 | 15187 | 6146 | 8321 | 11671 | 2162 | 3046 | 11043 | 1653 | 1452 | 33134 | 1.09 | 1.29 | 14317.695
7987 | 19 | 333 | 2017-11-29 | 0.7044 | 1 | 0.7044 | 0.79518 | 0.8823 | 0.70545 | 0.74247 | 0.67319 | 0.56413 | 0.67052 | 0.60204 | 0.57833 | 0.61146 | 0.54136 | 0.59826 | 3 | 1 | 67 | 15589 | 6285 | 8425 | 12039 | 2204 | 3121 | 11281 | 1654 | 1538 | 33380 | 1.12 | 1.32 | 13708.055
7988 | 20 | 333 | 2017-11-29 | 0.7673 | 1 | 0.7673 | 0.8494 | 0.93549 | 0.70224 | 0.74034 | 0.67008 | 0.55935 | 0.66626 | 0.60282 | 0.577 | 0.60628 | 0.55051 | 0.5912 | 3 | 1 | 68 | 15518 | 6267 | 8386 | 11937 | 2190 | 3125 | 11255 | 1640 | 1564 | 32986 | 1.22 | 1.41 | 14534.475
7989 | 21 | 333 | 2017-11-29 | 0.83648 | 1 | 0.83648 | 0.89759 | 0.93593 | 0.69314 | 0.73243 | 0.65849 | 0.54965 | 0.6544 | 0.5924 | 0.56624 | 0.59556 | 0.55016 | 0.57892 | 3 | 1 | 69 | 15317 | 6200 | 8241 | 11730 | 2151 | 3071 | 11045 | 1611 | 1563 | 32301 | 1.33 | 1.49 | 14541.295
7990 | 22 | 333 | 2017-11-29 | 0.8239 | 1 | 0.8239 | 0.87349 | 0.9084 | 0.67228 | 0.71093 | 0.63708 | 0.53653 | 0.63097 | 0.57137 | 0.54604 | 0.57412 | 0.53432 | 0.55444 | 3 | 1 | 70 | 14856 | 6018 | 7973 | 11450 | 2074 | 2962 | 10651 | 1553 | 1518 | 30935 | 1.31 | 1.45 | 14113.52
7991 | 23 | 333 | 2017-11-29 | 0.77358 | 1 | 0.77358 | 0.75904 | 0.88374 | 0.64037 | 0.67655 | 0.60128 | 0.51389 | 0.59538 | 0.53877 | 0.51364 | 0.54233 | 0.5051 | 0.51736 | 3 | 1 | 71 | 14151 | 5727 | 7525 | 10967 | 1957 | 2793 | 10019 | 1467 | 1435 | 28866 | 1.23 | 1.26 | 13730.465
7992 | 24 | 333 | 2017-11-29 | 0.7044 | 1 | 0.7044 | 0.68072 | 0.84359 | 0.60802 | 0.64206 | 0.56556 | 0.48203 | 0.56313 | 0.50714 | 0.48283 | 0.51128 | 0.47272 | 0.48295 | 3 | 1 | 72 | 13436 | 5435 | 7078 | 10287 | 1851 | 2629 | 9418 | 1383 | 1343 | 26946 | 1.12 | 1.13 | 13106.685
7993 | 1 | 334 | 2017-11-30 | 0.6478 | 1 | 0.6478 | 0.63253 | 0.80131 | 0.60336 | 0.62528 | 0.54311 | 0.45602 | 0.53544 | 0.47743 | 0.46263 | 0.4817 | 0.45231 | 0.46182 | 4 | 1 | 73 | 13333 | 5293 | 6797 | 9732 | 1760 | 2475 | 9024 | 1303 | 1285 | 25767 | 1.03 | 1.05 | 12449.825
7994 | 2 | 334 | 2017-11-30 | 0.59748 | 1 | 0.59748 | 0.61446 | 0.77242 | 0.59082 | 0.61583 | 0.53016 | 0.43447 | 0.52023 | 0.46335 | 0.45678 | 0.47098 | 0.44386 | 0.45022 | 4 | 1 | 74 | 13056 | 5213 | 6635 | 9272 | 1710 | 2402 | 8910 | 1274 | 1261 | 25120 | 0.95 | 1.02 | 12000.945
7995 | 3 | 334 | 2017-11-30 | 0.57862 | 1 | 0.57862 | 0.59639 | 0.74901 | 0.58621 | 0.61264 | 0.52489 | 0.42149 | 0.5111 | 0.45621 | 0.45719 | 0.46506 | 0.44104 | 0.44674 | 4 | 1 | 75 | 12954 | 5186 | 6569 | 8995 | 1680 | 2365 | 8918 | 1258 | 1253 | 24926 | 0.92 | 0.99 | 11637.225
7996 | 4 | 334 | 2017-11-30 | 0.58491 | 1 | 0.58491 | 0.61446 | 0.73082 | 0.58675 | 0.61571 | 0.52369 | 0.41413 | 0.50958 | 0.45486 | 0.46432 | 0.4658 | 0.44562 | 0.44974 | 4 | 1 | 76 | 12966 | 5212 | 6554 | 8838 | 1675 | 2358 | 9057 | 1260 | 1266 | 25093 | 0.93 | 1.02 | 11354.585
7997 | 5 | 334 | 2017-11-30 | 0.58491 | 1 | 0.58491 | 0.62048 | 0.71832 | 0.60042 | 0.63426 | 0.5352 | 0.41362 | 0.52236 | 0.46586 | 0.48513 | 0.47505 | 0.45829 | 0.46524 | 4 | 1 | 77 | 13268 | 5369 | 6698 | 8827 | 1717 | 2415 | 9463 | 1285 | 1302 | 25958 | 0.93 | 1.03 | 11160.345
7998 | 6 | 334 | 2017-11-30 | 0.61635 | 1 | 0.61635 | 0.6747 | 0.72546 | 0.63843 | 0.67053 | 0.56404 | 0.42571 | 0.55917 | 0.49981 | 0.53137 | 0.50462 | 0.49138 | 0.5053 | 4 | 1 | 78 | 14108 | 5676 | 7059 | 9085 | 1838 | 2591 | 10365 | 1365 | 1396 | 28193 | 0.98 | 1.12 | 11271.335
7999 | 7 | 334 | 2017-11-30 | 0.67296 | 1 | 0.67296 | 0.75904 | 0.7356 | 0.70183 | 0.72971 | 0.6191 | 0.45855 | 0.62428 | 0.55536 | 0.59869 | 0.54861 | 0.55157 | 0.56779 | 4 | 1 | 79 | 15509 | 6177 | 7748 | 9786 | 2052 | 2879 | 11678 | 1484 | 1567 | 31680 | 1.07 | 1.26 | 11428.795
8000 | 8 | 334 | 2017-11-30 | 0.72327 | 1 | 0.72327 | 0.74699 | 0.74366 | 0.73287 | 0.75263 | 0.65026 | 0.50747 | 0.66352 | 0.58488 | 0.62165 | 0.57634 | 0.56529 | 0.59335 | 4 | 1 | 80 | 16195 | 6371 | 8138 | 10830 | 2181 | 3032 | 12126 | 1559 | 1606 | 33106 | 1.15 | 1.24 | 11554.04
8001 | 9 | 334 | 2017-11-30 | 0.75472 | 1 | 0.75472 | 0.71084 | 0.84656 | 0.72509 | 0.74188 | 0.6521 | 0.52912 | 0.66383 | 0.58623 | 0.59848 | 0.58447 | 0.53995 | 0.58061 | 4 | 1 | 81 | 16023 | 6280 | 8161 | 11292 | 2182 | 3039 | 11674 | 1581 | 1534 | 32395 | 1.2 | 1.18 | 13152.805
8002 | 10 | 334 | 2017-11-30 | 0.79245 | 1 | 0.79245 | 0.6747 | 0.91285 | 0.71527 | 0.72581 | 0.65314 | 0.53484 | 0.66413 | 0.58623 | 0.56972 | 0.58632 | 0.5213 | 0.56656 | 4 | 1 | 82 | 15806 | 6144 | 8174 | 11414 | 2183 | 3039 | 11113 | 1586 | 1481 | 31611 | 1.26 | 1.12 | 14182.66
8003 | 11 | 334 | 2017-11-30 | 0.73585 | 1 | 0.73585 | 0.6506 | 0.9624 | 0.70224 | 0.71175 | 0.65154 | 0.53639 | 0.66261 | 0.58584 | 0.5485 | 0.58854 | 0.50088 | 0.55659 | 4 | 1 | 83 | 15518 | 6025 | 8154 | 11447 | 2178 | 3037 | 10699 | 1592 | 1423 | 31055 | 1.17 | 1.08 | 14952.575
8004 | 12 | 334 | 2017-11-30 | 0.72327 | 1 | 0.72327 | 0.61446 | 0.97754 | 0.68481 | 0.69758 | 0.64515 | 0.53793 | 0.655 | 0.57967 | 0.53276 | 0.58373 | 0.48293 | 0.54765 | 4 | 1 | 84 | 15133 | 5905 | 8074 | 11480 | 2153 | 3005 | 10392 | 1579 | 1372 | 30556 | 1.15 | 1.02 | 15187.805
8005 | 13 | 334 | 2017-11-30 | 0.71069 | 1 | 0.71069 | 0.63855 | 0.95214 | 0.67504 | 0.68198 | 0.63987 | 0.53592 | 0.64983 | 0.57523 | 0.52138 | 0.58115 | 0.46955 | 0.54041 | 4 | 1 | 85 | 14917 | 5773 | 8008 | 11437 | 2136 | 2982 | 10170 | 1572 | 1334 | 30152 | 1.13 | 1.06 | 14793.225
8006 | 14 | 334 | 2017-11-30 | 0.69182 | 1 | 0.69182 | 0.62048 | 0.97576 | 0.67011 | 0.67372 | 0.63803 | 0.53231 | 0.64436 | 0.5706 | 0.51564 | 0.57967 | 0.45723 | 0.53949 | 4 | 1 | 86 | 14808 | 5703 | 7985 | 11360 | 2118 | 2958 | 10058 | 1568 | 1299 | 30101 | 1.1 | 1.03 | 15160.185
8007 | 15 | 334 | 2017-11-30 | 0.67296 | 1 | 0.67296 | 0.62048 | 1 | 0.66137 | 0.66438 | 0.63036 | 0.53254 | 0.63736 | 0.56481 | 0.51297 | 0.57264 | 0.44984 | 0.54084 | 4 | 1 | 87 | 14615 | 5624 | 7889 | 11365 | 2095 | 2928 | 10006 | 1549 | 1278 | 30176 | 1.07 | 1.03 | 15536.75
8008 | 16 | 334 | 2017-11-30 | 0.68553 | 1 | 0.68553 | 0.63253 | 0.99944 | 0.65653 | 0.66486 | 0.62541 | 0.52898 | 0.62945 | 0.56289 | 0.5183 | 0.57006 | 0.4516 | 0.54693 | 4 | 1 | 88 | 14508 | 5628 | 7827 | 11289 | 2069 | 2918 | 10110 | 1542 | 1283 | 30516 | 1.09 | 1.05 | 15528.105
8009 | 17 | 334 | 2017-11-30 | 0.66667 | 1 | 0.66667 | 0.71084 | 0.98608 | 0.66477 | 0.68281 | 0.6306 | 0.52912 | 0.6328 | 0.56462 | 0.53609 | 0.57523 | 0.46392 | 0.57301 | 4 | 1 | 89 | 14690 | 5780 | 7892 | 11292 | 2080 | 2927 | 10457 | 1556 | 1318 | 31971 | 1.06 | 1.18 | 15320.515
8010 | 18 | 334 | 2017-11-30 | 0.69811 | 1 | 0.69811 | 0.71687 | 0.92154 | 0.69536 | 0.72711 | 0.65553 | 0.55129 | 0.6544 | 0.58642 | 0.57659 | 0.59889 | 0.50264 | 0.61099 | 4 | 1 | 90 | 15366 | 6155 | 8204 | 11765 | 2151 | 3040 | 11247 | 1620 | 1428 | 34090 | 1.11 | 1.19 | 14317.695
8011 | 19 | 334 | 2017-11-30 | 0.72327 | 1 | 0.72327 | 0.76506 | 0.8823 | 0.70957 | 0.74058 | 0.6628 | 0.57101 | 0.66596 | 0.60204 | 0.59177 | 0.60185 | 0.53643 | 0.61065 | 4 | 1 | 91 | 15680 | 6269 | 8295 | 12186 | 2189 | 3121 | 11543 | 1628 | 1524 | 34071 | 1.15 | 1.27 | 13708.055
8012 | 20 | 334 | 2017-11-30 | 0.78616 | 1 | 0.78616 | 0.80723 | 0.93549 | 0.70902 | 0.73822 | 0.66057 | 0.56328 | 0.66352 | 0.60089 | 0.59079 | 0.59778 | 0.5491 | 0.60088 | 4 | 1 | 92 | 15668 | 6249 | 8267 | 12021 | 2181 | 3115 | 11524 | 1617 | 1560 | 33526 | 1.25 | 1.34 | 14534.475
8013 | 21 | 334 | 2017-11-30 | 0.83648 | 1 | 0.83648 | 0.86145 | 0.93593 | 0.70038 | 0.72735 | 0.64626 | 0.55302 | 0.65287 | 0.59124 | 0.57751 | 0.58336 | 0.54981 | 0.58586 | 4 | 1 | 93 | 15477 | 6157 | 8088 | 11802 | 2146 | 3065 | 11265 | 1578 | 1562 | 32688 | 1.33 | 1.43 | 14541.295
8014 | 22 | 334 | 2017-11-30 | 0.81761 | 1 | 0.81761 | 0.8494 | 0.9084 | 0.67667 | 0.70195 | 0.62437 | 0.54079 | 0.63188 | 0.5733 | 0.55506 | 0.56081 | 0.53397 | 0.55976 | 4 | 1 | 94 | 14953 | 5942 | 7814 | 11541 | 2077 | 2972 | 10827 | 1517 | 1517 | 31232 | 1.3 | 1.41 | 14113.52
8015 | 23 | 334 | 2017-11-30 | 0.75472 | 1 | 0.75472 | 0.72892 | 0.88374 | 0.64327 | 0.66379 | 0.59033 | 0.51881 | 0.59629 | 0.54244 | 0.52051 | 0.52754 | 0.50686 | 0.52116 | 4 | 1 | 95 | 14215 | 5619 | 7388 | 11072 | 1960 | 2812 | 10153 | 1427 | 1440 | 29078 | 1.2 | 1.21 | 13730.465
8016 | 24 | 334 | 2017-11-30 | 0.68553 | 1 | 0.68553 | 0.6506 | 0.84359 | 0.60969 | 0.6267 | 0.55741 | 0.48643 | 0.56343 | 0.5108 | 0.48898 | 0.49834 | 0.478 | 0.48465 | 4 | 1 | 96 | 13473 | 5305 | 6976 | 10381 | 1852 | 2648 | 9538 | 1348 | 1358 | 27041 | 1.09 | 1.08 | 13106.685
8017 | 1 | 335 | 2017-12-01 | 0.61635 | 1 | 0.61635 | 0.62651 | 0.80131 | 0.59797 | 0.59409 | 0.53927 | 0.45799 | 0.55826 | 0.49286 | 0.45991 | 0.48318 | 0.48539 | 0.45097 | 5 | 1 | 97 | 13214 | 5029 | 6749 | 9774 | 1835 | 2555 | 8971 | 1307 | 1379 | 25162 | 0.98 | 1.04 | 12449.825
8018 | 2 | 335 | 2017-12-01 | 0.60377 | 1 | 0.60377 | 0.60241 | 0.77242 | 0.58879 | 0.58228 | 0.52545 | 0.43756 | 0.54548 | 0.48245 | 0.44966 | 0.47542 | 0.48645 | 0.43732 | 5 | 1 | 98 | 13011 | 4929 | 6576 | 9338 | 1793 | 2501 | 8771 | 1286 | 1382 | 24400 | 0.96 | 1 | 12000.945
8019 | 3 | 335 | 2017-12-01 | 0.59748 | 1 | 0.59748 | 0.59036 | 0.74901 | 0.58526 | 0.57968 | 0.51914 | 0.42557 | 0.53848 | 0.47762 | 0.44689 | 0.4695 | 0.49419 | 0.43135 | 5 | 1 | 99 | 12933 | 4907 | 6497 | 9082 | 1770 | 2476 | 8717 | 1270 | 1404 | 24067 | 0.95 | 0.98 | 11637.225
8020 | 4 | 335 | 2017-12-01 | 0.61635 | 1 | 0.61635 | 0.59036 | 0.73082 | 0.58775 | 0.58263 | 0.51826 | 0.41924 | 0.53788 | 0.47897 | 0.4516 | 0.46802 | 0.50546 | 0.43176 | 5 | 1 | 100 | 12988 | 4932 | 6486 | 8947 | 1768 | 2483 | 8809 | 1266 | 1436 | 24090 | 0.98 | 0.98 | 11354.585
8021 | 5 | 335 | 2017-12-01 | 0.64151 | 1 | 0.64151 | 0.60843 | 0.71832 | 0.60177 | 0.60047 | 0.52849 | 0.41929 | 0.55248 | 0.49344 | 0.46837 | 0.478 | 0.52622 | 0.44443 | 5 | 1 | 101 | 13298 | 5083 | 6614 | 8948 | 1816 | 2558 | 9136 | 1293 | 1495 | 24797 | 1.02 | 1.01 | 11160.345
8022 | 6 | 335 | 2017-12-01 | 0.71698 | 1 | 0.71698 | 0.6506 | 0.72546 | 0.6401 | 0.6365 | 0.55893 | 0.43199 | 0.58899 | 0.5299 | 0.50989 | 0.50684 | 0.56917 | 0.48085 | 5 | 1 | 102 | 14145 | 5388 | 6995 | 9219 | 1936 | 2747 | 9946 | 1371 | 1617 | 26829 | 1.14 | 1.08 | 11271.335
8023 | 7 | 335 | 2017-12-01 | 0.77358 | 1 | 0.77358 | 0.68675 | 0.7356 | 0.70278 | 0.69403 | 0.61702 | 0.46465 | 0.65348 | 0.58738 | 0.57408 | 0.55046 | 0.64168 | 0.53867 | 5 | 1 | 103 | 15530 | 5875 | 7722 | 9916 | 2148 | 3045 | 11198 | 1489 | 1823 | 30055 | 1.23 | 1.14 | 11428.795
8024 | 8 | 335 | 2017-12-01 | 0.77987 | 1 | 0.77987 | 0.71687 | 0.74366 | 0.73369 | 0.72085 | 0.64842 | 0.51174 | 0.6903 | 0.61748 | 0.59946 | 0.57745 | 0.66315 | 0.56527 | 5 | 1 | 104 | 16213 | 6102 | 8115 | 10921 | 2269 | 3201 | 11693 | 1562 | 1884 | 31539 | 1.24 | 1.19 | 11554.04
8025 | 9 | 335 | 2017-12-01 | 0.73585 | 1 | 0.73585 | 0.77108 | 0.84656 | 0.72893 | 0.71565 | 0.65346 | 0.53212 | 0.68786 | 0.61593 | 0.58315 | 0.58965 | 0.63323 | 0.56342 | 5 | 1 | 105 | 16108 | 6058 | 8178 | 11356 | 2261 | 3193 | 11375 | 1595 | 1799 | 31436 | 1.17 | 1.28 | 13152.805
8026 | 10 | 335 | 2017-12-01 | 0.67925 | 1 | 0.67925 | 0.74096 | 0.91285 | 0.7178 | 0.70797 | 0.65625 | 0.53798 | 0.67934 | 0.60822 | 0.5628 | 0.5963 | 0.59908 | 0.55607 | 5 | 1 | 106 | 15862 | 5993 | 8213 | 11481 | 2233 | 3153 | 10978 | 1613 | 1702 | 31026 | 1.08 | 1.23 | 14182.66
8027 | 11 | 335 | 2017-12-01 | 0.66667 | 1 | 0.66667 | 0.75301 | 0.9624 | 0.70545 | 0.69947 | 0.65625 | 0.53878 | 0.66961 | 0.60204 | 0.54865 | 0.59963 | 0.56107 | 0.55032 | 5 | 1 | 107 | 15589 | 5921 | 8213 | 11498 | 2201 | 3121 | 10702 | 1622 | 1594 | 30705 | 1.06 | 1.25 | 14952.575
8028 | 12 | 335 | 2017-12-01 | 0.6478 | 1 | 0.6478 | 0.73494 | 0.97754 | 0.68925 | 0.68943 | 0.65082 | 0.53967 | 0.65592 | 0.58989 | 0.53578 | 0.59482 | 0.52552 | 0.54376 | 5 | 1 | 108 | 15231 | 5836 | 8145 | 11517 | 2156 | 3058 | 10451 | 1609 | 1493 | 30339 | 1.03 | 1.22 | 15187.805
8029 | 13 | 335 | 2017-12-01 | 0.66667 | 1 | 0.66667 | 0.71084 | 0.95214 | 0.67522 | 0.67655 | 0.64443 | 0.53451 | 0.64405 | 0.57948 | 0.52507 | 0.59335 | 0.5044 | 0.53727 | 5 | 1 | 109 | 14921 | 5727 | 8065 | 11407 | 2117 | 3004 | 10242 | 1605 | 1433 | 29977 | 1.06 | 1.18 | 14793.225
8030 | 14 | 335 | 2017-12-01 | 0.6478 | 1 | 0.6478 | 0.70482 | 0.97576 | 0.6654 | 0.67112 | 0.63947 | 0.52964 | 0.63462 | 0.56983 | 0.51892 | 0.5915 | 0.48363 | 0.53559 | 5 | 1 | 110 | 14704 | 5681 | 8003 | 11303 | 2086 | 2954 | 10122 | 1600 | 1374 | 29883 | 1.03 | 1.17 | 15160.185
8031 | 15 | 335 | 2017-12-01 | 0.62893 | 1 | 0.62893 | 0.69277 | 1 | 0.65395 | 0.66249 | 0.62956 | 0.52837 | 0.6185 | 0.56173 | 0.51723 | 0.58336 | 0.47096 | 0.53523 | 5 | 1 | 111 | 14451 | 5608 | 7879 | 11276 | 2033 | 2912 | 10089 | 1578 | 1338 | 29863 | 1 | 1.15 | 15536.75
8032 | 16 | 335 | 2017-12-01 | 0.67296 | 1 | 0.67296 | 0.69277 | 0.99944 | 0.64644 | 0.66178 | 0.62093 | 0.52392 | 0.60602 | 0.55556 | 0.52189 | 0.57856 | 0.46779 | 0.54075 | 5 | 1 | 112 | 14285 | 5602 | 7771 | 11181 | 1992 | 2880 | 10180 | 1565 | 1329 | 30171 | 1.07 | 1.15 | 15528.105
8033 | 17 | 335 | 2017-12-01 | 0.72327 | 1 | 0.72327 | 0.75301 | 0.98608 | 0.65169 | 0.67738 | 0.62125 | 0.52261 | 0.60815 | 0.55806 | 0.54137 | 0.58299 | 0.48046 | 0.56206 | 5 | 1 | 113 | 14401 | 5734 | 7775 | 11153 | 1999 | 2893 | 10560 | 1577 | 1365 | 31360 | 1.15 | 1.25 | 15320.515
8034 | 18 | 335 | 2017-12-01 | 0.7673 | 1 | 0.7673 | 0.80723 | 0.92154 | 0.68178 | 0.71105 | 0.64395 | 0.54538 | 0.63127 | 0.5816 | 0.58249 | 0.60185 | 0.51883 | 0.59814 | 5 | 1 | 114 | 15066 | 6019 | 8059 | 11639 | 2075 | 3015 | 11362 | 1628 | 1474 | 33373 | 1.22 | 1.34 | 14317.695
8035 | 19 | 335 | 2017-12-01 | 0.77358 | 1 | 0.77358 | 0.83133 | 0.8823 | 0.69839 | 0.72274 | 0.65274 | 0.56586 | 0.64466 | 0.59742 | 0.59633 | 0.5963 | 0.55755 | 0.6003 | 5 | 1 | 115 | 15433 | 6118 | 8169 | 12076 | 2119 | 3097 | 11632 | 1613 | 1584 | 33494 | 1.23 | 1.38 | 13708.055
8036 | 20 | 335 | 2017-12-01 | 0.80503 | 1 | 0.80503 | 0.8494 | 0.93549 | 0.69617 | 0.71849 | 0.64618 | 0.55897 | 0.63858 | 0.59317 | 0.5912 | 0.58965 | 0.57304 | 0.59038 | 5 | 1 | 116 | 15384 | 6082 | 8087 | 11929 | 2099 | 3075 | 11532 | 1595 | 1628 | 32940 | 1.28 | 1.41 | 14534.475
8037 | 21 | 335 | 2017-12-01 | 0.89937 | 1 | 0.89937 | 0.93373 | 0.93593 | 0.68902 | 0.70845 | 0.63548 | 0.54665 | 0.62945 | 0.58488 | 0.58033 | 0.57819 | 0.58254 | 0.57804 | 5 | 1 | 117 | 15226 | 5997 | 7953 | 11666 | 2069 | 3032 | 11320 | 1564 | 1655 | 32252 | 1.43 | 1.55 | 14541.295
8038 | 22 | 335 | 2017-12-01 | 0.88679 | 1 | 0.88679 | 0.90964 | 0.9084 | 0.67753 | 0.69108 | 0.61814 | 0.53287 | 0.61241 | 0.57079 | 0.5669 | 0.55896 | 0.57761 | 0.55935 | 5 | 1 | 118 | 14972 | 5850 | 7736 | 11372 | 2013 | 2959 | 11058 | 1512 | 1641 | 31209 | 1.41 | 1.51 | 14113.52
8039 | 23 | 335 | 2017-12-01 | 0.79874 | 1 | 0.79874 | 0.85542 | 0.88374 | 0.65553 | 0.66226 | 0.58738 | 0.51492 | 0.58564 | 0.54842 | 0.54465 | 0.53161 | 0.56952 | 0.53145 | 5 | 1 | 119 | 14486 | 5606 | 7351 | 10989 | 1925 | 2843 | 10624 | 1438 | 1618 | 29652 | 1.27 | 1.42 | 13730.465
8040 | 24 | 335 | 2017-12-01 | 0.7044 | 1 | 0.7044 | 0.77108 | 0.84359 | 0.62675 | 0.63355 | 0.55406 | 0.48578 | 0.55522 | 0.52122 | 0.52184 | 0.50721 | 0.55544 | 0.50191 | 5 | 1 | 120 | 13850 | 5363 | 6934 | 10367 | 1825 | 2702 | 10179 | 1372 | 1578 | 28004 | 1.12 | 1.28 | 13106.685
8041 | 1 | 336 | 2017-12-02 | 0.76101 | 1 | 0.76101 | 0.71687 | 0.77448 | 0.60132 | 0.61713 | 0.53256 | 0.45181 | 0.53788 | 0.50309 | 0.5102 | 0.49353 | 0.53608 | 0.48071 | 6 | 2 | 121 | 13288 | 5224 | 6665 | 9642 | 1768 | 2608 | 9952 | 1335 | 1523 | 26821 | 1.21 | 1.19 | 12032.86
8042 | 2 | 336 | 2017-12-02 | 0.71698 | 1 | 0.71698 | 0.66867 | 0.74964 | 0.59055 | 0.60579 | 0.5181 | 0.42988 | 0.52297 | 0.49209 | 0.50436 | 0.48133 | 0.53643 | 0.46735 | 6 | 2 | 122 | 13050 | 5128 | 6484 | 9174 | 1719 | 2551 | 9838 | 1302 | 1524 | 26076 | 1.14 | 1.11 | 11646.96
8043 | 3 | 336 | 2017-12-02 | 0.7044 | 1 | 0.7044 | 0.64458 | 0.72838 | 0.58779 | 0.6026 | 0.51179 | 0.4168 | 0.51628 | 0.48476 | 0.50426 | 0.47357 | 0.53713 | 0.46112 | 6 | 2 | 123 | 12989 | 5101 | 6405 | 8895 | 1697 | 2513 | 9836 | 1281 | 1526 | 25728 | 1.12 | 1.07 | 11316.6
8044 | 4 | 336 | 2017-12-02 | 0.69811 | 1 | 0.69811 | 0.63253 | 0.71262 | 0.58992 | 0.60567 | 0.50939 | 0.40879 | 0.51476 | 0.48553 | 0.50897 | 0.47283 | 0.54664 | 0.46054 | 6 | 2 | 124 | 13036 | 5127 | 6375 | 8724 | 1692 | 2517 | 9928 | 1279 | 1553 | 25696 | 1.11 | 1.05 | 11071.73
8045 | 5 | 336 | 2017-12-02 | 0.69182 | 1 | 0.69182 | 0.63253 | 0.70005 | 0.5987 | 0.61571 | 0.51338 | 0.40574 | 0.52145 | 0.49286 | 0.52148 | 0.47579 | 0.55896 | 0.4668 | 6 | 2 | 125 | 13230 | 5212 | 6425 | 8659 | 1714 | 2555 | 10172 | 1287 | 1588 | 26045 | 1.1 | 1.05 | 10876.555
8046 | 6 | 336 | 2017-12-02 | 0.7044 | 1 | 0.7044 | 0.68072 | 0.69248 | 0.61485 | 0.63438 | 0.52593 | 0.40996 | 0.53605 | 0.5081 | 0.54332 | 0.48835 | 0.57656 | 0.48253 | 6 | 2 | 126 | 13587 | 5370 | 6582 | 8749 | 1762 | 2634 | 10598 | 1321 | 1638 | 26923 | 1.12 | 1.13 | 10758.83
8047 | 7 | 336 | 2017-12-02 | 0.75472 | 1 | 0.75472 | 0.74096 | 0.68725 | 0.63789 | 0.65942 | 0.54766 | 0.42435 | 0.55917 | 0.53241 | 0.57367 | 0.50314 | 0.60014 | 0.50388 | 6 | 2 | 127 | 14096 | 5582 | 6854 | 9056 | 1838 | 2760 | 11190 | 1361 | 1705 | 28114 | 1.2 | 1.23 | 10677.68
8048 | 8 | 336 | 2017-12-02 | 0.81761 | 1 | 0.81761 | 0.77711 | 0.67879 | 0.66155 | 0.68033 | 0.56924 | 0.44337 | 0.58229 | 0.55421 | 0.59577 | 0.51793 | 0.62654 | 0.52144 | 6 | 2 | 128 | 14619 | 5759 | 7124 | 9462 | 1914 | 2873 | 11621 | 1401 | 1780 | 29094 | 1.3 | 1.29 | 10546.135
8049 | 9 | 336 | 2017-12-02 | 0.84277 | 1 | 0.84277 | 0.83133 | 0.73509 | 0.67481 | 0.69025 | 0.58346 | 0.45223 | 0.59842 | 0.56752 | 0.59684 | 0.53087 | 0.62548 | 0.53231 | 6 | 2 | 129 | 14912 | 5843 | 7302 | 9651 | 1967 | 2942 | 11642 | 1436 | 1777 | 29700 | 1.34 | 1.38 | 11420.965
8050 | 10 | 336 | 2017-12-02 | 0.8805 | 1 | 0.8805 | 0.85542 | 0.80309 | 0.67015 | 0.68553 | 0.59497 | 0.46258 | 0.60481 | 0.56906 | 0.57516 | 0.5427 | 0.60331 | 0.5284 | 6 | 2 | 130 | 14809 | 5803 | 7446 | 9872 | 1988 | 2950 | 11219 | 1468 | 1714 | 29482 | 1.4 | 1.42 | 12477.48
8051 | 11 | 336 | 2017-12-02 | 0.84906 | 1 | 0.84906 | 0.83133 | 0.84627 | 0.65648 | 0.66757 | 0.59505 | 0.46797 | 0.59933 | 0.56076 | 0.55193 | 0.54566 | 0.56248 | 0.51806 | 6 | 2 | 131 | 14507 | 5651 | 7447 | 9987 | 1970 | 2907 | 10766 | 1476 | 1598 | 28905 | 1.35 | 1.38 | 13148.295
8052 | 12 | 336 | 2017-12-02 | 0.8239 | 1 | 0.8239 | 0.78916 | 0.85829 | 0.63784 | 0.64867 | 0.5873 | 0.46933 | 0.58503 | 0.5463 | 0.53014 | 0.54122 | 0.52552 | 0.50508 | 6 | 2 | 132 | 14095 | 5491 | 7350 | 10016 | 1923 | 2832 | 10341 | 1464 | 1493 | 28181 | 1.31 | 1.31 | 13334.96
8053 | 13 | 336 | 2017-12-02 | 0.80503 | 1 | 0.80503 | 0.78916 | 0.83365 | 0.61874 | 0.62682 | 0.57763 | 0.46549 | 0.56678 | 0.53048 | 0.5122 | 0.5353 | 0.49666 | 0.49305 | 6 | 2 | 133 | 13673 | 5306 | 7229 | 9934 | 1863 | 2750 | 9991 | 1448 | 1411 | 27510 | 1.28 | 1.31 | 12952.21
8054 | 14 | 336 | 2017-12-02 | 0.81132 | 1 | 0.81132 | 0.74699 | 0.83998 | 0.60128 | 0.61099 | 0.56916 | 0.45968 | 0.55035 | 0.51505 | 0.49662 | 0.5268 | 0.47307 | 0.48379 | 6 | 2 | 134 | 13287 | 5172 | 7123 | 9810 | 1809 | 2670 | 9687 | 1425 | 1344 | 26993 | 1.29 | 1.24 | 13050.635
8055 | 15 | 336 | 2017-12-02 | 0.76101 | 1 | 0.76101 | 0.74096 | 0.8466 | 0.59128 | 0.59929 | 0.56292 | 0.45171 | 0.53696 | 0.50367 | 0.4899 | 0.52089 | 0.45547 | 0.48148 | 6 | 2 | 135 | 13066 | 5073 | 7045 | 9640 | 1765 | 2611 | 9556 | 1409 | 1294 | 26864 | 1.21 | 1.23 | 13153.435
8056 | 16 | 336 | 2017-12-02 | 0.77358 | 1 | 0.77358 | 0.72892 | 0.84537 | 0.58648 | 0.59976 | 0.55861 | 0.44712 | 0.52997 | 0.49923 | 0.49313 | 0.5183 | 0.45125 | 0.48823 | 6 | 2 | 136 | 12960 | 5077 | 6991 | 9542 | 1742 | 2588 | 9619 | 1402 | 1282 | 27241 | 1.23 | 1.21 | 13134.275
8057 | 17 | 336 | 2017-12-02 | 0.77987 | 1 | 0.77987 | 0.72289 | 0.83299 | 0.59462 | 0.61819 | 0.56652 | 0.44806 | 0.53514 | 0.50386 | 0.51394 | 0.52902 | 0.45864 | 0.51442 | 6 | 2 | 137 | 13140 | 5233 | 7090 | 9562 | 1759 | 2612 | 10025 | 1431 | 1303 | 28702 | 1.24 | 1.2 | 12941.93
8058 | 18 | 336 | 2017-12-02 | 0.83648 | 1 | 0.83648 | 0.77108 | 0.79767 | 0.62291 | 0.66025 | 0.59153 | 0.46797 | 0.56039 | 0.53183 | 0.56603 | 0.55749 | 0.49243 | 0.55792 | 6 | 2 | 138 | 13765 | 5589 | 7403 | 9987 | 1842 | 2757 | 11041 | 1508 | 1399 | 31129 | 1.33 | 1.28 | 12393.195
8059 | 19 | 336 | 2017-12-02 | 0.83648 | 1 | 0.83648 | 0.80723 | 0.79425 | 0.64033 | 0.67773 | 0.59992 | 0.48915 | 0.57591 | 0.5517 | 0.583 | 0.56488 | 0.52622 | 0.56286 | 6 | 2 | 139 | 14150 | 5737 | 7508 | 10439 | 1893 | 2860 | 11372 | 1528 | 1495 | 31405 | 1.33 | 1.34 | 12340.135
8060 | 20 | 336 | 2017-12-02 | 0.90566 | 1 | 0.90566 | 0.8494 | 0.85572 | 0.64504 | 0.67596 | 0.5976 | 0.49229 | 0.57499 | 0.55228 | 0.58238 | 0.56488 | 0.53925 | 0.55856 | 6 | 2 | 140 | 14254 | 5722 | 7479 | 10506 | 1890 | 2863 | 11360 | 1528 | 1532 | 31165 | 1.44 | 1.41 | 13295.155
8061 | 21 | 336 | 2017-12-02 | 0.98742 | 1 | 0.98742 | 0.88554 | 0.85805 | 0.64142 | 0.66651 | 0.58666 | 0.48648 | 0.57195 | 0.54861 | 0.57598 | 0.55749 | 0.54206 | 0.55233 | 6 | 2 | 141 | 14174 | 5642 | 7342 | 10382 | 1880 | 2844 | 11235 | 1508 | 1540 | 30817 | 1.57 | 1.47 | 13331.25
8062 | 22 | 336 | 2017-12-02 | 1 | 1 | 1 | 0.84337 | 0.84073 | 0.63069 | 0.65186 | 0.57195 | 0.4795 | 0.56039 | 0.53974 | 0.5649 | 0.54381 | 0.53432 | 0.53888 | 6 | 2 | 142 | 13937 | 5518 | 7158 | 10233 | 1842 | 2798 | 11019 | 1471 | 1518 | 30067 | 1.59 | 1.4 | 13062.215
8063 | 23 | 336 | 2017-12-02 | 0.91824 | 1 | 0.91824 | 0.74699 | 0.82665 | 0.61168 | 0.62965 | 0.54798 | 0.46652 | 0.54244 | 0.52083 | 0.54522 | 0.52311 | 0.52587 | 0.51664 | 6 | 2 | 143 | 13517 | 5330 | 6858 | 9956 | 1783 | 2700 | 10635 | 1415 | 1494 | 28826 | 1.46 | 1.24 | 12843.495
8064 | 24 | 336 | 2017-12-02 | 0.79245 | 1 | 0.79245 | 0.63855 | 0.80437 | 0.5896 | 0.6052 | 0.52145 | 0.44632 | 0.51993 | 0.49942 | 0.52502 | 0.49982 | 0.50862 | 0.49108 | 6 | 2 | 144 | 13029 | 5123 | 6526 | 9525 | 1709 | 2589 | 10241 | 1352 | 1445 | 27400 | 1.26 | 1.06 | 12497.315
8065 | 1 | 337 | 2017-12-03 | 0.64151 | 1 | 0.64151 | 0.59639 | 0.77096 | 0.57453 | 0.60662 | 0.51746 | 0.43274 | 0.51263 | 0.48071 | 0.49498 | 0.49353 | 0.47659 | 0.47126 | 7 | 3 | 1 | 12696 | 5135 | 6476 | 9235 | 1685 | 2492 | 9655 | 1335 | 1354 | 26294 | 1.02 | 0.99 | 11978.235
8066 | 2 | 337 | 2017-12-03 | 0.60377 | 1 | 0.60377 | 0.57831 | 0.74542 | 0.5648 | 0.5987 | 0.50611 | 0.41718 | 0.50015 | 0.47068 | 0.48078 | 0.48096 | 0.47342 | 0.45802 | 7 | 3 | 2 | 12481 | 5068 | 6334 | 8903 | 1644 | 2440 | 9378 | 1301 | 1345 | 25555 | 0.96 | 0.96 | 11581.36
8067 | 3 | 337 | 2017-12-03 | 0.60377 | 1 | 0.60377 | 0.56024 | 0.72049 | 0.56163 | 0.59079 | 0.49804 | 0.40668 | 0.4962 | 0.46721 | 0.47626 | 0.47431 | 0.44879 | 0.45216 | 7 | 3 | 3 | 12411 | 5001 | 6233 | 8679 | 1631 | 2422 | 9290 | 1283 | 1275 | 25228 | 0.96 | 0.93 | 11194.145
8068 | 4 | 337 | 2017-12-03 | 0.59119 | 1 | 0.59119 | 0.54819 | 0.6999 | 0.56471 | 0.59457 | 0.497 | 0.40162 | 0.4965 | 0.46586 | 0.47585 | 0.46987 | 0.46603 | 0.45142 | 7 | 3 | 4 | 12479 | 5033 | 6220 | 8571 | 1632 | 2415 | 9282 | 1271 | 1324 | 25187 | 0.94 | 0.91 | 10874.225
8069 | 5 | 337 | 2017-12-03 | 0.62893 | 1 | 0.62893 | 0.54819 | 0.68772 | 0.57123 | 0.60284 | 0.49676 | 0.3945 | 0.50289 | 0.47106 | 0.48257 | 0.47468 | 0.48504 | 0.45741 | 7 | 3 | 5 | 12623 | 5103 | 6217 | 8419 | 1653 | 2442 | 9413 | 1284 | 1378 | 25521 | 1 | 0.91 | 10684.93
8070 | 6 | 337 | 2017-12-03 | 0.69182 | 1 | 0.69182 | 0.56627 | 0.67866 | 0.5863 | 0.61193 | 0.50635 | 0.39876 | 0.51567 | 0.48052 | 0.49667 | 0.48725 | 0.50123 | 0.4716 | 7 | 3 | 6 | 12956 | 5180 | 6337 | 8510 | 1695 | 2491 | 9688 | 1318 | 1424 | 26313 | 1.1 | 0.94 | 10544.215
8071 | 7 | 337 | 2017-12-03 | 0.76101 | 1 | 0.76101 | 0.62651 | 0.66367 | 0.60517 | 0.63969 | 0.52697 | 0.4056 | 0.53636 | 0.49961 | 0.5181 | 0.50203 | 0.52622 | 0.49347 | 7 | 3 | 7 | 13373 | 5415 | 6595 | 8656 | 1763 | 2590 | 10106 | 1358 | 1495 | 27533 | 1.21 | 1.04 | 10311.225
8072 | 8 | 337 | 2017-12-03 | 0.77358 | 1 | 0.77358 | 0.6988 | 0.63637 | 0.6263 | 0.65351 | 0.53032 | 0.41573 | 0.55248 | 0.51273 | 0.54137 | 0.50943 | 0.55825 | 0.50967 | 7 | 3 | 8 | 13840 | 5532 | 6637 | 8872 | 1816 | 2658 | 10560 | 1378 | 1586 | 28437 | 1.23 | 1.16 | 9887.07
8073 | 9 | 337 | 2017-12-03 | 0.72327 | 1 | 0.72327 | 0.73494 | 0.65776 | 0.64133 | 0.67431 | 0.54822 | 0.41601 | 0.56891 | 0.52855 | 0.56147 | 0.52421 | 0.57973 | 0.52125 | 7 | 3 | 9 | 14172 | 5708 | 6861 | 8878 | 1870 | 2740 | 10952 | 1418 | 1647 | 29083 | 1.15 | 1.22 | 10219.53
8074 | 10 | 337 | 2017-12-03 | 0.7044 | 1 | 0.7044 | 0.74096 | 0.69482 | 0.63716 | 0.67927 | 0.55725 | 0.42707 | 0.57256 | 0.53318 | 0.55947 | 0.53383 | 0.56917 | 0.5144 | 7 | 3 | 10 | 14080 | 5750 | 6974 | 9114 | 1882 | 2764 | 10913 | 1444 | 1617 | 28701 | 1.12 | 1.23 | 10795.295
8075 | 11 | 337 | 2017-12-03 | 0.72956 | 1 | 0.72956 | 0.73494 | 0.7323 | 0.61748 | 0.66119 | 0.55605 | 0.43377 | 0.56617 | 0.53299 | 0.54296 | 0.539 | 0.54065 | 0.49901 | 7 | 3 | 11 | 13645 | 5597 | 6959 | 9257 | 1861 | 2763 | 10591 | 1458 | 1536 | 27842 | 1.16 | 1.22 | 11377.635
8076 | 12 | 337 | 2017-12-03 | 0.67925 | 1 | 0.67925 | 0.74096 | 0.74794 | 0.60069 | 0.66226 | 0.55613 | 0.43817 | 0.55948 | 0.52681 | 0.52558 | 0.54196 | 0.5125 | 0.48558 | 7 | 3 | 12 | 13274 | 5606 | 6960 | 9351 | 1839 | 2731 | 10252 | 1466 | 1456 | 27093 | 1.08 | 1.23 | 11620.63
8077 | 13 | 337 | 2017-12-03 | 0.6478 | 1 | 0.6478 | 0.75904 | 0.74218 | 0.59042 | 0.65245 | 0.55094 | 0.43761 | 0.5543 | 0.51698 | 0.51989 | 0.54344 | 0.50053 | 0.47597 | 7 | 3 | 13 | 13047 | 5523 | 6895 | 9339 | 1822 | 2680 | 10141 | 1470 | 1422 | 26557 | 1.03 | 1.26 | 11531.12
8078 | 14 | 337 | 2017-12-03 | 0.6478 | 1 | 0.6478 | 0.77711 | 0.75233 | 0.57992 | 0.64265 | 0.54998 | 0.43709 | 0.54639 | 0.52025 | 0.51266 | 0.54011 | 0.4949 | 0.47033 | 7 | 3 | 14 | 12815 | 5440 | 6883 | 9328 | 1796 | 2697 | 10000 | 1461 | 1406 | 26242 | 1.03 | 1.29 | 11688.74
8079 | 15 | 337 | 2017-12-03 | 0.66038 | 1 | 0.66038 | 0.79518 | 0.7566 | 0.57191 | 0.64052 | 0.54287 | 0.43494 | 0.53757 | 0.5162 | 0.51071 | 0.53604 | 0.48011 | 0.47019 | 7 | 3 | 15 | 12638 | 5422 | 6794 | 9282 | 1767 | 2676 | 9962 | 1450 | 1364 | 26234 | 1.05 | 1.32 | 11755.12
8080 | 16 | 337 | 2017-12-03 | 0.66038 | 1 | 0.66038 | 0.84337 | 0.75794 | 0.57001 | 0.63804 | 0.54583 | 0.43086 | 0.53636 | 0.51505 | 0.50918 | 0.53826 | 0.47835 | 0.48058 | 7 | 3 | 16 | 12596 | 5401 | 6831 | 9195 | 1763 | 2670 | 9932 | 1456 | 1359 | 26814 | 1.05 | 1.4 | 11775.96
8081 | 17 | 337 | 2017-12-03 | 0.67925 | 1 | 0.67925 | 0.87349 | 0.74929 | 0.5839 | 0.64997 | 0.55965 | 0.4347 | 0.54427 | 0.5216 | 0.5242 | 0.54603 | 0.48645 | 0.52186 | 7 | 3 | 17 | 12903 | 5502 | 7004 | 9277 | 1789 | 2704 | 10225 | 1477 | 1382 | 29117 | 1.08 | 1.45 | 11641.495
8082 | 18 | 337 | 2017-12-03 | 0.73585 | 1 | 0.73585 | 0.95783 | 0.72694 | 0.62173 | 0.7075 | 0.60352 | 0.45982 | 0.58321 | 0.55633 | 0.58233 | 0.58632 | 0.52482 | 0.57545 | 7 | 3 | 18 | 13739 | 5989 | 7553 | 9813 | 1917 | 2884 | 11359 | 1586 | 1491 | 32107 | 1.17 | 1.59 | 11294.21
8083 | 19 | 337 | 2017-12-03 | 0.7673 | 1 | 0.7673 | 0.98193 | 0.72784 | 0.64549 | 0.72711 | 0.63468 | 0.49192 | 0.61758 | 0.58623 | 0.59577 | 0.60037 | 0.57304 | 0.58272 | 7 | 3 | 19 | 14264 | 6155 | 7943 | 10498 | 2030 | 3039 | 11621 | 1624 | 1628 | 32513 | 1.22 | 1.63 | 11308.32
8084 | 20 | 337 | 2017-12-03 | 0.86164 | 1 | 0.86164 | 1 | 0.80601 | 0.65336 | 0.73455 | 0.62861 | 0.4929 | 0.61971 | 0.58468 | 0.59725 | 0.59741 | 0.5843 | 0.58009 | 7 | 3 | 20 | 14438 | 6218 | 7867 | 10519 | 2037 | 3031 | 11650 | 1616 | 1660 | 32366 | 1.37 | 1.66 | 12522.705
8085 | 21 | 337 | 2017-12-03 | 0.88679 | 1 | 0.88679 | 0.99398 | 0.81962 | 0.65463 | 0.72428 | 0.62421 | 0.49004 | 0.61606 | 0.57755 | 0.58669 | 0.59002 | 0.59029 | 0.57475 | 7 | 3 | 21 | 14466 | 6131 | 7812 | 10458 | 2025 | 2994 | 11444 | 1596 | 1677 | 32068 | 1.41 | 1.65 | 12734.27
8086 | 22 | 337 | 2017-12-03 | 0.84906 | 1 | 0.84906 | 0.90964 | 0.81392 | 0.64069 | 0.71376 | 0.60991 | 0.47945 | 0.60085 | 0.5625 | 0.56629 | 0.57745 | 0.57198 | 0.55109 | 7 | 3 | 22 | 14158 | 6042 | 7633 | 10232 | 1975 | 2916 | 11046 | 1562 | 1625 | 30748 | 1.35 | 1.51 | 12645.685
8087 | 23 | 337 | 2017-12-03 | 0.7673 | 1 | 0.7673 | 0.79518 | 0.80175 | 0.6187 | 0.69273 | 0.58905 | 0.4645 | 0.58382 | 0.52855 | 0.54132 | 0.55009 | 0.5396 | 0.51564 | 7 | 3 | 23 | 13672 | 5864 | 7372 | 9913 | 1919 | 2740 | 10559 | 1488 | 1533 | 28770 | 1.22 | 1.32 | 12456.54
8088 | 24 | 337 | 2017-12-03 | 0.6478 | 1 | 0.6478 | 0.68675 | 0.77447 | 0.59811 | 0.67383 | 0.56724 | 0.44243 | 0.56982 | 0.51119 | 0.51138 | 0.52902 | 0.51531 | 0.47995 | 7 | 3 | 24 | 13217 | 5704 | 7099 | 9442 | 1873 | 2650 | 9975 | 1431 | 1464 | 26779 | 1.03 | 1.14 | 12032.68
8089 | 1 | 338 | 2017-12-04 | 0.58491 | 1 | 0.58491 | 0.64458 | 0.80131 | 0.5982 | 0.61985 | 0.53696 | 0.41882 | 0.54001 | 0.47473 | 0.48959 | 0.48577 | 0.4692 | 0.46775 | 1 | 1 | 25 | 13219 | 5247 | 6720 | 8938 | 1775 | 2461 | 9550 | 1314 | 1333 | 26098 | 0.93 | 1.07 | 12449.825
8090 | 2 | 338 | 2017-12-04 | 0.54717 | 1 | 0.54717 | 0.62048 | 0.77242 | 0.5887 | 0.61701 | 0.52737 | 0.40284 | 0.53027 | 0.46894 | 0.48457 | 0.47431 | 0.46955 | 0.4559 | 1 | 1 | 26 | 13009 | 5223 | 6600 | 8597 | 1743 | 2431 | 9452 | 1283 | 1334 | 25437 | 0.87 | 1.03 | 12000.945
8091 | 3 | 338 | 2017-12-04 | 0.54088 | 1 | 0.54088 | 0.60843 | 0.74901 | 0.59367 | 0.61689 | 0.52441 | 0.39291 | 0.52784 | 0.46528 | 0.49313 | 0.47061 | 0.47483 | 0.45318 | 1 | 1 | 27 | 13119 | 5222 | 6563 | 8385 | 1735 | 2412 | 9619 | 1273 | 1349 | 25285 | 0.86 | 1.01 | 11637.225
8092 | 4 | 338 | 2017-12-04 | 0.54717 | 1 | 0.54717 | 0.62048 | 0.73082 | 0.59639 | 0.62351 | 0.52561 | 0.39028 | 0.53149 | 0.46779 | 0.50349 | 0.47135 | 0.4787 | 0.45692 | 1 | 1 | 28 | 13179 | 5278 | 6578 | 8329 | 1747 | 2425 | 9821 | 1275 | 1360 | 25494 | 0.87 | 1.03 | 11354.585
8093 | 5 | 338 | 2017-12-04 | 0.57862 | 1 | 0.57862 | 0.63855 | 0.71832 | 0.61159 | 0.6469 | 0.53807 | 0.38995 | 0.547 | 0.48399 | 0.52871 | 0.48392 | 0.49982 | 0.47483 | 1 | 1 | 29 | 13515 | 5476 | 6734 | 8322 | 1798 | 2509 | 10313 | 1309 | 1420 | 26493 | 0.92 | 1.06 | 11160.345
8094 | 6 | 338 | 2017-12-04 | 0.6478 | 1 | 0.6478 | 0.69277 | 0.72546 | 0.64847 | 0.6977 | 0.57243 | 0.40598 | 0.58868 | 0.52816 | 0.57577 | 0.51793 | 0.54523 | 0.51885 | 1 | 1 | 30 | 14330 | 5906 | 7164 | 8664 | 1935 | 2738 | 11231 | 1401 | 1549 | 28949 | 1.03 | 1.15 | 11271.335
8095 | 7 | 338 | 2017-12-04 | 0.71069 | 1 | 0.71069 | 0.75904 | 0.7356 | 0.7131 | 0.75605 | 0.62693 | 0.44412 | 0.65287 | 0.59356 | 0.63898 | 0.56821 | 0.61316 | 0.58697 | 1 | 1 | 31 | 15758 | 6400 | 7846 | 9478 | 2146 | 3077 | 12464 | 1537 | 1742 | 32750 | 1.13 | 1.26 | 11428.795
8096 | 8 | 338 | 2017-12-04 | 0.73585 | 1 | 0.73585 | 0.74699 | 0.74366 | 0.74663 | 0.7681 | 0.66009 | 0.49707 | 0.6906 | 0.62423 | 0.65513 | 0.59076 | 0.62654 | 0.61837 | 1 | 1 | 32 | 16499 | 6502 | 8261 | 10608 | 2270 | 3236 | 12779 | 1598 | 1780 | 34502 | 1.17 | 1.24 | 11554.04
8097 | 9 | 338 | 2017-12-04 | 0.71698 | 1 | 0.71698 | 0.71084 | 0.84656 | 0.74409 | 0.7661 | 0.66632 | 0.51938 | 0.68573 | 0.62172 | 0.63703 | 0.60074 | 0.57797 | 0.61079 | 1 | 1 | 33 | 16443 | 6485 | 8339 | 11084 | 2254 | 3223 | 12426 | 1625 | 1642 | 34079 | 1.14 | 1.18 | 13152.805
8098 | 10 | 338 | 2017-12-04 | 0.69811 | 1 | 0.69811 | 0.6988 | 0.91285 | 0.73595 | 0.72947 | 0.66632 | 0.53203 | 0.67417 | 0.61323 | 0.61304 | 0.60555 | 0.52341 | 0.59025 | 1 | 1 | 34 | 16263 | 6175 | 8339 | 11354 | 2216 | 3179 | 11958 | 1638 | 1487 | 32933 | 1.11 | 1.16 | 14182.66
8099 | 11 | 338 | 2017-12-04 | 0.7044 | 1 | 0.7044 | 0.72289 | 0.9624 | 0.72685 | 0.7049 | 0.66368 | 0.5376 | 0.66657 | 0.60513 | 0.59664 | 0.60665 | 0.49349 | 0.57059 | 1 | 1 | 35 | 16062 | 5967 | 8306 | 11473 | 2191 | 3137 | 11638 | 1641 | 1402 | 31836 | 1.12 | 1.2 | 14952.575
8100 | 12 | 338 | 2017-12-04 | 0.67925 | 1 | 0.67925 | 0.72289 | 0.97754 | 0.71029 | 0.68695 | 0.65394 | 0.53643 | 0.65379 | 0.60204 | 0.58387 | 0.60185 | 0.46287 | 0.55708 | 1 | 1 | 36 | 15696 | 5815 | 8184 | 11448 | 2149 | 3121 | 11389 | 1628 | 1315 | 31082 | 1.08 | 1.2 | 15187.805
8101 | 13 | 338 | 2017-12-04 | 0.62264 | 1 | 0.62264 | 0.6988 | 0.95214 | 0.69676 | 0.67998 | 0.64443 | 0.53179 | 0.64497 | 0.59491 | 0.57377 | 0.59889 | 0.44456 | 0.54835 | 1 | 1 | 37 | 15397 | 5756 | 8065 | 11349 | 2120 | 3084 | 11192 | 1620 | 1263 | 30595 | 0.99 | 1.16 | 14793.225
8102 | 14 | 338 | 2017-12-04 | 0.63522 | 1 | 0.63522 | 0.6988 | 0.97576 | 0.6897 | 0.67076 | 0.63859 | 0.52992 | 0.63493 | 0.59491 | 0.5689 | 0.59963 | 0.43295 | 0.54539 | 1 | 1 | 38 | 15241 | 5678 | 7992 | 11309 | 2087 | 3084 | 11097 | 1622 | 1230 | 30430 | 1.01 | 1.16 | 15160.185
8103 | 15 | 338 | 2017-12-04 | 0.65409 | 1 | 0.65409 | 0.70482 | 1 | 0.67961 | 0.67064 | 0.63356 | 0.52837 | 0.62641 | 0.58603 | 0.56547 | 0.59778 | 0.41605 | 0.54555 | 1 | 1 | 39 | 15018 | 5677 | 7929 | 11276 | 2059 | 3038 | 11030 | 1617 | 1182 | 30439 | 1.04 | 1.17 | 15536.75
8104 | 16 | 338 | 2017-12-04 | 0.67925 | 1 | 0.67925 | 0.72289 | 0.99944 | 0.67499 | 0.67324 | 0.62861 | 0.5227 | 0.61333 | 0.58275 | 0.56347 | 0.59889 | 0.40056 | 0.55473 | 1 | 1 | 40 | 14916 | 5699 | 7867 | 11155 | 2016 | 3021 | 10991 | 1620 | 1138 | 30951 | 1.08 | 1.2 | 15528.105
8105 | 17 | 338 | 2017-12-04 | 0.73585 | 1 | 0.73585 | 0.78313 | 0.98608 | 0.6911 | 0.69522 | 0.6298 | 0.52153 | 0.61606 | 0.59163 | 0.58408 | 0.60185 | 0.42696 | 0.58754 | 1 | 1 | 41 | 15272 | 5885 | 7882 | 11130 | 2025 | 3067 | 11393 | 1628 | 1213 | 32782 | 1.17 | 1.3 | 15320.515
8106 | 18 | 338 | 2017-12-04 | 0.79874 | 1 | 0.79874 | 0.81325 | 0.92154 | 0.72513 | 0.73538 | 0.67016 | 0.53882 | 0.65348 | 0.62191 | 0.62406 | 0.6414 | 0.46603 | 0.63531 | 1 | 1 | 42 | 16024 | 6225 | 8387 | 11499 | 2148 | 3224 | 12173 | 1735 | 1324 | 35447 | 1.27 | 1.35 | 14317.695
8107 | 19 | 338 | 2017-12-04 | 0.83648 | 1 | 0.83648 | 0.8494 | 0.8823 | 0.73586 | 0.74223 | 0.67871 | 0.57125 | 0.67174 | 0.63156 | 0.62447 | 0.64177 | 0.52024 | 0.63694 | 1 | 1 | 43 | 16261 | 6283 | 8494 | 12191 | 2208 | 3274 | 12181 | 1736 | 1478 | 35538 | 1.33 | 1.41 | 13708.055
8108 | 20 | 338 | 2017-12-04 | 0.91824 | 1 | 0.91824 | 0.90361 | 0.93549 | 0.72599 | 0.73066 | 0.67263 | 0.56258 | 0.66413 | 0.62076 | 0.6114 | 0.62625 | 0.52904 | 0.62952 | 1 | 1 | 44 | 16043 | 6185 | 8418 | 12006 | 2183 | 3218 | 11926 | 1694 | 1503 | 35124 | 1.46 | 1.5 | 14534.475
8109 | 21 | 338 | 2017-12-04 | 0.91195 | 1 | 0.91195 | 0.93976 | 0.93593 | 0.71201 | 0.72085 | 0.66808 | 0.54988 | 0.65318 | 0.61053 | 0.59177 | 0.61368 | 0.52306 | 0.61712 | 1 | 1 | 45 | 15734 | 6102 | 8361 | 11735 | 2147 | 3165 | 11543 | 1660 | 1486 | 34432 | 1.45 | 1.56 | 14541.295
8110 | 22 | 338 | 2017-12-04 | 0.89308 | 1 | 0.89308 | 0.89759 | 0.9084 | 0.68463 | 0.69191 | 0.64666 | 0.53376 | 0.63067 | 0.58121 | 0.56055 | 0.59113 | 0.4956 | 0.58796 | 1 | 1 | 46 | 15129 | 5857 | 8093 | 11391 | 2073 | 3013 | 10934 | 1599 | 1408 | 32805 | 1.42 | 1.49 | 14113.52
8111 | 23 | 338 | 2017-12-04 | 0.7673 | 1 | 0.7673 | 0.8012 | 0.88374 | 0.64015 | 0.65162 | 0.61063 | 0.50818 | 0.59446 | 0.54707 | 0.51963 | 0.54898 | 0.47237 | 0.54335 | 1 | 1 | 47 | 14146 | 5516 | 7642 | 10845 | 1954 | 2836 | 10136 | 1485 | 1342 | 30316 | 1.22 | 1.33 | 13730.465
8112 | 24 | 338 | 2017-12-04 | 0.69182 | 1 | 0.69182 | 0.69277 | 0.84359 | 0.59892 | 0.6189 | 0.57123 | 0.47486 | 0.55887 | 0.51389 | 0.484 | 0.51793 | 0.43893 | 0.50056 | 1 | 1 | 48 | 13235 | 5239 | 7149 | 10134 | 1837 | 2664 | 9441 | 1401 | 1247 | 27929 | 1.1 | 1.15 | 13106.685
8113 | 1 | 339 | 2017-12-05 | 0.61635 | 1 | 0.61635 | 0.64458 | 0.80131 | 0.60001 | 0.61949 | 0.52529 | 0.4445 | 0.52753 | 0.48438 | 0.48631 | 0.47689 | 0.41183 | 0.47773 | 2 | 1 | 49 | 13259 | 5244 | 6574 | 9486 | 1734 | 2511 | 9486 | 1290 | 1170 | 26655 | 0.98 | 1.07 | 12449.825
8114 | 2 | 339 | 2017-12-05 | 0.61006 | 1 | 0.61006 | 0.62048 | 0.77242 | 0.58616 | 0.61075 | 0.51298 | 0.42505 | 0.51202 | 0.46508 | 0.4758 | 0.46211 | 0.39845 | 0.45628 | 2 | 1 | 50 | 12953 | 5170 | 6420 | 9071 | 1683 | 2411 | 9281 | 1250 | 1132 | 25458 | 0.97 | 1.03 | 12000.945
8115 | 3 | 339 | 2017-12-05 | 0.59748 | 1 | 0.59748 | 0.62048 | 0.74901 | 0.58078 | 0.60413 | 0.50643 | 0.41404 | 0.50198 | 0.45428 | 0.47175 | 0.45213 | 0.39564 | 0.4466 | 2 | 1 | 51 | 12834 | 5114 | 6338 | 8836 | 1650 | 2355 | 9202 | 1223 | 1124 | 24918 | 0.95 | 1.03 | 11637.225
8116 | 4 | 339 | 2017-12-05 | 0.58491 | 1 | 0.58491 | 0.62048 | 0.73082 | 0.58241 | 0.60697 | 0.50547 | 0.40912 | 0.50015 | 0.45158 | 0.4736 | 0.45176 | 0.39564 | 0.44373 | 2 | 1 | 52 | 12870 | 5138 | 6326 | 8731 | 1644 | 2341 | 9238 | 1222 | 1124 | 24758 | 0.93 | 1.03 | 11354.585
8117 | 5 | 339 | 2017-12-05 | 0.60377 | 1 | 0.60377 | 0.64458 | 0.71832 | 0.59512 | 0.62374 | 0.51426 | 0.40996 | 0.50958 | 0.46489 | 0.48785 | 0.46026 | 0.40866 | 0.45414 | 2 | 1 | 53 | 13151 | 5280 | 6436 | 8749 | 1675 | 2410 | 9516 | 1245 | 1161 | 25339 | 0.96 | 1.07 | 11160.345
8118 | 6 | 339 | 2017-12-05 | 0.67296 | 1 | 0.67296 | 0.6988 | 0.72546 | 0.63236 | 0.66037 | 0.54327 | 0.4243 | 0.5467 | 0.49788 | 0.52707 | 0.49427 | 0.44034 | 0.48834 | 2 | 1 | 54 | 13974 | 5590 | 6799 | 9055 | 1797 | 2581 | 10281 | 1337 | 1251 | 27247 | 1.07 | 1.16 | 11271.335
8119 | 7 | 339 | 2017-12-05 | 0.73585 | 1 | 0.73585 | 0.77108 | 0.7356 | 0.6945 | 0.71577 | 0.598 | 0.46015 | 0.6118 | 0.55208 | 0.58515 | 0.54529 | 0.50088 | 0.546 | 2 | 1 | 55 | 15347 | 6059 | 7484 | 9820 | 2011 | 2862 | 11414 | 1475 | 1423 | 30464 | 1.17 | 1.28 | 11428.795
8120 | 8 | 339 | 2017-12-05 | 0.74214 | 1 | 0.74214 | 0.78313 | 0.74366 | 0.72785 | 0.73715 | 0.6362 | 0.51483 | 0.65561 | 0.58449 | 0.60253 | 0.58226 | 0.5227 | 0.58437 | 2 | 1 | 56 | 16084 | 6240 | 7962 | 10987 | 2155 | 3030 | 11753 | 1575 | 1485 | 32605 | 1.18 | 1.3 | 11554.04
8121 | 9 | 339 | 2017-12-05 | 0.74843 | 1 | 0.74843 | 0.74699 | 0.84656 | 0.72464 | 0.72676 | 0.64291 | 0.53863 | 0.66048 | 0.58796 | 0.58264 | 0.59224 | 0.51179 | 0.59124 | 2 | 1 | 57 | 16013 | 6152 | 8046 | 11495 | 2171 | 3048 | 11365 | 1602 | 1454 | 32988 | 1.19 | 1.24 | 13152.805
8122 | 10 | 339 | 2017-12-05 | 0.71698 | 1 | 0.71698 | 0.72892 | 0.91285 | 0.71902 | 0.7192 | 0.65026 | 0.54543 | 0.66717 | 0.58912 | 0.56337 | 0.60444 | 0.5125 | 0.58803 | 2 | 1 | 58 | 15889 | 6088 | 8138 | 11640 | 2193 | 3054 | 10989 | 1635 | 1456 | 32809 | 1.14 | 1.21 | 14182.66
8123 | 11 | 339 | 2017-12-05 | 0.71698 | 1 | 0.71698 | 0.71084 | 0.9624 | 0.71617 | 0.71057 | 0.65505 | 0.54744 | 0.67417 | 0.59761 | 0.55214 | 0.60961 | 0.51707 | 0.58373 | 2 | 1 | 59 | 15826 | 6015 | 8198 | 11683 | 2216 | 3098 | 10770 | 1649 | 1469 | 32569 | 1.14 | 1.18 | 14952.575
8124 | 12 | 339 | 2017-12-05 | 0.69811 | 1 | 0.69811 | 0.68072 | 0.97754 | 0.70825 | 0.69781 | 0.6533 | 0.54922 | 0.67143 | 0.59799 | 0.5425 | 0.60961 | 0.51848 | 0.57751 | 2 | 1 | 60 | 15651 | 5907 | 8176 | 11721 | 2207 | 3100 | 10582 | 1649 | 1473 | 32222 | 1.11 | 1.13 | 15187.805
8125 | 13 | 339 | 2017-12-05 | 0.63522 | 1 | 0.63522 | 0.6506 | 0.95214 | 0.70405 | 0.68517 | 0.64874 | 0.54787 | 0.67356 | 0.59664 | 0.53389 | 0.60702 | 0.52094 | 0.57425 | 2 | 1 | 61 | 15558 | 5800 | 8119 | 11692 | 2214 | 3093 | 10414 | 1642 | 1480 | 32040 | 1.01 | 1.08 | 14793.225
8126 | 14 | 339 | 2017-12-05 | 0.61635 | 1 | 0.61635 | 0.63253 | 0.97576 | 0.69857 | 0.67643 | 0.65274 | 0.54683 | 0.6763 | 0.6059 | 0.53076 | 0.60813 | 0.52024 | 0.57539 | 2 | 1 | 62 | 15437 | 5726 | 8169 | 11670 | 2223 | 3141 | 10353 | 1645 | 1478 | 32104 | 0.98 | 1.05 | 15160.185
8127 | 15 | 339 | 2017-12-05 | 0.61635 | 1 | 0.61635 | 0.65663 | 1 | 0.6926 | 0.66521 | 0.64714 | 0.54815 | 0.67356 | 0.60629 | 0.52815 | 0.60518 | 0.51848 | 0.57233 | 2 | 1 | 63 | 15305 | 5631 | 8099 | 11698 | 2214 | 3143 | 10302 | 1637 | 1473 | 31933 | 0.98 | 1.09 | 15536.75
8128 | 16 | 339 | 2017-12-05 | 0.64151 | 1 | 0.64151 | 0.68072 | 0.99944 | 0.69079 | 0.66391 | 0.64483 | 0.5451 | 0.669 | 0.61555 | 0.5324 | 0.59704 | 0.52834 | 0.57419 | 2 | 1 | 64 | 15265 | 5620 | 8070 | 11633 | 2199 | 3191 | 10385 | 1615 | 1501 | 32037 | 1.02 | 1.13 | 15528.105
8129 | 17 | 339 | 2017-12-05 | 0.66667 | 1 | 0.66667 | 0.72892 | 0.98608 | 0.70129 | 0.68234 | 0.6533 | 0.54669 | 0.67782 | 0.63079 | 0.54814 | 0.60259 | 0.55086 | 0.60005 | 2 | 1 | 65 | 15497 | 5776 | 8176 | 11667 | 2228 | 3270 | 10692 | 1630 | 1565 | 33480 | 1.06 | 1.21 | 15320.515
8130 | 18 | 339 | 2017-12-05 | 0.68553 | 1 | 0.68553 | 0.77711 | 0.92154 | 0.73717 | 0.72912 | 0.68478 | 0.57317 | 0.72011 | 0.66725 | 0.58351 | 0.63327 | 0.59556 | 0.64054 | 2 | 1 | 66 | 16290 | 6172 | 8570 | 12232 | 2367 | 3459 | 11382 | 1713 | 1692 | 35739 | 1.09 | 1.29 | 14317.695
8131 | 19 | 339 | 2017-12-05 | 0.7044 | 1 | 0.7044 | 0.79518 | 0.8823 | 0.75192 | 0.744 | 0.69644 | 0.59486 | 0.7195 | 0.67284 | 0.58767 | 0.6366 | 0.63428 | 0.63771 | 2 | 1 | 67 | 16616 | 6298 | 8716 | 12695 | 2365 | 3488 | 11463 | 1722 | 1802 | 35581 | 1.12 | 1.32 | 13708.055
8132 | 20 | 339 | 2017-12-05 | 0.7673 | 1 | 0.7673 | 0.8494 | 0.93549 | 0.74916 | 0.74318 | 0.68502 | 0.58802 | 0.7122 | 0.66532 | 0.57603 | 0.62921 | 0.64555 | 0.62515 | 2 | 1 | 68 | 16555 | 6291 | 8573 | 12549 | 2341 | 3449 | 11236 | 1702 | 1834 | 34880 | 1.22 | 1.41 | 14534.475
8133 | 21 | 339 | 2017-12-05 | 0.83648 | 1 | 0.83648 | 0.89759 | 0.93593 | 0.74545 | 0.73633 | 0.67 | 0.57903 | 0.70399 | 0.66377 | 0.55778 | 0.61664 | 0.65012 | 0.60919 | 2 | 1 | 69 | 16473 | 6233 | 8385 | 12357 | 2314 | 3441 | 10880 | 1668 | 1847 | 33990 | 1.33 | 1.49 | 14541.295
8134 | 22 | 339 | 2017-12-05 | 0.8239 | 1 | 0.8239 | 0.87349 | 0.9084 | 0.72554 | 0.71353 | 0.64874 | 0.56389 | 0.6833 | 0.64178 | 0.52927 | 0.59261 | 0.63816 | 0.58242 | 2 | 1 | 70 | 16033 | 6040 | 8119 | 12034 | 2246 | 3327 | 10324 | 1603 | 1813 | 32496 | 1.31 | 1.45 | 14113.52
8135 | 23 | 339 | 2017-12-05 | 0.77358 | 1 | 0.77358 | 0.75904 | 0.88374 | 0.69373 | 0.67974 | 0.6151 | 0.54051 | 0.64649 | 0.60108 | 0.49221 | 0.55749 | 0.60718 | 0.54159 | 2 | 1 | 71 | 15330 | 5754 | 7698 | 11535 | 2125 | 3116 | 9601 | 1508 | 1725 | 30218 | 1.23 | 1.26 | 13730.465
8136 | 24 | 339 | 2017-12-05 | 0.7044 | 1 | 0.7044 | 0.68072 | 0.84359 | 0.65757 | 0.64761 | 0.58282 | 0.50719 | 0.61302 | 0.55594 | 0.45601 | 0.52384 | 0.57832 | 0.49565 | 2 | 1 | 72 | 14531 | 5482 | 7294 | 10824 | 2015 | 2882 | 8895 | 1417 | 1643 | 27655 | 1.12 | 1.13 | 13106.685
8137 | 1 | 340 | 2017-12-06 | 0.6478 | 1 | 0.6478 | 0.63253 | 0.80131 | 0.62494 | 0.63142 | 0.56037 | 0.49609 | 0.58077 | 0.52488 | 0.43843 | 0.49982 | 0.55297 | 0.44522 | 3 | 1 | 73 | 13810 | 5345 | 7013 | 10587 | 1909 | 2721 | 8552 | 1352 | 1571 | 24841 | 1.03 | 1.05 | 12449.825
8138 | 2 | 340 | 2017-12-06 | 0.59748 | 1 | 0.59748 | 0.61446 | 0.77242 | 0.61092 | 0.62776 | 0.5503 | 0.47285 | 0.56556 | 0.51582 | 0.42218 | 0.48429 | 0.55297 | 0.42896 | 3 | 1 | 74 | 13500 | 5314 | 6887 | 10091 | 1859 | 2674 | 8235 | 1310 | 1571 | 23934 | 0.95 | 1.02 | 12000.945
8139 | 3 | 340 | 2017-12-06 | 0.57862 | 1 | 0.57862 | 0.59639 | 0.74901 | 0.60386 | 0.62729 | 0.54135 | 0.45902 | 0.554 | 0.51196 | 0.41731 | 0.48022 | 0.54945 | 0.42312 | 3 | 1 | 75 | 13344 | 5310 | 6775 | 9796 | 1821 | 2654 | 8140 | 1299 | 1561 | 23608 | 0.92 | 0.99 | 11637.225
8140 | 4 | 340 | 2017-12-06 | 0.58491 | 1 | 0.58491 | 0.61446 | 0.73082 | 0.61024 | 0.63473 | 0.54015 | 0.45401 | 0.55339 | 0.51485 | 0.42387 | 0.47579 | 0.56248 | 0.42411 | 3 | 1 | 76 | 13485 | 5373 | 6760 | 9689 | 1819 | 2669 | 8268 | 1287 | 1598 | 23663 | 0.93 | 1.02 | 11354.585
8141 | 5 | 340 | 2017-12-06 | 0.58491 | 1 | 0.58491 | 0.62048 | 0.71832 | 0.63404 | 0.64808 | 0.55286 | 0.45509 | 0.56769 | 0.53067 | 0.44586 | 0.4854 | 0.58113 | 0.4393 | 3 | 1 | 77 | 14011 | 5486 | 6919 | 9712 | 1866 | 2751 | 8697 | 1313 | 1651 | 24511 | 0.93 | 1.03 | 11160.345
8142 | 6 | 340 | 2017-12-06 | 0.61635 | 1 | 0.61635 | 0.6747 | 0.72546 | 0.68916 | 0.67797 | 0.58578 | 0.46816 | 0.60876 | 0.57022 | 0.49451 | 0.50906 | 0.62548 | 0.48017 | 3 | 1 | 78 | 15229 | 5739 | 7331 | 9991 | 2001 | 2956 | 9646 | 1377 | 1777 | 26791 | 0.98 | 1.12 | 11271.335
8143 | 7 | 340 | 2017-12-06 | 0.67296 | 1 | 0.67296 | 0.75904 | 0.7356 | 0.76717 | 0.73006 | 0.64195 | 0.50349 | 0.67508 | 0.63021 | 0.56172 | 0.54603 | 0.69483 | 0.54765 | 3 | 1 | 79 | 16953 | 6180 | 8034 | 10745 | 2219 | 3267 | 10957 | 1477 | 1974 | 30556 | 1.07 | 1.26 | 11428.795
8144 | 8 | 340 | 2017-12-06 | 0.72327 | 1 | 0.72327 | 0.74699 | 0.74366 | 0.81007 | 0.75381 | 0.67631 | 0.55771 | 0.71372 | 0.6576 | 0.58715 | 0.56451 | 0.71137 | 0.58028 | 3 | 1 | 80 | 17901 | 6381 | 8464 | 11902 | 2346 | 3409 | 11453 | 1527 | 2021 | 32377 | 1.15 | 1.24 | 11554.04
8145 | 9 | 340 | 2017-12-06 | 0.75472 | 1 | 0.75472 | 0.71084 | 0.84656 | 0.79256 | 0.75192 | 0.6835 | 0.57762 | 0.71068 | 0.65162 | 0.58244 | 0.57264 | 0.65118 | 0.57907 | 3 | 1 | 81 | 17514 | 6365 | 8554 | 12327 | 2336 | 3378 | 11361 | 1549 | 1850 | 32309 | 1.2 | 1.18 | 13152.805
8146 | 10 | 340 | 2017-12-06 | 0.79245 | 1 | 0.79245 | 0.6747 | 0.91285 | 0.78107 | 0.74483 | 0.68765 | 0.57729 | 0.70824 | 0.6412 | 0.57587 | 0.58521 | 0.64238 | 0.57433 | 3 | 1 | 82 | 17260 | 6305 | 8606 | 12320 | 2328 | 3324 | 11233 | 1583 | 1825 | 32045 | 1.26 | 1.12 | 14182.66
8147 | 11 | 340 | 2017-12-06 | 0.73585 | 1 | 0.73585 | 0.6506 | 0.9624 | 0.77437 | 0.7329 | 0.69229 | 0.57448 | 0.70855 | 0.62944 | 0.56583 | 0.6 | 0.60014 | 0.57077 | 3 | 1 | 83 | 17112 | 6204 | 8664 | 12260 | 2329 | 3263 | 11037 | 1623 | 1705 | 31846 | 1.17 | 1.08 | 14952.575
8148 | 12 | 340 | 2017-12-06 | 0.72327 | 1 | 0.72327 | 0.61446 | 0.97754 | 0.76478 | 0.72298 | 0.68406 | 0.57293 | 0.70003 | 0.61516 | 0.55039 | 0.60333 | 0.57832 | 0.56582 | 3 | 1 | 84 | 16900 | 6120 | 8561 | 12227 | 2301 | 3189 | 10736 | 1632 | 1643 | 31570 | 1.15 | 1.02 | 15187.805
8149 | 13 | 340 | 2017-12-06 | 0.71069 | 1 | 0.71069 | 0.63855 | 0.95214 | 0.74495 | 0.71305 | 0.68254 | 0.56698 | 0.6906 | 0.60397 | 0.54245 | 0.59519 | 0.55544 | 0.56218 | 3 | 1 | 85 | 16462 | 6036 | 8542 | 12100 | 2270 | 3131 | 10581 | 1610 | 1578 | 31367 | 1.13 | 1.06 | 14793.225
8150 | 14 | 340 | 2017-12-06 | 0.69182 | 1 | 0.69182 | 0.62048 | 0.97576 | 0.72875 | 0.70597 | 0.68126 | 0.55925 | 0.68604 | 0.59394 | 0.54265 | 0.58743 | 0.53643 | 0.56116 | 3 | 1 | 86 | 16104 | 5976 | 8526 | 11935 | 2255 | 3079 | 10585 | 1589 | 1524 | 31310 | 1.1 | 1.03 | 15160.185
8151 | 15 | 340 | 2017-12-06 | 0.67296 | 1 | 0.67296 | 0.62048 | 1 | 0.71816 | 0.69592 | 0.67279 | 0.55738 | 0.68056 | 0.58526 | 0.54465 | 0.57893 | 0.52658 | 0.56172 | 3 | 1 | 87 | 15870 | 5891 | 8420 | 11895 | 2237 | 3034 | 10624 | 1566 | 1496 | 31341 | 1.07 | 1.03 | 15536.75
8152 | 16 | 340 | 2017-12-06 | 0.68553 | 1 | 0.68553 | 0.63253 | 0.99944 | 0.72192 | 0.69581 | 0.66904 | 0.55208 | 0.67448 | 0.58063 | 0.55152 | 0.57375 | 0.52024 | 0.56905 | 3 | 1 | 88 | 15953 | 5890 | 8373 | 11782 | 2217 | 3010 | 10758 | 1552 | 1478 | 31750 | 1.09 | 1.05 | 15528.105
8153 | 17 | 340 | 2017-12-06 | 0.66667 | 1 | 0.66667 | 0.71084 | 0.98608 | 0.75283 | 0.70986 | 0.67575 | 0.55583 | 0.68421 | 0.58603 | 0.5788 | 0.58447 | 0.5396 | 0.59934 | 3 | 1 | 89 | 16636 | 6009 | 8457 | 11862 | 2249 | 3038 | 11290 | 1581 | 1533 | 33440 | 1.06 | 1.18 | 15320.515
8154 | 18 | 340 | 2017-12-06 | 0.69811 | 1 | 0.69811 | 0.71687 | 0.92154 | 0.80387 | 0.75499 | 0.70707 | 0.59707 | 0.71676 | 0.61998 | 0.63401 | 0.62921 | 0.59768 | 0.64653 | 3 | 1 | 90 | 17764 | 6391 | 8849 | 12742 | 2356 | 3214 | 12367 | 1702 | 1698 | 36073 | 1.11 | 1.19 | 14317.695
8155 | 19 | 340 | 2017-12-06 | 0.72327 | 1 | 0.72327 | 0.76506 | 0.8823 | 0.82392 | 0.76964 | 0.71099 | 0.62612 | 0.72741 | 0.64275 | 0.64688 | 0.63956 | 0.64625 | 0.64794 | 3 | 1 | 91 | 18207 | 6515 | 8898 | 13362 | 2391 | 3332 | 12618 | 1730 | 1836 | 36152 | 1.15 | 1.27 | 13708.055
8156 | 20 | 340 | 2017-12-06 | 0.78616 | 1 | 0.78616 | 0.80723 | 0.93549 | 0.82917 | 0.772 | 0.7018 | 0.61834 | 0.72224 | 0.64255 | 0.64688 | 0.62957 | 0.67371 | 0.64072 | 3 | 1 | 92 | 18323 | 6535 | 8783 | 13196 | 2374 | 3331 | 12618 | 1703 | 1914 | 35749 | 1.25 | 1.34 | 14534.475
8157 | 21 | 340 | 2017-12-06 | 0.83648 | 1 | 0.83648 | 0.86145 | 0.93593 | 0.82741 | 0.76267 | 0.69477 | 0.61089 | 0.71311 | 0.6387 | 0.63786 | 0.62107 | 0.6818 | 0.62638 | 3 | 1 | 93 | 18284 | 6456 | 8695 | 13037 | 2344 | 3311 | 12442 | 1680 | 1937 | 34949 | 1.33 | 1.43 | 14541.295
8158 | 22 | 340 | 2017-12-06 | 0.81761 | 1 | 0.81761 | 0.8494 | 0.9084 | 0.79704 | 0.74578 | 0.66872 | 0.60007 | 0.69242 | 0.61941 | 0.61863 | 0.60518 | 0.67617 | 0.59636 | 3 | 1 | 94 | 17613 | 6313 | 8369 | 12806 | 2276 | 3211 | 12067 | 1637 | 1921 | 33274 | 1.3 | 1.41 | 14113.52
8159 | 23 | 340 | 2017-12-06 | 0.75472 | 1 | 0.75472 | 0.72892 | 0.88374 | 0.76527 | 0.71164 | 0.62421 | 0.57659 | 0.65561 | 0.58873 | 0.58438 | 0.57486 | 0.66561 | 0.55444 | 3 | 1 | 95 | 16911 | 6024 | 7812 | 12305 | 2155 | 3052 | 11399 | 1555 | 1891 | 30935 | 1.2 | 1.21 | 13730.465
8160 | 24 | 340 | 2017-12-06 | 0.68553 | 1 | 0.68553 | 0.6506 | 0.84359 | 0.72237 | 0.68021 | 0.5869 | 0.53831 | 0.61971 | 0.55903 | 0.55029 | 0.54085 | 0.6459 | 0.513 | 3 | 1 | 96 | 15963 | 5758 | 7345 | 11488 | 2037 | 2898 | 10734 | 1463 | 1835 | 28623 | 1.09 | 1.08 | 13106.685
8161 | 1 | 341 | 2017-12-07 | 0.61635 | 1 | 0.61635 | 0.62651 | 0.80131 | 0.66259 | 0.68789 | 0.596 | 0.51914 | 0.61485 | 0.55729 | 0.53071 | 0.51941 | 0.59697 | 0.49413 | 4 | 1 | 97 | 14642 | 5823 | 7459 | 11079 | 2021 | 2889 | 10352 | 1405 | 1696 | 27570 | 0.98 | 1.04 | 12449.825
8162 | 2 | 341 | 2017-12-07 | 0.60377 | 1 | 0.60377 | 0.60241 | 0.77242 | 0.65309 | 0.6769 | 0.58634 | 0.49679 | 0.5972 | 0.54321 | 0.52471 | 0.50573 | 0.57902 | 0.47988 | 4 | 1 | 98 | 14432 | 5730 | 7338 | 10602 | 1963 | 2816 | 10235 | 1368 | 1645 | 26775 | 0.96 | 1 | 12000.945
8163 | 3 | 341 | 2017-12-07 | 0.59748 | 1 | 0.59748 | 0.59036 | 0.74901 | 0.6501 | 0.67183 | 0.57875 | 0.48325 | 0.58868 | 0.53762 | 0.51892 | 0.49686 | 0.57621 | 0.4756 | 4 | 1 | 99 | 14366 | 5687 | 7243 | 10313 | 1935 | 2787 | 10122 | 1344 | 1637 | 26536 | 0.95 | 0.98 | 11637.225
8164 | 4 | 341 | 2017-12-07 | 0.61635 | 1 | 0.61635 | 0.59036 | 0.73082 | 0.65391 | 0.67891 | 0.57515 | 0.47627 | 0.58473 | 0.53742 | 0.52369 | 0.49797 | 0.58641 | 0.4782 | 4 | 1 | 100 | 14450 | 5747 | 7198 | 10164 | 1922 | 2786 | 10215 | 1347 | 1666 | 26681 | 0.98 | 0.98 | 11354.585
8165 | 5 | 341 | 2017-12-07 | 0.64151 | 1 | 0.64151 | 0.60843 | 0.71832 | 0.66848 | 0.69037 | 0.59289 | 0.47617 | 0.60146 | 0.55131 | 0.54276 | 0.51128 | 0.60331 | 0.49528 | 4 | 1 | 101 | 14772 | 5844 | 7420 | 10162 | 1977 | 2858 | 10587 | 1383 | 1714 | 27634 | 1.02 | 1.01 | 11160.345
8166 | 6 | 341 | 2017-12-07 | 0.71698 | 1 | 0.71698 | 0.6506 | 0.72546 | 0.70676 | 0.72794 | 0.62629 | 0.49112 | 0.64436 | 0.5924 | 0.59146 | 0.54344 | 0.64132 | 0.54005 | 4 | 1 | 102 | 15618 | 6162 | 7838 | 10481 | 2118 | 3071 | 11537 | 1470 | 1822 | 30132 | 1.14 | 1.08 | 11271.335
8167 | 7 | 341 | 2017-12-07 | 0.77358 | 1 | 0.77358 | 0.68675 | 0.7356 | 0.76794 | 0.79504 | 0.68446 | 0.52364 | 0.71524 | 0.65451 | 0.65969 | 0.59261 | 0.68603 | 0.61077 | 4 | 1 | 103 | 16970 | 6730 | 8566 | 11175 | 2351 | 3393 | 12868 | 1603 | 1949 | 34078 | 1.23 | 1.14 | 11428.795
8168 | 8 | 341 | 2017-12-07 | 0.77987 | 1 | 0.77987 | 0.71687 | 0.74366 | 0.80881 | 0.82528 | 0.72529 | 0.57504 | 0.76118 | 0.69367 | 0.69112 | 0.6244 | 0.70679 | 0.63875 | 4 | 1 | 104 | 17873 | 6986 | 9077 | 12272 | 2502 | 3596 | 13481 | 1689 | 2008 | 35639 | 1.24 | 1.19 | 11554.04
8169 | 9 | 341 | 2017-12-07 | 0.73585 | 1 | 0.73585 | 0.77108 | 0.84656 | 0.79763 | 0.82067 | 0.72281 | 0.59885 | 0.75996 | 0.69174 | 0.67784 | 0.62625 | 0.68638 | 0.62868 | 4 | 1 | 105 | 17626 | 6947 | 9046 | 12780 | 2498 | 3586 | 13222 | 1694 | 1950 | 35077 | 1.17 | 1.28 | 13152.805
8170 | 10 | 341 | 2017-12-07 | 0.67925 | 1 | 0.67925 | 0.74096 | 0.91285 | 0.79437 | 0.81784 | 0.72529 | 0.60227 | 0.76179 | 0.69252 | 0.64688 | 0.63993 | 0.68286 | 0.61095 | 4 | 1 | 106 | 17554 | 6923 | 9077 | 12853 | 2504 | 3590 | 12618 | 1731 | 1940 | 34088 | 1.08 | 1.23 | 14182.66
8171 | 11 | 341 | 2017-12-07 | 0.66667 | 1 | 0.66667 | 0.75301 | 0.9624 | 0.78858 | 0.81004 | 0.72137 | 0.59889 | 0.76666 | 0.69753 | 0.62032 | 0.63438 | 0.68004 | 0.59552 | 4 | 1 | 107 | 17426 | 6857 | 9028 | 12781 | 2520 | 3616 | 12100 | 1716 | 1932 | 33227 | 1.06 | 1.25 | 14952.575
8172 | 12 | 341 | 2017-12-07 | 0.6478 | 1 | 0.6478 | 0.73494 | 0.97754 | 0.77731 | 0.78925 | 0.72058 | 0.59763 | 0.76331 | 0.69715 | 0.59741 | 0.63475 | 0.66948 | 0.57794 | 4 | 1 | 108 | 17177 | 6681 | 9018 | 12754 | 2509 | 3614 | 11653 | 1717 | 1902 | 32246 | 1.03 | 1.22 | 15187.805
8173 | 13 | 341 | 2017-12-07 | 0.66667 | 1 | 0.66667 | 0.71084 | 0.95214 | 0.76419 | 0.78181 | 0.71722 | 0.59074 | 0.76574 | 0.69522 | 0.58541 | 0.62884 | 0.6547 | 0.56919 | 4 | 1 | 109 | 16887 | 6618 | 8976 | 12607 | 2517 | 3604 | 11419 | 1701 | 1860 | 31758 | 1.06 | 1.18 | 14793.225
8174 | 14 | 341 | 2017-12-07 | 0.6478 | 1 | 0.6478 | 0.70482 | 0.97576 | 0.76201 | 0.77389 | 0.71818 | 0.58587 | 0.75936 | 0.69464 | 0.58238 | 0.62588 | 0.63851 | 0.56734 | 4 | 1 | 110 | 16839 | 6551 | 8988 | 12503 | 2496 | 3601 | 11360 | 1693 | 1814 | 31655 | 1.03 | 1.17 | 15160.185
8175 | 15 | 341 | 2017-12-07 | 0.62893 | 1 | 0.62893 | 0.69277 | 1 | 0.75088 | 0.76515 | 0.71123 | 0.59182 | 0.76574 | 0.68924 | 0.58966 | 0.62144 | 0.62865 | 0.57186 | 4 | 1 | 111 | 16593 | 6477 | 8901 | 12630 | 2517 | 3573 | 11502 | 1681 | 1786 | 31907 | 1 | 1.15 | 15536.75
8176 | 16 | 341 | 2017-12-07 | 0.67296 | 1 | 0.67296 | 0.69277 | 0.99944 | 0.75274 | 0.76338 | 0.70907 | 0.59341 | 0.76483 | 0.69155 | 0.60515 | 0.61922 | 0.63886 | 0.58184 | 4 | 1 | 112 | 16634 | 6462 | 8874 | 12664 | 2514 | 3585 | 11804 | 1675 | 1815 | 32464 | 1.07 | 1.15 | 15528.105
8177 | 17 | 341 | 2017-12-07 | 0.72327 | 1 | 0.72327 | 0.75301 | 0.98608 | 0.76269 | 0.79232 | 0.71746 | 0.60152 | 0.77913 | 0.70853 | 0.63796 | 0.62847 | 0.66033 | 0.61579 | 4 | 1 | 113 | 16854 | 6707 | 8979 | 12837 | 2561 | 3673 | 12444 | 1700 | 1876 | 34358 | 1.15 | 1.25 | 15320.515
8178 | 18 | 341 | 2017-12-07 | 0.7673 | 1 | 0.7673 | 0.80723 | 0.92154 | 0.80193 | 0.83568 | 0.75773 | 0.63863 | 0.81746 | 0.7473 | 0.68405 | 0.66617 | 0.73178 | 0.65999 | 4 | 1 | 114 | 17721 | 7074 | 9483 | 13629 | 2687 | 3874 | 13343 | 1802 | 2079 | 36824 | 1.22 | 1.34 | 14317.695
8179 | 19 | 341 | 2017-12-07 | 0.77358 | 1 | 0.77358 | 0.83133 | 0.8823 | 0.81433 | 0.84702 | 0.76013 | 0.66253 | 0.82385 | 0.75675 | 0.6904 | 0.67652 | 0.75361 | 0.65968 | 4 | 1 | 115 | 17995 | 7170 | 9513 | 14139 | 2708 | 3923 | 13467 | 1830 | 2141 | 36807 | 1.23 | 1.38 | 13708.055
8180 | 20 | 341 | 2017-12-07 | 0.80503 | 1 | 0.80503 | 0.8494 | 0.93549 | 0.81084 | 0.8469 | 0.75453 | 0.65681 | 0.81625 | 0.75077 | 0.69194 | 0.67246 | 0.77543 | 0.65024 | 4 | 1 | 116 | 17918 | 7169 | 9443 | 14017 | 2683 | 3892 | 13497 | 1819 | 2203 | 36280 | 1.28 | 1.41 | 14534.475
8181 | 21 | 341 | 2017-12-07 | 0.89937 | 1 | 0.89937 | 0.93373 | 0.93593 | 0.79776 | 0.84064 | 0.74431 | 0.65077 | 0.80469 | 0.74171 | 0.67994 | 0.65915 | 0.77156 | 0.63708 | 4 | 1 | 117 | 17629 | 7116 | 9315 | 13888 | 2645 | 3845 | 13263 | 1783 | 2192 | 35546 | 1.43 | 1.55 | 14541.295
8182 | 22 | 341 | 2017-12-07 | 0.88679 | 1 | 0.88679 | 0.90964 | 0.9084 | 0.78193 | 0.81134 | 0.72249 | 0.6398 | 0.78217 | 0.72049 | 0.65816 | 0.63364 | 0.77473 | 0.60973 | 4 | 1 | 118 | 17279 | 6868 | 9042 | 13654 | 2571 | 3735 | 12838 | 1714 | 2201 | 34020 | 1.41 | 1.51 | 14113.52
8183 | 23 | 341 | 2017-12-07 | 0.79874 | 1 | 0.79874 | 0.85542 | 0.88374 | 0.74283 | 0.76385 | 0.67855 | 0.61501 | 0.73928 | 0.68364 | 0.61689 | 0.59704 | 0.76241 | 0.56928 | 4 | 1 | 119 | 16415 | 6466 | 8492 | 13125 | 2430 | 3544 | 12033 | 1615 | 2166 | 31763 | 1.27 | 1.42 | 13730.465
8184 | 24 | 341 | 2017-12-07 | 0.7044 | 1 | 0.7044 | 0.77108 | 0.84359 | 0.70744 | 0.72829 | 0.63891 | 0.57687 | 0.69364 | 0.63812 | 0.5768 | 0.55194 | 0.73038 | 0.53132 | 4 | 1 | 120 | 15633 | 6165 | 7996 | 12311 | 2280 | 3308 | 11251 | 1493 | 2075 | 29645 | 1.12 | 1.28 | 13106.685
8185 | 1 | 342 | 2017-12-08 | 0.76101 | 1 | 0.76101 | 0.71687 | 0.80131 | 0.71984 | 0.69841 | 0.60655 | 0.53521 | 0.64862 | 0.59221 | 0.54665 | 0.54566 | 0.70363 | 0.5103 | 5 | 1 | 121 | 15907 | 5912 | 7591 | 11422 | 2132 | 3070 | 10663 | 1476 | 1999 | 28472 | 1.21 | 1.19 | 12449.825
8186 | 2 | 342 | 2017-12-08 | 0.71698 | 1 | 0.71698 | 0.66867 | 0.77242 | 0.70522 | 0.69049 | 0.60016 | 0.50954 | 0.63614 | 0.58025 | 0.53589 | 0.53457 | 0.69659 | 0.49696 | 5 | 1 | 122 | 15584 | 5845 | 7511 | 10874 | 2091 | 3008 | 10453 | 1446 | 1979 | 27728 | 1.14 | 1.11 | 12000.945
8187 | 3 | 342 | 2017-12-08 | 0.7044 | 1 | 0.7044 | 0.64458 | 0.74901 | 0.70043 | 0.68683 | 0.59297 | 0.49613 | 0.63097 | 0.5787 | 0.53584 | 0.52643 | 0.69975 | 0.49314 | 5 | 1 | 123 | 15478 | 5814 | 7421 | 10588 | 2074 | 3000 | 10452 | 1424 | 1988 | 27515 | 1.12 | 1.07 | 11637.225
8188 | 4 | 342 | 2017-12-08 | 0.69811 | 1 | 0.69811 | 0.63253 | 0.73082 | 0.70427 | 0.69876 | 0.58841 | 0.48896 | 0.63097 | 0.58198 | 0.54834 | 0.52717 | 0.71278 | 0.49596 | 5 | 1 | 124 | 15563 | 5915 | 7364 | 10435 | 2074 | 3017 | 10696 | 1426 | 2025 | 27672 | 1.11 | 1.05 | 11354.585
8189 | 5 | 342 | 2017-12-08 | 0.69182 | 1 | 0.69182 | 0.63253 | 0.71832 | 0.71853 | 0.72416 | 0.60104 | 0.49023 | 0.6477 | 0.59838 | 0.57526 | 0.55046 | 0.73038 | 0.51259 | 5 | 1 | 125 | 15878 | 6130 | 7522 | 10462 | 2129 | 3102 | 11221 | 1489 | 2075 | 28600 | 1.1 | 1.05 | 11160.345
8190 | 6 | 342 | 2017-12-08 | 0.7044 | 1 | 0.7044 | 0.68072 | 0.72546 | 0.76002 | 0.76149 | 0.63396 | 0.50302 | 0.68482 | 0.63291 | 0.62678 | 0.57856 | 0.76804 | 0.5531 | 5 | 1 | 126 | 16795 | 6446 | 7934 | 10735 | 2251 | 3281 | 12226 | 1565 | 2182 | 30860 | 1.12 | 1.13 | 11271.335
8191 | 7 | 342 | 2017-12-08 | 0.75472 | 1 | 0.75472 | 0.74096 | 0.7356 | 0.82523 | 0.81949 | 0.69077 | 0.53624 | 0.74901 | 0.69502 | 0.69614 | 0.63216 | 0.83034 | 0.61645 | 5 | 1 | 127 | 18236 | 6937 | 8645 | 11444 | 2462 | 3603 | 13579 | 1710 | 2359 | 34395 | 1.2 | 1.23 | 11428.795
8192 | 8 | 342 | 2017-12-08 | 0.81761 | 1 | 0.81761 | 0.77711 | 0.74366 | 0.86193 | 0.84796 | 0.71266 | 0.5869 | 0.78156 | 0.72454 | 0.72783 | 0.65323 | 0.84653 | 0.64353 | 5 | 1 | 128 | 19047 | 7178 | 8919 | 12525 | 2569 | 3756 | 14197 | 1767 | 2405 | 35906 | 1.3 | 1.29 | 11554.04
8193 | 9 | 342 | 2017-12-08 | 0.84277 | 1 | 0.84277 | 0.83133 | 0.84656 | 0.84985 | 0.83745 | 0.72034 | 0.61356 | 0.77487 | 0.71161 | 0.71342 | 0.67024 | 0.80922 | 0.63194 | 5 | 1 | 129 | 18780 | 7089 | 9015 | 13094 | 2547 | 3689 | 13916 | 1813 | 2299 | 35259 | 1.34 | 1.38 | 13152.805
8194 | 10 | 342 | 2017-12-08 | 0.8805 | 1 | 0.8805 | 0.85542 | 0.91285 | 0.83279 | 0.84324 | 0.72217 | 0.61918 | 0.76148 | 0.701 | 0.68092 | 0.67098 | 0.77191 | 0.6143 | 5 | 1 | 130 | 18403 | 7138 | 9038 | 13214 | 2503 | 3634 | 13282 | 1815 | 2193 | 34275 | 1.4 | 1.42 | 14182.66
8195 | 11 | 342 | 2017-12-08 | 0.84906 | 1 | 0.84906 | 0.83133 | 0.9624 | 0.80672 | 0.83733 | 0.72018 | 0.62134 | 0.74597 | 0.69579 | 0.65534 | 0.66654 | 0.74375 | 0.60127 | 5 | 1 | 131 | 17827 | 7088 | 9013 | 13260 | 2452 | 3607 | 12783 | 1803 | 2113 | 33548 | 1.35 | 1.38 | 14952.575
8196 | 12 | 342 | 2017-12-08 | 0.8239 | 1 | 0.8239 | 0.78916 | 0.97754 | 0.77491 | 0.82126 | 0.7161 | 0.62242 | 0.72559 | 0.67998 | 0.63093 | 0.66433 | 0.71313 | 0.59177 | 5 | 1 | 132 | 17124 | 6952 | 8962 | 13283 | 2385 | 3525 | 12307 | 1797 | 2026 | 33018 | 1.31 | 1.31 | 15187.805
8197 | 13 | 342 | 2017-12-08 | 0.80503 | 1 | 0.80503 | 0.78916 | 0.95214 | 0.75337 | 0.81701 | 0.70707 | 0.61839 | 0.71342 | 0.66686 | 0.60571 | 0.6536 | 0.70503 | 0.58726 | 5 | 1 | 133 | 16648 | 6916 | 8849 | 13197 | 2345 | 3457 | 11815 | 1768 | 2003 | 32766 | 1.28 | 1.31 | 14793.225
8198 | 14 | 342 | 2017-12-08 | 0.81132 | 1 | 0.81132 | 0.74699 | 0.97576 | 0.74002 | 0.80437 | 0.70348 | 0.61098 | 0.70216 | 0.65837 | 0.58679 | 0.65841 | 0.67054 | 0.58776 | 5 | 1 | 134 | 16353 | 6809 | 8804 | 13039 | 2308 | 3413 | 11446 | 1781 | 1905 | 32794 | 1.29 | 1.24 | 15160.185
8199 | 15 | 342 | 2017-12-08 | 0.76101 | 1 | 0.76101 | 0.74096 | 1 | 0.72264 | 0.79421 | 0.7002 | 0.60686 | 0.68512 | 0.64738 | 0.5748 | 0.66322 | 0.64379 | 0.58984 | 5 | 1 | 135 | 15969 | 6723 | 8763 | 12951 | 2252 | 3356 | 11212 | 1794 | 1829 | 32910 | 1.21 | 1.23 | 15536.75
8200 | 16 | 342 | 2017-12-08 | 0.77358 | 1 | 0.77358 | 0.72892 | 0.99944 | 0.71436 | 0.78594 | 0.69293 | 0.60306 | 0.67265 | 0.63985 | 0.57777 | 0.65841 | 0.65998 | 0.59801 | 5 | 1 | 136 | 15786 | 6653 | 8672 | 12870 | 2211 | 3317 | 11270 | 1781 | 1875 | 33366 | 1.23 | 1.21 | 15528.105
8201 | 17 | 342 | 2017-12-08 | 0.77987 | 1 | 0.77987 | 0.72289 | 0.98608 | 0.72884 | 0.81134 | 0.70396 | 0.60569 | 0.67904 | 0.65278 | 0.61489 | 0.66543 | 0.67793 | 0.63215 | 5 | 1 | 137 | 16106 | 6868 | 8810 | 12926 | 2232 | 3384 | 11994 | 1800 | 1926 | 35271 | 1.24 | 1.2 | 15320.515
8202 | 18 | 342 | 2017-12-08 | 0.83648 | 1 | 0.83648 | 0.77108 | 0.92154 | 0.78052 | 0.84654 | 0.73192 | 0.6383 | 0.7119 | 0.68885 | 0.68297 | 0.69538 | 0.72721 | 0.67748 | 5 | 1 | 138 | 17248 | 7166 | 9160 | 13622 | 2340 | 3571 | 13322 | 1881 | 2066 | 37800 | 1.33 | 1.28 | 14317.695
8203 | 19 | 342 | 2017-12-08 | 0.83648 | 1 | 0.83648 | 0.80723 | 0.8823 | 0.7965 | 0.8521 | 0.7368 | 0.65208 | 0.73137 | 0.70351 | 0.69271 | 0.68244 | 0.77262 | 0.67302 | 5 | 1 | 139 | 17601 | 7213 | 9221 | 13916 | 2404 | 3647 | 13512 | 1846 | 2195 | 37551 | 1.33 | 1.34 | 13708.055
8204 | 20 | 342 | 2017-12-08 | 0.90566 | 1 | 0.90566 | 0.8494 | 0.93549 | 0.79369 | 0.85836 | 0.71682 | 0.64079 | 0.72528 | 0.69367 | 0.68933 | 0.65804 | 0.78141 | 0.66165 | 5 | 1 | 140 | 17539 | 7266 | 8971 | 13675 | 2384 | 3596 | 13446 | 1780 | 2220 | 36917 | 1.44 | 1.41 | 14534.475
8205 | 21 | 342 | 2017-12-08 | 0.98742 | 1 | 0.98742 | 0.88554 | 0.93593 | 0.78935 | 0.84324 | 0.69908 | 0.62785 | 0.72163 | 0.68634 | 0.68733 | 0.65065 | 0.78564 | 0.64945 | 5 | 1 | 141 | 17443 | 7138 | 8749 | 13399 | 2372 | 3558 | 13407 | 1760 | 2232 | 36236 | 1.57 | 1.47 | 14541.295
8206 | 22 | 342 | 2017-12-08 | 1 | 1 | 1 | 0.84337 | 0.9084 | 0.77346 | 0.81772 | 0.68334 | 0.61201 | 0.70429 | 0.67168 | 0.67436 | 0.63845 | 0.77966 | 0.62782 | 5 | 1 | 142 | 17092 | 6922 | 8552 | 13061 | 2315 | 3482 | 13154 | 1727 | 2215 | 35029 | 1.59 | 1.4 | 14113.52
8207 | 23 | 342 | 2017-12-08 | 0.91824 | 1 | 0.91824 | 0.74699 | 0.88374 | 0.74618 | 0.78571 | 0.65322 | 0.59322 | 0.67782 | 0.64853 | 0.65247 | 0.60998 | 0.77754 | 0.59314 | 5 | 1 | 143 | 16489 | 6651 | 8175 | 12660 | 2228 | 3362 | 12727 | 1650 | 2209 | 33094 | 1.46 | 1.24 | 13730.465
8208 | 24 | 342 | 2017-12-08 | 0.79245 | 1 | 0.79245 | 0.63855 | 0.84359 | 0.70567 | 0.74755 | 0.61526 | 0.55677 | 0.64557 | 0.61439 | 0.62786 | 0.57486 | 0.77473 | 0.55595 | 5 | 1 | 144 | 15594 | 6328 | 7700 | 11882 | 2122 | 3185 | 12247 | 1555 | 2201 | 31019 | 1.26 | 1.06 | 13106.685
8209 | 1 | 343 | 2017-12-09 | 0.64151 | 1 | 0.64151 | 0.59639 | 0.77448 | 0.70626 | 0.70656 | 0.59081 | 0.51178 | 0.62184 | 0.59645 | 0.60207 | 0.53937 | 0.71172 | 0.52768 | 6 | 2 | 1 | 15607 | 5981 | 7394 | 10922 | 2044 | 3092 | 11744 | 1459 | 2022 | 29442 | 1.02 | 0.99 | 12032.86
8210 | 2 | 343 | 2017-12-09 | 0.60377 | 1 | 0.60377 | 0.57831 | 0.74964 | 0.69595 | 0.6951 | 0.57651 | 0.48934 | 0.60663 | 0.58526 | 0.59423 | 0.52754 | 0.71172 | 0.51248 | 6 | 2 | 2 | 15379 | 5884 | 7215 | 10443 | 1994 | 3034 | 11591 | 1427 | 2022 | 28594 | 0.96 | 0.96 | 11646.96
8211 | 3 | 343 | 2017-12-09 | 0.60377 | 1 | 0.60377 | 0.56024 | 0.72838 | 0.6911 | 0.69155 | 0.5702 | 0.47575 | 0.60176 | 0.5787 | 0.593 | 0.51941 | 0.7082 | 0.50474 | 6 | 2 | 3 | 15272 | 5854 | 7136 | 10153 | 1978 | 3000 | 11567 | 1405 | 2012 | 28162 | 0.96 | 0.93 | 11316.6
8212 | 4 | 343 | 2017-12-09 | 0.59119 | 1 | 0.59119 | 0.54819 | 0.71262 | 0.69282 | 0.69226 | 0.56676 | 0.46802 | 0.60024 | 0.5787 | 0.5953 | 0.51904 | 0.71067 | 0.50223 | 6 | 2 | 4 | 15310 | 5860 | 7093 | 9988 | 1973 | 3000 | 11612 | 1404 | 2019 | 28022 | 0.94 | 0.91 | 11071.73
8213 | 5 | 343 | 2017-12-09 | 0.62893 | 1 | 0.62893 | 0.54819 | 0.70005 | 0.70147 | 0.701 | 0.5706 | 0.46535 | 0.60633 | 0.58449 | 0.60566 | 0.52274 | 0.7163 | 0.50797 | 6 | 2 | 5 | 15501 | 5934 | 7141 | 9931 | 1993 | 3030 | 11814 | 1414 | 2035 | 28342 | 1 | 0.91 | 10876.555
8214 | 6 | 343 | 2017-12-09 | 0.69182 | 1 | 0.69182 | 0.56627 | 0.69248 | 0.71866 | 0.71943 | 0.58378 | 0.4705 | 0.62184 | 0.59954 | 0.62535 | 0.53567 | 0.72756 | 0.52325 | 6 | 2 | 6 | 15881 | 6090 | 7306 | 10041 | 2044 | 3108 | 12198 | 1449 | 2067 | 29195 | 1.1 | 0.94 | 10758.83
8215 | 7 | 343 | 2017-12-09 | 0.76101 | 1 | 0.76101 | 0.62651 | 0.68725 | 0.74215 | 0.7433 | 0.60511 | 0.48559 | 0.64709 | 0.62326 | 0.6538 | 0.55379 | 0.75044 | 0.54603 | 6 | 2 | 7 | 16400 | 6292 | 7573 | 10363 | 2127 | 3231 | 12753 | 1498 | 2132 | 30466 | 1.21 | 1.04 | 10677.68
8216 | 8 | 343 | 2017-12-09 | 0.77358 | 1 | 0.77358 | 0.6988 | 0.67879 | 0.76735 | 0.76243 | 0.62509 | 0.50776 | 0.67113 | 0.64525 | 0.6763 | 0.56673 | 0.76874 | 0.56663 | 6 | 2 | 8 | 16957 | 6454 | 7823 | 10836 | 2206 | 3345 | 13192 | 1533 | 2184 | 31615 | 1.23 | 1.16 | 10546.135
8217 | 9 | 343 | 2017-12-09 | 0.72327 | 1 | 0.72327 | 0.73494 | 0.73509 | 0.7793 | 0.77118 | 0.63899 | 0.51774 | 0.68391 | 0.65856 | 0.68615 | 0.58004 | 0.77262 | 0.58701 | 6 | 2 | 9 | 17221 | 6528 | 7997 | 11049 | 2248 | 3414 | 13384 | 1569 | 2195 | 32752 | 1.15 | 1.22 | 11420.965
8218 | 10 | 343 | 2017-12-09 | 0.7044 | 1 | 0.7044 | 0.74096 | 0.80309 | 0.77541 | 0.77082 | 0.64874 | 0.53006 | 0.68999 | 0.65972 | 0.682 | 0.59113 | 0.7515 | 0.59952 | 6 | 2 | 10 | 17135 | 6525 | 8119 | 11312 | 2268 | 3420 | 13303 | 1599 | 2135 | 33450 | 1.12 | 1.23 | 12477.48
8219 | 11 | 343 | 2017-12-09 | 0.72956 | 1 | 0.72956 | 0.73494 | 0.84627 | 0.76115 | 0.75665 | 0.6505 | 0.53798 | 0.68178 | 0.65355 | 0.67133 | 0.59298 | 0.71313 | 0.60314 | 6 | 2 | 11 | 16820 | 6405 | 8141 | 11481 | 2241 | 3388 | 13095 | 1604 | 2026 | 33652 | 1.16 | 1.22 | 13148.295
8220 | 12 | 343 | 2017-12-09 | 0.67925 | 1 | 0.67925 | 0.74096 | 0.85829 | 0.74242 | 0.73857 | 0.64203 | 0.53962 | 0.66687 | 0.64178 | 0.65882 | 0.58558 | 0.67652 | 0.60038 | 6 | 2 | 12 | 16406 | 6252 | 8035 | 11516 | 2192 | 3327 | 12851 | 1584 | 1922 | 33498 | 1.08 | 1.23 | 13334.96
8221 | 13 | 343 | 2017-12-09 | 0.6478 | 1 | 0.6478 | 0.75904 | 0.83365 | 0.72061 | 0.7166 | 0.63284 | 0.53671 | 0.65044 | 0.62693 | 0.64242 | 0.57856 | 0.64731 | 0.59281 | 6 | 2 | 13 | 15924 | 6066 | 7920 | 11454 | 2138 | 3250 | 12531 | 1565 | 1839 | 33076 | 1.03 | 1.26 | 12952.21
8222 | 14 | 343 | 2017-12-09 | 0.6478 | 1 | 0.6478 | 0.77711 | 0.83998 | 0.7031 | 0.69994 | 0.62461 | 0.53072 | 0.63493 | 0.60957 | 0.62806 | 0.56932 | 0.62091 | 0.58559 | 6 | 2 | 14 | 15537 | 5925 | 7817 | 11326 | 2087 | 3160 | 12251 | 1540 | 1764 | 32673 | 1.03 | 1.29 | 13050.635
8223 | 15 | 343 | 2017-12-09 | 0.66038 | 1 | 0.66038 | 0.79518 | 0.8466 | 0.69178 | 0.68978 | 0.61694 | 0.52364 | 0.62215 | 0.59857 | 0.62135 | 0.56081 | 0.60612 | 0.58256 | 6 | 2 | 15 | 15287 | 5839 | 7721 | 11175 | 2045 | 3103 | 12120 | 1517 | 1722 | 32504 | 1.05 | 1.32 | 13153.435
8224 | 16 | 343 | 2017-12-09 | 0.66038 | 1 | 0.66038 | 0.84337 | 0.84537 | 0.68748 | 0.6886 | 0.61239 | 0.51844 | 0.61576 | 0.59279 | 0.6256 | 0.55712 | 0.60225 | 0.58704 | 6 | 2 | 16 | 15192 | 5829 | 7664 | 11064 | 2024 | 3073 | 12203 | 1507 | 1711 | 32754 | 1.05 | 1.4 | 13134.275
8225 | 17 | 343 | 2017-12-09 | 0.67925 | 1 | 0.67925 | 0.87349 | 0.83299 | 0.70011 | 0.71353 | 0.62309 | 0.52111 | 0.6258 | 0.60069 | 0.64883 | 0.56969 | 0.61422 | 0.61221 | 6 | 2 | 17 | 15471 | 6040 | 7798 | 11121 | 2057 | 3114 | 12656 | 1541 | 1745 | 34158 | 1.08 | 1.45 | 12941.93
8226 | 18 | 343 | 2017-12-09 | 0.73585 | 1 | 0.73585 | 0.95783 | 0.79767 | 0.7393 | 0.76527 | 0.65745 | 0.54557 | 0.65622 | 0.63426 | 0.69645 | 0.60222 | 0.65188 | 0.65038 | 6 | 2 | 18 | 16337 | 6478 | 8228 | 11643 | 2157 | 3288 | 13585 | 1629 | 1852 | 36288 | 1.17 | 1.59 | 12393.195
8227 | 19 | 343 | 2017-12-09 | 0.7673 | 1 | 0.7673 | 0.98193 | 0.79425 | 0.75781 | 0.78193 | 0.66752 | 0.56975 | 0.67356 | 0.65548 | 0.70794 | 0.60961 | 0.69271 | 0.65074 | 6 | 2 | 19 | 16746 | 6619 | 8354 | 12159 | 2214 | 3398 | 13809 | 1649 | 1968 | 36308 | 1.22 | 1.63 | 12340.135
8228 | 20 | 343 | 2017-12-09 | 0.86164 | 1 | 0.86164 | 1 | 0.85572 | 0.76057 | 0.77578 | 0.66169 | 0.57031 | 0.6693 | 0.65451 | 0.70455 | 0.61035 | 0.70855 | 0.64163 | 6 | 2 | 20 | 16807 | 6567 | 8281 | 12171 | 2200 | 3393 | 13743 | 1651 | 2013 | 35800 | 1.37 | 1.66 | 13295.155
8229 | 21 | 343 | 2017-12-09 | 0.88679 | 1 | 0.88679 | 0.99398 | 0.85805 | 0.75672 | 0.76385 | 0.65362 | 0.56773 | 0.66626 | 0.65278 | 0.69779 | 0.60665 | 0.71911 | 0.62954 | 6 | 2 | 21 | 16722 | 6466 | 8180 | 12116 | 2190 | 3384 | 13611 | 1641 | 2043 | 35125 | 1.41 | 1.65 | 13331.25
8230 | 22 | 343 | 2017-12-09 | 0.84906 | 1 | 0.84906 | 0.90964 | 0.84073 | 0.744 | 0.74589 | 0.63628 | 0.56028 | 0.65227 | 0.63927 | 0.68456 | 0.59224 | 0.7163 | 0.61133 | 6 | 2 | 22 | 16441 | 6314 | 7963 | 11957 | 2144 | 3314 | 13353 | 1602 | 2035 | 34109 | 1.35 | 1.51 | 13062.215
8231 | 23 | 343 | 2017-12-09 | 0.7673 | 1 | 0.7673 | 0.79518 | 0.82665 | 0.72264 | 0.7225 | 0.61087 | 0.54758 | 0.63158 | 0.61863 | 0.66139 | 0.57043 | 0.70926 | 0.5834 | 6 | 2 | 23 | 15969 | 6116 | 7645 | 11686 | 2076 | 3207 | 12901 | 1543 | 2015 | 32551 | 1.22 | 1.32 | 12843.495
8232 | 24 | 343 | 2017-12-09 | 0.6478 | 1 | 0.6478 | 0.68675 | 0.80437 | 0.69708 | 0.69652 | 0.58258 | 0.52528 | 0.60511 | 0.59491 | 0.6395 | 0.54566 | 0.69659 | 0.55405 | 6 | 2 | 24 | 15404 | 5896 | 7291 | 11210 | 1989 | 3084 | 12474 | 1476 | 1979 | 30913 | 1.03 | 1.14 | 12497.315
8233 | 1 | 344 | 2017-12-10 | 0.58491 | 1 | 0.58491 | 0.64458 | 0.77096 | 0.67151 | 0.67643 | 0.57267 | 0.4936 | 0.59051 | 0.57677 | 0.63719 | 0.52532 | 0.68391 | 0.53695 | 7 | 3 | 25 | 14839 | 5726 | 7167 | 10534 | 1941 | 2990 | 12429 | 1421 | 1943 | 29959 | 0.93 | 1.07 | 11978.235
8234 | 2 | 344 | 2017-12-10 | 0.54717 | 1 | 0.54717 | 0.62048 | 0.74542 | 0.6601 | 0.66568 | 0.55933 | 0.47645 | 0.57682 | 0.56674 | 0.63411 | 0.51312 | 0.68286 | 0.52311 | 7 | 3 | 26 | 14587 | 5635 | 7000 | 10168 | 1896 | 2938 | 12369 | 1388 | 1940 | 29187 | 0.87 | 1.03 | 11581.36
8235 | 3 | 344 | 2017-12-10 | 0.54088 | 1 | 0.54088 | 0.60843 | 0.72049 | 0.65739 | 0.65954 | 0.55453 | 0.46572 | 0.57225 | 0.56173 | 0.63427 | 0.50499 | 0.68391 | 0.51397 | 7 | 3 | 27 | 14527 | 5583 | 6940 | 9939 | 1881 | 2912 | 12372 | 1366 | 1943 | 28677 | 0.86 | 1.01 | 11194.145
8236 | 4 | 344 | 2017-12-10 | 0.54717 | 1 | 0.54717 | 0.62048 | 0.6999 | 0.65884 | 0.66072 | 0.55158 | 0.45944 | 0.57256 | 0.56076 | 0.6378 | 0.50203 | 0.69236 | 0.51159 | 7 | 3 | 28 | 14559 | 5593 | 6903 | 9805 | 1882 | 2907 | 12441 | 1358 | 1967 | 28544 | 0.87 | 1.03 | 10874.225
8237 | 5 | 344 | 2017-12-10 | 0.57862 | 1 | 0.57862 | 0.63855 | 0.68772 | 0.66481 | 0.66698 | 0.55453 | 0.45799 | 0.57834 | 0.56732 | 0.64908 | 0.50573 | 0.69975 | 0.51609 | 7 | 3 | 29 | 14691 | 5646 | 6940 | 9774 | 1901 | 2941 | 12661 | 1368 | 1988 | 28795 | 0.92 | 1.06 | 10684.93
8238 | 6 | 344 | 2017-12-10 | 0.6478 | 1 | 0.6478 | 0.69277 | 0.67866 | 0.67757 | 0.6788 | 0.56268 | 0.4601 | 0.59051 | 0.58063 | 0.66759 | 0.51534 | 0.71419 | 0.5268 | 7 | 3 | 30 | 14973 | 5746 | 7042 | 9819 | 1941 | 3010 | 13022 | 1394 | 2029 | 29393 | 1.03 | 1.15 | 10544.215
8239 | 7 | 344 | 2017-12-10 | 0.71069 | 1 | 0.71069 | 0.75904 | 0.66367 | 0.69346 | 0.69817 | 0.5805 | 0.46928 | 0.61028 | 0.60089 | 0.69594 | 0.52902 | 0.74023 | 0.54193 | 7 | 3 | 31 | 15324 | 5910 | 7265 | 10015 | 2006 | 3115 | 13575 | 1431 | 2103 | 30237 | 1.13 | 1.26 | 10311.225
8240 | 8 | 344 | 2017-12-10 | 0.73585 | 1 | 0.73585 | 0.74699 | 0.63637 | 0.71617 | 0.71778 | 0.59465 | 0.47987 | 0.63462 | 0.62095 | 0.71404 | 0.54307 | 0.77086 | 0.5538 | 7 | 3 | 32 | 15826 | 6076 | 7442 | 10241 | 2086 | 3219 | 13928 | 1469 | 2190 | 30899 | 1.17 | 1.24 | 9887.07
8241 | 9 | 344 | 2017-12-10 | 0.71698 | 1 | 0.71698 | 0.71084 | 0.65776 | 0.73663 | 0.73574 | 0.60543 | 0.47922 | 0.64983 | 0.63426 | 0.71199 | 0.55453 | 0.78353 | 0.56546 | 7 | 3 | 33 | 16278 | 6228 | 7577 | 10227 | 2136 | 3288 | 13888 | 1500 | 2226 | 31550 | 1.14 | 1.18 | 10219.53
8242 | 10 | 344 | 2017-12-10 | 0.69811 | 1 | 0.69811 | 0.6988 | 0.69482 | 0.73699 | 0.7394 | 0.61638 | 0.48578 | 0.65379 | 0.63522 | 0.68558 | 0.56821 | 0.75642 | 0.5679 | 7 | 3 | 34 | 16286 | 6259 | 7714 | 10367 | 2149 | 3293 | 13373 | 1537 | 2149 | 31686 | 1.11 | 1.16 | 10795.295
8243 | 11 | 344 | 2017-12-10 | 0.7044 | 1 | 0.7044 | 0.72289 | 0.7323 | 0.72219 | 0.72652 | 0.62101 | 0.49032 | 0.64527 | 0.6277 | 0.65334 | 0.57338 | 0.69553 | 0.56417 | 7 | 3 | 35 | 15959 | 6150 | 7772 | 10464 | 2121 | 3254 | 12744 | 1551 | 1976 | 31478 | 1.12 | 1.2 | 11377.635
8244 | 12 | 344 | 2017-12-10 | 0.67925 | 1 | 0.67925 | 0.72289 | 0.74794 | 0.70694 | 0.71542 | 0.61886 | 0.49103 | 0.63371 | 0.61555 | 0.62555 | 0.57338 | 0.63921 | 0.55751 | 7 | 3 | 36 | 15622 | 6056 | 7745 | 10479 | 2083 | 3191 | 12202 | 1551 | 1816 | 31106 | 1.08 | 1.2 | 11620.63
8245 | 13 | 344 | 2017-12-10 | 0.62264 | 1 | 0.62264 | 0.6988 | 0.74218 | 0.69531 | 0.70656 | 0.61894 | 0.48906 | 0.62489 | 0.60648 | 0.60586 | 0.5719 | 0.6114 | 0.55057 | 7 | 3 | 37 | 15365 | 5981 | 7746 | 10437 | 2054 | 3144 | 11818 | 1547 | 1737 | 30719 | 0.99 | 1.16 | 11531.12
8246 | 14 | 344 | 2017-12-10 | 0.63522 | 1 | 0.63522 | 0.6988 | 0.75233 | 0.68504 | 0.6964 | 0.61686 | 0.48442 | 0.61485 | 0.59549 | 0.59054 | 0.56932 | 0.58043 | 0.54516 | 7 | 3 | 38 | 15138 | 5895 | 7720 | 10338 | 2021 | 3087 | 11519 | 1540 | 1649 | 30417 | 1.01 | 1.16 | 11688.74
8247 | 15 | 344 | 2017-12-10 | 0.65409 | 1 | 0.65409 | 0.70482 | 0.7566 | 0.67463 | 0.69002 | 0.61438 | 0.48184 | 0.6045 | 0.58681 | 0.58259 | 0.56562 | 0.55966 | 0.54397 | 7 | 3 | 39 | 14908 | 5841 | 7689 | 10283 | 1987 | 3042 | 11364 | 1530 | 1590 | 30351 | 1.04 | 1.17 | 11755.12
8248 | 16 | 344 | 2017-12-10 | 0.67925 | 1 | 0.67925 | 0.72289 | 0.75794 | 0.67305 | 0.69238 | 0.61646 | 0.47969 | 0.60146 | 0.5841 | 0.58802 | 0.56525 | 0.55051 | 0.55258 | 7 | 3 | 40 | 14873 | 5861 | 7715 | 10237 | 1977 | 3028 | 11470 | 1529 | 1564 | 30831 | 1.08 | 1.2 | 11775.96
8249 | 17 | 344 | 2017-12-10 | 0.73585 | 1 | 0.73585 | 0.78313 | 0.74929 | 0.69011 | 0.72132 | 0.6334 | 0.4854 | 0.61454 | 0.59471 | 0.62027 | 0.58189 | 0.56213 | 0.58475 | 7 | 3 | 41 | 15250 | 6106 | 7927 | 10359 | 2020 | 3083 | 12099 | 1574 | 1597 | 32626 | 1.17 | 1.3 | 11641.495
8250 | 18 | 344 | 2017-12-10 | 0.79874 | 1 | 0.79874 | 0.81325 | 0.72694 | 0.73346 | 0.77519 | 0.67279 | 0.5176 | 0.65957 | 0.63638 | 0.68717 | 0.61922 | 0.61105 | 0.63558 | 7 | 3 | 42 | 16208 | 6562 | 8420 | 11046 | 2168 | 3299 | 13404 | 1675 | 1736 | 35462 | 1.27 | 1.35 | 11294.21
8251 | 19 | 344 | 2017-12-10 | 0.83648 | 1 | 0.83648 | 0.8494 | 0.72784 | 0.75346 | 0.79315 | 0.68813 | 0.54955 | 0.68299 | 0.65837 | 0.71973 | 0.62773 | 0.66279 | 0.64615 | 7 | 3 | 43 | 16650 | 6714 | 8612 | 11728 | 2245 | 3413 | 14039 | 1698 | 1883 | 36052 | 1.33 | 1.41 | 11308.32
8252 | 20 | 344 | 2017-12-10 | 0.91824 | 1 | 0.91824 | 0.90361 | 0.80601 | 0.7626 | 0.79386 | 0.68622 | 0.55232 | 0.6833 | 0.66146 | 0.73106 | 0.6281 | 0.69236 | 0.64493 | 7 | 3 | 44 | 16852 | 6720 | 8588 | 11787 | 2246 | 3429 | 14260 | 1699 | 1967 | 35984 | 1.46 | 1.5 | 12522.705
8253 | 21 | 344 | 2017-12-10 | 0.91195 | 1 | 0.91195 | 0.93976 | 0.81962 | 0.76355 | 0.78523 | 0.67791 | 0.55044 | 0.68299 | 0.65914 | 0.73106 | 0.62551 | 0.70222 | 0.635 | 7 | 3 | 45 | 16873 | 6647 | 8484 | 11747 | 2245 | 3417 | 14260 | 1692 | 1995 | 35430 | 1.45 | 1.56 | 12734.27
8254 | 22 | 344 | 2017-12-10 | 0.89308 | 1 | 0.89308 | 0.89759 | 0.81392 | 0.74817 | 0.76125 | 0.65673 | 0.54013 | 0.66991 | 0.64043 | 0.71619 | 0.61072 | 0.69518 | 0.61262 | 7 | 3 | 46 | 16533 | 6444 | 8219 | 11527 | 2202 | 3320 | 13970 | 1652 | 1975 | 34181 | 1.42 | 1.49 | 12645.685
8255 | 23 | 344 | 2017-12-10 | 0.7673 | 1 | 0.7673 | 0.8012 | 0.80175 | 0.72527 | 0.73444 | 0.63148 | 0.52425 | 0.64983 | 0.61246 | 0.69127 | 0.58558 | 0.67723 | 0.58116 | 7 | 3 | 47 | 16027 | 6217 | 7903 | 11188 | 2136 | 3175 | 13484 | 1584 | 1924 | 32426 | 1.22 | 1.33 | 12456.54
8256 | 24 | 344 | 2017-12-10 | 0.69182 | 1 | 0.69182 | 0.69277 | 0.77447 | 0.70269 | 0.71022 | 0.60503 | 0.50101 | 0.62915 | 0.58295 | 0.66831 | 0.55675 | 0.65259 | 0.55062 | 7 | 3 | 48 | 15528 | 6012 | 7572 | 10692 | 2068 | 3022 | 13036 | 1506 | 1854 | 30722 | 1.1 | 1.15 | 12032.68
8257 | 1 | 345 | 2017-12-11 | 0.61635 | 1 | 0.61635 | 0.64458 | 0.80131 | 0.68966 | 0.69569 | 0.59321 | 0.49182 | 0.59963 | 0.55864 | 0.6375 | 0.52348 | 0.65435 | 0.53621 | 1 | 1 | 49 | 15240 | 5889 | 7424 | 10496 | 1971 | 2896 | 12435 | 1416 | 1859 | 29918 | 0.98 | 1.07 | 12449.825
8258 | 2 | 345 | 2017-12-11 | 0.61006 | 1 | 0.61006 | 0.62048 | 0.77242 | 0.68223 | 0.68789 | 0.58242 | 0.47107 | 0.59233 | 0.54977 | 0.63227 | 0.51091 | 0.65364 | 0.52899 | 1 | 1 | 50 | 15076 | 5823 | 7289 | 10053 | 1947 | 2850 | 12333 | 1382 | 1857 | 29515 | 0.97 | 1.03 | 12000.945
8259 | 3 | 345 | 2017-12-11 | 0.59748 | 1 | 0.59748 | 0.62048 | 0.74901 | 0.68291 | 0.69108 | 0.57859 | 0.46558 | 0.59446 | 0.54688 | 0.63632 | 0.50536 | 0.66279 | 0.52591 | 1 | 1 | 51 | 15091 | 5850 | 7241 | 9936 | 1954 | 2835 | 12412 | 1367 | 1883 | 29343 | 0.95 | 1.03 | 11637.225
8260 | 4 | 345 | 2017-12-11 | 0.58491 | 1 | 0.58491 | 0.62048 | 0.73082 | 0.68861 | 0.70018 | 0.5821 | 0.46132 | 0.59994 | 0.55343 | 0.64642 | 0.50684 | 0.6723 | 0.53096 | 1 | 1 | 52 | 15217 | 5927 | 7285 | 9845 | 1972 | 2869 | 12609 | 1371 | 1910 | 29625 | 0.93 | 1.03 | 11354.585
8261 | 5 | 345 | 2017-12-11 | 0.60377 | 1 | 0.60377 | 0.64458 | 0.71832 | 0.70681 | 0.71991 | 0.59736 | 0.46605 | 0.61789 | 0.57079 | 0.67056 | 0.51867 | 0.69095 | 0.55084 | 1 | 1 | 53 | 15619 | 6094 | 7476 | 9946 | 2031 | 2959 | 13080 | 1403 | 1963 | 30734 | 0.96 | 1.07 | 11160.345
8262 | 6 | 345 | 2017-12-11 | 0.67296 | 1 | 0.67296 | 0.6988 | 0.72546 | 0.74595 | 0.76491 | 0.62533 | 0.48789 | 0.65987 | 0.6113 | 0.71804 | 0.54861 | 0.73566 | 0.59296 | 1 | 1 | 54 | 16484 | 6475 | 7826 | 10412 | 2169 | 3169 | 14006 | 1484 | 2090 | 33084 | 1.07 | 1.16 | 11271.335
8263 | 7 | 345 | 2017-12-11 | 0.73585 | 1 | 0.73585 | 0.77108 | 0.7356 | 0.80564 | 0.83733 | 0.67743 | 0.52205 | 0.72072 | 0.67091 | 0.77899 | 0.59667 | 0.79972 | 0.65416 | 1 | 1 | 55 | 17803 | 7088 | 8478 | 11141 | 2369 | 3478 | 15195 | 1614 | 2272 | 36499 | 1.17 | 1.28 | 11428.795
8264 | 8 | 345 | 2017-12-11 | 0.74214 | 1 | 0.74214 | 0.78313 | 0.74366 | 0.83863 | 0.87076 | 0.72193 | 0.57781 | 0.76088 | 0.70216 | 0.78904 | 0.62699 | 0.81521 | 0.679 | 1 | 1 | 56 | 18532 | 7371 | 9035 | 12331 | 2501 | 3640 | 15391 | 1696 | 2316 | 37885 | 1.18 | 1.3 | 11554.04
8265 | 9 | 345 | 2017-12-11 | 0.74843 | 1 | 0.74843 | 0.74699 | 0.84656 | 0.83374 | 0.86391 | 0.73168 | 0.59604 | 0.75966 | 0.69618 | 0.765 | 0.63623 | 0.77966 | 0.66812 | 1 | 1 | 57 | 18424 | 7313 | 9157 | 12720 | 2497 | 3609 | 14922 | 1721 | 2215 | 37278 | 1.19 | 1.24 | 13152.805
8266 | 10 | 345 | 2017-12-11 | 0.71698 | 1 | 0.71698 | 0.72892 | 0.91285 | 0.81826 | 0.85966 | 0.73376 | 0.60058 | 0.7551 | 0.68287 | 0.73331 | 0.63919 | 0.73249 | 0.64646 | 1 | 1 | 58 | 18082 | 7277 | 9183 | 12817 | 2482 | 3540 | 14304 | 1729 | 2081 | 36069 | 1.14 | 1.21 | 14182.66
8267 | 11 | 345 | 2017-12-11 | 0.71698 | 1 | 0.71698 | 0.71084 | 0.9624 | 0.80071 | 0.85529 | 0.72936 | 0.60883 | 0.74506 | 0.67149 | 0.70476 | 0.63475 | 0.68251 | 0.6304 | 1 | 1 | 59 | 17694 | 7240 | 9128 | 12993 | 2449 | 3481 | 13747 | 1717 | 1939 | 35173 | 1.14 | 1.18 | 14952.575
8268 | 12 | 345 | 2017-12-11 | 0.69811 | 1 | 0.69811 | 0.68072 | 0.97754 | 0.78048 | 0.8508 | 0.72313 | 0.60939 | 0.73076 | 0.65278 | 0.68328 | 0.63438 | 0.63499 | 0.6147 | 1 | 1 | 60 | 17247 | 7202 | 9050 | 13005 | 2402 | 3384 | 13328 | 1716 | 1804 | 34297 | 1.11 | 1.13 | 15187.805
8269 | 13 | 345 | 2017-12-11 | 0.63522 | 1 | 0.63522 | 0.6506 | 0.95214 | 0.76432 | 0.84666 | 0.71139 | 0.60798 | 0.72315 | 0.63947 | 0.66359 | 0.62773 | 0.60472 | 0.60412 | 1 | 1 | 61 | 16890 | 7167 | 8903 | 12975 | 2377 | 3315 | 12944 | 1698 | 1718 | 33707 | 1.01 | 1.08 | 14793.225
8270 | 14 | 345 | 2017-12-11 | 0.61635 | 1 | 0.61635 | 0.63253 | 0.97576 | 0.75201 | 0.83662 | 0.69461 | 0.60545 | 0.71494 | 0.62886 | 0.65129 | 0.62033 | 0.5843 | 0.60278 | 1 | 1 | 62 | 16618 | 7082 | 8693 | 12921 | 2350 | 3260 | 12704 | 1678 | 1660 | 33632 | 0.98 | 1.05 | 15160.185
8271 | 15 | 345 | 2017-12-11 | 0.61635 | 1 | 0.61635 | 0.65663 | 1 | 0.73622 | 0.82587 | 0.68526 | 0.6078 | 0.70399 | 0.61902 | 0.64498 | 0.61257 | 0.56529 | 0.60283 | 1 | 1 | 63 | 16269 | 6991 | 8576 | 12971 | 2314 | 3209 | 12581 | 1657 | 1606 | 33635 | 0.98 | 1.09 | 15536.75
8272 | 16 | 345 | 2017-12-11 | 0.64151 | 1 | 0.64151 | 0.68072 | 0.99944 | 0.72975 | 0.82623 | 0.67327 | 0.60339 | 0.69303 | 0.61458 | 0.65062 | 0.6085 | 0.5572 | 0.61231 | 1 | 1 | 64 | 16126 | 6994 | 8426 | 12877 | 2278 | 3186 | 12691 | 1646 | 1583 | 34164 | 1.02 | 1.13 | 15528.105
8273 | 17 | 345 | 2017-12-11 | 0.66667 | 1 | 0.66667 | 0.72892 | 0.98608 | 0.73853 | 0.85292 | 0.67599 | 0.60217 | 0.69973 | 0.62095 | 0.68205 | 0.61885 | 0.56917 | 0.64174 | 1 | 1 | 65 | 16320 | 7220 | 8460 | 12851 | 2300 | 3219 | 13304 | 1674 | 1617 | 35806 | 1.06 | 1.21 | 15320.515
8274 | 18 | 345 | 2017-12-11 | 0.68553 | 1 | 0.68553 | 0.77711 | 0.92154 | 0.78641 | 0.89545 | 0.73208 | 0.64866 | 0.73684 | 0.65934 | 0.73818 | 0.64991 | 0.6188 | 0.68865 | 1 | 1 | 66 | 17378 | 7580 | 9162 | 13843 | 2422 | 3418 | 14399 | 1758 | 1758 | 38423 | 1.09 | 1.29 | 14317.695
8275 | 19 | 345 | 2017-12-11 | 0.7044 | 1 | 0.7044 | 0.79518 | 0.8823 | 0.8065 | 0.89864 | 0.74135 | 0.67813 | 0.74992 | 0.68056 | 0.75854 | 0.65323 | 0.66772 | 0.69119 | 1 | 1 | 67 | 17822 | 7607 | 9278 | 14472 | 2465 | 3528 | 14796 | 1767 | 1897 | 38565 | 1.12 | 1.32 | 13708.055
8276 | 20 | 345 | 2017-12-11 | 0.7673 | 1 | 0.7673 | 0.8494 | 0.93549 | 0.81274 | 0.88955 | 0.73512 | 0.67021 | 0.7411 | 0.67824 | 0.76043 | 0.64917 | 0.68251 | 0.68963 | 1 | 1 | 68 | 17960 | 7530 | 9200 | 14303 | 2436 | 3516 | 14833 | 1756 | 1939 | 38478 | 1.22 | 1.41 | 14534.475
8277 | 21 | 345 | 2017-12-11 | 0.83648 | 1 | 0.83648 | 0.89759 | 0.93593 | 0.81157 | 0.87714 | 0.72841 | 0.66042 | 0.7338 | 0.67573 | 0.75177 | 0.64251 | 0.69095 | 0.6759 | 1 | 1 | 69 | 17934 | 7425 | 9116 | 14094 | 2412 | 3503 | 14664 | 1738 | 1963 | 37712 | 1.33 | 1.49 | 14541.295
8278 | 22 | 345 | 2017-12-11 | 0.8239 | 1 | 0.8239 | 0.87349 | 0.9084 | 0.79156 | 0.84548 | 0.70763 | 0.64655 | 0.7122 | 0.65374 | 0.73029 | 0.62218 | 0.67371 | 0.64551 | 1 | 1 | 70 | 17492 | 7157 | 8856 | 13798 | 2341 | 3389 | 14245 | 1683 | 1914 | 36016 | 1.31 | 1.45 | 14113.52
8279 | 23 | 345 | 2017-12-11 | 0.77358 | 1 | 0.77358 | 0.75904 | 0.88374 | 0.75681 | 0.80425 | 0.66848 | 0.6219 | 0.67721 | 0.61806 | 0.70071 | 0.58632 | 0.64484 | 0.6016 | 1 | 1 | 71 | 16724 | 6808 | 8366 | 13272 | 2226 | 3204 | 13668 | 1586 | 1832 | 33566 | 1.23 | 1.26 | 13730.465
8280 | 24 | 345 | 2017-12-11 | 0.7044 | 1 | 0.7044 | 0.68072 | 0.84359 | 0.72518 | 0.75546 | 0.62333 | 0.58648 | 0.64101 | 0.5814 | 0.6721 | 0.54972 | 0.61176 | 0.56378 | 1 | 1 | 72 | 16025 | 6395 | 7801 | 12516 | 2107 | 3014 | 13110 | 1487 | 1738 | 31456 | 1.12 | 1.13 | 13106.685
8281 | 1 | 346 | 2017-12-12 | 0.6478 | 1 | 0.6478 | 0.63253 | 0.80131 | 0.67015 | 0.68151 | 0.58961 | 0.50012 | 0.61393 | 0.5544 | 0.57798 | 0.52089 | 0.55509 | 0.51963 | 2 | 1 | 73 | 14809 | 5769 | 7379 | 10673 | 2018 | 2874 | 11274 | 1409 | 1577 | 28993 | 1.03 | 1.05 | 12449.825
8282 | 2 | 346 | 2017-12-12 | 0.59748 | 1 | 0.59748 | 0.61446 | 0.77242 | 0.66101 | 0.66946 | 0.57667 | 0.481 | 0.60085 | 0.54109 | 0.5708 | 0.50906 | 0.54558 | 0.50651 | 2 | 1 | 74 | 14607 | 5667 | 7217 | 10265 | 1975 | 2805 | 11134 | 1377 | 1550 | 28261 | 0.95 | 1.02 | 12000.945
8283 | 3 | 346 | 2017-12-12 | 0.57862 | 1 | 0.57862 | 0.59639 | 0.74901 | 0.65662 | 0.66474 | 0.57283 | 0.47116 | 0.59416 | 0.53627 | 0.57013 | 0.50277 | 0.54417 | 0.50073 | 2 | 1 | 75 | 14510 | 5627 | 7169 | 10055 | 1953 | 2780 | 11121 | 1360 | 1546 | 27938 | 0.92 | 0.99 | 11637.225
8284 | 4 | 346 | 2017-12-12 | 0.58491 | 1 | 0.58491 | 0.61446 | 0.73082 | 0.65952 | 0.67041 | 0.57267 | 0.46694 | 0.59842 | 0.53954 | 0.57869 | 0.50388 | 0.5484 | 0.50252 | 2 | 1 | 76 | 14574 | 5675 | 7167 | 9965 | 1967 | 2797 | 11288 | 1363 | 1558 | 28038 | 0.93 | 1.02 | 11354.585
8285 | 5 | 346 | 2017-12-12 | 0.58491 | 1 | 0.58491 | 0.62048 | 0.71832 | 0.67436 | 0.68447 | 0.58466 | 0.46872 | 0.61393 | 0.55459 | 0.59859 | 0.51423 | 0.56142 | 0.51811 | 2 | 1 | 77 | 14902 | 5794 | 7317 | 10003 | 2018 | 2875 | 11676 | 1391 | 1595 | 28908 | 0.93 | 1.03 | 11160.345
8286 | 6 | 346 | 2017-12-12 | 0.61635 | 1 | 0.61635 | 0.6747 | 0.72546 | 0.71387 | 0.72392 | 0.61702 | 0.48311 | 0.655 | 0.59452 | 0.64237 | 0.54048 | 0.60296 | 0.55815 | 2 | 1 | 78 | 15775 | 6128 | 7722 | 10310 | 2153 | 3082 | 12530 | 1462 | 1713 | 31142 | 0.98 | 1.12 | 11271.335
8287 | 7 | 346 | 2017-12-12 | 0.67296 | 1 | 0.67296 | 0.75904 | 0.7356 | 0.77835 | 0.7798 | 0.67431 | 0.51891 | 0.72072 | 0.65509 | 0.70517 | 0.58706 | 0.66807 | 0.62201 | 2 | 1 | 79 | 17200 | 6601 | 8439 | 11074 | 2369 | 3396 | 13755 | 1588 | 1898 | 34705 | 1.07 | 1.26 | 11428.795
8288 | 8 | 346 | 2017-12-12 | 0.72327 | 1 | 0.72327 | 0.74699 | 0.74366 | 0.81437 | 0.81004 | 0.71298 | 0.57186 | 0.76179 | 0.69001 | 0.7247 | 0.6207 | 0.68919 | 0.65156 | 2 | 1 | 80 | 17996 | 6857 | 8923 | 12204 | 2504 | 3577 | 14136 | 1679 | 1958 | 36354 | 1.15 | 1.24 | 11554.04
8289 | 9 | 346 | 2017-12-12 | 0.75472 | 1 | 0.75472 | 0.71084 | 0.84656 | 0.8117 | 0.8104 | 0.71898 | 0.59557 | 0.76331 | 0.68943 | 0.69814 | 0.63142 | 0.6723 | 0.64447 | 2 | 1 | 81 | 17937 | 6860 | 8998 | 12710 | 2509 | 3574 | 13618 | 1708 | 1910 | 35958 | 1.2 | 1.18 | 13152.805
8290 | 10 | 346 | 2017-12-12 | 0.79245 | 1 | 0.79245 | 0.6747 | 0.91285 | 0.80858 | 0.81181 | 0.72417 | 0.60128 | 0.76574 | 0.68827 | 0.66041 | 0.64214 | 0.66526 | 0.62859 | 2 | 1 | 82 | 17868 | 6872 | 9063 | 12832 | 2517 | 3568 | 12882 | 1737 | 1890 | 35072 | 1.26 | 1.12 | 14182.66
8291 | 11 | 346 | 2017-12-12 | 0.73585 | 1 | 0.73585 | 0.6506 | 0.9624 | 0.80487 | 0.80874 | 0.72952 | 0.60269 | 0.76483 | 0.68769 | 0.63068 | 0.64954 | 0.65822 | 0.61599 | 2 | 1 | 83 | 17786 | 6846 | 9130 | 12862 | 2514 | 3565 | 12302 | 1757 | 1870 | 34369 | 1.17 | 1.08 | 14952.575
8292 | 12 | 346 | 2017-12-12 | 0.72327 | 1 | 0.72327 | 0.61446 | 0.97754 | 0.79496 | 0.80685 | 0.72609 | 0.60424 | 0.75936 | 0.68056 | 0.60766 | 0.64991 | 0.6547 | 0.60437 | 2 | 1 | 84 | 17567 | 6830 | 9087 | 12895 | 2496 | 3528 | 11853 | 1758 | 1860 | 33721 | 1.15 | 1.02 | 15187.805
8293 | 13 | 346 | 2017-12-12 | 0.71069 | 1 | 0.71069 | 0.63855 | 0.95214 | 0.78998 | 0.80449 | 0.72241 | 0.60011 | 0.75996 | 0.674 | 0.58792 | 0.64658 | 0.65294 | 0.59618 | 2 | 1 | 85 | 17457 | 6810 | 9041 | 12807 | 2498 | 3494 | 11468 | 1749 | 1855 | 33264 | 1.13 | 1.06 | 14793.225
8294 | 14 | 346 | 2017-12-12 | 0.69182 | 1 | 0.69182 | 0.62048 | 0.97576 | 0.78546 | 0.80437 | 0.72393 | 0.59613 | 0.76088 | 0.67458 | 0.57982 | 0.64769 | 0.65329 | 0.5953 | 2 | 1 | 86 | 17357 | 6809 | 9060 | 12722 | 2501 | 3497 | 11310 | 1752 | 1856 | 33215 | 1.1 | 1.03 | 15160.185
8295 | 15 | 346 | 2017-12-12 | 0.67296 | 1 | 0.67296 | 0.62048 | 1 | 0.77849 | 0.80579 | 0.7193 | 0.59604 | 0.75783 | 0.6765 | 0.57546 | 0.64399 | 0.65505 | 0.59668 | 2 | 1 | 87 | 17203 | 6821 | 9002 | 12720 | 2491 | 3507 | 11225 | 1742 | 1861 | 33292 | 1.07 | 1.03 | 15536.75
8296 | 16 | 346 | 2017-12-12 | 0.68553 | 1 | 0.68553 | 0.63253 | 0.99944 | 0.77781 | 0.80969 | 0.71362 | 0.59041 | 0.75084 | 0.67978 | 0.58238 | 0.64214 | 0.66878 | 0.60536 | 2 | 1 | 88 | 17188 | 6854 | 8931 | 12600 | 2468 | 3524 | 11360 | 1737 | 1900 | 33776 | 1.09 | 1.05 | 15528.105
8297 | 17 | 346 | 2017-12-12 | 0.66667 | 1 | 0.66667 | 0.71084 | 0.98608 | 0.79184 | 0.83449 | 0.72393 | 0.5906 | 0.7627 | 0.69117 | 0.61284 | 0.65434 | 0.69342 | 0.63547 | 2 | 1 | 89 | 17498 | 7064 | 9060 | 12604 | 2507 | 3583 | 11954 | 1770 | 1970 | 35456 | 1.06 | 1.18 | 15320.515
8298 | 18 | 346 | 2017-12-12 | 0.69811 | 1 | 0.69811 | 0.71687 | 0.92154 | 0.82872 | 0.87809 | 0.75837 | 0.61572 | 0.79617 | 0.72782 | 0.67548 | 0.68688 | 0.74516 | 0.68105 | 2 | 1 | 90 | 18313 | 7433 | 9491 | 13140 | 2617 | 3773 | 13176 | 1858 | 2117 | 37999 | 1.11 | 1.19 | 14317.695
8299 | 19 | 346 | 2017-12-12 | 0.72327 | 1 | 0.72327 | 0.76506 | 0.8823 | 0.85071 | 0.89427 | 0.77036 | 0.64257 | 0.8126 | 0.7446 | 0.69912 | 0.68983 | 0.79021 | 0.68816 | 2 | 1 | 91 | 18799 | 7570 | 9641 | 13713 | 2671 | 3860 | 13637 | 1866 | 2245 | 38396 | 1.15 | 1.27 | 13708.055
8300 | 20 | 346 | 2017-12-12 | 0.78616 | 1 | 0.78616 | 0.80723 | 0.93549 | 0.85564 | 0.89191 | 0.76468 | 0.63844 | 0.80529 | 0.7419 | 0.70583 | 0.68946 | 0.80993 | 0.68691 | 2 | 1 | 92 | 18908 | 7550 | 9570 | 13625 | 2647 | 3846 | 13768 | 1865 | 2301 | 38326 | 1.25 | 1.34 | 14534.475
8301 | 21 | 346 | 2017-12-12 | 0.83648 | 1 | 0.83648 | 0.86145 | 0.93593 | 0.85447 | 0.88328 | 0.75621 | 0.63376 | 0.79921 | 0.74093 | 0.70014 | 0.68059 | 0.81837 | 0.67881 | 2 | 1 | 93 | 18882 | 7477 | 9464 | 13525 | 2627 | 3841 | 13657 | 1841 | 2325 | 37874 | 1.33 | 1.43 | 14541.295
8302 | 22 | 346 | 2017-12-12 | 0.81761 | 1 | 0.81761 | 0.8494 | 0.9084 | 0.83727 | 0.85848 | 0.73168 | 0.6226 | 0.77822 | 0.72087 | 0.68241 | 0.65915 | 0.81063 | 0.65427 | 2 | 1 | 94 | 18502 | 7267 | 9157 | 13287 | 2558 | 3737 | 13311 | 1783 | 2303 | 36505 | 1.3 | 1.41 | 14113.52
8303 | 23 | 346 | 2017-12-12 | 0.75472 | 1 | 0.75472 | 0.72892 | 0.88374 | 0.80405 | 0.81926 | 0.69365 | 0.59899 | 0.74201 | 0.68634 | 0.65021 | 0.62773 | 0.78177 | 0.61382 | 2 | 1 | 95 | 17768 | 6935 | 8681 | 12783 | 2439 | 3558 | 12683 | 1698 | 2221 | 34248 | 1.2 | 1.21 | 13730.465
8304 | 24 | 346 | 2017-12-12 | 0.68553 | 1 | 0.68553 | 0.6506 | 0.84359 | 0.77011 | 0.78299 | 0.65905 | 0.56422 | 0.70824 | 0.65085 | 0.62248 | 0.59556 | 0.75572 | 0.57767 | 2 | 1 | 96 | 17018 | 6628 | 8248 | 12041 | 2328 | 3374 | 12142 | 1611 | 2147 | 32231 | 1.09 | 1.08 | 13106.685
8305 | 1 | 347 | 2017-12-13 | 0.61635 | 1 | 0.61635 | 0.62651 | 0.80131 | 0.76111 | 0.7889 | 0.65953 | 0.54379 | 0.70733 | 0.63542 | 0.63063 | 0.58262 | 0.73918 | 0.56625 | 3 | 1 | 97 | 16819 | 6678 | 8254 | 11605 | 2325 | 3294 | 12301 | 1576 | 2100 | 31594 | 0.98 | 1.04 | 12449.825
8306 | 2 | 347 | 2017-12-13 | 0.60377 | 1 | 0.60377 | 0.60241 | 0.77242 | 0.75387 | 0.78004 | 0.64722 | 0.52214 | 0.69212 | 0.62674 | 0.63478 | 0.56895 | 0.73812 | 0.55849 | 3 | 1 | 98 | 16659 | 6603 | 8100 | 11143 | 2275 | 3249 | 12382 | 1539 | 2097 | 31161 | 0.96 | 1 | 12000.945
8307 | 3 | 347 | 2017-12-13 | 0.59748 | 1 | 0.59748 | 0.59036 | 0.74901 | 0.75428 | 0.7733 | 0.64091 | 0.50911 | 0.68573 | 0.62346 | 0.64534 | 0.56377 | 0.74023 | 0.55412 | 3 | 1 | 99 | 16668 | 6546 | 8021 | 10865 | 2254 | 3232 | 12588 | 1525 | 2103 | 30917 | 0.95 | 0.98 | 11637.225
8308 | 4 | 347 | 2017-12-13 | 0.61635 | 1 | 0.61635 | 0.59036 | 0.73082 | 0.75916 | 0.78086 | 0.64003 | 0.50391 | 0.68634 | 0.62751 | 0.66216 | 0.56377 | 0.74974 | 0.56043 | 3 | 1 | 100 | 16776 | 6610 | 8010 | 10754 | 2256 | 3253 | 12916 | 1525 | 2130 | 31269 | 0.98 | 0.98 | 11354.585
8309 | 5 | 347 | 2017-12-13 | 0.64151 | 1 | 0.64151 | 0.60843 | 0.71832 | 0.77586 | 0.80035 | 0.6497 | 0.50391 | 0.69851 | 0.64371 | 0.69302 | 0.57486 | 0.76628 | 0.57796 | 3 | 1 | 101 | 17145 | 6775 | 8131 | 10754 | 2296 | 3337 | 13518 | 1555 | 2177 | 32247 | 1.02 | 1.01 | 11160.345
8310 | 6 | 347 | 2017-12-13 | 0.71698 | 1 | 0.71698 | 0.6506 | 0.72546 | 0.81541 | 0.83449 | 0.6839 | 0.51675 | 0.73775 | 0.68461 | 0.74536 | 0.60074 | 0.80253 | 0.61638 | 3 | 1 | 102 | 18019 | 7064 | 8559 | 11028 | 2425 | 3549 | 14539 | 1625 | 2280 | 34391 | 1.14 | 1.08 | 11271.335
8311 | 7 | 347 | 2017-12-13 | 0.77358 | 1 | 0.77358 | 0.68675 | 0.7356 | 0.8785 | 0.89214 | 0.74111 | 0.55096 | 0.80195 | 0.74556 | 0.8137 | 0.64991 | 0.8673 | 0.68008 | 3 | 1 | 103 | 19413 | 7552 | 9275 | 11758 | 2636 | 3865 | 15872 | 1758 | 2464 | 37945 | 1.23 | 1.14 | 11428.795
8312 | 8 | 347 | 2017-12-13 | 0.77987 | 1 | 0.77987 | 0.71687 | 0.74366 | 0.91841 | 0.91412 | 0.77835 | 0.6048 | 0.84211 | 0.77623 | 0.84225 | 0.67948 | 0.87751 | 0.70818 | 3 | 1 | 104 | 20295 | 7738 | 9741 | 12907 | 2768 | 4024 | 16429 | 1838 | 2493 | 39513 | 1.24 | 1.19 | 11554.04
8313 | 9 | 347 | 2017-12-13 | 0.73585 | 1 | 0.73585 | 0.77108 | 0.84656 | 0.90759 | 0.90845 | 0.77675 | 0.62223 | 0.83693 | 0.76698 | 0.81667 | 0.68762 | 0.83985 | 0.70402 | 3 | 1 | 105 | 20056 | 7690 | 9721 | 13279 | 2751 | 3976 | 15930 | 1860 | 2386 | 39281 | 1.17 | 1.28 | 13152.805
8314 | 10 | 347 | 2017-12-13 | 0.67925 | 1 | 0.67925 | 0.74096 | 0.91285 | 0.88818 | 0.89321 | 0.77507 | 0.62307 | 0.82689 | 0.75135 | 0.78002 | 0.70018 | 0.78986 | 0.69275 | 3 | 1 | 106 | 19627 | 7561 | 9700 | 13297 | 2718 | 3895 | 15215 | 1894 | 2244 | 38652 | 1.08 | 1.23 | 14182.66
8315 | 11 | 347 | 2017-12-13 | 0.66667 | 1 | 0.66667 | 0.75301 | 0.9624 | 0.8737 | 0.88104 | 0.77052 | 0.61942 | 0.81138 | 0.7363 | 0.75218 | 0.70832 | 0.73495 | 0.68153 | 3 | 1 | 107 | 19307 | 7458 | 9643 | 13219 | 2667 | 3817 | 14672 | 1916 | 2088 | 38026 | 1.06 | 1.25 | 14952.575
8316 | 12 | 347 | 2017-12-13 | 0.6478 | 1 | 0.6478 | 0.73494 | 0.97754 | 0.85284 | 0.86438 | 0.76101 | 0.61745 | 0.78978 | 0.71701 | 0.72598 | 0.69982 | 0.69659 | 0.66992 | 3 | 1 | 108 | 18846 | 7317 | 9524 | 13177 | 2596 | 3717 | 14161 | 1893 | 1979 | 37378 | 1.03 | 1.22 | 15187.805
8317 | 13 | 347 | 2017-12-13 | 0.66667 | 1 | 0.66667 | 0.71084 | 0.95214 | 0.83551 | 0.84619 | 0.7519 | 0.61094 | 0.77943 | 0.70235 | 0.70378 | 0.69057 | 0.66455 | 0.65794 | 3 | 1 | 109 | 18463 | 7163 | 9410 | 13038 | 2562 | 3641 | 13728 | 1868 | 1888 | 36710 | 1.06 | 1.18 | 14793.225
8318 | 14 | 347 | 2017-12-13 | 0.6478 | 1 | 0.6478 | 0.70482 | 0.97576 | 0.81953 | 0.83331 | 0.74734 | 0.60485 | 0.77092 | 0.68846 | 0.68753 | 0.68355 | 0.63604 | 0.65221 | 3 | 1 | 110 | 18110 | 7054 | 9353 | 12908 | 2534 | 3569 | 13411 | 1849 | 1807 | 36390 | 1.03 | 1.17 | 15160.185
8319 | 15 | 347 | 2017-12-13 | 0.62893 | 1 | 0.62893 | 0.69277 | 1 | 0.80157 | 0.82469 | 0.73751 | 0.6033 | 0.76148 | 0.67458 | 0.67805 | 0.67283 | 0.6188 | 0.64918 | 3 | 1 | 111 | 17713 | 6981 | 9230 | 12875 | 2503 | 3497 | 13226 | 1820 | 1758 | 36221 | 1 | 1.15 | 15536.75
8320 | 16 | 347 | 2017-12-13 | 0.67296 | 1 | 0.67296 | 0.69277 | 0.99944 | 0.79016 | 0.8215 | 0.73232 | 0.60007 | 0.75327 | 0.66551 | 0.68087 | 0.6647 | 0.6107 | 0.65302 | 3 | 1 | 112 | 17461 | 6954 | 9165 | 12806 | 2476 | 3450 | 13281 | 1798 | 1735 | 36435 | 1.07 | 1.15 | 15528.105
8321 | 17 | 347 | 2017-12-13 | 0.72327 | 1 | 0.72327 | 0.75301 | 0.98608 | 0.79623 | 0.84229 | 0.73919 | 0.60302 | 0.76148 | 0.66937 | 0.71086 | 0.67542 | 0.62372 | 0.68067 | 3 | 1 | 113 | 17595 | 7130 | 9251 | 12869 | 2503 | 3470 | 13866 | 1827 | 1772 | 37978 | 1.15 | 1.25 | 15320.515
8322 | 18 | 347 | 2017-12-13 | 0.7673 | 1 | 0.7673 | 0.80723 | 0.92154 | 0.83401 | 0.89203 | 0.77187 | 0.6294 | 0.79647 | 0.7066 | 0.7753 | 0.69908 | 0.67195 | 0.72643 | 3 | 1 | 114 | 18430 | 7551 | 9660 | 13432 | 2618 | 3663 | 15123 | 1891 | 1909 | 40531 | 1.22 | 1.34 | 14317.695
8323 | 19 | 347 | 2017-12-13 | 0.77358 | 1 | 0.77358 | 0.83133 | 0.8823 | 0.86764 | 0.91057 | 0.78865 | 0.6502 | 0.8126 | 0.73611 | 0.80473 | 0.71054 | 0.7258 | 0.72913 | 3 | 1 | 115 | 19173 | 7708 | 9870 | 13876 | 2671 | 3816 | 15697 | 1922 | 2062 | 40682 | 1.23 | 1.38 | 13708.055
8324 | 20 | 347 | 2017-12-13 | 0.80503 | 1 | 0.80503 | 0.8494 | 0.93549 | 0.87664 | 0.90679 | 0.78722 | 0.65283 | 0.81412 | 0.73534 | 0.8099 | 0.70943 | 0.74234 | 0.72008 | 3 | 1 | 116 | 19372 | 7676 | 9852 | 13932 | 2676 | 3812 | 15798 | 1919 | 2109 | 40177 | 1.28 | 1.41 | 14534.475
8325 | 21 | 347 | 2017-12-13 | 0.89937 | 1 | 0.89937 | 0.93373 | 0.93593 | 0.87664 | 0.89699 | 0.77803 | 0.64378 | 0.80681 | 0.73013 | 0.80406 | 0.70203 | 0.74762 | 0.70531 | 3 | 1 | 117 | 19372 | 7593 | 9737 | 13739 | 2652 | 3785 | 15684 | 1899 | 2124 | 39353 | 1.43 | 1.55 | 14541.295
8326 | 22 | 347 | 2017-12-13 | 0.88679 | 1 | 0.88679 | 0.90964 | 0.9084 | 0.85913 | 0.8645 | 0.75286 | 0.62813 | 0.77609 | 0.70833 | 0.78268 | 0.67874 | 0.7346 | 0.67499 | 3 | 1 | 118 | 18985 | 7318 | 9422 | 13405 | 2551 | 3672 | 15267 | 1836 | 2087 | 37661 | 1.41 | 1.51 | 14113.52
8327 | 23 | 347 | 2017-12-13 | 0.79874 | 1 | 0.79874 | 0.85542 | 0.88374 | 0.82731 | 0.82528 | 0.71282 | 0.60433 | 0.74171 | 0.674 | 0.7488 | 0.64658 | 0.70926 | 0.63319 | 3 | 1 | 119 | 18282 | 6986 | 8921 | 12897 | 2438 | 3494 | 14606 | 1749 | 2015 | 35329 | 1.27 | 1.42 | 13730.465
8328 | 24 | 347 | 2017-12-13 | 0.7044 | 1 | 0.7044 | 0.77108 | 0.84359 | 0.79668 | 0.78984 | 0.67495 | 0.56698 | 0.70642 | 0.63792 | 0.7207 | 0.6122 | 0.67828 | 0.59466 | 3 | 1 | 120 | 17605 | 6686 | 8447 | 12100 | 2322 | 3307 | 14058 | 1656 | 1927 | 33179 | 1.12 | 1.28 | 13106.685
8329 | 1 | 348 | 2017-12-14 | 0.76101 | 1 | 0.76101 | 0.71687 | 0.80131 | 0.6964 | 0.7453 | 0.62461 | 0.51286 | 0.63918 | 0.5706 | 0.6133 | 0.55638 | 0.56529 | 0.56365 | 4 | 1 | 121 | 15389 | 6309 | 7817 | 10945 | 2101 | 2958 | 11963 | 1505 | 1606 | 31449 | 1.21 | 1.19 | 12449.825
8330 | 2 | 348 | 2017-12-14 | 0.71698 | 1 | 0.71698 | 0.66867 | 0.77242 | 0.68581 | 0.73089 | 0.61111 | 0.49215 | 0.62732 | 0.55903 | 0.60458 | 0.54344 | 0.55473 | 0.55159 | 4 | 1 | 122 | 15155 | 6187 | 7648 | 10503 | 2062 | 2898 | 11793 | 1470 | 1576 | 30776 | 1.14 | 1.11 | 12000.945
8331 | 3 | 348 | 2017-12-14 | 0.7044 | 1 | 0.7044 | 0.64458 | 0.74901 | 0.68228 | 0.72664 | 0.60615 | 0.48072 | 0.62367 | 0.55556 | 0.60269 | 0.53789 | 0.55579 | 0.54541 | 4 | 1 | 123 | 15077 | 6151 | 7586 | 10259 | 2050 | 2880 | 11756 | 1455 | 1579 | 30431 | 1.12 | 1.07 | 11637.225
8332 | 4 | 348 | 2017-12-14 | 0.69811 | 1 | 0.69811 | 0.63253 | 0.73082 | 0.68391 | 0.72936 | 0.60655 | 0.47589 | 0.62641 | 0.55748 | 0.60566 | 0.54011 | 0.56353 | 0.54747 | 4 | 1 | 124 | 15113 | 6174 | 7591 | 10156 | 2059 | 2890 | 11814 | 1461 | 1601 | 30546 | 1.11 | 1.05 | 11354.585
8333 | 5 | 348 | 2017-12-14 | 0.69182 | 1 | 0.69182 | 0.63253 | 0.71832 | 0.69966 | 0.7433 | 0.61702 | 0.47706 | 0.64192 | 0.5733 | 0.62514 | 0.54935 | 0.57973 | 0.5632 | 4 | 1 | 125 | 15461 | 6292 | 7722 | 10181 | 2110 | 2972 | 12194 | 1486 | 1647 | 31424 | 1.1 | 1.05 | 11160.345
8334 | 6 | 348 | 2017-12-14 | 0.7044 | 1 | 0.7044 | 0.68072 | 0.72546 | 0.73676 | 0.78181 | 0.64906 | 0.49154 | 0.68299 | 0.61053 | 0.66374 | 0.57819 | 0.6202 | 0.60068 | 4 | 1 | 126 | 16281 | 6618 | 8123 | 10490 | 2245 | 3165 | 12947 | 1564 | 1762 | 33515 | 1.12 | 1.13 | 11271.335
8335 | 7 | 348 | 2017-12-14 | 0.75472 | 1 | 0.75472 | 0.74096 | 0.7356 | 0.79871 | 0.8417 | 0.70539 | 0.52655 | 0.75053 | 0.67361 | 0.72326 | 0.62477 | 0.68321 | 0.65891 | 4 | 1 | 127 | 17650 | 7125 | 8828 | 11237 | 2467 | 3492 | 14108 | 1690 | 1941 | 36764 | 1.2 | 1.23 | 11428.795
8336 | 8 | 348 | 2017-12-14 | 0.81761 | 1 | 0.81761 | 0.77711 | 0.74366 | 0.83306 | 0.86545 | 0.74103 | 0.57832 | 0.7913 | 0.70718 | 0.74044 | 0.65508 | 0.70679 | 0.68535 | 4 | 1 | 128 | 18409 | 7326 | 9274 | 12342 | 2601 | 3666 | 14443 | 1772 | 2008 | 38239 | 1.3 | 1.29 | 11554.04
8337 | 9 | 348 | 2017-12-14 | 0.84277 | 1 | 0.84277 | 0.83133 | 0.84656 | 0.82772 | 0.85824 | 0.74391 | 0.5988 | 0.78674 | 0.70409 | 0.71475 | 0.66359 | 0.68919 | 0.67873 | 4 | 1 | 129 | 18291 | 7265 | 9310 | 12779 | 2586 | 3650 | 13942 | 1795 | 1958 | 37870 | 1.34 | 1.38 | 13152.805
8338 | 10 | 348 | 2017-12-14 | 0.8805 | 1 | 0.8805 | 0.85542 | 0.91285 | 0.81935 | 0.84879 | 0.74295 | 0.60283 | 0.78156 | 0.69792 | 0.67671 | 0.66728 | 0.66983 | 0.66393 | 4 | 1 | 130 | 18106 | 7185 | 9298 | 12865 | 2569 | 3618 | 13200 | 1805 | 1903 | 37044 | 1.4 | 1.42 | 14182.66
8339 | 11 | 348 | 2017-12-14 | 0.84906 | 1 | 0.84906 | 0.83133 | 0.9624 | 0.81279 | 0.83591 | 0.74087 | 0.60231 | 0.7767 | 0.69772 | 0.64683 | 0.66987 | 0.64977 | 0.65085 | 4 | 1 | 131 | 17961 | 7076 | 9272 | 12854 | 2553 | 3617 | 12617 | 1812 | 1846 | 36314 | 1.35 | 1.38 | 14952.575
8340 | 12 | 348 | 2017-12-14 | 0.8239 | 1 | 0.8239 | 0.78916 | 0.97754 | 0.7969 | 0.82445 | 0.73432 | 0.60241 | 0.76514 | 0.68962 | 0.62294 | 0.66765 | 0.6283 | 0.63979 | 4 | 1 | 132 | 17610 | 6979 | 9190 | 12856 | 2515 | 3575 | 12151 | 1806 | 1785 | 35697 | 1.31 | 1.31 | 15187.805
8341 | 13 | 348 | 2017-12-14 | 0.80503 | 1 | 0.80503 | 0.78916 | 0.95214 | 0.78537 | 0.81134 | 0.72657 | 0.59636 | 0.76027 | 0.68229 | 0.6052 | 0.65952 | 0.61668 | 0.62986 | 4 | 1 | 133 | 17355 | 6868 | 9093 | 12727 | 2499 | 3537 | 11805 | 1784 | 1752 | 35143 | 1.28 | 1.31 | 14793.225
8342 | 14 | 348 | 2017-12-14 | 0.81132 | 1 | 0.81132 | 0.74699 | 0.97576 | 0.77677 | 0.80484 | 0.72617 | 0.59032 | 0.7551 | 0.67785 | 0.59495 | 0.65545 | 0.60753 | 0.62681 | 4 | 1 | 134 | 17165 | 6813 | 9088 | 12598 | 2482 | 3514 | 11605 | 1773 | 1726 | 34973 | 1.29 | 1.24 | 15160.185
8343 | 15 | 348 | 2017-12-14 | 0.76101 | 1 | 0.76101 | 0.74096 | 1 | 0.7664 | 0.79693 | 0.71882 | 0.58882 | 0.74901 | 0.67361 | 0.59402 | 0.65287 | 0.59732 | 0.62645 | 4 | 1 | 135 | 16936 | 6746 | 8996 | 12566 | 2462 | 3492 | 11587 | 1766 | 1697 | 34953 | 1.21 | 1.23 | 15536.75
8344 | 16 | 348 | 2017-12-14 | 0.77358 | 1 | 0.77358 | 0.72892 | 0.99944 | 0.76147 | 0.79882 | 0.71618 | 0.58371 | 0.73775 | 0.67245 | 0.60284 | 0.6488 | 0.59697 | 0.63402 | 4 | 1 | 136 | 16827 | 6762 | 8963 | 12457 | 2425 | 3486 | 11759 | 1755 | 1696 | 35375 | 1.23 | 1.21 | 15528.105
8345 | 17 | 348 | 2017-12-14 | 0.77987 | 1 | 0.77987 | 0.72289 | 0.98608 | 0.77202 | 0.82611 | 0.72625 | 0.58474 | 0.74719 | 0.68017 | 0.63457 | 0.66248 | 0.61774 | 0.66664 | 4 | 1 | 137 | 17060 | 6993 | 9089 | 12479 | 2456 | 3526 | 12378 | 1792 | 1755 | 37195 | 1.24 | 1.2 | 15320.515
8346 | 18 | 348 | 2017-12-14 | 0.83648 | 1 | 0.83648 | 0.77108 | 0.92154 | 0.80908 | 0.88198 | 0.76452 | 0.61454 | 0.78491 | 0.71836 | 0.69753 | 0.6939 | 0.67195 | 0.71816 | 4 | 1 | 138 | 17879 | 7466 | 9568 | 13115 | 2580 | 3724 | 13606 | 1877 | 1909 | 40070 | 1.33 | 1.28 | 14317.695
8347 | 19 | 348 | 2017-12-14 | 0.83648 | 1 | 0.83648 | 0.80723 | 0.8823 | 0.83419 | 0.90077 | 0.77867 | 0.63933 | 0.80499 | 0.7363 | 0.7207 | 0.69982 | 0.72193 | 0.73039 | 4 | 1 | 139 | 18434 | 7625 | 9745 | 13644 | 2646 | 3817 | 14058 | 1893 | 2051 | 40752 | 1.33 | 1.34 | 13708.055
8348 | 20 | 348 | 2017-12-14 | 0.90566 | 1 | 0.90566 | 0.8494 | 0.93549 | 0.84293 | 0.90254 | 0.77851 | 0.63376 | 0.80164 | 0.73418 | 0.72455 | 0.69945 | 0.7434 | 0.7265 | 4 | 1 | 140 | 18627 | 7640 | 9743 | 13525 | 2635 | 3806 | 14133 | 1892 | 2112 | 40535 | 1.44 | 1.41 | 14534.475
8349 | 21 | 348 | 2017-12-14 | 0.98742 | 1 | 0.98742 | 0.88554 | 0.93593 | 0.84406 | 0.8964 | 0.76996 | 0.62813 | 0.79647 | 0.7311 | 0.71819 | 0.69131 | 0.75572 | 0.71558 | 4 | 1 | 141 | 18652 | 7588 | 9636 | 13405 | 2618 | 3790 | 14009 | 1870 | 2147 | 39926 | 1.57 | 1.47 | 14541.295
8350 | 22 | 348 | 2017-12-14 | 1 | 1 | 1 | 0.84337 | 0.9084 | 0.82691 | 0.87171 | 0.74495 | 0.61708 | 0.77639 | 0.71026 | 0.69932 | 0.6695 | 0.74551 | 0.6918 | 4 | 1 | 142 | 18273 | 7379 | 9323 | 13169 | 2552 | 3682 | 13641 | 1811 | 2118 | 38599 | 1.59 | 1.4 | 14113.52
8351 | 23 | 348 | 2017-12-14 | 0.91824 | 1 | 0.91824 | 0.74699 | 0.88374 | 0.79659 | 0.83331 | 0.70675 | 0.59426 | 0.74171 | 0.67535 | 0.66764 | 0.63512 | 0.72298 | 0.65135 | 4 | 1 | 143 | 17603 | 7054 | 8845 | 12682 | 2438 | 3501 | 13023 | 1718 | 2054 | 36342 | 1.46 | 1.24 | 13730.465
8352 | 24 | 348 | 2017-12-14 | 0.79245 | 1 | 0.79245 | 0.63855 | 0.84359 | 0.76324 | 0.79705 | 0.66952 | 0.55869 | 0.70703 | 0.63831 | 0.64021 | 0.60037 | 0.6994 | 0.61482 | 4 | 1 | 144 | 16866 | 6747 | 8379 | 11923 | 2324 | 3309 | 12488 | 1624 | 1987 | 34304 | 1.26 | 1.06 | 13106.685
8353 | 1 | 349 | 2017-12-15 | 0.64151 | 1 | 0.64151 | 0.59639 | 0.80131 | 0.74699 | 0.76858 | 0.66153 | 0.52177 | 0.67143 | 0.6113 | 0.63514 | 0.57856 | 0.69377 | 0.59582 | 5 | 1 | 1 | 16507 | 6506 | 8279 | 11135 | 2207 | 3169 | 12389 | 1565 | 1971 | 33244 | 1.02 | 0.99 | 12449.825
8354 | 2 | 349 | 2017-12-15 | 0.60377 | 1 | 0.60377 | 0.57831 | 0.77242 | 0.73835 | 0.75665 | 0.64634 | 0.50096 | 0.65744 | 0.60012 | 0.6336 | 0.56525 | 0.6906 | 0.58475 | 5 | 1 | 2 | 16316 | 6405 | 8089 | 10691 | 2161 | 3111 | 12359 | 1529 | 1962 | 32626 | 0.96 | 0.96 | 12000.945
8355 | 3 | 349 | 2017-12-15 | 0.60377 | 1 | 0.60377 | 0.56024 | 0.74901 | 0.73545 | 0.75487 | 0.64139 | 0.48864 | 0.65075 | 0.59703 | 0.63611 | 0.55896 | 0.69483 | 0.58104 | 5 | 1 | 3 | 16252 | 6390 | 8027 | 10428 | 2139 | 3095 | 12408 | 1512 | 1974 | 32419 | 0.96 | 0.93 | 11637.225
8356 | 4 | 349 | 2017-12-15 | 0.59119 | 1 | 0.59119 | 0.54819 | 0.73082 | 0.73925 | 0.75842 | 0.64059 | 0.48255 | 0.65105 | 0.60031 | 0.64724 | 0.56266 | 0.70468 | 0.58356 | 5 | 1 | 4 | 16336 | 6420 | 8017 | 10298 | 2140 | 3112 | 12625 | 1522 | 2002 | 32560 | 0.94 | 0.91 | 11354.585
8357 | 5 | 349 | 2017-12-15 | 0.62893 | 1 | 0.62893 | 0.54819 | 0.71832 | 0.75396 | 0.77555 | 0.64906 | 0.48442 | 0.66565 | 0.61593 | 0.67179 | 0.5719 | 0.71806 | 0.59907 | 5 | 1 | 5 | 16661 | 6565 | 8123 | 10338 | 2188 | 3193 | 13104 | 1547 | 2040 | 33425 | 1 | 0.91 | 11160.345
8358 | 6 | 349 | 2017-12-15 | 0.69182 | 1 | 0.69182 | 0.56627 | 0.72546 | 0.78672 | 0.81193 | 0.67895 | 0.49642 | 0.70155 | 0.65394 | 0.7165 | 0.59482 | 0.75783 | 0.63633 | 5 | 1 | 6 | 17385 | 6873 | 8497 | 10594 | 2306 | 3390 | 13976 | 1609 | 2153 | 35504 | 1.1 | 0.94 | 11271.335
8359 | 7 | 349 | 2017-12-15 | 0.76101 | 1 | 0.76101 | 0.62651 | 0.7356 | 0.84917 | 0.86899 | 0.73759 | 0.5287 | 0.7627 | 0.71084 | 0.78812 | 0.63734 | 0.82577 | 0.68999 | 5 | 1 | 7 | 18765 | 7356 | 9231 | 11283 | 2507 | 3685 | 15373 | 1724 | 2346 | 38498 | 1.21 | 1.04 | 11428.795
8360 | 8 | 349 | 2017-12-15 | 0.77358 | 1 | 0.77358 | 0.6988 | 0.74366 | 0.88542 | 0.89179 | 0.76716 | 0.58085 | 0.80134 | 0.73881 | 0.81283 | 0.66913 | 0.83457 | 0.71539 | 5 | 1 | 8 | 19566 | 7549 | 9601 | 12396 | 2634 | 3830 | 15855 | 1810 | 2371 | 39915 | 1.23 | 1.16 | 11554.04
8361 | 9 | 349 | 2017-12-15 | 0.72327 | 1 | 0.72327 | 0.73494 | 0.84656 | 0.87601 | 0.87915 | 0.76628 | 0.604 | 0.79617 | 0.72975 | 0.78094 | 0.68244 | 0.80113 | 0.7072 | 5 | 1 | 9 | 19358 | 7442 | 9590 | 12890 | 2617 | 3783 | 15233 | 1846 | 2276 | 39458 | 1.15 | 1.22 | 13152.805
8362 | 10 | 349 | 2017-12-15 | 0.7044 | 1 | 0.7044 | 0.74096 | 0.91285 | 0.85429 | 0.86627 | 0.76276 | 0.60747 | 0.78674 | 0.71605 | 0.73844 | 0.68725 | 0.75466 | 0.69478 | 5 | 1 | 10 | 18878 | 7333 | 9546 | 12964 | 2586 | 3712 | 14404 | 1859 | 2144 | 38765 | 1.12 | 1.23 | 14182.66
8363 | 11 | 349 | 2017-12-15 | 0.72956 | 1 | 0.72956 | 0.73494 | 0.9624 | 0.8341 | 0.84843 | 0.76061 | 0.60653 | 0.77213 | 0.7037 | 0.70532 | 0.68503 | 0.70715 | 0.67608 | 5 | 1 | 11 | 18432 | 7182 | 9519 | 12944 | 2538 | 3648 | 13758 | 1853 | 2009 | 37722 | 1.16 | 1.22 | 14952.575
8364 | 12 | 349 | 2017-12-15 | 0.67925 | 1 | 0.67925 | 0.74096 | 0.97754 | 0.81225 | 0.83449 | 0.75046 | 0.60335 | 0.75388 | 0.6875 | 0.67779 | 0.67542 | 0.67335 | 0.65956 | 5 | 1 | 12 | 17949 | 7064 | 9392 | 12876 | 2478 | 3564 | 13221 | 1827 | 1913 | 36800 | 1.08 | 1.23 | 15187.805
8365 | 13 | 349 | 2017-12-15 | 0.6478 | 1 | 0.6478 | 0.75904 | 0.95214 | 0.79179 | 0.81996 | 0.74039 | 0.59693 | 0.7411 | 0.67207 | 0.65611 | 0.66728 | 0.64062 | 0.64744 | 5 | 1 | 13 | 17497 | 6941 | 9266 | 12739 | 2436 | 3484 | 12798 | 1805 | 1820 | 36124 | 1.03 | 1.26 | 14793.225
8366 | 14 | 349 | 2017-12-15 | 0.6478 | 1 | 0.6478 | 0.77711 | 0.97576 | 0.77736 | 0.80839 | 0.73328 | 0.58999 | 0.73228 | 0.66165 | 0.64344 | 0.66026 | 0.61668 | 0.64181 | 5 | 1 | 14 | 17178 | 6843 | 9177 | 12591 | 2407 | 3430 | 12551 | 1786 | 1752 | 35810 | 1.03 | 1.29 | 15160.185
8367 | 15 | 349 | 2017-12-15 | 0.66038 | 1 | 0.66038 | 0.79518 | 1 | 0.75944 | 0.79716 | 0.72241 | 0.58587 | 0.71859 | 0.65201 | 0.63919 | 0.65397 | 0.60014 | 0.64013 | 5 | 1 | 15 | 16782 | 6748 | 9041 | 12503 | 2362 | 3380 | 12468 | 1769 | 1705 | 35716 | 1.05 | 1.32 | 15536.75
8368 | 16 | 349 | 2017-12-15 | 0.66038 | 1 | 0.66038 | 0.84337 | 0.99944 | 0.75269 | 0.79634 | 0.71354 | 0.58329 | 0.70764 | 0.64545 | 0.64647 | 0.64658 | 0.59451 | 0.64832 | 5 | 1 | 16 | 16633 | 6741 | 8930 | 12448 | 2326 | 3346 | 12610 | 1749 | 1689 | 36173 | 1.05 | 1.4 | 15528.105
8369 | 17 | 349 | 2017-12-15 | 0.67925 | 1 | 0.67925 | 0.87349 | 0.98608 | 0.7603 | 0.81949 | 0.71762 | 0.58324 | 0.71646 | 0.65046 | 0.67554 | 0.65804 | 0.60894 | 0.68155 | 5 | 1 | 17 | 16801 | 6937 | 8981 | 12447 | 2355 | 3372 | 13177 | 1780 | 1730 | 38027 | 1.08 | 1.45 | 15320.515
8370 | 18 | 349 | 2017-12-15 | 0.73585 | 1 | 0.73585 | 0.95783 | 0.92154 | 0.79283 | 0.86249 | 0.74838 | 0.61187 | 0.74962 | 0.68461 | 0.73967 | 0.68762 | 0.66033 | 0.72263 | 5 | 1 | 18 | 17520 | 7301 | 9366 | 13058 | 2464 | 3549 | 14428 | 1860 | 1876 | 40319 | 1.17 | 1.59 | 14317.695
8371 | 19 | 349 | 2017-12-15 | 0.7673 | 1 | 0.7673 | 0.98193 | 0.8823 | 0.81342 | 0.87372 | 0.76756 | 0.63207 | 0.76057 | 0.70158 | 0.74726 | 0.68318 | 0.70081 | 0.7211 | 5 | 1 | 19 | 17975 | 7396 | 9606 | 13489 | 2500 | 3637 | 14576 | 1848 | 1991 | 40234 | 1.22 | 1.63 | 13708.055
8372 | 20 | 349 | 2017-12-15 | 0.86164 | 1 | 0.86164 | 1 | 0.93549 | 0.81455 | 0.87253 | 0.76069 | 0.62415 | 0.7551 | 0.6956 | 0.74131 | 0.67763 | 0.71806 | 0.7099 | 5 | 1 | 20 | 18000 | 7386 | 9520 | 13320 | 2482 | 3606 | 14460 | 1833 | 2040 | 39609 | 1.37 | 1.66 | 14534.475
8373 | 21 | 349 | 2017-12-15 | 0.88679 | 1 | 0.88679 | 0.99398 | 0.93593 | 0.8093 | 0.86048 | 0.74702 | 0.61258 | 0.74201 | 0.68615 | 0.72675 | 0.66617 | 0.71841 | 0.69427 | 5 | 1 | 21 | 17884 | 7284 | 9349 | 13073 | 2439 | 3557 | 14176 | 1802 | 2041 | 38737 | 1.41 | 1.65 | 14541.295
8374 | 22 | 349 | 2017-12-15 | 0.84906 | 1 | 0.84906 | 0.90964 | 0.9084 | 0.79306 | 0.8365 | 0.72489 | 0.59913 | 0.72133 | 0.67014 | 0.70594 | 0.64547 | 0.70961 | 0.66839 | 5 | 1 | 22 | 17525 | 7081 | 9072 | 12786 | 2371 | 3474 | 13770 | 1746 | 2016 | 37293 | 1.35 | 1.51 | 14113.52
8375 | 23 | 349 | 2017-12-15 | 0.7673 | 1 | 0.7673 | 0.79518 | 0.88374 | 0.76613 | 0.80248 | 0.69029 | 0.57837 | 0.68969 | 0.64217 | 0.67441 | 0.61664 | 0.69447 | 0.63188 | 5 | 1 | 23 | 16930 | 6793 | 8639 | 12343 | 2267 | 3329 | 13155 | 1668 | 1973 | 35256 | 1.22 | 1.32 | 13730.465
8376 | 24 | 349 | 2017-12-15 | 0.6478 | 1 | 0.6478 | 0.68675 | 0.84359 | 0.73351 | 0.76822 | 0.6521 | 0.54393 | 0.65379 | 0.61092 | 0.6438 | 0.58373 | 0.67335 | 0.59552 | 5 | 1 | 24 | 16209 | 6503 | 8161 | 11608 | 2149 | 3167 | 12558 | 1579 | 1913 | 33227 | 1.03 | 1.14 | 13106.685
8377 | 1 | 350 | 2017-12-16 | 0.58491 | 1 | 0.58491 | 0.64458 | 0.77448 | 0.69771 | 0.73597 | 0.60288 | 0.50513 | 0.61728 | 0.58275 | 0.64836 | 0.55083 | 0.63921 | 0.57865 | 6 | 2 | 25 | 15418 | 6230 | 7545 | 10780 | 2029 | 3021 | 12647 | 1490 | 1816 | 32286 | 0.93 | 1.07 | 12032.86
8378 | 2 | 350 | 2017-12-16 | 0.54717 | 1 | 0.54717 | 0.62048 | 0.74964 | 0.68603 | 0.72085 | 0.58642 | 0.48212 | 0.59963 | 0.56829 | 0.64278 | 0.53678 | 0.63112 | 0.56331 | 6 | 2 | 26 | 15160 | 6102 | 7339 | 10289 | 1971 | 2946 | 12538 | 1452 | 1793 | 31430 | 0.87 | 1.03 | 11646.96
8379 | 3 | 350 | 2017-12-16 | 0.54088 | 1 | 0.54088 | 0.60843 | 0.72838 | 0.67965 | 0.71613 | 0.57755 | 0.46741 | 0.59233 | 0.55922 | 0.64237 | 0.52939 | 0.63252 | 0.55414 | 6 | 2 | 27 | 15019 | 6062 | 7228 | 9975 | 1947 | 2899 | 12530 | 1432 | 1797 | 30918 | 0.86 | 1.01 | 11316.6
8380 | 4 | 350 | 2017-12-16 | 0.54717 | 1 | 0.54717 | 0.62048 | 0.71262 | 0.67938 | 0.71093 | 0.57515 | 0.46001 | 0.58899 | 0.55748 | 0.64554 | 0.52643 | 0.63534 | 0.5515 | 6 | 2 | 28 | 15013 | 6018 | 7198 | 9817 | 1936 | 2890 | 12592 | 1424 | 1805 | 30771 | 0.87 | 1.03 | 11071.73
8381 | 5 | 350 | 2017-12-16 | 0.57862 | 1 | 0.57862 | 0.63855 | 0.70005 | 0.68536 | 0.71731 | 0.57715 | 0.45541 | 0.59112 | 0.5625 | 0.65826 | 0.52865 | 0.64203 | 0.55625 | 6 | 2 | 29 | 15145 | 6072 | 7223 | 9719 | 1943 | 2916 | 12840 | 1430 | 1824 | 31036 | 0.92 | 1.06 | 10876.555
8382 | 6 | 350 | 2017-12-16 | 0.6478 | 1 | 0.6478 | 0.69277 | 0.69248 | 0.70233 | 0.72971 | 0.58857 | 0.45902 | 0.60329 | 0.57755 | 0.67748 | 0.53974 | 0.65787 | 0.57097 | 6 | 2 | 30 | 15520 | 6177 | 7366 | 9796 | 1983 | 2994 | 13215 | 1460 | 1869 | 31857 | 1.03 | 1.15 | 10758.83
8383 | 7 | 350 | 2017-12-16 | 0.71069 | 1 | 0.71069 | 0.75904 | 0.68725 | 0.72554 | 0.74826 | 0.60975 | 0.47238 | 0.6258 | 0.59973 | 0.70681 | 0.55675 | 0.6811 | 0.59564 | 6 | 2 | 31 | 16033 | 6334 | 7631 | 10081 | 2057 | 3109 | 13787 | 1506 | 1935 | 33234 | 1.13 | 1.26 | 10677.68
8384 | 8 | 350 | 2017-12-16 | 0.73585 | 1 | 0.73585 | 0.74699 | 0.67879 | 0.7502 | 0.76728 | 0.633 | 0.49412 | 0.64983 | 0.62211 | 0.72829 | 0.5719 | 0.7075 | 0.61255 | 6 | 2 | 32 | 16578 | 6495 | 7922 | 10545 | 2136 | 3225 | 14206 | 1547 | 2010 | 34177 | 1.17 | 1.24 | 10546.135
8385 | 9 | 350 | 2017-12-16 | 0.71698 | 1 | 0.71698 | 0.71084 | 0.73509 | 0.76088 | 0.7759 | 0.64395 | 0.50157 | 0.66048 | 0.6331 | 0.72034 | 0.58484 | 0.70855 | 0.62445 | 6 | 2 | 33 | 16814 | 6568 | 8059 | 10704 | 2171 | 3282 | 14051 | 1582 | 2013 | 34841 | 1.14 | 1.18 | 11420.965
8386 | 10 | 350 | 2017-12-16 | 0.69811 | 1 | 0.69811 | 0.6988 | 0.80309 | 0.75658 | 0.78039 | 0.65449 | 0.5094 | 0.6693 | 0.63812 | 0.6864 | 0.59852 | 0.69025 | 0.62597 | 6 | 2 | 34 | 16719 | 6606 | 8191 | 10871 | 2200 | 3308 | 13389 | 1619 | 1961 | 34926 | 1.11 | 1.16 | 12477.48
8387 | 11 | 350 | 2017-12-16 | 0.7044 | 1 | 0.7044 | 0.72289 | 0.84627 | 0.74215 | 0.76515 | 0.65865 | 0.51357 | 0.6617 | 0.63272 | 0.65067 | 0.60296 | 0.65364 | 0.61608 | 6 | 2 | 35 | 16400 | 6477 | 8243 | 10960 | 2175 | 3280 | 12692 | 1631 | 1857 | 34374 | 1.12 | 1.2 | 13148.295
8388 | 12 | 350 | 2017-12-16 | 0.67925 | 1 | 0.67925 | 0.72289 | 0.85829 | 0.72296 | 0.75038 | 0.65354 | 0.51352 | 0.64922 | 0.61844 | 0.61807 | 0.59741 | 0.61211 | 0.60418 | 6 | 2 | 36 | 15976 | 6352 | 8179 | 10959 | 2134 | 3206 | 12056 | 1616 | 1739 | 33710 | 1.08 | 1.2 | 13334.96
8389 | 13 | 350 | 2017-12-16 | 0.62264 | 1 | 0.62264 | 0.6988 | 0.83365 | 0.69717 | 0.72699 | 0.64411 | 0.50672 | 0.63036 | 0.60108 | 0.59269 | 0.59298 | 0.58008 | 0.59018 | 6 | 2 | 37 | 15406 | 6154 | 8061 | 10814 | 2072 | 3116 | 11561 | 1604 | 1648 | 32929 | 0.99 | 1.16 | 12952.21
8390 | 14 | 350 | 2017-12-16 | 0.63522 | 1 | 0.63522 | 0.6988 | 0.83998 | 0.6787 | 0.70833 | 0.63676 | 0.49876 | 0.61637 | 0.58488 | 0.569 | 0.58484 | 0.55544 | 0.57867 | 6 | 2 | 38 | 14998 | 5996 | 7969 | 10644 | 2026 | 3032 | 11099 | 1582 | 1578 | 32287 | 1.01 | 1.16 | 13050.635
8391 | 15 | 350 | 2017-12-16 | 0.65409 | 1 | 0.65409 | 0.70482 | 0.8466 | 0.66418 | 0.69522 | 0.62948 | 0.48939 | 0.60511 | 0.57292 | 0.55819 | 0.57819 | 0.53889 | 0.57408 | 6 | 2 | 39 | 14677 | 5885 | 7878 | 10444 | 1989 | 2970 | 10888 | 1564 | 1531 | 32031 | 1.04 | 1.17 | 13153.435
8392 | 16 | 350 | 2017-12-16 | 0.67925 | 1 | 0.67925 | 0.72289 | 0.84537 | 0.65893 | 0.69699 | 0.62645 | 0.4855 | 0.5972 | 0.56771 | 0.56101 | 0.57782 | 0.52728 | 0.57851 | 6 | 2 | 40 | 14561 | 5900 | 7840 | 10361 | 1963 | 2943 | 10943 | 1563 | 1498 | 32278 | 1.08 | 1.2 | 13134.275
8393 | 17 | 350 | 2017-12-16 | 0.73585 | 1 | 0.73585 | 0.78313 | 0.83299 | 0.66888 | 0.7166 | 0.6366 | 0.48807 | 0.60389 | 0.57407 | 0.58592 | 0.59261 | 0.53608 | 0.60652 | 6 | 2 | 41 | 14781 | 6066 | 7967 | 10416 | 1985 | 2976 | 11429 | 1603 | 1523 | 33841 | 1.17 | 1.3 | 12941.93
8394 | 18 | 350 | 2017-12-16 | 0.79874 | 1 | 0.79874 | 0.81325 | 0.79767 | 0.70916 | 0.7596 | 0.67247 | 0.50968 | 0.63766 | 0.60783 | 0.63555 | 0.62588 | 0.57339 | 0.65897 | 6 | 2 | 42 | 15671 | 6430 | 8416 | 10877 | 2096 | 3151 | 12397 | 1693 | 1629 | 36767 | 1.27 | 1.35 | 12393.195
8395 | 19 | 350 | 2017-12-16 | 0.83648 | 1 | 0.83648 | 0.8494 | 0.79425 | 0.72925 | 0.77496 | 0.68254 | 0.53788 | 0.64922 | 0.62461 | 0.65841 | 0.62847 | 0.60436 | 0.65733 | 6 | 2 | 43 | 16115 | 6560 | 8542 | 11479 | 2134 | 3238 | 12843 | 1700 | 1717 | 36676 | 1.33 | 1.41 | 12340.135
8396 | 20 | 350 | 2017-12-16 | 0.91824 | 1 | 0.91824 | 0.90361 | 0.85572 | 0.73011 | 0.76799 | 0.67263 | 0.54093 | 0.64284 | 0.62153 | 0.65734 | 0.62366 | 0.61422 | 0.64988 | 6 | 2 | 44 | 16134 | 6501 | 8418 | 11544 | 2113 | 3222 | 12822 | 1687 | 1745 | 36260 | 1.46 | 1.5 | 13295.155
8397 | 21 | 350 | 2017-12-16 | 0.91195 | 1 | 0.91195 | 0.93976 | 0.85805 | 0.72527 | 0.75582 | 0.664 | 0.534 | 0.63614 | 0.61728 | 0.65288 | 0.61553 | 0.61422 | 0.63318 | 6 | 2 | 45 | 16027 | 6398 | 8310 | 11396 | 2091 | 3200 | 12735 | 1665 | 1745 | 35328 | 1.45 | 1.56 | 13331.25
8398 | 22 | 350 | 2017-12-16 | 0.89308 | 1 | 0.89308 | 0.89759 | 0.84073 | 0.70988 | 0.73845 | 0.64507 | 0.52631 | 0.62215 | 0.60513 | 0.63898 | 0.60111 | 0.60577 | 0.61335 | 6 | 2 | 46 | 15687 | 6251 | 8073 | 11232 | 2045 | 3137 | 12464 | 1626 | 1721 | 34222 | 1.42 | 1.49 | 13062.215
8399 | 23 | 350 | 2017-12-16 | 0.7673 | 1 | 0.7673 | 0.8012 | 0.82665 | 0.68608 | 0.71175 | 0.6155 | 0.51169 | 0.59903 | 0.57851 | 0.61602 | 0.57634 | 0.58993 | 0.58399 | 6 | 2 | 47 | 15161 | 6025 | 7703 | 10920 | 1969 | 2999 | 12016 | 1559 | 1676 | 32584 | 1.22 | 1.33 | 12843.495
8400 | 24 | 350 | 2017-12-16 | 0.69182 | 1 | 0.69182 | 0.69277 | 0.80437 | 0.65852 | 0.68423 | 0.58394 | 0.48864 | 0.57195 | 0.55035 | 0.59228 | 0.54713 | 0.56705 | 0.55308 | 6 | 2 | 48 | 14552 | 5792 | 7308 | 10428 | 1880 | 2853 | 11553 | 1480 | 1611 | 30859 | 1.1 | 1.15 | 12497.315
8401 | 1 | 351 | 2017-12-17 | 0.61635 | 1 | 0.61635 | 0.64458 | 0.77096 | 0.63313 | 0.68872 | 0.57012 | 0.46882 | 0.54822 | 0.52488 | 0.60007 | 0.52126 | 0.566 | 0.53137 | 7 | 3 | 49 | 13991 | 5830 | 7135 | 10005 | 1802 | 2721 | 11705 | 1410 | 1608 | 29648 | 0.98 | 1.07 | 11978.235
8402 | 2 | 351 | 2017-12-17 | 0.61006 | 1 | 0.61006 | 0.62048 | 0.74542 | 0.62227 | 0.67525 | 0.55589 | 0.44956 | 0.53331 | 0.51061 | 0.59141 | 0.50536 | 0.55579 | 0.51736 | 7 | 3 | 50 | 13751 | 5716 | 6957 | 9594 | 1753 | 2647 | 11536 | 1367 | 1579 | 28866 | 0.97 | 1.03 | 11581.36
8403 | 3 | 351 | 2017-12-17 | 0.59748 | 1 | 0.59748 | 0.62048 | 0.72049 | 0.6163 | 0.66639 | 0.54894 | 0.43714 | 0.5254 | 0.50328 | 0.58946 | 0.49501 | 0.55051 | 0.50972 | 7 | 3 | 51 | 13619 | 5641 | 6870 | 9329 | 1727 | 2609 | 11498 | 1339 | 1564 | 28440 | 0.95 | 1.03 | 11194.145
8404 | 4 | 351 | 2017-12-17 | 0.58491 | 1 | 0.58491 | 0.62048 | 0.6999 | 0.61594 | 0.66545 | 0.54543 | 0.43035 | 0.52358 | 0.50019 | 0.59725 | 0.49242 | 0.55473 | 0.50727 | 7 | 3 | 52 | 13611 | 5633 | 6826 | 9184 | 1721 | 2593 | 11650 | 1332 | 1576 | 28303 | 0.93 | 1.03 | 10874.225
8405 | 5 | 351 | 2017-12-17 | 0.60377 | 1 | 0.60377 | 0.64458 | 0.68772 | 0.61978 | 0.66958 | 0.54742 | 0.42767 | 0.52632 | 0.50386 | 0.60904 | 0.49205 | 0.55649 | 0.51028 | 7 | 3 | 53 | 13696 | 5668 | 6851 | 9127 | 1730 | 2612 | 11880 | 1331 | 1581 | 28471 | 0.96 | 1.07 | 10684.93
8406 | 6 | 351 | 2017-12-17 | 0.67296 | 1 | 0.67296 | 0.6988 | 0.67866 | 0.62838 | 0.6775 | 0.55541 | 0.42997 | 0.53544 | 0.51678 | 0.62858 | 0.49982 | 0.56987 | 0.52144 | 7 | 3 | 54 | 13886 | 5735 | 6951 | 9176 | 1760 | 2679 | 12261 | 1352 | 1619 | 29094 | 1.07 | 1.16 | 10544.215
8407 | 7 | 351 | 2017-12-17 | 0.73585 | 1 | 0.73585 | 0.77108 | 0.66367 | 0.65418 | 0.68624 | 0.56205 | 0.43756 | 0.5537 | 0.53607 | 0.66308 | 0.5098 | 0.59556 | 0.54311 | 7 | 3 | 55 | 14456 | 5809 | 7034 | 9338 | 1820 | 2779 | 12934 | 1379 | 1692 | 30303 | 1.17 | 1.28 | 10311.225
8408 | 8 | 351 | 2017-12-17 | 0.74214 | 1 | 0.74214 | 0.78313 | 0.63637 | 0.67825 | 0.71164 | 0.57515 | 0.44951 | 0.57651 | 0.55883 | 0.68194 | 0.52348 | 0.62232 | 0.5579 | 7 | 3 | 56 | 14988 | 6024 | 7198 | 9593 | 1895 | 2897 | 13302 | 1416 | 1768 | 31128 | 1.18 | 1.3 | 9887.07
8409 | 9 | 351 | 2017-12-17 | 0.74843 | 1 | 0.74843 | 0.74699 | 0.65776 | 0.69604 | 0.73337 | 0.58554 | 0.45326 | 0.59385 | 0.57369 | 0.67605 | 0.53678 | 0.64449 | 0.57023 | 7 | 3 | 57 | 15381 | 6208 | 7328 | 9673 | 1952 | 2974 | 13187 | 1452 | 1831 | 31816 | 1.19 | 1.24 | 10219.53
8410 | 10 | 351 | 2017-12-17 | 0.71698 | 1 | 0.71698 | 0.72892 | 0.69482 | 0.70006 | 0.73538 | 0.59529 | 0.46197 | 0.60754 | 0.58989 | 0.64565 | 0.54861 | 0.65153 | 0.57441 | 7 | 3 | 58 | 15470 | 6225 | 7450 | 9859 | 1997 | 3058 | 12594 | 1484 | 1851 | 32049 | 1.14 | 1.21 | 10795.295
8411 | 11 | 351 | 2017-12-17 | 0.71698 | 1 | 0.71698 | 0.71084 | 0.7323 | 0.68984 | 0.72345 | 0.59968 | 0.46835 | 0.6112 | 0.5978 | 0.61309 | 0.55342 | 0.63358 | 0.57134 | 7 | 3 | 59 | 15244 | 6124 | 7505 | 9995 | 2009 | 3099 | 11959 | 1497 | 1800 | 31878 | 1.14 | 1.18 | 11377.635
8412 | 12 | 351 | 2017-12-17 | 0.69811 | 1 | 0.69811 | 0.68072 | 0.74794 | 0.67911 | 0.71364 | 0.60072 | 0.47135 | 0.6115 | 0.59742 | 0.58618 | 0.55564 | 0.6114 | 0.56584 | 7 | 3 | 60 | 15007 | 6041 | 7518 | 10059 | 2010 | 3097 | 11434 | 1503 | 1737 | 31571 | 1.11 | 1.13 | 11620.63
8413 | 13 | 351 | 2017-12-17 | 0.63522 | 1 | 0.63522 | 0.6506 | 0.74218 | 0.6706 | 0.70585 | 0.60016 | 0.4713 | 0.61059 | 0.59684 | 0.57023 | 0.55786 | 0.59908 | 0.56075 | 7 | 3 | 61 | 14819 | 5975 | 7511 | 10058 | 2007 | 3094 | 11123 | 1509 | 1702 | 31287 | 1.01 | 1.08 | 11531.12
8414 | 14 | 351 | 2017-12-17 | 0.61635 | 1 | 0.61635 | 0.63253 | 0.75233 | 0.66241 | 0.69522 | 0.59816 | 0.46989 | 0.60785 | 0.59529 | 0.55967 | 0.55527 | 0.58888 | 0.55634 | 7 | 3 | 62 | 14638 | 5885 | 7486 | 10028 | 1998 | 3086 | 10917 | 1502 | 1673 | 31041 | 0.98 | 1.05 | 11688.74
8415 | 15 | 351 | 2017-12-17 | 0.61635 | 1 | 0.61635 | 0.65663 | 0.7566 | 0.65676 | 0.68766 | 0.59608 | 0.46807 | 0.60785 | 0.59471 | 0.55706 | 0.55231 | 0.5836 | 0.55623 | 7 | 3 | 63 | 14513 | 5821 | 7460 | 9989 | 1998 | 3083 | 10866 | 1494 | 1658 | 31035 | 0.98 | 1.09 | 11755.12
8416 | 16 | 351 | 2017-12-17 | 0.64151 | 1 | 0.64151 | 0.68072 | 0.75794 | 0.65639 | 0.69167 | 0.59976 | 0.46896 | 0.60754 | 0.59761 | 0.56388 | 0.5549 | 0.5843 | 0.56299 | 7 | 3 | 64 | 14505 | 5855 | 7506 | 10008 | 1997 | 3098 | 10999 | 1501 | 1660 | 31412 | 1.02 | 1.13 | 11775.96
8417 | 17 | 351 | 2017-12-17 | 0.66667 | 1 | 0.66667 | 0.72892 | 0.74929 | 0.6616 | 0.71719 | 0.6195 | 0.47622 | 0.62397 | 0.61111 | 0.59751 | 0.57264 | 0.59697 | 0.59245 | 7 | 3 | 65 | 14620 | 6071 | 7753 | 10163 | 2051 | 3168 | 11655 | 1549 | 1696 | 33056 | 1.06 | 1.21 | 11641.495
8418 | 18 | 351 | 2017-12-17 | 0.68553 | 1 | 0.68553 | 0.77711 | 0.72694 | 0.70604 | 0.75582 | 0.66472 | 0.50312 | 0.66383 | 0.64892 | 0.65518 | 0.61627 | 0.63393 | 0.63196 | 7 | 3 | 66 | 15602 | 6398 | 8319 | 10737 | 2182 | 3364 | 12780 | 1667 | 1801 | 35260 | 1.09 | 1.29 | 11294.21
8419 | 19 | 351 | 2017-12-17 | 0.7044 | 1 | 0.7044 | 0.79518 | 0.72784 | 0.71984 | 0.77224 | 0.67519 | 0.53311 | 0.67539 | 0.65818 | 0.66585 | 0.61701 | 0.6554 | 0.63565 | 7 | 3 | 67 | 15907 | 6537 | 8450 | 11377 | 2220 | 3412 | 12988 | 1669 | 1862 | 35466 | 1.12 | 1.32 | 11308.32
8420 | 20 | 351 | 2017-12-17 | 0.7673 | 1 | 0.7673 | 0.8494 | 0.80601 | 0.72102 | 0.77106 | 0.6688 | 0.53507 | 0.66961 | 0.65143 | 0.65877 | 0.61331 | 0.6554 | 0.63296 | 7 | 3 | 68 | 15933 | 6527 | 8370 | 11419 | 2201 | 3377 | 12850 | 1659 | 1862 | 35316 | 1.22 | 1.41 | 12522.705
8421 | 21 | 351 | 2017-12-17 | 0.83648 | 1 | 0.83648 | 0.89759 | 0.81962 | 0.71504 | 0.76243 | 0.65769 | 0.53123 | 0.6617 | 0.64043 | 0.64754 | 0.60407 | 0.64907 | 0.62416 | 7 | 3 | 69 | 15801 | 6454 | 8231 | 11337 | 2175 | 3320 | 12631 | 1634 | 1844 | 34825 | 1.33 | 1.49 | 12734.27
8422 | 22 | 351 | 2017-12-17 | 0.8239 | 1 | 0.8239 | 0.87349 | 0.81392 | 0.69726 | 0.73774 | 0.6358 | 0.52158 | 0.64436 | 0.61555 | 0.62119 | 0.58817 | 0.62971 | 0.59944 | 7 | 3 | 70 | 15408 | 6245 | 7957 | 11131 | 2118 | 3191 | 12117 | 1591 | 1789 | 33446 | 1.31 | 1.45 | 12645.685
8423 | 23 | 351 | 2017-12-17 | 0.77358 | 1 | 0.77358 | 0.75904 | 0.80175 | 0.6711 | 0.70786 | 0.60759 | 0.5041 | 0.6188 | 0.58295 | 0.58715 | 0.56229 | 0.60084 | 0.56579 | 7 | 3 | 71 | 14830 | 5992 | 7604 | 10758 | 2034 | 3022 | 11453 | 1521 | 1707 | 31568 | 1.23 | 1.26 | 12456.54
8424 | 24 | 351 | 2017-12-17 | 0.7044 | 1 | 0.7044 | 0.68072 | 0.77447 | 0.6449 | 0.68151 | 0.58018 | 0.47814 | 0.5969 | 0.55054 | 0.55378 | 0.53013 | 0.5667 | 0.53137 | 7 | 3 | 72 | 14251 | 5769 | 7261 | 10204 | 1962 | 2854 | 10802 | 1434 | 1610 | 29648 | 1.12 | 1.13 | 12032.68
8425 | 1 | 352 | 2017-12-18 | 0.6478 | 1 | 0.6478 | 0.63253 | 0.80131 | 0.63626 | 0.64418 | 0.55597 | 0.45509 | 0.56556 | 0.52643 | 0.54486 | 0.51349 | 0.5572 | 0.51143 | 1 | 1 | 73 | 14060 | 5453 | 6958 | 9712 | 1859 | 2729 | 10628 | 1389 | 1583 | 28535 | 1.03 | 1.05 | 12449.825
8426 | 2 | 352 | 2017-12-18 | 0.59748 | 1 | 0.59748 | 0.61446 | 0.77242 | 0.62748 | 0.63343 | 0.54654 | 0.43869 | 0.55522 | 0.51273 | 0.5323 | 0.4976 | 0.54241 | 0.4997 | 1 | 1 | 74 | 13866 | 5362 | 6840 | 9362 | 1825 | 2658 | 10383 | 1346 | 1541 | 27881 | 0.95 | 1.02 | 12000.945
8427 | 3 | 352 | 2017-12-18 | 0.57862 | 1 | 0.57862 | 0.59639 | 0.74901 | 0.62657 | 0.6319 | 0.54047 | 0.43002 | 0.55096 | 0.50752 | 0.52876 | 0.48983 | 0.53819 | 0.49354 | 1 | 1 | 75 | 13846 | 5349 | 6764 | 9177 | 1811 | 2631 | 10314 | 1325 | 1529 | 27537 | 0.92 | 0.99 | 11637.225
8428 | 4 | 352 | 2017-12-18 | 0.58491 | 1 | 0.58491 | 0.61446 | 0.73082 | 0.63123 | 0.63556 | 0.54239 | 0.42702 | 0.55218 | 0.50926 | 0.53968 | 0.48909 | 0.53995 | 0.49689 | 1 | 1 | 76 | 13949 | 5380 | 6788 | 9113 | 1815 | 2640 | 10527 | 1323 | 1534 | 27724 | 0.93 | 1.02 | 11354.585
8429 | 5 | 352 | 2017-12-18 | 0.58491 | 1 | 0.58491 | 0.62048 | 0.71832 | 0.64621 | 0.65328 | 0.55613 | 0.42852 | 0.56678 | 0.52392 | 0.56398 | 0.50055 | 0.55509 | 0.51487 | 1 | 1 | 77 | 14280 | 5530 | 6960 | 9145 | 1863 | 2716 | 11001 | 1354 | 1577 | 28727 | 0.93 | 1.03 | 11160.345
8430 | 6 | 352 | 2017-12-18 | 0.61635 | 1 | 0.61635 | 0.6747 | 0.72546 | 0.68318 | 0.69829 | 0.58889 | 0.44365 | 0.60602 | 0.56424 | 0.61197 | 0.52384 | 0.58536 | 0.55516 | 1 | 1 | 78 | 15097 | 5911 | 7370 | 9468 | 1992 | 2925 | 11937 | 1417 | 1663 | 30975 | 0.98 | 1.12 | 11271.335
8431 | 7 | 352 | 2017-12-18 | 0.67296 | 1 | 0.67296 | 0.75904 | 0.7356 | 0.75242 | 0.76822 | 0.6505 | 0.47758 | 0.66839 | 0.62249 | 0.68148 | 0.57116 | 0.64555 | 0.62432 | 1 | 1 | 79 | 16627 | 6503 | 8141 | 10192 | 2197 | 3227 | 13293 | 1545 | 1834 | 34834 | 1.07 | 1.26 | 11428.795
8432 | 8 | 352 | 2017-12-18 | 0.72327 | 1 | 0.72327 | 0.74699 | 0.74366 | 0.78826 | 0.79315 | 0.69261 | 0.52547 | 0.70916 | 0.65799 | 0.70184 | 0.60222 | 0.66103 | 0.65558 | 1 | 1 | 80 | 17419 | 6714 | 8668 | 11214 | 2331 | 3411 | 13690 | 1629 | 1878 | 36578 | 1.15 | 1.24 | 11554.04
8433 | 9 | 352 | 2017-12-18 | 0.75472 | 1 | 0.75472 | 0.71084 | 0.84656 | 0.78251 | 0.78854 | 0.6986 | 0.55846 | 0.71007 | 0.65702 | 0.67502 | 0.6122 | 0.63569 | 0.64848 | 1 | 1 | 81 | 17292 | 6675 | 8743 | 11918 | 2334 | 3406 | 13167 | 1656 | 1806 | 36182 | 1.2 | 1.18 | 13152.805
8434 | 10 | 352 | 2017-12-18 | 0.79245 | 1 | 0.79245 | 0.6747 | 0.91285 | 0.77097 | 0.77779 | 0.70164 | 0.56309 | 0.71098 | 0.65837 | 0.63985 | 0.61479 | 0.6188 | 0.63427 | 1 | 1 | 82 | 17037 | 6584 | 8781 | 12017 | 2337 | 3413 | 12481 | 1663 | 1758 | 35389 | 1.26 | 1.12 | 14182.66
8435 | 11 | 352 | 2017-12-18 | 0.73585 | 1 | 0.73585 | 0.6506 | 0.9624 | 0.75871 | 0.76716 | 0.70404 | 0.56239 | 0.70885 | 0.65702 | 0.6112 | 0.61664 | 0.60366 | 0.61896 | 1 | 1 | 83 | 16766 | 6494 | 8811 | 12002 | 2330 | 3406 | 11922 | 1668 | 1715 | 34535 | 1.17 | 1.08 | 14952.575
8436 | 12 | 352 | 2017-12-18 | 0.72327 | 1 | 0.72327 | 0.61446 | 0.97754 | 0.74305 | 0.75794 | 0.70028 | 0.56085 | 0.70125 | 0.64931 | 0.58936 | 0.61405 | 0.5836 | 0.60448 | 1 | 1 | 84 | 16420 | 6416 | 8764 | 11969 | 2305 | 3366 | 11496 | 1661 | 1658 | 33727 | 1.15 | 1.02 | 15187.805
8437 | 13 | 352 | 2017-12-18 | 0.71069 | 1 | 0.71069 | 0.63855 | 0.95214 | 0.73093 | 0.74495 | 0.69485 | 0.55752 | 0.69455 | 0.64217 | 0.57193 | 0.60998 | 0.56741 | 0.59357 | 1 | 1 | 85 | 16152 | 6306 | 8696 | 11898 | 2283 | 3329 | 11156 | 1650 | 1612 | 33118 | 1.13 | 1.06 | 14793.225
8438 | 14 | 352 | 2017-12-18 | 0.69182 | 1 | 0.69182 | 0.62048 | 0.97576 | 0.72323 | 0.73585 | 0.69269 | 0.55405 | 0.68391 | 0.63792 | 0.56239 | 0.60665 | 0.55755 | 0.58853 | 1 | 1 | 86 | 15982 | 6229 | 8669 | 11824 | 2248 | 3307 | 10970 | 1641 | 1584 | 32837 | 1.1 | 1.03 | 15160.185
8439 | 15 | 352 | 2017-12-18 | 0.67296 | 1 | 0.67296 | 0.62048 | 1 | 0.71255 | 0.7264 | 0.68558 | 0.55227 | 0.67478 | 0.63387 | 0.55788 | 0.60148 | 0.54629 | 0.58792 | 1 | 1 | 87 | 15746 | 6149 | 8580 | 11786 | 2218 | 3286 | 10882 | 1627 | 1552 | 32803 | 1.07 | 1.03 | 15536.75
8440 | 16 | 352 | 2017-12-18 | 0.68553 | 1 | 0.68553 | 0.63253 | 0.99944 | 0.70726 | 0.72995 | 0.68238 | 0.55002 | 0.66596 | 0.62461 | 0.56219 | 0.59704 | 0.54488 | 0.59366 | 1 | 1 | 88 | 15629 | 6179 | 8540 | 11738 | 2189 | 3238 | 10966 | 1615 | 1548 | 33123 | 1.09 | 1.05 | 15528.105
8441 | 17 | 352 | 2017-12-18 | 0.66667 | 1 | 0.66667 | 0.71084 | 0.98608 | 0.71866 | 0.75712 | 0.69173 | 0.55288 | 0.67387 | 0.63272 | 0.58941 | 0.6122 | 0.55825 | 0.62507 | 1 | 1 | 89 | 15881 | 6409 | 8657 | 11799 | 2215 | 3280 | 11497 | 1656 | 1586 | 34876 | 1.06 | 1.18 | 15320.515
8442 | 18 | 352 | 2017-12-18 | 0.69811 | 1 | 0.69811 | 0.71687 | 0.92154 | 0.75441 | 0.80508 | 0.72936 | 0.58376 | 0.71159 | 0.66647 | 0.63852 | 0.64104 | 0.60401 | 0.66657 | 1 | 1 | 90 | 16671 | 6815 | 9128 | 12458 | 2339 | 3455 | 12455 | 1734 | 1716 | 37191 | 1.11 | 1.19 | 14317.695
8443 | 19 | 352 | 2017-12-18 | 0.72327 | 1 | 0.72327 | 0.76506 | 0.8823 | 0.76763 | 0.81559 | 0.73616 | 0.6025 | 0.72163 | 0.67728 | 0.64903 | 0.64214 | 0.63112 | 0.66355 | 1 | 1 | 91 | 16963 | 6904 | 9213 | 12858 | 2372 | 3511 | 12660 | 1737 | 1793 | 37023 | 1.15 | 1.27 | 13708.055
8444 | 20 | 352 | 2017-12-18 | 0.78616 | 1 | 0.78616 | 0.80723 | 0.93549 | 0.76296 | 0.80791 | 0.72809 | 0.59229 | 0.71098 | 0.6686 | 0.64308 | 0.63734 | 0.63428 | 0.65459 | 1 | 1 | 92 | 16860 | 6839 | 9112 | 12640 | 2337 | 3466 | 12544 | 1724 | 1802 | 36523 | 1.25 | 1.34 | 14534.475
8445 | 21 | 352 | 2017-12-18 | 0.83648 | 1 | 0.83648 | 0.86145 | 0.93593 | 0.75147 | 0.79374 | 0.71314 | 0.58193 | 0.69638 | 0.6576 | 0.63052 | 0.62477 | 0.62478 | 0.64002 | 1 | 1 | 93 | 16606 | 6719 | 8925 | 12419 | 2289 | 3409 | 12299 | 1690 | 1775 | 35710 | 1.33 | 1.43 | 14541.295
8446 | 22 | 352 | 2017-12-18 | 0.81761 | 1 | 0.81761 | 0.8494 | 0.9084 | 0.72636 | 0.76385 | 0.68606 | 0.56642 | 0.67022 | 0.63233 | 0.60176 | 0.60444 | 0.6012 | 0.60971 | 1 | 1 | 94 | 16051 | 6466 | 8586 | 12088 | 2203 | 3278 | 11738 | 1635 | 1708 | 34019 | 1.3 | 1.41 | 14113.52
8447 | 23 | 352 | 2017-12-18 | 0.75472 | 1 | 0.75472 | 0.72892 | 0.88374 | 0.68961 | 0.72109 | 0.64746 | 0.54243 | 0.63097 | 0.59221 | 0.56275 | 0.56821 | 0.56424 | 0.57186 | 1 | 1 | 95 | 15239 | 6104 | 8103 | 11576 | 2074 | 3070 | 10977 | 1537 | 1603 | 31907 | 1.2 | 1.21 | 13730.465
8448 | 24 | 352 | 2017-12-18 | 0.68553 | 1 | 0.68553 | 0.6506 | 0.84359 | 0.65006 | 0.68222 | 0.60687 | 0.50546 | 0.59142 | 0.55189 | 0.5262 | 0.52791 | 0.52693 | 0.53028 | 1 | 1 | 96 | 14365 | 5775 | 7595 | 10787 | 1944 | 2861 | 10264 | 1428 | 1497 | 29587 | 1.09 | 1.08 | 13106.685
8449 | 1 | 353 | 2017-12-19 | 0.61635 | 1 | 0.61635 | 0.62651 | 0.80131 | 0.62159 | 0.64607 | 0.55637 | 0.46525 | 0.56617 | 0.51042 | 0.48898 | 0.49242 | 0.50968 | 0.48626 | 2 | 1 | 97 | 13736 | 5469 | 6963 | 9929 | 1861 | 2646 | 9538 | 1332 | 1448 | 27131 | 0.98 | 1.04 | 12449.825
8450 | 2 | 353 | 2017-12-19 | 0.60377 | 1 | 0.60377 | 0.60241 | 0.77242 | 0.61119 | 0.62953 | 0.54039 | 0.44187 | 0.54852 | 0.49537 | 0.47657 | 0.47763 | 0.49454 | 0.46999 | 2 | 1 | 98 | 13506 | 5329 | 6763 | 9430 | 1803 | 2568 | 9296 | 1292 | 1405 | 26223 | 0.96 | 1 | 12000.945
8451 | 3 | 353 | 2017-12-19 | 0.59748 | 1 | 0.59748 | 0.59036 | 0.74901 | 0.60643 | 0.62552 | 0.53264 | 0.42786 | 0.53757 | 0.48785 | 0.47396 | 0.47135 | 0.49243 | 0.46318 | 2 | 1 | 99 | 13401 | 5295 | 6666 | 9131 | 1767 | 2529 | 9245 | 1275 | 1399 | 25843 | 0.95 | 0.98 | 11637.225
8452 | 4 | 353 | 2017-12-19 | 0.61635 | 1 | 0.61635 | 0.59036 | 0.73082 | 0.60834 | 0.62445 | 0.53064 | 0.42102 | 0.53514 | 0.48804 | 0.47765 | 0.47135 | 0.49595 | 0.46291 | 2 | 1 | 100 | 13443 | 5286 | 6641 | 8985 | 1759 | 2530 | 9317 | 1275 | 1409 | 25828 | 0.98 | 0.98 | 11354.585
8453 | 5 | 353 | 2017-12-19 | 0.64151 | 1 | 0.64151 | 0.60843 | 0.71832 | 0.62399 | 0.6378 | 0.54063 | 0.42027 | 0.5467 | 0.50039 | 0.49631 | 0.47689 | 0.50757 | 0.4758 | 2 | 1 | 101 | 13789 | 5399 | 6766 | 8969 | 1797 | 2594 | 9681 | 1290 | 1442 | 26547 | 1.02 | 1.01 | 11160.345
8454 | 6 | 353 | 2017-12-19 | 0.71698 | 1 | 0.71698 | 0.6506 | 0.72546 | 0.6611 | 0.66639 | 0.57052 | 0.43208 | 0.5826 | 0.53684 | 0.53932 | 0.50314 | 0.54206 | 0.51435 | 2 | 1 | 102 | 14609 | 5641 | 7140 | 9221 | 1915 | 2783 | 10520 | 1361 | 1540 | 28698 | 1.14 | 1.08 | 11271.335
8455 | 7 | 353 | 2017-12-19 | 0.77358 | 1 | 0.77358 | 0.68675 | 0.7356 | 0.72812 | 0.72038 | 0.62613 | 0.46394 | 0.64436 | 0.59086 | 0.60361 | 0.54824 | 0.60648 | 0.57778 | 2 | 1 | 103 | 16090 | 6098 | 7836 | 9901 | 2118 | 3063 | 11774 | 1483 | 1723 | 32237 | 1.23 | 1.14 | 11428.795
8456 | 8 | 353 | 2017-12-19 | 0.77987 | 1 | 0.77987 | 0.71687 | 0.74366 | 0.76355 | 0.74767 | 0.66624 | 0.51558 | 0.68482 | 0.62076 | 0.62617 | 0.58078 | 0.62232 | 0.60864 | 2 | 1 | 104 | 16873 | 6329 | 8338 | 11003 | 2251 | 3218 | 12214 | 1571 | 1768 | 33959 | 1.24 | 1.19 | 11554.04
8457 | 9 | 353 | 2017-12-19 | 0.73585 | 1 | 0.73585 | 0.77108 | 0.84656 | 0.75183 | 0.74861 | 0.66712 | 0.54145 | 0.68573 | 0.61863 | 0.60658 | 0.59002 | 0.5924 | 0.60319 | 2 | 1 | 105 | 16614 | 6337 | 8349 | 11555 | 2254 | 3207 | 11832 | 1596 | 1683 | 33655 | 1.17 | 1.28 | 13152.805
8458 | 10 | 353 | 2017-12-19 | 0.67925 | 1 | 0.67925 | 0.74096 | 0.91285 | 0.73799 | 0.74188 | 0.66888 | 0.54655 | 0.68604 | 0.61478 | 0.58167 | 0.59335 | 0.5755 | 0.59039 | 2 | 1 | 106 | 16308 | 6280 | 8371 | 11664 | 2255 | 3187 | 11346 | 1605 | 1635 | 32941 | 1.08 | 1.23 | 14182.66
8459 | 11 | 353 | 2017-12-19 | 0.66667 | 1 | 0.66667 | 0.75301 | 0.9624 | 0.72536 | 0.73278 | 0.67095 | 0.54716 | 0.68512 | 0.61073 | 0.56198 | 0.59482 | 0.55685 | 0.5807 | 2 | 1 | 107 | 16029 | 6203 | 8397 | 11677 | 2252 | 3166 | 10962 | 1609 | 1582 | 32400 | 1.06 | 1.25 | 14952.575
8460 | 12 | 353 | 2017-12-19 | 0.6478 | 1 | 0.6478 | 0.73494 | 0.97754 | 0.70667 | 0.7251 | 0.66736 | 0.54721 | 0.67782 | 0.60204 | 0.54696 | 0.59261 | 0.53749 | 0.57183 | 2 | 1 | 108 | 15616 | 6138 | 8352 | 11678 | 2228 | 3121 | 10669 | 1603 | 1527 | 31905 | 1.03 | 1.22 | 15187.805
8461 | 13 | 353 | 2017-12-19 | 0.66667 | 1 | 0.66667 | 0.71084 | 0.95214 | 0.693 | 0.71164 | 0.66161 | 0.54388 | 0.67326 | 0.59375 | 0.53527 | 0.59335 | 0.52165 | 0.56439 | 2 | 1 | 109 | 15314 | 6024 | 8280 | 11607 | 2213 | 3078 | 10441 | 1605 | 1482 | 31490 | 1.06 | 1.18 | 14793.225
8462 | 14 | 353 | 2017-12-19 | 0.6478 | 1 | 0.6478 | 0.70482 | 0.97576 | 0.68508 | 0.70667 | 0.66201 | 0.53878 | 0.66961 | 0.59182 | 0.52999 | 0.5915 | 0.51496 | 0.56277 | 2 | 1 | 110 | 15139 | 5982 | 8285 | 11498 | 2201 | 3068 | 10338 | 1600 | 1463 | 31400 | 1.03 | 1.17 | 15160.185
8463 | 15 | 353 | 2017-12-19 | 0.62893 | 1 | 0.62893 | 0.69277 | 1 | 0.67717 | 0.69829 | 0.65545 | 0.53774 | 0.66504 | 0.58912 | 0.5264 | 0.58928 | 0.5044 | 0.56215 | 2 | 1 | 111 | 14964 | 5911 | 8203 | 11476 | 2186 | 3054 | 10268 | 1594 | 1433 | 31365 | 1 | 1.15 | 15536.75
8464 | 16 | 353 | 2017-12-19 | 0.67296 | 1 | 0.67296 | 0.69277 | 0.99944 | 0.67314 | 0.70136 | 0.65186 | 0.53573 | 0.65409 | 0.58623 | 0.53209 | 0.58743 | 0.5044 | 0.56808 | 2 | 1 | 112 | 14875 | 5937 | 8158 | 11433 | 2150 | 3039 | 10379 | 1589 | 1433 | 31696 | 1.07 | 1.15 | 15528.105
8465 | 17 | 353 | 2017-12-19 | 0.72327 | 1 | 0.72327 | 0.75301 | 0.98608 | 0.68689 | 0.7212 | 0.66296 | 0.53798 | 0.66109 | 0.59375 | 0.5548 | 0.60185 | 0.51918 | 0.59328 | 2 | 1 | 113 | 15179 | 6105 | 8297 | 11481 | 2173 | 3078 | 10822 | 1628 | 1475 | 33102 | 1.15 | 1.25 | 15320.515
8466 | 18 | 353 | 2017-12-19 | 0.7673 | 1 | 0.7673 | 0.80723 | 0.92154 | 0.72907 | 0.76574 | 0.70172 | 0.5683 | 0.69547 | 0.62982 | 0.59997 | 0.63549 | 0.56529 | 0.63169 | 2 | 1 | 114 | 16111 | 6482 | 8782 | 12128 | 2286 | 3265 | 11703 | 1719 | 1606 | 35245 | 1.22 | 1.34 | 14317.695
8467 | 19 | 353 | 2017-12-19 | 0.77358 | 1 | 0.77358 | 0.83133 | 0.8823 | 0.74079 | 0.77389 | 0.70859 | 0.59477 | 0.70824 | 0.64545 | 0.60412 | 0.63697 | 0.59416 | 0.63404 | 2 | 1 | 115 | 16370 | 6551 | 8868 | 12693 | 2328 | 3346 | 11784 | 1723 | 1688 | 35376 | 1.23 | 1.38 | 13708.055
8468 | 20 | 353 | 2017-12-19 | 0.80503 | 1 | 0.80503 | 0.8494 | 0.93549 | 0.73771 | 0.77295 | 0.6986 | 0.58718 | 0.70033 | 0.64159 | 0.59766 | 0.62957 | 0.6026 | 0.62674 | 2 | 1 | 116 | 16302 | 6543 | 8743 | 12531 | 2302 | 3326 | 11658 | 1703 | 1712 | 34969 | 1.28 | 1.41 | 14534.475
8469 | 21 | 353 | 2017-12-19 | 0.89937 | 1 | 0.89937 | 0.93373 | 0.93593 | 0.73233 | 0.76799 | 0.68734 | 0.57706 | 0.6906 | 0.63233 | 0.58654 | 0.61368 | 0.59662 | 0.61446 | 2 | 1 | 117 | 16183 | 6501 | 8602 | 12315 | 2270 | 3278 | 11441 | 1660 | 1695 | 34284 | 1.43 | 1.55 | 14541.295
8470 | 22 | 353 | 2017-12-19 | 0.88679 | 1 | 0.88679 | 0.90964 | 0.9084 | 0.7107 | 0.74483 | 0.6652 | 0.56464 | 0.67022 | 0.61073 | 0.56008 | 0.59667 | 0.57761 | 0.58692 | 2 | 1 | 118 | 15705 | 6305 | 8325 | 12050 | 2203 | 3166 | 10925 | 1614 | 1641 | 32747 | 1.41 | 1.51 | 14113.52
8471 | 23 | 353 | 2017-12-19 | 0.79874 | 1 | 0.79874 | 0.85542 | 0.88374 | 0.67133 | 0.70254 | 0.62701 | 0.54173 | 0.63432 | 0.57369 | 0.52148 | 0.56044 | 0.54241 | 0.54521 | 2 | 1 | 119 | 14835 | 5947 | 7847 | 11561 | 2085 | 2974 | 10172 | 1516 | 1541 | 30420 | 1.27 | 1.42 | 13730.465
8472 | 24 | 353 | 2017-12-19 | 0.7044 | 1 | 0.7044 | 0.77108 | 0.84359 | 0.63472 | 0.66167 | 0.58873 | 0.50565 | 0.5969 | 0.53646 | 0.48426 | 0.522 | 0.50334 | 0.50483 | 2 | 1 | 120 | 14026 | 5601 | 7368 | 10791 | 1962 | 2781 | 9446 | 1412 | 1430 | 28167 | 1.12 | 1.28 | 13106.685
8473 | 1 | 354 | 2017-12-20 | 0.76101 | 1 | 0.76101 | 0.71687 | 0.80131 | 0.61698 | 0.64241 | 0.56572 | 0.48175 | 0.5756 | 0.51235 | 0.46729 | 0.49501 | 0.4868 | 0.47563 | 3 | 1 | 121 | 13634 | 5438 | 7080 | 10281 | 1892 | 2656 | 9115 | 1339 | 1383 | 26538 | 1.21 | 1.19 | 12449.825
8474 | 2 | 354 | 2017-12-20 | 0.71698 | 1 | 0.71698 | 0.66867 | 0.77242 | 0.60508 | 0.62776 | 0.54998 | 0.45982 | 0.56069 | 0.49923 | 0.45596 | 0.47948 | 0.47272 | 0.46124 | 3 | 1 | 122 | 13371 | 5314 | 6883 | 9813 | 1843 | 2588 | 8894 | 1297 | 1343 | 25735 | 1.14 | 1.11 | 12000.945
8475 | 3 | 354 | 2017-12-20 | 0.7044 | 1 | 0.7044 | 0.64458 | 0.74901 | 0.60037 | 0.6267 | 0.54431 | 0.4474 | 0.554 | 0.49402 | 0.45222 | 0.4732 | 0.46815 | 0.45561 | 3 | 1 | 123 | 13267 | 5305 | 6812 | 9548 | 1821 | 2561 | 8821 | 1280 | 1330 | 25421 | 1.12 | 1.07 | 11637.225
8476 | 4 | 354 | 2017-12-20 | 0.69811 | 1 | 0.69811 | 0.63253 | 0.73082 | 0.60295 | 0.63001 | 0.54335 | 0.44159 | 0.554 | 0.49556 | 0.45632 | 0.4732 | 0.47131 | 0.45739 | 3 | 1 | 124 | 13324 | 5333 | 6800 | 9424 | 1821 | 2569 | 8901 | 1280 | 1339 | 25520 | 1.11 | 1.05 | 11354.585
8477 | 5 | 354 | 2017-12-20 | 0.69182 | 1 | 0.69182 | 0.63253 | 0.71832 | 0.61888 | 0.64891 | 0.55246 | 0.4415 | 0.568 | 0.50965 | 0.4717 | 0.48133 | 0.48222 | 0.47178 | 3 | 1 | 125 | 13676 | 5493 | 6914 | 9422 | 1867 | 2642 | 9201 | 1302 | 1370 | 26323 | 1.1 | 1.05 | 11160.345
8478 | 6 | 354 | 2017-12-20 | 0.7044 | 1 | 0.7044 | 0.68072 | 0.72546 | 0.67142 | 0.68955 | 0.5853 | 0.45541 | 0.60694 | 0.54726 | 0.51825 | 0.51054 | 0.51566 | 0.52451 | 3 | 1 | 126 | 14837 | 5837 | 7325 | 9719 | 1995 | 2837 | 10109 | 1381 | 1465 | 29265 | 1.12 | 1.13 | 11271.335
8479 | 7 | 354 | 2017-12-20 | 0.75472 | 1 | 0.75472 | 0.74096 | 0.7356 | 0.74378 | 0.75594 | 0.64035 | 0.49309 | 0.67022 | 0.60224 | 0.59182 | 0.55453 | 0.57867 | 0.58555 | 3 | 1 | 127 | 16436 | 6399 | 8014 | 10523 | 2203 | 3122 | 11544 | 1500 | 1644 | 32671 | 1.2 | 1.23 | 11428.795
8480 | 8 | 354 | 2017-12-20 | 0.81761 | 1 | 0.81761 | 0.77711 | 0.74366 | 0.78156 | 0.78358 | 0.68038 | 0.54951 | 0.71159 | 0.63619 | 0.63006 | 0.58743 | 0.59592 | 0.61964 | 3 | 1 | 128 | 17271 | 6633 | 8515 | 11727 | 2339 | 3298 | 12290 | 1589 | 1693 | 34573 | 1.3 | 1.29 | 11554.04
8481 | 9 | 354 | 2017-12-20 | 0.84277 | 1 | 0.84277 | 0.83133 | 0.84656 | 0.77645 | 0.77838 | 0.6839 | 0.57275 | 0.71159 | 0.63812 | 0.62032 | 0.59778 | 0.57621 | 0.6212 | 3 | 1 | 129 | 17158 | 6589 | 8559 | 12223 | 2339 | 3308 | 12100 | 1617 | 1637 | 34660 | 1.34 | 1.38 | 13152.805
8482 | 10 | 354 | 2017-12-20 | 0.8805 | 1 | 0.8805 | 0.85542 | 0.91285 | 0.76618 | 0.76574 | 0.68821 | 0.57715 | 0.7122 | 0.63966 | 0.60694 | 0.60555 | 0.56565 | 0.61649 | 3 | 1 | 130 | 16931 | 6482 | 8613 | 12317 | 2341 | 3316 | 11839 | 1638 | 1607 | 34397 | 1.4 | 1.42 | 14182.66
8483 | 11 | 354 | 2017-12-20 | 0.84906 | 1 | 0.84906 | 0.83133 | 0.9624 | 0.75201 | 0.75416 | 0.69085 | 0.57776 | 0.71037 | 0.63966 | 0.59495 | 0.61072 | 0.55473 | 0.60787 | 3 | 1 | 131 | 16618 | 6384 | 8646 | 12330 | 2335 | 3316 | 11605 | 1652 | 1576 | 33916 | 1.35 | 1.38 | 14952.575
8484 | 12 | 354 | 2017-12-20 | 0.8239 | 1 | 0.8239 | 0.78916 | 0.97754 | 0.74066 | 0.74684 | 0.68941 | 0.5786 | 0.70581 | 0.63329 | 0.58638 | 0.60998 | 0.54523 | 0.59762 | 3 | 1 | 132 | 16367 | 6322 | 8628 | 12348 | 2320 | 3283 | 11438 | 1650 | 1549 | 33344 | 1.31 | 1.31 | 15187.805
8485 | 13 | 354 | 2017-12-20 | 0.80503 | 1 | 0.80503 | 0.78916 | 0.95214 | 0.72672 | 0.73774 | 0.68654 | 0.57411 | 0.70155 | 0.62712 | 0.58064 | 0.60518 | 0.5403 | 0.5902 | 3 | 1 | 133 | 16059 | 6245 | 8592 | 12252 | 2306 | 3251 | 11326 | 1637 | 1535 | 32930 | 1.28 | 1.31 | 14793.225
8486 | 14 | 354 | 2017-12-20 | 0.81132 | 1 | 0.81132 | 0.74699 | 0.97576 | 0.71681 | 0.73668 | 0.6875 | 0.56984 | 0.70003 | 0.62461 | 0.57475 | 0.6085 | 0.53784 | 0.57892 | 3 | 1 | 134 | 15840 | 6236 | 8604 | 12161 | 2301 | 3238 | 11211 | 1646 | 1528 | 32301 | 1.29 | 1.24 | 15160.185
8487 | 15 | 354 | 2017-12-20 | 0.76101 | 1 | 0.76101 | 0.74096 | 1 | 0.71002 | 0.7342 | 0.68302 | 0.56773 | 0.69881 | 0.62211 | 0.58049 | 0.60259 | 0.53291 | 0.57837 | 3 | 1 | 135 | 15690 | 6215 | 8548 | 12116 | 2297 | 3225 | 11323 | 1630 | 1514 | 32270 | 1.21 | 1.23 | 15536.75
8488 | 16 | 354 | 2017-12-20 | 0.77358 | 1 | 0.77358 | 0.72892 | 0.99944 | 0.70758 | 0.74223 | 0.68006 | 0.56567 | 0.69121 | 0.61998 | 0.59248 | 0.59926 | 0.54206 | 0.58425 | 3 | 1 | 136 | 15636 | 6283 | 8511 | 12072 | 2272 | 3214 | 11557 | 1621 | 1540 | 32598 | 1.23 | 1.21 | 15528.105
8489 | 17 | 354 | 2017-12-20 | 0.77987 | 1 | 0.77987 | 0.72289 | 0.98608 | 0.72129 | 0.76893 | 0.69261 | 0.56984 | 0.70094 | 0.62944 | 0.62289 | 0.61848 | 0.56529 | 0.61452 | 3 | 1 | 137 | 15939 | 6509 | 8668 | 12161 | 2304 | 3263 | 12150 | 1673 | 1606 | 34287 | 1.24 | 1.2 | 15320.515
8490 | 18 | 354 | 2017-12-20 | 0.83648 | 1 | 0.83648 | 0.77108 | 0.92154 | 0.76432 | 0.81689 | 0.7324 | 0.60077 | 0.73715 | 0.66512 | 0.67892 | 0.6525 | 0.61774 | 0.66121 | 3 | 1 | 138 | 16890 | 6915 | 9166 | 12821 | 2423 | 3448 | 13243 | 1765 | 1755 | 36892 | 1.33 | 1.28 | 14317.695
8491 | 19 | 354 | 2017-12-20 | 0.83648 | 1 | 0.83648 | 0.80723 | 0.8823 | 0.78487 | 0.82859 | 0.73983 | 0.62448 | 0.75023 | 0.67901 | 0.69855 | 0.6525 | 0.64696 | 0.66649 | 3 | 1 | 139 | 17344 | 7014 | 9259 | 13327 | 2466 | 3520 | 13626 | 1765 | 1838 | 37187 | 1.33 | 1.34 | 13708.055
8492 | 20 | 354 | 2017-12-20 | 0.90566 | 1 | 0.90566 | 0.8494 | 0.93549 | 0.78464 | 0.83107 | 0.73288 | 0.61717 | 0.74171 | 0.67477 | 0.68922 | 0.64547 | 0.65435 | 0.66056 | 3 | 1 | 140 | 17339 | 7035 | 9172 | 13171 | 2438 | 3498 | 13444 | 1746 | 1859 | 36856 | 1.44 | 1.41 | 14534.475
8493 | 21 | 354 | 2017-12-20 | 0.98742 | 1 | 0.98742 | 0.88554 | 0.93593 | 0.77984 | 0.83201 | 0.72393 | 0.60813 | 0.73106 | 0.66647 | 0.67513 | 0.6329 | 0.64872 | 0.64929 | 3 | 1 | 141 | 17233 | 7043 | 9060 | 12978 | 2403 | 3455 | 13169 | 1712 | 1843 | 36227 | 1.57 | 1.47 | 14541.295
8494 | 22 | 354 | 2017-12-20 | 1 | 1 | 1 | 0.84337 | 0.9084 | 0.76057 | 0.80791 | 0.70148 | 0.59538 | 0.70916 | 0.64641 | 0.6497 | 0.61516 | 0.63464 | 0.62454 | 3 | 1 | 142 | 16807 | 6839 | 8779 | 12706 | 2331 | 3351 | 12673 | 1664 | 1803 | 34846 | 1.59 | 1.4 | 14113.52
8495 | 23 | 354 | 2017-12-20 | 0.91824 | 1 | 0.91824 | 0.74699 | 0.88374 | 0.72599 | 0.7681 | 0.66368 | 0.57312 | 0.67295 | 0.61188 | 0.61555 | 0.58373 | 0.60753 | 0.58486 | 3 | 1 | 143 | 16043 | 6502 | 8306 | 12231 | 2212 | 3172 | 12007 | 1579 | 1726 | 32632 | 1.46 | 1.24 | 13730.465
8496 | 24 | 354 | 2017-12-20 | 0.79245 | 1 | 0.79245 | 0.63855 | 0.84359 | 0.69006 | 0.73207 | 0.62493 | 0.53765 | 0.63827 | 0.57755 | 0.57726 | 0.55083 | 0.57761 | 0.54598 | 3 | 1 | 144 | 15249 | 6197 | 7821 | 11474 | 2098 | 2994 | 11260 | 1490 | 1641 | 30463 | 1.26 | 1.06 | 13106.685
8497 | 1 | 355 | 2017-12-21 | 0.64151 | 1 | 0.64151 | 0.59639 | 0.80131 | 0.66083 | 0.72203 | 0.5988 | 0.4974 | 0.60998 | 0.56674 | 0.52732 | 0.53752 | 0.56283 | 0.53162 | 4 | 1 | 1 | 14603 | 6112 | 7494 | 10615 | 2005 | 2938 | 10286 | 1454 | 1599 | 29662 | 1.02 | 0.99 | 12449.825
8498 | 2 | 355 | 2017-12-21 | 0.60377 | 1 | 0.60377 | 0.57831 | 0.77242 | 0.65142 | 0.70916 | 0.5825 | 0.47402 | 0.59538 | 0.55401 | 0.52476 | 0.52754 | 0.55685 | 0.51833 | 4 | 1 | 2 | 14395 | 6003 | 7290 | 10116 | 1957 | 2872 | 10236 | 1427 | 1582 | 28920 | 0.96 | 0.96 | 12000.945
8499 | 3 | 355 | 2017-12-21 | 0.60377 | 1 | 0.60377 | 0.56024 | 0.74901 | 0.64857 | 0.70526 | 0.57555 | 0.46066 | 0.58655 | 0.54803 | 0.52922 | 0.5183 | 0.55861 | 0.51404 | 4 | 1 | 3 | 14332 | 5970 | 7203 | 9831 | 1928 | 2841 | 10323 | 1402 | 1587 | 28681 | 0.96 | 0.93 | 11637.225
8500 | 4 | 355 | 2017-12-21 | 0.59119 | 1 | 0.59119 | 0.54819 | 0.73082 | 0.65228 | 0.70998 | 0.57419 | 0.45326 | 0.58655 | 0.54919 | 0.54347 | 0.52015 | 0.56917 | 0.5168 | 4 | 1 | 4 | 14414 | 6010 | 7186 | 9673 | 1928 | 2847 | 10601 | 1407 | 1617 | 28835 | 0.94 | 0.91 | 11354.585
8501 | 5 | 355 | 2017-12-21 | 0.62893 | 1 | 0.62893 | 0.54819 | 0.71832 | 0.66884 | 0.72817 | 0.58642 | 0.45279 | 0.59994 | 0.56269 | 0.5729 | 0.5305 | 0.58501 | 0.53302 | 4 | 1 | 5 | 14780 | 6164 | 7339 | 9663 | 1972 | 2917 | 11175 | 1435 | 1662 | 29740 | 1 | 0.91 | 11160.345
8502 | 6 | 355 | 2017-12-21 | 0.69182 | 1 | 0.69182 | 0.56627 | 0.72546 | 0.71794 | 0.77094 | 0.61854 | 0.46558 | 0.63706 | 0.59973 | 0.62606 | 0.55712 | 0.6283 | 0.57408 | 4 | 1 | 6 | 15865 | 6526 | 7741 | 9936 | 2094 | 3109 | 12212 | 1507 | 1785 | 32031 | 1.1 | 0.94 | 11271.335
8503 | 7 | 355 | 2017-12-21 | 0.76101 | 1 | 0.76101 | 0.62651 | 0.7356 | 0.78514 | 0.8352 | 0.67463 | 0.49904 | 0.70033 | 0.65818 | 0.69922 | 0.60333 | 0.69166 | 0.63803 | 4 | 1 | 7 | 17350 | 7070 | 8443 | 10650 | 2302 | 3412 | 13639 | 1632 | 1965 | 35599 | 1.21 | 1.04 | 11428.795
8504 | 8 | 355 | 2017-12-21 | 0.77358 | 1 | 0.77358 | 0.6988 | 0.74366 | 0.81944 | 0.85824 | 0.71083 | 0.55311 | 0.73623 | 0.68943 | 0.72885 | 0.63512 | 0.70785 | 0.66746 | 4 | 1 | 8 | 18108 | 7265 | 8896 | 11804 | 2420 | 3574 | 14217 | 1718 | 2011 | 37241 | 1.23 | 1.16 | 11554.04
8505 | 9 | 355 | 2017-12-21 | 0.72327 | 1 | 0.72327 | 0.73494 | 0.84656 | 0.80605 | 0.84028 | 0.70931 | 0.57903 | 0.73106 | 0.68133 | 0.70901 | 0.63882 | 0.67652 | 0.66038 | 4 | 1 | 9 | 17812 | 7113 | 8877 | 12357 | 2403 | 3532 | 13830 | 1728 | 1922 | 36846 | 1.15 | 1.22 | 13152.805
8506 | 10 | 355 | 2017-12-21 | 0.7044 | 1 | 0.7044 | 0.74096 | 0.91285 | 0.78754 | 0.81654 | 0.7038 | 0.58259 | 0.72498 | 0.66917 | 0.68153 | 0.64067 | 0.64203 | 0.64753 | 4 | 1 | 10 | 17403 | 6912 | 8808 | 12433 | 2383 | 3469 | 13294 | 1733 | 1824 | 36129 | 1.12 | 1.23 | 14182.66
8507 | 11 | 355 | 2017-12-21 | 0.72956 | 1 | 0.72956 | 0.73494 | 0.9624 | 0.77011 | 0.79209 | 0.69916 | 0.58292 | 0.71555 | 0.65818 | 0.65252 | 0.6414 | 0.60296 | 0.63493 | 4 | 1 | 11 | 17018 | 6705 | 8750 | 12440 | 2352 | 3412 | 12728 | 1735 | 1713 | 35426 | 1.16 | 1.22 | 14952.575
8508 | 12 | 355 | 2017-12-21 | 0.67925 | 1 | 0.67925 | 0.74096 | 0.97754 | 0.7493 | 0.77188 | 0.69093 | 0.58404 | 0.70338 | 0.64275 | 0.62909 | 0.63475 | 0.56917 | 0.62439 | 4 | 1 | 12 | 16558 | 6534 | 8647 | 12464 | 2312 | 3332 | 12271 | 1717 | 1617 | 34838 | 1.08 | 1.23 | 15187.805
8509 | 13 | 355 | 2017-12-21 | 0.6478 | 1 | 0.6478 | 0.75904 | 0.95214 | 0.7316 | 0.75109 | 0.6799 | 0.57907 | 0.69182 | 0.62982 | 0.60725 | 0.62736 | 0.5403 | 0.61566 | 4 | 1 | 13 | 16167 | 6358 | 8509 | 12358 | 2274 | 3265 | 11845 | 1697 | 1535 | 34351 | 1.03 | 1.26 | 14793.225
8510 | 14 | 355 | 2017-12-21 | 0.6478 | 1 | 0.6478 | 0.77711 | 0.97576 | 0.72097 | 0.73597 | 0.67783 | 0.57481 | 0.68239 | 0.6196 | 0.59238 | 0.62329 | 0.52341 | 0.60932 | 4 | 1 | 14 | 15932 | 6230 | 8483 | 12267 | 2243 | 3212 | 11555 | 1686 | 1487 | 33997 | 1.03 | 1.29 | 15160.185
8511 | 15 | 355 | 2017-12-21 | 0.66038 | 1 | 0.66038 | 0.79518 | 1 | 0.71025 | 0.7238 | 0.66824 | 0.57448 | 0.67326 | 0.61169 | 0.58244 | 0.61405 | 0.51074 | 0.60767 | 4 | 1 | 15 | 15695 | 6127 | 8363 | 12260 | 2213 | 3171 | 11361 | 1661 | 1451 | 33905 | 1.05 | 1.32 | 15536.75
8512 | 16 | 355 | 2017-12-21 | 0.66038 | 1 | 0.66038 | 0.84337 | 0.99944 | 0.70454 | 0.72628 | 0.66256 | 0.57153 | 0.66139 | 0.60436 | 0.58987 | 0.61109 | 0.50546 | 0.61498 | 4 | 1 | 16 | 15569 | 6148 | 8292 | 12197 | 2174 | 3133 | 11506 | 1653 | 1436 | 34313 | 1.05 | 1.4 | 15528.105
8513 | 17 | 355 | 2017-12-21 | 0.67925 | 1 | 0.67925 | 0.87349 | 0.98608 | 0.71495 | 0.74979 | 0.67159 | 0.57448 | 0.66717 | 0.60725 | 0.62427 | 0.62403 | 0.51742 | 0.64321 | 4 | 1 | 17 | 15799 | 6347 | 8405 | 12260 | 2193 | 3148 | 12177 | 1688 | 1470 | 35888 | 1.08 | 1.45 | 15320.515
8514 | 18 | 355 | 2017-12-21 | 0.73585 | 1 | 0.73585 | 0.95783 | 0.92154 | 0.75432 | 0.8052 | 0.7129 | 0.60297 | 0.70764 | 0.63831 | 0.68943 | 0.66063 | 0.55896 | 0.69067 | 4 | 1 | 18 | 16669 | 6816 | 8922 | 12868 | 2326 | 3309 | 13448 | 1787 | 1588 | 38536 | 1.17 | 1.59 | 14317.695
8515 | 19 | 355 | 2017-12-21 | 0.7673 | 1 | 0.7673 | 0.98193 | 0.8823 | 0.7788 | 0.82079 | 0.72257 | 0.62401 | 0.72041 | 0.65413 | 0.70112 | 0.66248 | 0.58149 | 0.6947 | 4 | 1 | 19 | 17210 | 6948 | 9043 | 13317 | 2368 | 3391 | 13676 | 1792 | 1652 | 38761 | 1.22 | 1.63 | 13708.055
8516 | 20 | 355 | 2017-12-21 | 0.86164 | 1 | 0.86164 | 1 | 0.93549 | 0.7793 | 0.82115 | 0.71882 | 0.616 | 0.7125 | 0.64892 | 0.69532 | 0.65767 | 0.58923 | 0.69058 | 4 | 1 | 20 | 17221 | 6951 | 8996 | 13146 | 2342 | 3364 | 13563 | 1779 | 1674 | 38531 | 1.37 | 1.66 | 14534.475
8517 | 21 | 355 | 2017-12-21 | 0.88679 | 1 | 0.88679 | 0.99398 | 0.93593 | 0.76668 | 0.81748 | 0.70923 | 0.60625 | 0.70307 | 0.64178 | 0.69025 | 0.64436 | 0.58677 | 0.68212 | 4 | 1 | 21 | 16942 | 6920 | 8876 | 12938 | 2311 | 3327 | 13464 | 1743 | 1667 | 38059 | 1.41 | 1.65 | 14541.295
8518 | 22 | 355 | 2017-12-21 | 0.84906 | 1 | 0.84906 | 0.90964 | 0.9084 | 0.74319 | 0.79008 | 0.68582 | 0.59149 | 0.68117 | 0.62153 | 0.66456 | 0.62292 | 0.57691 | 0.65669 | 4 | 1 | 22 | 16423 | 6688 | 8583 | 12623 | 2239 | 3222 | 12963 | 1685 | 1639 | 36640 | 1.35 | 1.51 | 14113.52
8519 | 23 | 355 | 2017-12-21 | 0.7673 | 1 | 0.7673 | 0.79518 | 0.88374 | 0.70672 | 0.74873 | 0.64602 | 0.56745 | 0.64375 | 0.58565 | 0.62647 | 0.58669 | 0.54699 | 0.6147 | 4 | 1 | 23 | 15617 | 6338 | 8085 | 12110 | 2116 | 3036 | 12220 | 1587 | 1554 | 34297 | 1.22 | 1.32 | 13730.465
8520 | 24 | 355 | 2017-12-21 | 0.6478 | 1 | 0.6478 | 0.68675 | 0.84359 | 0.6697 | 0.70549 | 0.60543 | 0.52992 | 0.60572 | 0.54688 | 0.58613 | 0.55083 | 0.51109 | 0.57451 | 4 | 1 | 24 | 14799 | 5972 | 7577 | 11309 | 1991 | 2835 | 11433 | 1490 | 1452 | 32055 | 1.03 | 1.14 | 13106.685
8521 | 1 | 356 | 2017-12-22 | 0.58491 | 1 | 0.58491 | 0.64458 | 0.80131 | 0.62245 | 0.66958 | 0.55925 | 0.49984 | 0.57256 | 0.51871 | 0.55039 | 0.51128 | 0.46815 | 0.52813 | 5 | 1 | 25 | 13755 | 5668 | 6999 | 10667 | 1882 | 2689 | 10736 | 1383 | 1330 | 29467 | 0.93 | 1.07 | 12449.825
8522 | 2 | 356 | 2017-12-22 | 0.54717 | 1 | 0.54717 | 0.62048 | 0.77242 | 0.60847 | 0.64973 | 0.53975 | 0.47711 | 0.54974 | 0.50077 | 0.53865 | 0.49205 | 0.45371 | 0.51227 | 5 | 1 | 26 | 13446 | 5500 | 6755 | 10182 | 1807 | 2596 | 10507 | 1331 | 1289 | 28582 | 0.87 | 1.03 | 12000.945
8523 | 3 | 356 | 2017-12-22 | 0.54088 | 1 | 0.54088 | 0.60843 | 0.74901 | 0.59983 | 0.63804 | 0.52889 | 0.46094 | 0.53696 | 0.48746 | 0.53378 | 0.48392 | 0.44562 | 0.50322 | 5 | 1 | 27 | 13255 | 5401 | 6619 | 9837 | 1765 | 2527 | 10412 | 1309 | 1266 | 28077 | 0.86 | 1.01 | 11637.225
8524 | 4 | 356 | 2017-12-22 | 0.54717 | 1 | 0.54717 | 0.62048 | 0.73082 | 0.59671 | 0.63544 | 0.52289 | 0.45134 | 0.53057 | 0.48129 | 0.53225 | 0.47837 | 0.4421 | 0.50042 | 5 | 1 | 28 | 13186 | 5379 | 6544 | 9632 | 1744 | 2495 | 10382 | 1294 | 1256 | 27921 | 0.87 | 1.03 | 11354.585
8525 | 5 | 356 | 2017-12-22 | 0.57862 | 1 | 0.57862 | 0.63855 | 0.71832 | 0.60051 | 0.63863 | 0.52321 | 0.44885 | 0.53027 | 0.48264 | 0.53855 | 0.48022 | 0.44386 | 0.50367 | 5 | 1 | 29 | 13270 | 5406 | 6548 | 9579 | 1743 | 2502 | 10505 | 1299 | 1261 | 28102 | 0.92 | 1.06 | 11160.345
8526 | 6 | 356 | 2017-12-22 | 0.6478 | 1 | 0.6478 | 0.69277 | 0.72546 | 0.61553 | 0.64607 | 0.53304 | 0.44989 | 0.54214 | 0.49576 | 0.56403 | 0.49131 | 0.45477 | 0.5156 | 5 | 1 | 30 | 13602 | 5469 | 6671 | 9601 | 1782 | 2570 | 11002 | 1329 | 1292 | 28768 | 1.03 | 1.15 | 11271.335
8527 | 7 | 356 | 2017-12-22 | 0.71069 | 1 | 0.71069 | 0.75904 | 0.7356 | 0.65169 | 0.67537 | 0.55262 | 0.46741 | 0.57073 | 0.51775 | 0.59766 | 0.51091 | 0.48011 | 0.55647 | 5 | 1 | 31 | 14401 | 5717 | 6916 | 9975 | 1876 | 2684 | 11658 | 1382 | 1364 | 31048 | 1.13 | 1.26 | 11428.795
8528 | 8 | 356 | 2017-12-22 | 0.73585 | 1 | 0.73585 | 0.74699 | 0.74366 | 0.68658 | 0.70195 | 0.56956 | 0.50115 | 0.59598 | 0.54051 | 0.62888 | 0.52976 | 0.50827 | 0.57921 | 5 | 1 | 32 | 15172 | 5942 | 7128 | 10695 | 1959 | 2802 | 12267 | 1433 | 1444 | 32317 | 1.17 | 1.24 | 11554.04
8529 | 9 | 356 | 2017-12-22 | 0.71698 | 1 | 0.71698 | 0.71084 | 0.84656 | 0.6973 | 0.7192 | 0.58698 | 0.50766 | 0.60602 | 0.55228 | 0.61899 | 0.54196 | 0.52622 | 0.57666 | 5 | 1 | 33 | 15409 | 6088 | 7346 | 10834 | 1992 | 2863 | 12074 | 1466 | 1495 | 32175 | 1.14 | 1.18 | 13152.805
8530 | 10 | 356 | 2017-12-22 | 0.69811 | 1 | 0.69811 | 0.6988 | 0.91285 | 0.68866 | 0.729 | 0.59656 | 0.51492 | 0.61333 | 0.56346 | 0.60176 | 0.54972 | 0.53537 | 0.56975 | 5 | 1 | 34 | 15218 | 6171 | 7466 | 10989 | 2016 | 2921 | 11738 | 1487 | 1521 | 31789 | 1.11 | 1.16 | 14182.66
8531 | 11 | 356 | 2017-12-22 | 0.7044 | 1 | 0.7044 | 0.72289 | 0.9624 | 0.6744 | 0.72652 | 0.60008 | 0.51549 | 0.61059 | 0.56944 | 0.585 | 0.55453 | 0.52376 | 0.56285 | 5 | 1 | 35 | 14903 | 6150 | 7510 | 11001 | 2007 | 2952 | 11411 | 1500 | 1488 | 31404 | 1.12 | 1.2 | 14952.575
8532 | 12 | 356 | 2017-12-22 | 0.67925 | 1 | 0.67925 | 0.72289 | 0.97754 | 0.66201 | 0.71837 | 0.6016 | 0.51436 | 0.60511 | 0.56771 | 0.56449 | 0.55379 | 0.51003 | 0.55526 | 5 | 1 | 36 | 14629 | 6081 | 7529 | 10977 | 1989 | 2943 | 11011 | 1498 | 1449 | 30981 | 1.08 | 1.2 | 15187.805
8533 | 13 | 356 | 2017-12-22 | 0.62264 | 1 | 0.62264 | 0.6988 | 0.95214 | 0.65409 | 0.70809 | 0.59944 | 0.51183 | 0.60389 | 0.56501 | 0.54963 | 0.55416 | 0.50405 | 0.54704 | 5 | 1 | 37 | 14454 | 5994 | 7502 | 10923 | 1985 | 2929 | 10721 | 1499 | 1432 | 30522 | 0.99 | 1.16 | 14793.225
8534 | 14 | 356 | 2017-12-22 | 0.63522 | 1 | 0.63522 | 0.6988 | 0.97576 | 0.64567 | 0.69805 | 0.59377 | 0.50701 | 0.60207 | 0.56057 | 0.53814 | 0.55305 | 0.50299 | 0.54336 | 5 | 1 | 38 | 14268 | 5909 | 7431 | 10820 | 1979 | 2906 | 10497 | 1496 | 1429 | 30317 | 1.01 | 1.16 | 15160.185
8535 | 15 | 356 | 2017-12-22 | 0.65409 | 1 | 0.65409 | 0.70482 | 1 | 0.63951 | 0.68671 | 0.58961 | 0.50424 | 0.60298 | 0.55806 | 0.53137 | 0.55046 | 0.50123 | 0.53883 | 5 | 1 | 39 | 14132 | 5813 | 7379 | 10761 | 1982 | 2893 | 10365 | 1489 | 1424 | 30064 | 1.04 | 1.17 | 15536.75
8536 | 16 | 356 | 2017-12-22 | 0.67925 | 1 | 0.67925 | 0.72289 | 0.99944 | 0.63915 | 0.68955 | 0.58833 | 0.50405 | 0.60298 | 0.5598 | 0.53045 | 0.55157 | 0.50722 | 0.54227 | 5 | 1 | 40 | 14124 | 5837 | 7363 | 10757 | 1982 | 2902 | 10347 | 1492 | 1441 | 30256 | 1.08 | 1.2 | 15528.105
8537 | 17 | 356 | 2017-12-22 | 0.73585 | 1 | 0.73585 | 0.78313 | 0.98608 | 0.65676 | 0.71022 | 0.60256 | 0.51193 | 0.61333 | 0.57041 | 0.54527 | 0.57264 | 0.52411 | 0.58106 | 5 | 1 | 41 | 14513 | 6012 | 7541 | 10925 | 2016 | 2957 | 10636 | 1549 | 1489 | 32420 | 1.17 | 1.3 | 15320.515
8538 | 18 | 356 | 2017-12-22 | 0.79874 | 1 | 0.79874 | 0.81325 | 0.92154 | 0.6997 | 0.75074 | 0.64187 | 0.5466 | 0.64801 | 0.60417 | 0.58895 | 0.60924 | 0.56494 | 0.6228 | 5 | 1 | 42 | 15462 | 6355 | 8033 | 11665 | 2130 | 3132 | 11488 | 1648 | 1605 | 34749 | 1.27 | 1.35 | 14317.695
8539 | 19 | 356 | 2017-12-22 | 0.83648 | 1 | 0.83648 | 0.8494 | 0.8823 | 0.71065 | 0.75511 | 0.64762 | 0.57692 | 0.65196 | 0.61362 | 0.59264 | 0.61072 | 0.57691 | 0.6223 | 5 | 1 | 43 | 15704 | 6392 | 8105 | 12312 | 2143 | 3181 | 11560 | 1652 | 1639 | 34721 | 1.33 | 1.41 | 13708.055
8540 | 20 | 356 | 2017-12-22 | 0.91824 | 1 | 0.91824 | 0.90361 | 0.93549 | 0.70567 | 0.74672 | 0.64083 | 0.58226 | 0.64557 | 0.6086 | 0.58638 | 0.60518 | 0.56987 | 0.61147 | 5 | 1 | 44 | 15594 | 6321 | 8020 | 12426 | 2122 | 3155 | 11438 | 1637 | 1619 | 34117 | 1.46 | 1.5 | 14534.475
8541 | 21 | 356 | 2017-12-22 | 0.91195 | 1 | 0.91195 | 0.93976 | 0.93593 | 0.69377 | 0.7407 | 0.635 | 0.57884 | 0.6401 | 0.59915 | 0.57659 | 0.59593 | 0.55614 | 0.59622 | 5 | 1 | 45 | 15331 | 6270 | 7947 | 12353 | 2104 | 3106 | 11247 | 1612 | 1580 | 33266 | 1.45 | 1.56 | 14541.295
8542 | 22 | 356 | 2017-12-22 | 0.89308 | 1 | 0.89308 | 0.89759 | 0.9084 | 0.67495 | 0.7205 | 0.61846 | 0.56534 | 0.62336 | 0.5789 | 0.55321 | 0.57745 | 0.53608 | 0.57168 | 5 | 1 | 46 | 14915 | 6099 | 7740 | 12065 | 2049 | 3001 | 10791 | 1562 | 1523 | 31897 | 1.42 | 1.49 | 14113.52
8543 | 23 | 356 | 2017-12-22 | 0.7673 | 1 | 0.7673 | 0.8012 | 0.88374 | 0.64599 | 0.68919 | 0.59497 | 0.54632 | 0.59568 | 0.54552 | 0.5221 | 0.5475 | 0.50299 | 0.53749 | 5 | 1 | 47 | 14275 | 5834 | 7446 | 11659 | 1958 | 2828 | 10184 | 1481 | 1429 | 29989 | 1.22 | 1.33 | 13730.465
8544 | 24 | 356 | 2017-12-22 | 0.69182 | 1 | 0.69182 | 0.69277 | 0.84359 | 0.61395 | 0.65623 | 0.56588 | 0.51863 | 0.568 | 0.51042 | 0.48852 | 0.50906 | 0.46709 | 0.4997 | 5 | 1 | 48 | 13567 | 5555 | 7082 | 11068 | 1867 | 2646 | 9529 | 1377 | 1327 | 27881 | 1.1 | 1.15 | 13106.685
8545 | 1 | 357 | 2017-12-23 | 0.61635 | 1 | 0.61635 | 0.64458 | 0.77448 | 0.58775 | 0.61666 | 0.53576 | 0.48419 | 0.52449 | 0.4836 | 0.4798 | 0.48244 | 0.42802 | 0.48359 | 6 | 2 | 49 | 12988 | 5220 | 6705 | 10333 | 1724 | 2507 | 9359 | 1305 | 1216 | 26982 | 0.98 | 1.07 | 12032.86
8546 | 2 | 357 | 2017-12-23 | 0.61006 | 1 | 0.61006 | 0.62048 | 0.74964 | 0.57222 | 0.59882 | 0.51786 | 0.46226 | 0.50502 | 0.46701 | 0.46509 | 0.46506 | 0.40936 | 0.46531 | 6 | 2 | 50 | 12645 | 5069 | 6481 | 9865 | 1660 | 2421 | 9072 | 1258 | 1163 | 25962 | 0.97 | 1.03 | 11646.96
8547 | 3 | 357 | 2017-12-23 | 0.59748 | 1 | 0.59748 | 0.62048 | 0.72838 | 0.56317 | 0.59043 | 0.50963 | 0.44909 | 0.49376 | 0.45737 | 0.4574 | 0.45471 | 0.40092 | 0.45664 | 6 | 2 | 51 | 12445 | 4998 | 6378 | 9584 | 1623 | 2371 | 8922 | 1230 | 1139 | 25478 | 0.95 | 1.03 | 11316.6
8548 | 4 | 357 | 2017-12-23 | 0.58491 | 1 | 0.58491 | 0.62048 | 0.71262 | 0.55842 | 0.58582 | 0.50483 | 0.44169 | 0.49042 | 0.45409 | 0.45299 | 0.44843 | 0.40197 | 0.45165 | 6 | 2 | 52 | 12340 | 4959 | 6318 | 9426 | 1612 | 2354 | 8836 | 1213 | 1142 | 25200 | 0.93 | 1.03 | 11071.73
8549 | 5 | 357 | 2017-12-23 | 0.60377 | 1 | 0.60377 | 0.64458 | 0.70005 | 0.56761 | 0.58925 | 0.50787 | 0.43869 | 0.49437 | 0.45891 | 0.45919 | 0.44991 | 0.40444 | 0.45554 | 6 | 2 | 53 | 12543 | 4988 | 6356 | 9362 | 1625 | 2379 | 8957 | 1217 | 1149 | 25417 | 0.96 | 1.07 | 10876.555
8550 | 6 | 357 | 2017-12-23 | 0.67296 | 1 | 0.67296 | 0.6988 | 0.69248 | 0.57774 | 0.60378 | 0.52209 | 0.44468 | 0.50958 | 0.47415 | 0.47473 | 0.4573 | 0.41429 | 0.47071 | 6 | 2 | 54 | 12767 | 5111 | 6534 | 9490 | 1675 | 2458 | 9260 | 1237 | 1177 | 26263 | 1.07 | 1.16 | 10758.83
8551 | 7 | 357 | 2017-12-23 | 0.73585 | 1 | 0.73585 | 0.77108 | 0.68725 | 0.60752 | 0.628 | 0.54495 | 0.45935 | 0.53423 | 0.50019 | 0.502 | 0.47505 | 0.43682 | 0.49827 | 6 | 2 | 55 | 13425 | 5316 | 6820 | 9803 | 1756 | 2593 | 9792 | 1285 | 1241 | 27801 | 1.17 | 1.28 | 10677.68
8552 | 8 | 357 | 2017-12-23 | 0.74214 | 1 | 0.74214 | 0.78313 | 0.67879 | 0.63427 | 0.65411 | 0.57052 | 0.4825 | 0.56647 | 0.53144 | 0.52876 | 0.49464 | 0.47026 | 0.52541 | 6 | 2 | 56 | 14016 | 5537 | 7140 | 10297 | 1862 | 2755 | 10314 | 1338 | 1336 | 29315 | 1.18 | 1.3 | 10546.135
8553 | 9 | 357 | 2017-12-23 | 0.74843 | 1 | 0.74843 | 0.74699 | 0.73509 | 0.65712 | 0.67478 | 0.58458 | 0.49646 | 0.59051 | 0.55343 | 0.54286 | 0.51017 | 0.5037 | 0.54501 | 6 | 2 | 57 | 14521 | 5712 | 7316 | 10595 | 1941 | 2869 | 10589 | 1380 | 1431 | 30409 | 1.19 | 1.24 | 11420.965
8554 | 10 | 357 | 2017-12-23 | 0.71698 | 1 | 0.71698 | 0.72892 | 0.80309 | 0.67554 | 0.69155 | 0.60176 | 0.50982 | 0.61302 | 0.57735 | 0.54173 | 0.52791 | 0.53467 | 0.54851 | 6 | 2 | 58 | 14928 | 5854 | 7531 | 10880 | 2015 | 2993 | 10567 | 1428 | 1519 | 30604 | 1.14 | 1.21 | 12477.48
8555 | 11 | 357 | 2017-12-23 | 0.71698 | 1 | 0.71698 | 0.71084 | 0.84627 | 0.67911 | 0.69805 | 0.6171 | 0.51825 | 0.62428 | 0.59066 | 0.53548 | 0.54011 | 0.5491 | 0.54582 | 6 | 2 | 59 | 15007 | 5909 | 7723 | 11060 | 2052 | 3062 | 10445 | 1461 | 1560 | 30454 | 1.14 | 1.18 | 13148.295
8556 | 12 | 357 | 2017-12-23 | 0.69811 | 1 | 0.69811 | 0.68072 | 0.85829 | 0.67762 | 0.69699 | 0.61934 | 0.52289 | 0.62519 | 0.59375 | 0.5243 | 0.54418 | 0.55333 | 0.53654 | 6 | 2 | 60 | 14974 | 5900 | 7751 | 11159 | 2055 | 3078 | 10227 | 1472 | 1572 | 29936 | 1.11 | 1.13 | 13334.96
8557 | 13 | 357 | 2017-12-23 | 0.63522 | 1 | 0.63522 | 0.6506 | 0.83365 | 0.66857 | 0.6847 | 0.61558 | 0.52008 | 0.62002 | 0.59529 | 0.51369 | 0.54381 | 0.55262 | 0.52537 | 6 | 2 | 61 | 14774 | 5796 | 7704 | 11099 | 2038 | 3086 | 10020 | 1471 | 1570 | 29313 | 1.01 | 1.08 | 12952.21
8558 | 14 | 357 | 2017-12-23 | 0.61635 | 1 | 0.61635 | 0.63253 | 0.83998 | 0.66296 | 0.67419 | 0.61039 | 0.51455 | 0.61728 | 0.59433 | 0.5061 | 0.54603 | 0.55438 | 0.51637 | 6 | 2 | 62 | 14650 | 5707 | 7639 | 10981 | 2029 | 3081 | 9872 | 1477 | 1575 | 28811 | 0.98 | 1.05 | 13050.635
8559 | 15 | 357 | 2017-12-23 | 0.61635 | 1 | 0.61635 | 0.65663 | 0.8466 | 0.65979 | 0.66686 | 0.60599 | 0.50663 | 0.61485 | 0.58738 | 0.49923 | 0.5475 | 0.55227 | 0.51182 | 6 | 2 | 63 | 14580 | 5645 | 7584 | 10812 | 2021 | 3045 | 9738 | 1481 | 1569 | 28557 | 0.98 | 1.09 | 13153.435
8560 | 16 | 357 | 2017-12-23 | 0.64151 | 1 | 0.64151 | 0.68072 | 0.84537 | 0.65816 | 0.66781 | 0.60983 | 0.50391 | 0.61485 | 0.58507 | 0.49764 | 0.55342 | 0.56001 | 0.51592 | 6 | 2 | 64 | 14544 | 5653 | 7632 | 10754 | 2021 | 3033 | 9707 | 1497 | 1591 | 28786 | 1.02 | 1.13 | 13134.275
8561 | 17 | 357 | 2017-12-23 | 0.66667 | 1 | 0.66667 | 0.72892 | 0.83299 | 0.66422 | 0.68836 | 0.62197 | 0.50897 | 0.62641 | 0.59356 | 0.5142 | 0.57043 | 0.57656 | 0.54594 | 6 | 2 | 65 | 14678 | 5827 | 7784 | 10862 | 2059 | 3077 | 10030 | 1543 | 1638 | 30461 | 1.06 | 1.21 | 12941.93
8562 | 18 | 357 | 2017-12-23 | 0.68553 | 1 | 0.68553 | 0.77711 | 0.79767 | 0.7131 | 0.729 | 0.66968 | 0.54393 | 0.67448 | 0.6196 | 0.54968 | 0.6122 | 0.61422 | 0.58747 | 6 | 2 | 66 | 15758 | 6171 | 8381 | 11608 | 2217 | 3212 | 10722 | 1656 | 1745 | 32778 | 1.09 | 1.29 | 12393.195
8563 | 19 | 357 | 2017-12-23 | 0.7044 | 1 | 0.7044 | 0.79518 | 0.79425 | 0.72052 | 0.72794 | 0.66992 | 0.57186 | 0.67113 | 0.64371 | 0.55147 | 0.61922 | 0.6283 | 0.58686 | 6 | 2 | 67 | 15922 | 6162 | 8384 | 12204 | 2206 | 3337 | 10757 | 1675 | 1785 | 32744 | 1.12 | 1.32 | 12340.135
8564 | 20 | 357 | 2017-12-23 | 0.7673 | 1 | 0.7673 | 0.8494 | 0.85572 | 0.71124 | 0.72475 | 0.65601 | 0.57237 | 0.65409 | 0.63715 | 0.54814 | 0.61442 | 0.62513 | 0.57928 | 6 | 2 | 68 | 15717 | 6135 | 8210 | 12215 | 2150 | 3303 | 10692 | 1662 | 1776 | 32321 | 1.22 | 1.41 | 13295.155
8565 | 21 | 357 | 2017-12-23 | 0.83648 | 1 | 0.83648 | 0.89759 | 0.85805 | 0.70092 | 0.71506 | 0.64475 | 0.56478 | 0.64253 | 0.62346 | 0.53871 | 0.60407 | 0.61246 | 0.56842 | 6 | 2 | 69 | 15489 | 6053 | 8069 | 12053 | 2112 | 3232 | 10508 | 1634 | 1740 | 31715 | 1.33 | 1.49 | 13331.25
8566 | 22 | 357 | 2017-12-23 | 0.8239 | 1 | 0.8239 | 0.87349 | 0.84073 | 0.68603 | 0.6951 | 0.62701 | 0.55621 | 0.62671 | 0.60995 | 0.51866 | 0.5841 | 0.59873 | 0.54706 | 6 | 2 | 70 | 15160 | 5884 | 7847 | 11870 | 2060 | 3162 | 10117 | 1580 | 1701 | 30523 | 1.31 | 1.45 | 13062.215
8567 | 23 | 357 | 2017-12-23 | 0.77358 | 1 | 0.77358 | 0.75904 | 0.82665 | 0.66119 | 0.6671 | 0.59944 | 0.54337 | 0.60389 | 0.587 | 0.49134 | 0.56377 | 0.58219 | 0.52048 | 6 | 2 | 71 | 14611 | 5647 | 7502 | 11596 | 1985 | 3043 | 9584 | 1525 | 1654 | 29040 | 1.23 | 1.26 | 12843.495
8568 | 24 | 357 | 2017-12-23 | 0.7044 | 1 | 0.7044 | 0.68072 | 0.80437 | 0.63476 | 0.6378 | 0.56588 | 0.52013 | 0.57378 | 0.55613 | 0.46319 | 0.53937 | 0.56213 | 0.48845 | 6 | 2 | 72 | 14027 | 5399 | 7082 | 11100 | 1886 | 2883 | 9035 | 1459 | 1597 | 27253 | 1.12 | 1.13 | 12497.315
8569 | 1 | 358 | 2017-12-24 | 0.6478 | 1 | 0.6478 | 0.63253 | 0.77096 | 0.61978 | 0.61831 | 0.54551 | 0.48512 | 0.55035 | 0.53762 | 0.49134 | 0.49686 | 0.57269 | 0.45126 | 7 | 3 | 73 | 13696 | 5234 | 6827 | 10353 | 1809 | 2787 | 9584 | 1344 | 1627 | 25178 | 1.03 | 1.05 | 11978.235
8570 | 2 | 358 | 2017-12-24 | 0.59748 | 1 | 0.59748 | 0.61446 | 0.74542 | 0.61558 | 0.60933 | 0.53504 | 0.47078 | 0.54122 | 0.52855 | 0.48349 | 0.48762 | 0.56389 | 0.44459 | 7 | 3 | 74 | 13603 | 5158 | 6696 | 10047 | 1779 | 2740 | 9431 | 1319 | 1602 | 24806 | 0.95 | 1.02 | 11581.36
8571 | 3 | 358 | 2017-12-24 | 0.57862 | 1 | 0.57862 | 0.59639 | 0.72049 | 0.61526 | 0.60851 | 0.53152 | 0.46268 | 0.53848 | 0.52469 | 0.48211 | 0.48244 | 0.55931 | 0.44206 | 7 | 3 | 75 | 13596 | 5151 | 6652 | 9874 | 1770 | 2720 | 9404 | 1305 | 1589 | 24665 | 0.92 | 0.99 | 11194.145
8572 | 4 | 358 | 2017-12-24 | 0.58491 | 1 | 0.58491 | 0.61446 | 0.6999 | 0.61969 | 0.61122 | 0.53296 | 0.45996 | 0.54001 | 0.52643 | 0.48718 | 0.48392 | 0.56565 | 0.44366 | 7 | 3 | 76 | 13694 | 5174 | 6670 | 9816 | 1775 | 2729 | 9503 | 1309 | 1607 | 24754 | 0.93 | 1.02 | 10874.225
8573 | 5 | 358 | 2017-12-24 | 0.58491 | 1 | 0.58491 | 0.62048 | 0.68772 | 0.62571 | 0.61867 | 0.5356 | 0.45935 | 0.54487 | 0.53029 | 0.49708 | 0.48725 | 0.56987 | 0.45208 | 7 | 3 | 77 | 13827 | 5237 | 6703 | 9803 | 1791 | 2749 | 9696 | 1318 | 1619 | 25224 | 0.93 | 1.03 | 10684.93
8574 | 6 | 358 | 2017-12-24 | 0.61635 | 1 | 0.61635 | 0.6747 | 0.67866 | 0.6349 | 0.63166 | 0.54551 | 0.46286 | 0.55583 | 0.54051 | 0.51687 | 0.49686 | 0.57691 | 0.47106 | 7 | 3 | 78 | 14030 | 5347 | 6827 | 9878 | 1827 | 2802 | 10082 | 1344 | 1639 | 26283 | 0.98 | 1.12 | 10544.215
8575 | 7 | 358 | 2017-12-24 | 0.67296 | 1 | 0.67296 | 0.75904 | 0.66367 | 0.65038 | 0.65269 | 0.56157 | 0.47256 | 0.57286 | 0.55691 | 0.53855 | 0.51165 | 0.59169 | 0.49483 | 7 | 3 | 79 | 14372 | 5525 | 7028 | 10085 | 1883 | 2887 | 10505 | 1384 | 1681 | 27609 | 1.07 | 1.26 | 10311.225
8576 | 8 | 358 | 2017-12-24 | 0.72327 | 1 | 0.72327 | 0.74699 | 0.63637 | 0.66934 | 0.67679 | 0.57907 | 0.48686 | 0.59355 | 0.57465 | 0.55711 | 0.5268 | 0.6107 | 0.5134 | 7 | 3 | 80 | 14791 | 5729 | 7247 | 10390 | 1951 | 2979 | 10867 | 1425 | 1735 | 28645 | 1.15 | 1.24 | 9887.07
8577 | 9 | 358 | 2017-12-24 | 0.75472 | 1 | 0.75472 | 0.71084 | 0.65776 | 0.68653 | 0.69699 | 0.59089 | 0.49684 | 0.6115 | 0.59066 | 0.57275 | 0.53863 | 0.63217 | 0.53317 | 7 | 3 | 81 | 15171 | 5900 | 7395 | 10603 | 2010 | 3062 | 11172 | 1457 | 1796 | 29748 | 1.2 | 1.18 | 10219.53
8578 | 10 | 358 | 2017-12-24 | 0.79245 | 1 | 0.79245 | 0.6747 | 0.69482 | 0.70079 | 0.71034 | 0.60136 | 0.5033 | 0.62549 | 0.60147 | 0.58095 | 0.54935 | 0.64308 | 0.54084 | 7 | 3 | 82 | 15486 | 6013 | 7526 | 10741 | 2056 | 3118 | 11332 | 1486 | 1827 | 30176 | 1.26 | 1.12 | 10795.295
8579 | 11 | 358 | 2017-12-24 | 0.73585 | 1 | 0.73585 | 0.6506 | 0.7323 | 0.70328 | 0.71329 | 0.60839 | 0.5101 | 0.63006 | 0.60783 | 0.58177 | 0.55564 | 0.64907 | 0.54394 | 7 | 3 | 83 | 15541 | 6038 | 7614 | 10886 | 2071 | 3151 | 11348 | 1503 | 1844 | 30349 | 1.17 | 1.08 | 11377.635
8580 | 12 | 358 | 2017-12-24 | 0.72327 | 1 | 0.72327 | 0.61446 | 0.74794 | 0.69821 | 0.70927 | 0.60847 | 0.513 | 0.62823 | 0.60687 | 0.57772 | 0.55712 | 0.64484 | 0.542 | 7 | 3 | 84 | 15429 | 6004 | 7615 | 10948 | 2065 | 3146 | 11269 | 1507 | 1832 | 30241 | 1.15 | 1.02 | 11620.63
8581 | 13 | 358 | 2017-12-24 | 0.71069 | 1 | 0.71069 | 0.63855 | 0.74218 | 0.68956 | 0.70348 | 0.60639 | 0.51277 | 0.62184 | 0.6005 | 0.56947 | 0.5549 | 0.63569 | 0.53892 | 7 | 3 | 85 | 15238 | 5955 | 7589 | 10943 | 2044 | 3113 | 11108 | 1501 | 1806 | 30069 | 1.13 | 1.06 | 11531.12
8582 | 14 | 358 | 2017-12-24 | 0.69182 | 1 | 0.69182 | 0.62048 | 0.75233 | 0.68169 | 0.69652 | 0.60368 | 0.51052 | 0.61454 | 0.59336 | 0.56162 | 0.55305 | 0.6283 | 0.53621 | 7 | 3 | 86 | 15064 | 5896 | 7555 | 10895 | 2020 | 3076 | 10955 | 1496 | 1785 | 29918 | 1.1 | 1.03 | 11688.74
8583 | 15 | 358 | 2017-12-24 | 0.67296 | 1 | 0.67296 | 0.62048 | 0.7566 | 0.67431 | 0.68943 | 0.59984 | 0.50855 | 0.60846 | 0.58738 | 0.55778 | 0.55157 | 0.62056 | 0.53257 | 7 | 3 | 87 | 14901 | 5836 | 7507 | 10853 | 2000 | 3045 | 10880 | 1492 | 1763 | 29715 | 1.07 | 1.03 | 11755.12
8584 | 16 | 358 | 2017-12-24 | 0.68553 | 1 | 0.68553 | 0.63253 | 0.75794 | 0.66893 | 0.68777 | 0.59776 | 0.50757 | 0.60481 | 0.58275 | 0.55983 | 0.54861 | 0.61704 | 0.53514 | 7 | 3 | 88 | 14782 | 5822 | 7481 | 10832 | 1988 | 3021 | 10920 | 1484 | 1753 | 29858 | 1.09 | 1.05 | 11775.96
8585 | 17 | 358 | 2017-12-24 | 0.66667 | 1 | 0.66667 | 0.71084 | 0.74929 | 0.67183 | 0.70124 | 0.60455 | 0.51164 | 0.60998 | 0.58873 | 0.57321 | 0.55453 | 0.62161 | 0.5527 | 7 | 3 | 89 | 14846 | 5936 | 7566 | 10919 | 2005 | 3052 | 11181 | 1500 | 1766 | 30838 | 1.06 | 1.18 | 11641.495
8586 | 18 | 358 | 2017-12-24 | 0.69811 | 1 | 0.69811 | 0.71687 | 0.72694 | 0.68816 | 0.72924 | 0.62717 | 0.53362 | 0.63462 | 0.61285 | 0.6071 | 0.57745 | 0.63745 | 0.58534 | 7 | 3 | 90 | 15207 | 6173 | 7849 | 11388 | 2086 | 3177 | 11842 | 1562 | 1811 | 32659 | 1.11 | 1.19 | 11294.21
8587 | 19 | 358 | 2017-12-24 | 0.72327 | 1 | 0.72327 | 0.76506 | 0.72784 | 0.68594 | 0.72664 | 0.62485 | 0.54805 | 0.64162 | 0.62114 | 0.60161 | 0.57523 | 0.64907 | 0.57846 | 7 | 3 | 91 | 15158 | 6151 | 7820 | 11696 | 2109 | 3220 | 11735 | 1556 | 1844 | 32275 | 1.15 | 1.27 | 11308.32
8588 | 20 | 358 | 2017-12-24 | 0.78616 | 1 | 0.78616 | 0.80723 | 0.80601 | 0.68051 | 0.71896 | 0.61734 | 0.53962 | 0.63645 | 0.61555 | 0.59259 | 0.56673 | 0.65153 | 0.5684 | 7 | 3 | 92 | 15038 | 6086 | 7726 | 11516 | 2092 | 3191 | 11559 | 1533 | 1851 | 31714 | 1.25 | 1.34 | 12522.705
8589 | 21 | 358 | 2017-12-24 | 0.83648 | 1 | 0.83648 | 0.86145 | 0.81962 | 0.67861 | 0.71754 | 0.61318 | 0.5309 | 0.63493 | 0.61246 | 0.58326 | 0.56266 | 0.65153 | 0.55831 | 7 | 3 | 93 | 14996 | 6074 | 7674 | 11330 | 2087 | 3175 | 11377 | 1522 | 1851 | 31151 | 1.33 | 1.43 | 12734.27
8590 | 22 | 358 | 2017-12-24 | 0.81761 | 1 | 0.81761 | 0.8494 | 0.81392 | 0.67563 | 0.70951 | 0.60759 | 0.52505 | 0.62884 | 0.60532 | 0.57362 | 0.55786 | 0.64907 | 0.54521 | 7 | 3 | 94 | 14930 | 6006 | 7604 | 11205 | 2067 | 3138 | 11189 | 1509 | 1844 | 30420 | 1.3 | 1.41 | 12645.685
8591 | 23 | 358 | 2017-12-24 | 0.75472 | 1 | 0.75472 | 0.72892 | 0.80175 | 0.66653 | 0.69545 | 0.59569 | 0.51713 | 0.61667 | 0.59182 | 0.56188 | 0.5464 | 0.64238 | 0.52666 | 7 | 3 | 95 | 14729 | 5887 | 7455 | 11036 | 2027 | 3068 | 10960 | 1478 | 1825 | 29385 | 1.2 | 1.21 | 12456.54
8592 | 24 | 358 | 2017-12-24 | 0.68553 | 1 | 0.68553 | 0.6506 | 0.77447 | 0.65246 | 0.67478 | 0.57915 | 0.50213 | 0.60085 | 0.57504 | 0.54511 | 0.52865 | 0.62865 | 0.50698 | 7 | 3 | 96 | 14418 | 5712 | 7248 | 10716 | 1975 | 2981 | 10633 | 1430 | 1786 | 28287 | 1.09 | 1.08 | 12032.68
8593 | 1 | 359 | 2017-12-25 | 0.61635 | 1 | 0.61635 | 0.62651 | 0.80131 | 0.62083 | 0.63733 | 0.55677 | 0.48259 | 0.57986 | 0.55999 | 0.47837 | 0.51312 | 0.61457 | 0.47545 | 1 | 1 | 97 | 13719 | 5395 | 6968 | 10299 | 1906 | 2903 | 9331 | 1388 | 1746 | 26528 | 0.98 | 1.04 | 12449.825
8594 | 2 | 359 | 2017-12-25 | 0.60377 | 1 | 0.60377 | 0.60241 | 0.77242 | 0.61236 | 0.62894 | 0.54175 | 0.46877 | 0.56526 | 0.55189 | 0.46017 | 0.50425 | 0.60929 | 0.46424 | 1 | 1 | 98 | 13532 | 5324 | 6780 | 10004 | 1858 | 2861 | 8976 | 1364 | 1731 | 25902 | 0.96 | 1 | 12000.945
8595 | 3 | 359 | 2017-12-25 | 0.59748 | 1 | 0.59748 | 0.59036 | 0.74901 | 0.61119 | 0.62587 | 0.53432 | 0.46043 | 0.55704 | 0.54823 | 0.45186 | 0.49649 | 0.60577 | 0.45906 | 1 | 1 | 99 | 13506 | 5298 | 6687 | 9826 | 1831 | 2842 | 8814 | 1343 | 1721 | 25613 | 0.95 | 0.98 | 11637.225
8596 | 4 | 359 | 2017-12-25 | 0.61635 | 1 | 0.61635 | 0.59036 | 0.73082 | 0.61254 | 0.62705 | 0.53 | 0.45401 | 0.55522 | 0.54572 | 0.44945 | 0.49686 | 0.6107 | 0.45866 | 1 | 1 | 100 | 13536 | 5308 | 6633 | 9689 | 1825 | 2829 | 8767 | 1344 | 1735 | 25591 | 0.98 | 0.98 | 11354.585
8597 | 5 | 359 | 2017-12-25 | 0.64151 | 1 | 0.64151 | 0.60843 | 0.71832 | 0.61906 | 0.63639 | 0.53152 | 0.45068 | 0.55796 | 0.54726 | 0.45663 | 0.50055 | 0.61457 | 0.46391 | 1 | 1 | 101 | 13680 | 5387 | 6652 | 9618 | 1834 | 2837 | 8907 | 1354 | 1746 | 25884 | 1.02 | 1.01 | 11160.345
8598 | 6 | 359 | 2017-12-25 | 0.71698 | 1 | 0.71698 | 0.6506 | 0.72546 | 0.62739 | 0.64678 | 0.53935 | 0.45354 | 0.568 | 0.55363 | 0.48216 | 0.50721 | 0.62302 | 0.47361 | 1 | 1 | 102 | 13864 | 5475 | 6750 | 9679 | 1867 | 2870 | 9405 | 1372 | 1770 | 26425 | 1.14 | 1.08 | 11271.335
8599 | 7 | 359 | 2017-12-25 | 0.77358 | 1 | 0.77358 | 0.68675 | 0.7356 | 0.64703 | 0.66934 | 0.5527 | 0.4624 | 0.58564 | 0.56578 | 0.52712 | 0.51719 | 0.64062 | 0.49232 | 1 | 1 | 103 | 14298 | 5666 | 6917 | 9868 | 1925 | 2933 | 10282 | 1399 | 1820 | 27469 | 1.23 | 1.14 | 11428.795
8600 | 8 | 359 | 2017-12-25 | 0.77987 | 1 | 0.77987 | 0.71687 | 0.74366 | 0.67178 | 0.69321 | 0.57028 | 0.48222 | 0.60633 | 0.5816 | 0.57413 | 0.52939 | 0.66983 | 0.51107 | 1 | 1 | 104 | 14845 | 5868 | 7137 | 10291 | 1993 | 3015 | 11199 | 1432 | 1903 | 28515 | 1.24 | 1.19 | 11554.04
8601 | 9 | 359 | 2017-12-25 | 0.73585 | 1 | 0.73585 | 0.77108 | 0.84656 | 0.68902 | 0.71412 | 0.58106 | 0.50344 | 0.62245 | 0.59626 | 0.60258 | 0.54011 | 0.69307 | 0.52653 | 1 | 1 | 105 | 15226 | 6045 | 7272 | 10744 | 2046 | 3091 | 11754 | 1461 | 1969 | 29378 | 1.17 | 1.28 | 13152.805
8602 | 10 | 359 | 2017-12-25 | 0.67925 | 1 | 0.67925 | 0.74096 | 0.91285 | 0.68988 | 0.71908 | 0.59513 | 0.50822 | 0.63523 | 0.6115 | 0.60346 | 0.55379 | 0.69623 | 0.52935 | 1 | 1 | 106 | 15245 | 6087 | 7448 | 10846 | 2088 | 3170 | 11771 | 1498 | 1978 | 29535 | 1.08 | 1.23 | 14182.66
8603 | 11 | 359 | 2017-12-25 | 0.66667 | 1 | 0.66667 | 0.75301 | 0.9624 | 0.68631 | 0.71778 | 0.60312 | 0.50944 | 0.63918 | 0.6169 | 0.59828 | 0.56266 | 0.68391 | 0.52743 | 1 | 1 | 107 | 15166 | 6076 | 7548 | 10872 | 2101 | 3198 | 11670 | 1522 | 1943 | 29428 | 1.06 | 1.25 | 14952.575
8604 | 12 | 359 | 2017-12-25 | 0.6478 | 1 | 0.6478 | 0.73494 | 0.97754 | 0.67888 | 0.70998 | 0.60639 | 0.50836 | 0.63645 | 0.61593 | 0.58972 | 0.56599 | 0.66843 | 0.52413 | 1 | 1 | 108 | 15002 | 6010 | 7589 | 10849 | 2092 | 3193 | 11503 | 1531 | 1899 | 29244 | 1.03 | 1.22 | 15187.805
8605 | 13 | 359 | 2017-12-25 | 0.66667 | 1 | 0.66667 | 0.71084 | 0.95214 | 0.67065 | 0.70148 | 0.60463 | 0.50626 | 0.62915 | 0.61111 | 0.5788 | 0.56932 | 0.65259 | 0.52243 | 1 | 1 | 109 | 14820 | 5938 | 7567 | 10804 | 2068 | 3168 | 11290 | 1540 | 1854 | 29149 | 1.06 | 1.18 | 14793.225
8606 | 14 | 359 | 2017-12-25 | 0.6478 | 1 | 0.6478 | 0.70482 | 0.97576 | 0.65961 | 0.68919 | 0.59968 | 0.50443 | 0.61911 | 0.60417 | 0.56849 | 0.57006 | 0.62865 | 0.51947 | 1 | 1 | 110 | 14576 | 5834 | 7505 | 10765 | 2035 | 3132 | 11089 | 1542 | 1786 | 28984 | 1.03 | 1.17 | 15160.185
8607 | 15 | 359 | 2017-12-25 | 0.62893 | 1 | 0.62893 | 0.69277 | 1 | 0.64943 | 0.68128 | 0.59465 | 0.5003 | 0.60846 | 0.59722 | 0.56029 | 0.56636 | 0.60929 | 0.51678 | 1 | 1 | 111 | 14351 | 5767 | 7442 | 10677 | 2000 | 3096 | 10929 | 1532 | 1731 | 28834 | 1 | 1.15 | 15536.75
8608 | 16 | 359 | 2017-12-25 | 0.67296 | 1 | 0.67296 | 0.69277 | 0.99944 | 0.64558 | 0.67974 | 0.59265 | 0.49656 | 0.6042 | 0.59549 | 0.56008 | 0.56155 | 0.60225 | 0.51768 | 1 | 1 | 112 | 14266 | 5754 | 7417 | 10597 | 1986 | 3087 | 10925 | 1519 | 1711 | 28884 | 1.07 | 1.15 | 15528.105
8609 | 17 | 359 | 2017-12-25 | 0.72327 | 1 | 0.72327 | 0.75301 | 0.98608 | 0.653 | 0.69285 | 0.60168 | 0.49712 | 0.60967 | 0.60012 | 0.57582 | 0.57079 | 0.60753 | 0.53207 | 1 | 1 | 113 | 14430 | 5865 | 7530 | 10609 | 2004 | 3111 | 11232 | 1544 | 1726 | 29687 | 1.15 | 1.25 | 15320.515
8610 | 18 | 359 | 2017-12-25 | 0.7673 | 1 | 0.7673 | 0.80723 | 0.92154 | 0.68278 | 0.72747 | 0.6306 | 0.52345 | 0.6404 | 0.62693 | 0.63227 | 0.59335 | 0.63393 | 0.55932 | 1 | 1 | 114 | 15088 | 6158 | 7892 | 11171 | 2105 | 3250 | 12333 | 1605 | 1801 | 31207 | 1.22 | 1.34 | 14317.695
8611 | 19 | 359 | 2017-12-25 | 0.77358 | 1 | 0.77358 | 0.83133 | 0.8823 | 0.69558 | 0.73621 | 0.63867 | 0.54805 | 0.65622 | 0.64024 | 0.64729 | 0.59667 | 0.65963 | 0.56084 | 1 | 1 | 115 | 15371 | 6232 | 7993 | 11696 | 2157 | 3319 | 12626 | 1614 | 1874 | 31292 | 1.23 | 1.38 | 13708.055
8612 | 20 | 359 | 2017-12-25 | 0.80503 | 1 | 0.80503 | 0.8494 | 0.93549 | 0.69726 | 0.73644 | 0.63612 | 0.54801 | 0.6544 | 0.63831 | 0.64467 | 0.59519 | 0.66737 | 0.55794 | 1 | 1 | 116 | 15408 | 6234 | 7961 | 11695 | 2151 | 3309 | 12575 | 1610 | 1896 | 31130 | 1.28 | 1.41 | 14534.475
8613 | 21 | 359 | 2017-12-25 | 0.89937 | 1 | 0.89937 | 0.93373 | 0.93593 | 0.69735 | 0.73314 | 0.63364 | 0.54594 | 0.65196 | 0.63657 | 0.64129 | 0.59039 | 0.66667 | 0.55605 | 1 | 1 | 117 | 15410 | 6206 | 7930 | 11651 | 2143 | 3300 | 12509 | 1597 | 1894 | 31025 | 1.43 | 1.55 | 14541.295
8614 | 22 | 359 | 2017-12-25 | 0.88679 | 1 | 0.88679 | 0.90964 | 0.9084 | 0.69056 | 0.7231 | 0.62373 | 0.54206 | 0.64405 | 0.62867 | 0.63222 | 0.58373 | 0.66033 | 0.54824 | 1 | 1 | 118 | 15260 | 6121 | 7806 | 11568 | 2117 | 3259 | 12332 | 1579 | 1876 | 30589 | 1.41 | 1.51 | 14113.52
8615 | 23 | 359 | 2017-12-25 | 0.79874 | 1 | 0.79874 | 0.85542 | 0.88374 | 0.67545 | 0.70573 | 0.60663 | 0.53282 | 0.6261 | 0.61169 | 0.61376 | 0.56784 | 0.64555 | 0.53261 | 1 | 1 | 119 | 14926 | 5974 | 7592 | 11371 | 2058 | 3171 | 11972 | 1536 | 1834 | 29717 | 1.27 | 1.42 | 13730.465
8616 | 24 | 359 | 2017-12-25 | 0.7044 | 1 | 0.7044 | 0.77108 | 0.84359 | 0.65906 | 0.68187 | 0.58218 | 0.51366 | 0.60389 | 0.59047 | 0.59843 | 0.54492 | 0.63252 | 0.51263 | 1 | 1 | 120 | 14564 | 5772 | 7286 | 10962 | 1985 | 3061 | 11673 | 1474 | 1797 | 28602 | 1.12 | 1.28 | 13106.685
8617 | 1 | 360 | 2017-12-26 | 0.76101 | 1 | 0.76101 | 0.71687 | 0.80131 | 0.70183 | 0.71246 | 0.58777 | 0.51136 | 0.62671 | 0.59896 | 0.62478 | 0.53198 | 0.68039 | 0.55019 | 2 | 1 | 121 | 15509 | 6031 | 7356 | 10913 | 2060 | 3105 | 12187 | 1439 | 1933 | 30698 | 1.21 | 1.19 | 12449.825
8618 | 2 | 360 | 2017-12-26 | 0.71698 | 1 | 0.71698 | 0.66867 | 0.77242 | 0.69337 | 0.70136 | 0.57627 | 0.49848 | 0.61606 | 0.58642 | 0.6255 | 0.52015 | 0.66878 | 0.53709 | 2 | 1 | 122 | 15322 | 5937 | 7212 | 10638 | 2025 | 3040 | 12201 | 1407 | 1900 | 29967 | 1.14 | 1.11 | 12000.945
8619 | 3 | 360 | 2017-12-26 | 0.7044 | 1 | 0.7044 | 0.64458 | 0.74901 | 0.69273 | 0.70242 | 0.57219 | 0.4937 | 0.60815 | 0.58218 | 0.63155 | 0.51497 | 0.66772 | 0.5324 | 2 | 1 | 123 | 15308 | 5946 | 7161 | 10536 | 1999 | 3018 | 12319 | 1393 | 1897 | 29705 | 1.12 | 1.07 | 11637.225
8620 | 4 | 360 | 2017-12-26 | 0.69811 | 1 | 0.69811 | 0.63253 | 0.73082 | 0.69843 | 0.70998 | 0.57235 | 0.49318 | 0.61059 | 0.58603 | 0.64585 | 0.51682 | 0.67511 | 0.53548 | 2 | 1 | 124 | 15434 | 6010 | 7163 | 10525 | 2007 | 3038 | 12598 | 1398 | 1918 | 29877 | 1.11 | 1.05 | 11354.585
8621 | 5 | 360 | 2017-12-26 | 0.69182 | 1 | 0.69182 | 0.63253 | 0.71832 | 0.71803 | 0.72841 | 0.58618 | 0.49576 | 0.62367 | 0.6005 | 0.67318 | 0.52569 | 0.68673 | 0.55082 | 2 | 1 | 125 | 15867 | 6166 | 7336 | 10580 | 2050 | 3113 | 13131 | 1422 | 1951 | 30733 | 1.1 | 1.05 | 11160.345
8622 | 6 | 360 | 2017-12-26 | 0.7044 | 1 | 0.7044 | 0.68072 | 0.72546 | 0.7545 | 0.76562 | 0.61422 | 0.51811 | 0.66018 | 0.63657 | 0.71624 | 0.54824 | 0.72474 | 0.58156 | 2 | 1 | 126 | 16673 | 6481 | 7687 | 11057 | 2170 | 3300 | 13971 | 1483 | 2059 | 32448 | 1.12 | 1.13 | 11271.335
8623 | 7 | 360 | 2017-12-26 | 0.75472 | 1 | 0.75472 | 0.74096 | 0.7356 | 0.80849 | 0.82729 | 0.6636 | 0.55269 | 0.71494 | 0.68596 | 0.76556 | 0.59039 | 0.7793 | 0.63386 | 2 | 1 | 127 | 17866 | 7003 | 8305 | 11795 | 2350 | 3556 | 14933 | 1597 | 2214 | 35366 | 1.2 | 1.23 | 11428.795
8624 | 8 | 360 | 2017-12-26 | 0.81761 | 1 | 0.81761 | 0.77711 | 0.74366 | 0.84886 | 0.86486 | 0.6974 | 0.59758 | 0.75814 | 0.71644 | 0.78642 | 0.62292 | 0.7962 | 0.66063 | 2 | 1 | 128 | 18758 | 7321 | 8728 | 12753 | 2492 | 3714 | 15340 | 1685 | 2262 | 36860 | 1.3 | 1.29 | 11554.04
8625 | 9 | 360 | 2017-12-26 | 0.84277 | 1 | 0.84277 | 0.83133 | 0.84656 | 0.85166 | 0.86568 | 0.70827 | 0.62195 | 0.76757 | 0.7174 | 0.77002 | 0.63068 | 0.78106 | 0.6613 | 2 | 1 | 129 | 18820 | 7328 | 8864 | 13273 | 2523 | 3719 | 15020 | 1706 | 2219 | 36897 | 1.34 | 1.38 | 13152.805
8626 | 10 | 360 | 2017-12-26 | 0.8805 | 1 | 0.8805 | 0.85542 | 0.91285 | 0.85266 | 0.85517 | 0.7165 | 0.62991 | 0.76757 | 0.71451 | 0.73526 | 0.64917 | 0.76558 | 0.6525 | 2 | 1 | 130 | 18842 | 7239 | 8967 | 13443 | 2523 | 3704 | 14342 | 1756 | 2175 | 36406 | 1.4 | 1.42 | 14182.66
8627 | 11 | 360 | 2017-12-26 | 0.84906 | 1 | 0.84906 | 0.83133 | 0.9624 | 0.84962 | 0.84619 | 0.72385 | 0.6301 | 0.76574 | 0.70988 | 0.69891 | 0.66433 | 0.75044 | 0.6438 | 2 | 1 | 131 | 18775 | 7163 | 9059 | 13447 | 2517 | 3680 | 13633 | 1797 | 2132 | 35921 | 1.35 | 1.38 | 14952.575
8628 | 12 | 360 | 2017-12-26 | 0.8239 | 1 | 0.8239 | 0.78916 | 0.97754 | 0.84008 | 0.83863 | 0.72417 | 0.63043 | 0.76757 | 0.69965 | 0.67092 | 0.64806 | 0.73143 | 0.63427 | 2 | 1 | 132 | 18564 | 7099 | 9063 | 13454 | 2523 | 3627 | 13087 | 1753 | 2078 | 35389 | 1.31 | 1.31 | 15187.805
8629 | 13 | 360 | 2017-12-26 | 0.80503 | 1 | 0.80503 | 0.78916 | 0.95214 | 0.83035 | 0.83036 | 0.72281 | 0.62617 | 0.76301 | 0.68866 | 0.6458 | 0.64325 | 0.71454 | 0.62543 | 2 | 1 | 133 | 18349 | 7029 | 9046 | 13363 | 2508 | 3570 | 12597 | 1740 | 2030 | 34896 | 1.28 | 1.31 | 14793.225
8630 | 14 | 360 | 2017-12-26 | 0.81132 | 1 | 0.81132 | 0.74699 | 0.97576 | 0.82089 | 0.8241 | 0.72273 | 0.62303 | 0.76088 | 0.68191 | 0.62981 | 0.63919 | 0.69694 | 0.62163 | 2 | 1 | 134 | 18140 | 6976 | 9045 | 13296 | 2501 | 3535 | 12285 | 1729 | 1980 | 34684 | 1.29 | 1.24 | 15160.185
8631 | 15 | 360 | 2017-12-26 | 0.76101 | 1 | 0.76101 | 0.74096 | 1 | 0.81234 | 0.81843 | 0.71858 | 0.62251 | 0.76179 | 0.67496 | 0.62201 | 0.63475 | 0.68567 | 0.61972 | 2 | 1 | 135 | 17951 | 6928 | 8993 | 13285 | 2504 | 3499 | 12133 | 1717 | 1948 | 34577 | 1.21 | 1.23 | 15536.75
8632 | 16 | 360 | 2017-12-26 | 0.77358 | 1 | 0.77358 | 0.72892 | 0.99944 | 0.81048 | 0.82079 | 0.71195 | 0.61782 | 0.76057 | 0.66975 | 0.62893 | 0.63253 | 0.68145 | 0.62615 | 2 | 1 | 136 | 17910 | 6948 | 8910 | 13185 | 2500 | 3472 | 12268 | 1711 | 1936 | 34936 | 1.23 | 1.21 | 15528.105
8633 | 17 | 360 | 2017-12-26 | 0.77987 | 1 | 0.77987 | 0.72289 | 0.98608 | 0.82211 | 0.84099 | 0.72177 | 0.61797 | 0.76666 | 0.67959 | 0.66057 | 0.64104 | 0.69131 | 0.65802 | 2 | 1 | 137 | 18167 | 7119 | 9033 | 13188 | 2520 | 3523 | 12885 | 1734 | 1964 | 36714 | 1.24 | 1.2 | 15320.515
8634 | 18 | 360 | 2017-12-26 | 0.83648 | 1 | 0.83648 | 0.77108 | 0.92154 | 0.86573 | 0.8886 | 0.76005 | 0.64458 | 0.80377 | 0.72299 | 0.72424 | 0.6817 | 0.73882 | 0.70886 | 2 | 1 | 138 | 19131 | 7522 | 9512 | 13756 | 2642 | 3748 | 14127 | 1844 | 2099 | 39551 | 1.33 | 1.28 | 14317.695
8635 | 19 | 360 | 2017-12-26 | 0.83648 | 1 | 0.83648 | 0.80723 | 0.8823 | 0.88302 | 0.9036 | 0.7694 | 0.67284 | 0.82446 | 0.74961 | 0.73926 | 0.68688 | 0.78212 | 0.70777 | 2 | 1 | 139 | 19513 | 7649 | 9629 | 14359 | 2710 | 3886 | 14420 | 1858 | 2222 | 39490 | 1.33 | 1.34 | 13708.055
8636 | 20 | 360 | 2017-12-26 | 0.90566 | 1 | 0.90566 | 0.8494 | 0.93549 | 0.87786 | 0.90089 | 0.75845 | 0.6734 | 0.81351 | 0.74498 | 0.73941 | 0.68392 | 0.79338 | 0.70218 | 2 | 1 | 140 | 19399 | 7626 | 9492 | 14371 | 2674 | 3862 | 14423 | 1850 | 2254 | 39178 | 1.44 | 1.41 | 14534.475
8637 | 21 | 360 | 2017-12-26 | 0.98742 | 1 | 0.98742 | 0.88554 | 0.93593 | 0.87927 | 0.89451 | 0.7531 | 0.67185 | 0.8059 | 0.74016 | 0.73372 | 0.6732 | 0.79197 | 0.69436 | 2 | 1 | 141 | 19430 | 7572 | 9425 | 14338 | 2649 | 3837 | 14312 | 1821 | 2250 | 38742 | 1.57 | 1.47 | 14541.295
8638 | 22 | 360 | 2017-12-26 | 1 | 1 | 1 | 0.84337 | 0.9084 | 0.86515 | 0.87041 | 0.73184 | 0.66267 | 0.78978 | 0.7228 | 0.71552 | 0.65804 | 0.77825 | 0.67001 | 2 | 1 | 142 | 19118 | 7368 | 9159 | 14142 | 2596 | 3747 | 13957 | 1780 | 2211 | 37383 | 1.59 | 1.4 | 14113.52
8639 | 23 | 360 | 2017-12-26 | 0.91824 | 1 | 0.91824 | 0.74699 | 0.88374 | 0.83433 | 0.83544 | 0.69948 | 0.64032 | 0.75996 | 0.69213 | 0.6884 | 0.62588 | 0.74727 | 0.63325 | 2 | 1 | 143 | 18437 | 7072 | 8754 | 13665 | 2498 | 3588 | 13428 | 1693 | 2123 | 35332 | 1.46 | 1.24 | 13730.465
8640 | 24 | 360 | 2017-12-26 | 0.79245 | 1 | 0.79245 | 0.63855 | 0.84359 | 0.80541 | 0.79965 | 0.66592 | 0.60686 | 0.73137 | 0.65972 | 0.66395 | 0.59556 | 0.71876 | 0.60109 | 2 | 1 | 144 | 17798 | 6769 | 8334 | 12951 | 2404 | 3420 | 12951 | 1611 | 2042 | 33538 | 1.26 | 1.06 | 13106.685
8641 | 1 | 361 | 2017-12-27 | 0.64151 | 1 | 0.64151 | 0.59639 | 0.80131 | 0.78482 | 0.77909 | 0.64179 | 0.57256 | 0.71615 | 0.65008 | 0.64585 | 0.57745 | 0.70961 | 0.57346 | 3 | 1 | 1 | 17343 | 6595 | 8032 | 12219 | 2354 | 3370 | 12598 | 1562 | 2016 | 31996 | 1.02 | 0.99 | 12449.825
8642 | 2 | 361 | 2017-12-27 | 0.60377 | 1 | 0.60377 | 0.57831 | 0.77242 | 0.7774 | 0.7694 | 0.62924 | 0.55026 | 0.70551 | 0.64198 | 0.64037 | 0.56562 | 0.70891 | 0.56014 | 3 | 1 | 2 | 17179 | 6513 | 7875 | 11743 | 2319 | 3328 | 12491 | 1530 | 2014 | 31253 | 0.96 | 0.96 | 12000.945
8643 | 3 | 361 | 2017-12-27 | 0.60377 | 1 | 0.60377 | 0.56024 | 0.74901 | 0.77631 | 0.76692 | 0.62165 | 0.53803 | 0.70033 | 0.63773 | 0.64001 | 0.55823 | 0.7163 | 0.5532 | 3 | 1 | 3 | 17155 | 6492 | 7780 | 11482 | 2302 | 3306 | 12484 | 1510 | 2035 | 30866 | 0.96 | 0.93 | 11637.225
8644 | 4 | 361 | 2017-12-27 | 0.59119 | 1 | 0.59119 | 0.54819 | 0.73082 | 0.78527 | 0.772 | 0.62373 | 0.53357 | 0.70277 | 0.64468 | 0.65077 | 0.56044 | 0.74164 | 0.55802 | 3 | 1 | 4 | 17353 | 6535 | 7806 | 11387 | 2310 | 3342 | 12694 | 1516 | 2107 | 31135 | 0.94 | 0.91 | 11354.585
8645 | 5 | 361 | 2017-12-27 | 0.62893 | 1 | 0.62893 | 0.54819 | 0.71832 | 0.80514 | 0.79031 | 0.63516 | 0.53306 | 0.72011 | 0.6657 | 0.67292 | 0.5719 | 0.78001 | 0.57548 | 3 | 1 | 5 | 17792 | 6690 | 7949 | 11376 | 2367 | 3451 | 13126 | 1547 | 2216 | 32109 | 1 | 0.91 | 11160.345
8646 | 6 | 361 | 2017-12-27 | 0.69182 | 1 | 0.69182 | 0.56627 | 0.72546 | 0.84315 | 0.82693 | 0.66169 | 0.54501 | 0.76027 | 0.70698 | 0.71486 | 0.59482 | 0.83105 | 0.61287 | 3 | 1 | 6 | 18632 | 7000 | 8281 | 11631 | 2499 | 3665 | 13944 | 1609 | 2361 | 34195 | 1.1 | 0.94 | 11271.335
8647 | 7 | 361 | 2017-12-27 | 0.76101 | 1 | 0.76101 | 0.62651 | 0.7356 | 0.8985 | 0.88671 | 0.70651 | 0.57486 | 0.8199 | 0.7664 | 0.76864 | 0.63327 | 0.88772 | 0.67277 | 3 | 1 | 7 | 19855 | 7506 | 8842 | 12268 | 2695 | 3973 | 14993 | 1713 | 2522 | 37537 | 1.21 | 1.04 | 11428.795
8648 | 8 | 361 | 2017-12-27 | 0.77358 | 1 | 0.77358 | 0.6988 | 0.74366 | 0.92583 | 0.91506 | 0.73112 | 0.61244 | 0.85214 | 0.78993 | 0.78186 | 0.65619 | 0.9025 | 0.69332 | 3 | 1 | 8 | 20459 | 7746 | 9150 | 13070 | 2801 | 4095 | 15251 | 1775 | 2564 | 38684 | 1.23 | 1.16 | 11554.04
8649 | 9 | 361 | 2017-12-27 | 0.72327 | 1 | 0.72327 | 0.73494 | 0.84656 | 0.92642 | 0.91695 | 0.74255 | 0.63535 | 0.85945 | 0.78974 | 0.76776 | 0.66913 | 0.89018 | 0.69262 | 3 | 1 | 9 | 20472 | 7762 | 9293 | 13559 | 2825 | 4094 | 14976 | 1810 | 2529 | 38645 | 1.15 | 1.22 | 13152.805
8650 | 10 | 361 | 2017-12-27 | 0.7044 | 1 | 0.7044 | 0.74096 | 0.91285 | 0.92158 | 0.9114 | 0.75174 | 0.64364 | 0.85884 | 0.78434 | 0.74013 | 0.68281 | 0.8673 | 0.68601 | 3 | 1 | 10 | 20365 | 7715 | 9408 | 13736 | 2823 | 4066 | 14437 | 1847 | 2464 | 38276 | 1.12 | 1.23 | 14182.66
8651 | 11 | 361 | 2017-12-27 | 0.72956 | 1 | 0.72956 | 0.73494 | 0.9624 | 0.91049 | 0.90348 | 0.75461 | 0.64533 | 0.85245 | 0.77758 | 0.71399 | 0.6902 | 0.82858 | 0.67499 | 3 | 1 | 11 | 20120 | 7648 | 9444 | 13772 | 2802 | 4031 | 13927 | 1867 | 2354 | 37661 | 1.16 | 1.22 | 14952.575
8652 | 12 | 361 | 2017-12-27 | 0.67925 | 1 | 0.67925 | 0.74096 | 0.97754 | 0.8918 | 0.89392 | 0.75134 | 0.64519 | 0.83876 | 0.76292 | 0.69015 | 0.68799 | 0.79303 | 0.66167 | 3 | 1 | 12 | 19707 | 7567 | 9403 | 13769 | 2757 | 3955 | 13462 | 1861 | 2253 | 36918 | 1.08 | 1.23 | 15187.805
8653 | 13 | 361 | 2017-12-27 | 0.6478 | 1 | 0.6478 | 0.75904 | 0.95214 | 0.87994 | 0.88695 | 0.75142 | 0.6398 | 0.83328 | 0.75135 | 0.67266 | 0.68466 | 0.77015 | 0.65246 | 3 | 1 | 13 | 19445 | 7508 | 9404 | 13654 | 2739 | 3895 | 13121 | 1852 | 2188 | 36404 | 1.03 | 1.26 | 14793.225
8654 | 14 | 361 | 2017-12-27 | 0.6478 | 1 | 0.6478 | 0.77711 | 0.97576 | 0.86809 | 0.88069 | 0.74742 | 0.63263 | 0.82385 | 0.739 | 0.66046 | 0.68244 | 0.74938 | 0.64581 | 3 | 1 | 14 | 19183 | 7455 | 9354 | 13501 | 2708 | 3831 | 12883 | 1846 | 2129 | 36033 | 1.03 | 1.29 | 15160.185
8655 | 15 | 361 | 2017-12-27 | 0.66038 | 1 | 0.66038 | 0.79518 | 1 | 0.85763 | 0.88789 | 0.74343 | 0.62968 | 0.81898 | 0.73283 | 0.65816 | 0.67837 | 0.74164 | 0.64642 | 3 | 1 | 15 | 18952 | 7516 | 9304 | 13438 | 2692 | 3799 | 12838 | 1835 | 2107 | 36067 | 1.05 | 1.32 | 15536.75
8656 | 16 | 361 | 2017-12-27 | 0.66038 | 1 | 0.66038 | 0.84337 | 0.99944 | 0.85343 | 0.8964 | 0.73863 | 0.62654 | 0.81047 | 0.72975 | 0.67215 | 0.67763 | 0.74446 | 0.6569 | 3 | 1 | 16 | 18859 | 7588 | 9244 | 13371 | 2664 | 3783 | 13111 | 1833 | 2115 | 36652 | 1.05 | 1.4 | 15528.105
8657 | 17 | 361 | 2017-12-27 | 0.67925 | 1 | 0.67925 | 0.87349 | 0.98608 | 0.86487 | 0.9179 | 0.74519 | 0.62523 | 0.81381 | 0.73592 | 0.70758 | 0.68503 | 0.7698 | 0.68825 | 3 | 1 | 17 | 19112 | 7770 | 9326 | 13343 | 2675 | 3815 | 13802 | 1853 | 2187 | 38401 | 1.08 | 1.45 | 15320.515
8658 | 18 | 361 | 2017-12-27 | 0.73585 | 1 | 0.73585 | 0.95783 | 0.92154 | 0.90456 | 0.96598 | 0.77627 | 0.6525 | 0.84728 | 0.77141 | 0.77043 | 0.71423 | 0.8226 | 0.7358 | 3 | 1 | 18 | 19989 | 8177 | 9715 | 13925 | 2785 | 3999 | 15028 | 1932 | 2337 | 41054 | 1.17 | 1.59 | 14317.695
8659 | 19 | 361 | 2017-12-27 | 0.7673 | 1 | 0.7673 | 0.98193 | 0.8823 | 0.92818 | 0.98004 | 0.7972 | 0.67785 | 0.86857 | 0.79784 | 0.79473 | 0.72237 | 0.86836 | 0.74401 | 3 | 1 | 19 | 20511 | 8296 | 9977 | 14466 | 2855 | 4136 | 15502 | 1954 | 2467 | 41512 | 1.22 | 1.63 | 13708.055
8660 | 20 | 361 | 2017-12-27 | 0.86164 | 1 | 0.86164 | 1 | 0.93549 | 0.93208 | 0.97968 | 0.79473 | 0.6809 | 0.86279 | 0.79823 | 0.79965 | 0.72015 | 0.89018 | 0.74209 | 3 | 1 | 20 | 20597 | 8293 | 9946 | 14531 | 2836 | 4138 | 15598 | 1948 | 2529 | 41405 | 1.37 | 1.66 | 14534.475
8661 | 21 | 361 | 2017-12-27 | 0.88679 | 1 | 0.88679 | 0.99398 | 0.93593 | 0.9242 | 0.97389 | 0.7873 | 0.67279 | 0.85458 | 0.79302 | 0.79822 | 0.71386 | 0.90356 | 0.73555 | 3 | 1 | 21 | 20423 | 8244 | 9853 | 14358 | 2809 | 4111 | 15570 | 1931 | 2567 | 41040 | 1.41 | 1.65 | 14541.295
8662 | 22 | 361 | 2017-12-27 | 0.84906 | 1 | 0.84906 | 0.90964 | 0.9084 | 0.91004 | 0.95216 | 0.76924 | 0.66197 | 0.83572 | 0.77874 | 0.7875 | 0.6976 | 0.90426 | 0.71639 | 3 | 1 | 22 | 20110 | 8060 | 9627 | 14127 | 2747 | 4037 | 15361 | 1887 | 2569 | 39971 | 1.35 | 1.51 | 14113.52
8663 | 23 | 361 | 2017-12-27 | 0.7673 | 1 | 0.7673 | 0.79518 | 0.88374 | 0.87972 | 0.91471 | 0.7356 | 0.64046 | 0.79921 | 0.74537 | 0.76146 | 0.66654 | 0.88314 | 0.67721 | 3 | 1 | 23 | 19440 | 7743 | 9206 | 13668 | 2627 | 3864 | 14853 | 1803 | 2509 | 37785 | 1.22 | 1.32 | 13730.465
8664 | 24 | 361 | 2017-12-27 | 0.6478 | 1 | 0.6478 | 0.68675 | 0.84359 | 0.84917 | 0.88021 | 0.69836 | 0.6041 | 0.76088 | 0.71161 | 0.73859 | 0.63438 | 0.86308 | 0.63986 | 3 | 1 | 24 | 18765 | 7451 | 8740 | 12892 | 2501 | 3689 | 14407 | 1716 | 2452 | 35701 | 1.03 | 1.14 | 13106.685
8665 | 1 | 362 | 2017-12-28 | 0.58491 | 1 | 0.58491 | 0.64458 | 0.80131 | 0.84949 | 0.87643 | 0.67056 | 0.57532 | 0.73745 | 0.69985 | 0.72388 | 0.60333 | 0.86237 | 0.63326 | 4 | 1 | 25 | 18772 | 7419 | 8392 | 12278 | 2424 | 3628 | 14120 | 1632 | 2450 | 35333 | 0.93 | 1.07 | 12449.825
8666 | 2 | 362 | 2017-12-28 | 0.54717 | 1 | 0.54717 | 0.62048 | 0.77242 | 0.84342 | 0.86757 | 0.65993 | 0.55738 | 0.72772 | 0.69078 | 0.73029 | 0.59298 | 0.85498 | 0.62394 | 4 | 1 | 26 | 18638 | 7344 | 8259 | 11895 | 2392 | 3581 | 14245 | 1604 | 2429 | 34813 | 0.87 | 1.03 | 12000.945
8667 | 3 | 362 | 2017-12-28 | 0.54088 | 1 | 0.54088 | 0.60843 | 0.74901 | 0.84057 | 0.86698 | 0.65561 | 0.54482 | 0.72163 | 0.68827 | 0.74218 | 0.58669 | 0.86589 | 0.62178 | 4 | 1 | 27 | 18575 | 7339 | 8205 | 11627 | 2372 | 3568 | 14477 | 1587 | 2460 | 34692 | 0.86 | 1.01 | 11637.225
8668 | 4 | 362 | 2017-12-28 | 0.54717 | 1 | 0.54717 | 0.62048 | 0.73082 | 0.84419 | 0.87372 | 0.65537 | 0.53896 | 0.72346 | 0.69309 | 0.76136 | 0.59076 | 0.88173 | 0.62631 | 4 | 1 | 28 | 18655 | 7396 | 8202 | 11502 | 2378 | 3593 | 14851 | 1598 | 2505 | 34945 | 0.87 | 1.03 | 11354.585
8669 | 5 | 362 | 2017-12-28 | 0.57862 | 1 | 0.57862 | 0.63855 | 0.71832 | 0.86134 | 0.89226 | 0.66816 | 0.53971 | 0.73623 | 0.70872 | 0.79063 | 0.60037 | 0.90391 | 0.6442 | 4 | 1 | 29 | 19034 | 7553 | 8362 | 11518 | 2420 | 3674 | 15422 | 1624 | 2568 | 35943 | 0.92 | 1.06 | 11160.345
8670 | 6 | 362 | 2017-12-28 | 0.6478 | 1 | 0.6478 | 0.69277 | 0.72546 | 0.8966 | 0.92959 | 0.69612 | 0.55255 | 0.77152 | 0.75231 | 0.84282 | 0.62773 | 0.94439 | 0.68734 | 4 | 1 | 30 | 19813 | 7869 | 8712 | 11792 | 2536 | 3900 | 16440 | 1698 | 2683 | 38350 | 1.03 | 1.15 | 11271.335
8671 | 7 | 362 | 2017-12-28 | 0.71069 | 1 | 0.71069 | 0.75904 | 0.7356 | 0.93755 | 0.97637 | 0.74447 | 0.5787 | 0.82598 | 0.80729 | 0.89685 | 0.66765 | 0.99261 | 0.74444 | 4 | 1 | 31 | 20718 | 8265 | 9317 | 12350 | 2715 | 4185 | 17494 | 1806 | 2820 | 41536 | 1.13 | 1.26 | 11428.795
8672 | 8 | 362 | 2017-12-28 | 0.73585 | 1 | 0.73585 | 0.74699 | 0.74366 | 0.97348 | 0.99693 | 0.77315 | 0.62143 | 0.85793 | 0.8341 | 0.9131 | 0.69464 | 1 | 0.76847 | 4 | 1 | 32 | 21512 | 8439 | 9676 | 13262 | 2820 | 4324 | 17811 | 1879 | 2841 | 42877 | 1.17 | 1.24 | 11554.04
8673 | 9 | 362 | 2017-12-28 | 0.71698 | 1 | 0.71698 | 0.71084 | 0.84656 | 0.9752 | 0.99681 | 0.78578 | 0.65283 | 0.86736 | 0.83584 | 0.89398 | 0.70906 | 0.98029 | 0.76602 | 4 | 1 | 33 | 21550 | 8438 | 9834 | 13932 | 2851 | 4333 | 17438 | 1918 | 2785 | 42740 | 1.14 | 1.18 | 13152.805
8674 | 10 | 362 | 2017-12-28 | 0.69811 | 1 | 0.69811 | 0.6988 | 0.91285 | 0.96253 | 0.97472 | 0.79121 | 0.66154 | 0.86675 | 0.8235 | 0.85768 | 0.71756 | 0.93171 | 0.75087 | 4 | 1 | 34 | 21270 | 8251 | 9902 | 14118 | 2849 | 4269 | 16730 | 1941 | 2647 | 41895 | 1.11 | 1.16 | 14182.66
8675 | 11 | 362 | 2017-12-28 | 0.7044 | 1 | 0.7044 | 0.72289 | 0.9624 | 0.93986 | 0.94755 | 0.78714 | 0.66065 | 0.85427 | 0.80922 | 0.81918 | 0.71497 | 0.87328 | 0.73292 | 4 | 1 | 35 | 20769 | 8021 | 9851 | 14099 | 2808 | 4195 | 15979 | 1934 | 2481 | 40893 | 1.12 | 1.2 | 14952.575
8676 | 12 | 362 | 2017-12-28 | 0.67925 | 1 | 0.67925 | 0.72289 | 0.97754 | 0.91334 | 0.92404 | 0.77707 | 0.65948 | 0.83724 | 0.78781 | 0.78935 | 0.70869 | 0.82823 | 0.71485 | 4 | 1 | 36 | 20183 | 7822 | 9725 | 14074 | 2752 | 4084 | 15397 | 1917 | 2353 | 39885 | 1.08 | 1.2 | 15187.805
8677 | 13 | 362 | 2017-12-28 | 0.62264 | 1 | 0.62264 | 0.6988 | 0.95214 | 0.89565 | 0.90597 | 0.76996 | 0.65381 | 0.82659 | 0.7745 | 0.76182 | 0.69982 | 0.78986 | 0.70257 | 4 | 1 | 37 | 19792 | 7669 | 9636 | 13953 | 2717 | 4015 | 14860 | 1893 | 2244 | 39200 | 0.99 | 1.16 | 14793.225
8678 | 14 | 362 | 2017-12-28 | 0.63522 | 1 | 0.63522 | 0.6988 | 0.97576 | 0.87804 | 0.89356 | 0.76524 | 0.64669 | 0.81929 | 0.76466 | 0.74521 | 0.69205 | 0.76241 | 0.69487 | 4 | 1 | 38 | 19403 | 7564 | 9577 | 13801 | 2693 | 3964 | 14536 | 1872 | 2166 | 38770 | 1.01 | 1.16 | 15160.185
8679 | 15 | 362 | 2017-12-28 | 0.65409 | 1 | 0.65409 | 0.70482 | 1 | 0.86356 | 0.88836 | 0.75701 | 0.64402 | 0.80894 | 0.75598 | 0.73618 | 0.6854 | 0.7441 | 0.69409 | 4 | 1 | 39 | 19083 | 7520 | 9474 | 13744 | 2659 | 3919 | 14360 | 1854 | 2114 | 38727 | 1.04 | 1.17 | 15536.75
8680 | 16 | 362 | 2017-12-28 | 0.67925 | 1 | 0.67925 | 0.72289 | 0.99944 | 0.85872 | 0.89285 | 0.7531 | 0.64116 | 0.80134 | 0.75386 | 0.74346 | 0.68244 | 0.73882 | 0.70519 | 4 | 1 | 40 | 18976 | 7558 | 9425 | 13683 | 2634 | 3908 | 14502 | 1846 | 2099 | 39346 | 1.08 | 1.2 | 15528.105
8681 | 17 | 362 | 2017-12-28 | 0.73585 | 1 | 0.73585 | 0.78313 | 0.98608 | 0.87139 | 0.91802 | 0.76093 | 0.64435 | 0.80621 | 0.76177 | 0.7773 | 0.69316 | 0.75009 | 0.73818 | 4 | 1 | 41 | 19256 | 7771 | 9523 | 13751 | 2650 | 3949 | 15162 | 1875 | 2131 | 41187 | 1.17 | 1.3 | 15320.515
8682 | 18 | 362 | 2017-12-28 | 0.79874 | 1 | 0.79874 | 0.81325 | 0.92154 | 0.91275 | 0.97578 | 0.79497 | 0.67166 | 0.84089 | 0.79668 | 0.83784 | 0.72311 | 0.79761 | 0.78792 | 4 | 1 | 42 | 20170 | 8260 | 9949 | 14334 | 2764 | 4130 | 16343 | 1956 | 2266 | 43962 | 1.27 | 1.35 | 14317.695
8683 | 19 | 362 | 2017-12-28 | 0.83648 | 1 | 0.83648 | 0.8494 | 0.8823 | 0.93343 | 1 | 0.81023 | 0.69322 | 0.86036 | 0.81076 | 0.86132 | 0.72902 | 0.84161 | 0.79729 | 4 | 1 | 43 | 20627 | 8465 | 10140 | 14794 | 2828 | 4203 | 16801 | 1972 | 2391 | 44485 | 1.33 | 1.41 | 13708.055
8684 | 20 | 362 | 2017-12-28 | 0.91824 | 1 | 0.91824 | 0.90361 | 0.93549 | 0.93493 | 0.99409 | 0.80759 | 0.68914 | 0.85306 | 0.80903 | 0.86476 | 0.72495 | 0.86061 | 0.79624 | 4 | 1 | 44 | 20660 | 8415 | 10107 | 14707 | 2804 | 4194 | 16868 | 1961 | 2445 | 44426 | 1.46 | 1.5 | 14534.475
8685 | 21 | 362 | 2017-12-28 | 0.91195 | 1 | 0.91195 | 0.93976 | 0.93593 | 0.92357 | 0.98346 | 0.79289 | 0.67523 | 0.83693 | 0.80073 | 0.85933 | 0.71165 | 0.8673 | 0.78581 | 4 | 1 | 45 | 20409 | 8325 | 9923 | 14410 | 2751 | 4151 | 16762 | 1925 | 2464 | 43844 | 1.45 | 1.56 | 14541.295
8686 | 22 | 362 | 2017-12-28 | 0.89308 | 1 | 0.89308 | 0.89759 | 0.9084 | 0.90366 | 0.96007 | 0.76476 | 0.65901 | 0.81351 | 0.77701 | 0.84164 | 0.69131 | 0.86519 | 0.75919 | 4 | 1 | 46 | 19969 | 8127 | 9571 | 14064 | 2674 | 4028 | 16417 | 1870 | 2458 | 42359 | 1.42 | 1.49 | 14113.52
8687 | 23 | 362 | 2017-12-28 | 0.7673 | 1 | 0.7673 | 0.8012 | 0.88374 | 0.87008 | 0.91967 | 0.72657 | 0.63423 | 0.77457 | 0.73785 | 0.80883 | 0.65545 | 0.83809 | 0.71503 | 4 | 1 | 47 | 19227 | 7785 | 9093 | 13535 | 2546 | 3825 | 15777 | 1773 | 2381 | 39895 | 1.22 | 1.33 | 13730.465
8688 | 24 | 362 | 2017-12-28 | 0.69182 | 1 | 0.69182 | 0.69277 | 0.84359 | 0.83845 | 0.88057 | 0.68869 | 0.59646 | 0.73897 | 0.69907 | 0.78032 | 0.62366 | 0.80993 | 0.67533 | 4 | 1 | 48 | 18528 | 7454 | 8619 | 12729 | 2429 | 3624 | 15221 | 1687 | 2301 | 37680 | 1.1 | 1.15 | 13106.685
8689 | 1 | 363 | 2017-12-29 | 0.61635 | 1 | 0.61635 | 0.64458 | 0.80131 | 0.80261 | 0.84855 | 0.65873 | 0.56253 | 0.6906 | 0.6738 | 0.78909 | 0.61146 | 0.79057 | 0.6504 | 5 | 1 | 49 | 17736 | 7183 | 8244 | 12005 | 2270 | 3493 | 15392 | 1654 | 2246 | 36289 | 0.98 | 1.07 | 12449.825
8690 | 2 | 363 | 2017-12-29 | 0.61006 | 1 | 0.61006 | 0.62048 | 0.77242 | 0.79261 | 0.83768 | 0.64371 | 0.54056 | 0.67965 | 0.66088 | 0.78617 | 0.5963 | 0.78705 | 0.63656 | 5 | 1 | 50 | 17515 | 7091 | 8056 | 11536 | 2234 | 3426 | 15335 | 1613 | 2236 | 35517 | 0.97 | 1.03 | 12000.945
8691 | 3 | 363 | 2017-12-29 | 0.59748 | 1 | 0.59748 | 0.62048 | 0.74901 | 0.78781 | 0.83201 | 0.63803 | 0.52725 | 0.67235 | 0.65529 | 0.78668 | 0.59002 | 0.78951 | 0.63113 | 5 | 1 | 51 | 17409 | 7043 | 7985 | 11252 | 2210 | 3397 | 15345 | 1596 | 2243 | 35214 | 0.95 | 1.03 | 11637.225
8692 | 4 | 363 | 2017-12-29 | 0.58491 | 1 | 0.58491 | 0.62048 | 0.73082 | 0.78939 | 0.83556 | 0.63636 | 0.52092 | 0.67417 | 0.65702 | 0.79365 | 0.59187 | 0.79937 | 0.63176 | 5 | 1 | 52 | 17444 | 7073 | 7964 | 11117 | 2216 | 3406 | 15481 | 1601 | 2271 | 35249 | 0.93 | 1.03 | 11354.585
8693 | 5 | 363 | 2017-12-29 | 0.60377 | 1 | 0.60377 | 0.64458 | 0.71832 | 0.80333 | 0.85257 | 0.64786 | 0.52041 | 0.68756 | 0.67072 | 0.81288 | 0.60185 | 0.81133 | 0.64348 | 5 | 1 | 53 | 17752 | 7217 | 8108 | 11106 | 2260 | 3477 | 15856 | 1628 | 2305 | 35903 | 0.96 | 1.07 | 11160.345
8694 | 6 | 363 | 2017-12-29 | 0.67296 | 1 | 0.67296 | 0.6988 | 0.72546 | 0.83247 | 0.88553 | 0.67343 | 0.53175 | 0.72072 | 0.70544 | 0.85225 | 0.62514 | 0.84512 | 0.67492 | 5 | 1 | 54 | 18396 | 7496 | 8428 | 11348 | 2369 | 3657 | 16624 | 1691 | 2401 | 37657 | 1.07 | 1.16 | 11271.335
8695 | 7 | 363 | 2017-12-29 | 0.73585 | 1 | 0.73585 | 0.77108 | 0.7356 | 0.88678 | 0.93904 | 0.72657 | 0.56014 | 0.77609 | 0.75887 | 0.90075 | 0.67024 | 0.90215 | 0.73247 | 5 | 1 | 55 | 19596 | 7949 | 9093 | 11954 | 2551 | 3934 | 17570 | 1813 | 2563 | 40868 | 1.17 | 1.28 | 11428.795
8696 | 8 | 363 | 2017-12-29 | 0.74214 | 1 | 0.74214 | 0.78313 | 0.74366 | 0.91977 | 0.96302 | 0.75757 | 0.60292 | 0.81107 | 0.78897 | 0.91669 | 0.69982 | 0.90989 | 0.76191 | 5 | 1 | 56 | 20325 | 8152 | 9481 | 12867 | 2666 | 4090 | 17881 | 1893 | 2585 | 42511 | 1.18 | 1.3 | 11554.04
8697 | 9 | 363 | 2017-12-29 | 0.74843 | 1 | 0.74843 | 0.74699 | 0.84656 | 0.91194 | 0.95275 | 0.76053 | 0.62457 | 0.81047 | 0.78299 | 0.88147 | 0.70721 | 0.8761 | 0.75408 | 5 | 1 | 57 | 20152 | 8065 | 9518 | 13329 | 2664 | 4059 | 17194 | 1913 | 2489 | 42074 | 1.19 | 1.24 | 13152.805
8698 | 10 | 363 | 2017-12-29 | 0.71698 | 1 | 0.71698 | 0.72892 | 0.91285 | 0.90017 | 0.93526 | 0.76165 | 0.6308 | 0.81047 | 0.7716 | 0.82334 | 0.71165 | 0.83738 | 0.74019 | 5 | 1 | 58 | 19892 | 7917 | 9532 | 13462 | 2664 | 4000 | 16060 | 1925 | 2379 | 41299 | 1.14 | 1.21 | 14182.66
8699 | 11 | 363 | 2017-12-29 | 0.71698 | 1 | 0.71698 | 0.71084 | 0.9624 | 0.88872 | 0.91542 | 0.76316 | 0.63207 | 0.80134 | 0.76543 | 0.77181 | 0.71165 | 0.79866 | 0.72132 | 5 | 1 | 59 | 19639 | 7749 | 9551 | 13489 | 2634 | 3968 | 15055 | 1925 | 2269 | 40246 | 1.14 | 1.18 | 14952.575
8700 | 12 | 363 | 2017-12-29 | 0.69811 | 1 | 0.69811 | 0.68072 | 0.97754 | 0.86981 | 0.90136 | 0.75589 | 0.63165 | 0.7916 | 0.74865 | 0.73444 | 0.70832 | 0.76241 | 0.69847 | 5 | 1 | 60 | 19221 | 7630 | 9460 | 13480 | 2602 | 3881 | 14326 | 1916 | 2166 | 38971 | 1.11 | 1.13 | 15187.805
8701 | 13 | 363 | 2017-12-29 | 0.63522 | 1 | 0.63522 | 0.6506 | 0.95214 | 0.85134 | 0.88529 | 0.74822 | 0.62537 | 0.78278 | 0.73534 | 0.7024 | 0.70055 | 0.73988 | 0.68037 | 5 | 1 | 61 | 18813 | 7494 | 9364 | 13346 | 2573 | 3812 | 13701 | 1895 | 2102 | 37961 | 1.01 | 1.08 | 14793.225
8702 | 14 | 363 | 2017-12-29 | 0.61635 | 1 | 0.61635 | 0.63253 | 0.97576 | 0.83836 | 0.8749 | 0.74263 | 0.61984 | 0.77426 | 0.7282 | 0.67974 | 0.69575 | 0.70891 | 0.67011 | 5 | 1 | 62 | 18526 | 7406 | 9294 | 13228 | 2545 | 3775 | 13259 | 1882 | 2014 | 37389 | 0.98 | 1.05 | 15160.185
8703 | 15 | 363 | 2017-12-29 | 0.61635 | 1 | 0.61635 | 0.65663 | 1 | 0.82528 | 0.87005 | 0.73432 | 0.61708 | 0.7627 | 0.7174 | 0.67061 | 0.6902 | 0.69271 | 0.6644 | 5 | 1 | 63 | 18237 | 7365 | 9190 | 13169 | 2507 | 3719 | 13081 | 1867 | 1968 | 37070 | 0.98 | 1.09 | 15536.75
8704 | 16 | 363 | 2017-12-29 | 0.64151 | 1 | 0.64151 | 0.68072 | 0.99944 | 0.81709 | 0.86828 | 0.72649 | 0.61267 | 0.74962 | 0.71161 | 0.6761 | 0.6817 | 0.69025 | 0.66918 | 5 | 1 | 64 | 18056 | 7350 | 9092 | 13075 | 2464 | 3689 | 13188 | 1844 | 1961 | 37337 | 1.02 | 1.13 | 15528.105
8705 | 17 | 363 | 2017-12-29 | 0.66667 | 1 | 0.66667 | 0.72892 | 0.98608 | 0.82021 | 0.8886 | 0.7304 | 0.6115 | 0.75357 | 0.71759 | 0.70512 | 0.68872 | 0.70187 | 0.69452 | 5 | 1 | 65 | 18125 | 7522 | 9141 | 13050 | 2477 | 3720 | 13754 | 1863 | 1994 | 38751 | 1.06 | 1.21 | 15320.515
8706 | 18 | 363 | 2017-12-29 | 0.68553 | 1 | 0.68553 | 0.77711 | 0.92154 | 0.84514 | 0.93125 | 0.75669 | 0.63633 | 0.77457 | 0.74421 | 0.75977 | 0.71275 | 0.74305 | 0.73849 | 5 | 1 | 66 | 18676 | 7883 | 9470 | 13580 | 2546 | 3858 | 14820 | 1928 | 2111 | 41204 | 1.09 | 1.29 | 14317.695
8707 | 19 | 363 | 2017-12-29 | 0.7044 | 1 | 0.7044 | 0.79518 | 0.8823 | 0.8613 | 0.95097 | 0.77195 | 0.65719 | 0.79191 | 0.75694 | 0.78386 | 0.71534 | 0.78036 | 0.74575 | 5 | 1 | 67 | 19033 | 8050 | 9661 | 14025 | 2603 | 3924 | 15290 | 1935 | 2217 | 41609 | 1.12 | 1.32 | 13708.055
8708 | 20 | 363 | 2017-12-29 | 0.7673 | 1 | 0.7673 | 0.8494 | 0.93549 | 0.86148 | 0.94353 | 0.7634 | 0.65803 | 0.78248 | 0.75019 | 0.78417 | 0.70795 | 0.79197 | 0.73852 | 5 | 1 | 68 | 19037 | 7987 | 9554 | 14043 | 2572 | 3889 | 15296 | 1915 | 2250 | 41206 | 1.22 | 1.41 | 14534.475
8709 | 21 | 363 | 2017-12-29 | 0.83648 | 1 | 0.83648 | 0.89759 | 0.93593 | 0.84587 | 0.92522 | 0.75286 | 0.64716 | 0.7697 | 0.74113 | 0.77925 | 0.69612 | 0.79268 | 0.72765 | 5 | 1 | 69 | 18692 | 7832 | 9422 | 13811 | 2530 | 3842 | 15200 | 1883 | 2252 | 40599 | 1.33 | 1.49 | 14541.295
8710 | 22 | 363 | 2017-12-29 | 0.8239 | 1 | 0.8239 | 0.87349 | 0.9084 | 0.82817 | 0.90278 | 0.72889 | 0.63413 | 0.75023 | 0.72396 | 0.76684 | 0.67874 | 0.78529 | 0.70824 | 5 | 1 | 70 | 18301 | 7642 | 9122 | 13533 | 2466 | 3753 | 14958 | 1836 | 2231 | 39516 | 1.31 | 1.45 | 14113.52
8711 | 23 | 363 | 2017-12-29 | 0.77358 | 1 | 0.77358 | 0.75904 | 0.88374 | 0.79899 | 0.86875 | 0.69501 | 0.6167 | 0.71981 | 0.69637 | 0.74331 | 0.64954 | 0.77754 | 0.67553 | 5 | 1 | 71 | 17656 | 7354 | 8698 | 13161 | 2366 | 3610 | 14499 | 1757 | 2209 | 37691 | 1.23 | 1.26 | 13730.465
8712 | 24 | 363 | 2017-12-29 | 0.7044 | 1 | 0.7044 | 0.68072 | 0.84359 | 0.7664 | 0.83686 | 0.65601 | 0.58498 | 0.68391 | 0.66532 | 0.72203 | 0.61885 | 0.76241 | 0.64094 | 5 | 1 | 72 | 16936 | 7084 | 8210 | 12484 | 2248 | 3449 | 14084 | 1674 | 2166 | 35761 | 1.12 | 1.13 | 13106.685
8713 | 1 | 364 | 2017-12-30 | 0.6478 | 1 | 0.6478 | 0.63253 | 0.77448 | 0.75808 | 0.81784 | 0.63092 | 0.55049 | 0.63553 | 0.62114 | 0.72106 | 0.58743 | 0.72439 | 0.60912 | 6 | 2 | 73 | 16752 | 6923 | 7896 | 11748 | 2089 | 3220 | 14065 | 1589 | 2058 | 33986 | 1.03 | 1.05 | 12032.86
8714 | 2 | 364 | 2017-12-30 | 0.59748 | 1 | 0.59748 | 0.61446 | 0.74964 | 0.74622 | 0.8 | 0.61446 | 0.52917 | 0.61911 | 0.60725 | 0.71209 | 0.57006 | 0.71946 | 0.59704 | 6 | 2 | 74 | 16490 | 6772 | 7690 | 11293 | 2035 | 3148 | 13890 | 1542 | 2044 | 33312 | 0.95 | 1.02 | 11646.96
8715 | 3 | 364 | 2017-12-30 | 0.57862 | 1 | 0.57862 | 0.59639 | 0.72838 | 0.74002 | 0.79173 | 0.60743 | 0.51558 | 0.60937 | 0.6005 | 0.71132 | 0.56155 | 0.71172 | 0.5919 | 6 | 2 | 75 | 16353 | 6702 | 7602 | 11003 | 2003 | 3113 | 13875 | 1519 | 2022 | 33025 | 0.92 | 0.99 | 11316.6
8716 | 4 | 364 | 2017-12-30 | 0.58491 | 1 | 0.58491 | 0.61446 | 0.71262 | 0.74038 | 0.78807 | 0.604 | 0.50996 | 0.60694 | 0.59857 | 0.7147 | 0.55749 | 0.71313 | 0.58971 | 6 | 2 | 76 | 16361 | 6671 | 7559 | 10883 | 1995 | 3103 | 13941 | 1508 | 2026 | 32903 | 0.93 | 1.02 | 11071.73
8717 | 5 | 364 | 2017-12-30 | 0.58491 | 1 | 0.58491 | 0.62048 | 0.70005 | 0.74667 | 0.78937 | 0.60927 | 0.50827 | 0.61059 | 0.60262 | 0.7266 | 0.5586 | 0.71841 | 0.59371 | 6 | 2 | 77 | 16500 | 6682 | 7625 | 10847 | 2007 | 3124 | 14173 | 1511 | 2041 | 33126 | 0.93 | 1.03 | 10876.555
8718 | 6 | 364 | 2017-12-30 | 0.61635 | 1 | 0.61635 | 0.6747 | 0.69248 | 0.76079 | 0.79716 | 0.61878 | 0.51296 | 0.62245 | 0.61613 | 0.74603 | 0.56784 | 0.72791 | 0.60744 | 6 | 2 | 78 | 16812 | 6748 | 7744 | 10947 | 2046 | 3194 | 14552 | 1536 | 2068 | 33892 | 0.98 | 1.12 | 10758.83
8719 | 7 | 364 | 2017-12-30 | 0.67296 | 1 | 0.67296 | 0.75904 | 0.68725 | 0.78174 | 0.81004 | 0.63572 | 0.52177 | 0.64284 | 0.63291 | 0.77212 | 0.58558 | 0.74058 | 0.62672 | 6 | 2 | 79 | 17275 | 6857 | 7956 | 11135 | 2113 | 3281 | 15061 | 1584 | 2104 | 34968 | 1.07 | 1.26 | 10677.68
8720 | 8 | 364 | 2017-12-30 | 0.72327 | 1 | 0.72327 | 0.74699 | 0.67879 | 0.80944 | 0.83426 | 0.65897 | 0.5414 | 0.67113 | 0.66011 | 0.7915 | 0.60518 | 0.76558 | 0.64836 | 6 | 2 | 80 | 17887 | 7062 | 8247 | 11554 | 2206 | 3422 | 15439 | 1637 | 2175 | 36175 | 1.15 | 1.24 | 10546.135
8721 | 9 | 364 | 2017-12-30 | 0.75472 | 1 | 0.75472 | 0.71084 | 0.73509 | 0.82772 | 0.8534 | 0.67447 | 0.55902 | 0.68938 | 0.67998 | 0.78894 | 0.61885 | 0.7881 | 0.66816 | 6 | 2 | 81 | 18291 | 7224 | 8441 | 11930 | 2266 | 3525 | 15389 | 1674 | 2239 | 37280 | 1.2 | 1.18 | 11420.965
8722 | 10 | 364 | 2017-12-30 | 0.79245 | 1 | 0.79245 | 0.6747 | 0.80309 | 0.83745 | 0.86769 | 0.68797 | 0.572 | 0.70733 | 0.69252 | 0.76069 | 0.63549 | 0.80077 | 0.67612 | 6 | 2 | 82 | 18506 | 7345 | 8610 | 12207 | 2325 | 3590 | 14838 | 1719 | 2275 | 37724 | 1.26 | 1.12 | 12477.48
8723 | 11 | 364 | 2017-12-30 | 0.73585 | 1 | 0.73585 | 0.6506 | 0.84627 | 0.83419 | 0.86934 | 0.69453 | 0.58376 | 0.70824 | 0.69734 | 0.73111 | 0.6451 | 0.79092 | 0.67266 | 6 | 2 | 83 | 18434 | 7359 | 8692 | 12458 | 2328 | 3615 | 14261 | 1745 | 2247 | 37531 | 1.17 | 1.08 | 13148.295
8724 | 12 | 364 | 2017-12-30 | 0.72327 | 1 | 0.72327 | 0.61446 | 0.85829 | 0.82623 | 0.86722 | 0.69197 | 0.59008 | 0.70338 | 0.69483 | 0.70353 | 0.64436 | 0.78071 | 0.66289 | 6 | 2 | 84 | 18258 | 7341 | 8660 | 12593 | 2312 | 3602 | 13723 | 1743 | 2218 | 36986 | 1.15 | 1.02 | 13334.96
8725 | 13 | 364 | 2017-12-30 | 0.71069 | 1 | 0.71069 | 0.63855 | 0.83365 | 0.81044 | 0.85942 | 0.68486 | 0.58723 | 0.69912 | 0.68422 | 0.67656 | 0.64436 | 0.77156 | 0.64821 | 6 | 2 | 85 | 17909 | 7275 | 8571 | 12532 | 2298 | 3547 | 13197 | 1743 | 2192 | 36167 | 1.13 | 1.06 | 12952.21
8726 | 14 | 364 | 2017-12-30 | 0.69182 | 1 | 0.69182 | 0.62048 | 0.83998 | 0.79573 | 0.85151 | 0.67799 | 0.58235 | 0.6903 | 0.67033 | 0.65052 | 0.63956 | 0.76135 | 0.63558 | 6 | 2 | 86 | 17584 | 7208 | 8485 | 12428 | 2269 | 3475 | 12689 | 1730 | 2163 | 35462 | 1.1 | 1.03 | 13050.635
8727 | 15 | 364 | 2017-12-30 | 0.67296 | 1 | 0.67296 | 0.62048 | 0.8466 | 0.78699 | 0.84595 | 0.67151 | 0.57345 | 0.6763 | 0.66281 | 0.63591 | 0.63401 | 0.75361 | 0.63102 | 6 | 2 | 87 | 17391 | 7161 | 8404 | 12238 | 2223 | 3436 | 12404 | 1715 | 2141 | 35208 | 1.07 | 1.03 | 13153.435
8728 | 16 | 364 | 2017-12-30 | 0.68553 | 1 | 0.68553 | 0.63253 | 0.84537 | 0.78586 | 0.84855 | 0.66984 | 0.569 | 0.67052 | 0.66127 | 0.63934 | 0.63179 | 0.75924 | 0.63418 | 6 | 2 | 88 | 17366 | 7183 | 8383 | 12143 | 2204 | 3428 | 12471 | 1709 | 2157 | 35384 | 1.09 | 1.05 | 13134.275
8729 | 17 | 364 | 2017-12-30 | 0.66667 | 1 | 0.66667 | 0.71084 | 0.83299 | 0.79722 | 0.86781 | 0.6803 | 0.56961 | 0.67904 | 0.6713 | 0.66144 | 0.64067 | 0.77156 | 0.65748 | 6 | 2 | 89 | 17617 | 7346 | 8514 | 12156 | 2232 | 3480 | 12902 | 1733 | 2192 | 36684 | 1.06 | 1.18 | 12941.93
8730 | 18 | 364 | 2017-12-30 | 0.69811 | 1 | 0.69811 | 0.71687 | 0.79767 | 0.83456 | 0.90797 | 0.71258 | 0.59088 | 0.7119 | 0.70968 | 0.70845 | 0.67209 | 0.805 | 0.68985 | 6 | 2 | 90 | 18442 | 7686 | 8918 | 12610 | 2340 | 3679 | 13819 | 1818 | 2287 | 38490 | 1.11 | 1.19 | 12393.195
8731 | 19 | 364 | 2017-12-30 | 0.72327 | 1 | 0.72327 | 0.76506 | 0.79425 | 0.85659 | 0.91955 | 0.72585 | 0.61609 | 0.7335 | 0.73302 | 0.72675 | 0.6854 | 0.8409 | 0.69506 | 6 | 2 | 91 | 18929 | 7784 | 9084 | 13148 | 2411 | 3800 | 14176 | 1854 | 2389 | 38781 | 1.15 | 1.27 | 12340.135
8732 | 20 | 364 | 2017-12-30 | 0.78616 | 1 | 0.78616 | 0.80723 | 0.85572 | 0.86139 | 0.90644 | 0.72313 | 0.62045 | 0.73045 | 0.73476 | 0.72865 | 0.68281 | 0.85428 | 0.68951 | 6 | 2 | 92 | 19035 | 7673 | 9050 | 13241 | 2401 | 3809 | 14213 | 1847 | 2427 | 38471 | 1.25 | 1.34 | 13295.155
8733 | 21 | 364 | 2017-12-30 | 0.83648 | 1 | 0.83648 | 0.86145 | 0.85805 | 0.85718 | 0.88848 | 0.71282 | 0.61501 | 0.72467 | 0.73187 | 0.72824 | 0.67542 | 0.85568 | 0.68194 | 6 | 2 | 93 | 18942 | 7521 | 8921 | 13125 | 2382 | 3794 | 14205 | 1827 | 2431 | 38049 | 1.33 | 1.43 | 13331.25
8734 | 22 | 364 | 2017-12-30 | 0.81761 | 1 | 0.81761 | 0.8494 | 0.84073 | 0.84628 | 0.87135 | 0.69581 | 0.60925 | 0.71007 | 0.72492 | 0.71691 | 0.66396 | 0.86202 | 0.66628 | 6 | 2 | 94 | 18701 | 7376 | 8708 | 13002 | 2334 | 3758 | 13984 | 1796 | 2449 | 37175 | 1.3 | 1.41 | 13062.215
8735 | 23 | 364 | 2017-12-30 | 0.75472 | 1 | 0.75472 | 0.72892 | 0.82665 | 0.8279 | 0.84359 | 0.67143 | 0.59899 | 0.69273 | 0.70795 | 0.69502 | 0.6414 | 0.86378 | 0.63857 | 6 | 2 | 95 | 18295 | 7141 | 8403 | 12783 | 2277 | 3670 | 13557 | 1735 | 2454 | 35629 | 1.2 | 1.21 | 12843.495
8736 | 24 | 364 | 2017-12-30 | 0.68553 | 1 | 0.68553 | 0.6506 | 0.80437 | 0.80351 | 0.81536 | 0.64139 | 0.57603 | 0.66474 | 0.68422 | 0.6722 | 0.61331 | 0.86272 | 0.6086 | 6 | 2 | 96 | 17756 | 6902 | 8027 | 12293 | 2185 | 3547 | 13112 | 1659 | 2451 | 33957 | 1.09 | 1.08 | 12497.315
8737 | 1 | 365 | 2017-12-31 | 0.61635 | 1 | 0.61635 | 0.62651 | 0.77096 | 0.80577 | 0.83308 | 0.62397 | 0.55738 | 0.66383 | 0.67959 | 0.69876 | 0.59852 | 0.83562 | 0.62158 | 7 | 3 | 97 | 17806 | 7052 | 7809 | 11895 | 2182 | 3523 | 13630 | 1619 | 2374 | 34681 | 0.98 | 1.04 | 11978.235
8738 | 2 | 365 | 2017-12-31 | 0.60377 | 1 | 0.60377 | 0.60241 | 0.74542 | 0.79917 | 0.82292 | 0.61063 | 0.53835 | 0.65744 | 0.66995 | 0.70163 | 0.58484 | 0.84442 | 0.61099 | 7 | 3 | 98 | 17660 | 6966 | 7642 | 11489 | 2161 | 3473 | 13686 | 1582 | 2399 | 34090 | 0.96 | 1 | 11581.36
8739 | 3 | 365 | 2017-12-31 | 0.59748 | 1 | 0.59748 | 0.59036 | 0.72049 | 0.79926 | 0.82197 | 0.60543 | 0.52865 | 0.65135 | 0.66532 | 0.70942 | 0.57412 | 0.83879 | 0.60595 | 7 | 3 | 99 | 17662 | 6958 | 7577 | 11282 | 2141 | 3449 | 13838 | 1553 | 2383 | 33809 | 0.95 | 0.98 | 11194.145
8740 | 4 | 365 | 2017-12-31 | 0.61635 | 1 | 0.61635 | 0.59036 | 0.6999 | 0.80206 | 0.82351 | 0.6036 | 0.52102 | 0.64922 | 0.663 | 0.72162 | 0.57116 | 0.85005 | 0.60731 | 7 | 3 | 100 | 17724 | 6971 | 7554 | 11119 | 2134 | 3437 | 14076 | 1545 | 2415 | 33885 | 0.98 | 0.98 | 10874.225
8741 | 5 | 365 | 2017-12-31 | 0.64151 | 1 | 0.64151 | 0.60843 | 0.68772 | 0.81034 | 0.83036 | 0.60631 | 0.51806 | 0.65348 | 0.66744 | 0.74157 | 0.57338 | 0.86624 | 0.61549 | 7 | 3 | 101 | 17907 | 7029 | 7588 | 11056 | 2148 | 3460 | 14465 | 1551 | 2461 | 34341 | 1.02 | 1.01 | 10684.93
8742 | 6 | 365 | 2017-12-31 | 0.71698 | 1 | 0.71698 | 0.6506 | 0.67866 | 0.81958 | 0.84028 | 0.61175 | 0.51825 | 0.66078 | 0.67766 | 0.76664 | 0.58115 | 0.87856 | 0.62988 | 7 | 3 | 102 | 18111 | 7113 | 7656 | 11060 | 2172 | 3513 | 14954 | 1572 | 2496 | 35144 | 1.14 | 1.08 | 10544.215
8743 | 7 | 365 | 2017-12-31 | 0.77358 | 1 | 0.77358 | 0.68675 | 0.66367 | 0.83261 | 0.85576 | 0.62269 | 0.52317 | 0.67204 | 0.68981 | 0.79847 | 0.59372 | 0.90109 | 0.65049 | 7 | 3 | 103 | 18399 | 7244 | 7793 | 11165 | 2209 | 3576 | 15575 | 1606 | 2560 | 36294 | 1.23 | 1.14 | 10311.225
8744 | 8 | 365 | 2017-12-31 | 0.77987 | 1 | 0.77987 | 0.71687 | 0.63637 | 0.85279 | 0.88506 | 0.63835 | 0.53273 | 0.69516 | 0.70853 | 0.82734 | 0.60776 | 0.92995 | 0.67004 | 7 | 3 | 104 | 18845 | 7492 | 7989 | 11369 | 2285 | 3673 | 16138 | 1644 | 2642 | 37385 | 1.24 | 1.19 | 9887.07
8745 | 9 | 365 | 2017-12-31 | 0.73585 | 1 | 0.73585 | 0.77108 | 0.65776 | 0.8732 | 0.9062 | 0.65226 | 0.53685 | 0.71342 | 0.72473 | 0.83605 | 0.61811 | 0.95389 | 0.68714 | 7 | 3 | 105 | 19296 | 7671 | 8163 | 11457 | 2345 | 3757 | 16308 | 1672 | 2710 | 38339 | 1.17 | 1.28 | 10219.53
8746 | 10 | 365 | 2017-12-31 | 0.67925 | 1 | 0.67925 | 0.74096 | 0.69482 | 0.87261 | 0.90892 | 0.66145 | 0.54426 | 0.7192 | 0.72569 | 0.82067 | 0.6329 | 0.94333 | 0.69187 | 7 | 3 | 106 | 19283 | 7694 | 8278 | 11615 | 2364 | 3762 | 16008 | 1712 | 2680 | 38603 | 1.08 | 1.23 | 10795.295
8747 | 11 | 365 | 2017-12-31 | 0.66667 | 1 | 0.66667 | 0.75301 | 0.7323 | 0.85297 | 0.9003 | 0.66456 | 0.54885 | 0.70855 | 0.71547 | 0.79699 | 0.63845 | 0.89863 | 0.68791 | 7 | 3 | 107 | 18849 | 7621 | 8317 | 11713 | 2329 | 3709 | 15546 | 1727 | 2553 | 38382 | 1.06 | 1.25 | 11377.635
8748 | 12 | 365 | 2017-12-31 | 0.6478 | 1 | 0.6478 | 0.73494 | 0.74794 | 0.8313 | 0.8912 | 0.66049 | 0.55072 | 0.69638 | 0.70042 | 0.77361 | 0.63993 | 0.86061 | 0.68072 | 7 | 3 | 108 | 18370 | 7544 | 8266 | 11753 | 2289 | 3631 | 15090 | 1731 | 2445 | 37981 | 1.03 | 1.22 | 11620.63
8749 | 13 | 365 | 2017-12-31 | 0.66667 | 1 | 0.66667 | 0.71084 | 0.74218 | 0.81297 | 0.88435 | 0.66025 | 0.54838 | 0.68695 | 0.68654 | 0.75551 | 0.63993 | 0.8314 | 0.6733 | 7 | 3 | 109 | 17965 | 7486 | 8263 | 11703 | 2258 | 3559 | 14737 | 1731 | 2362 | 37567 | 1.06 | 1.18 | 11531.12
8750 | 14 | 365 | 2017-12-31 | 0.6478 | 1 | 0.6478 | 0.70482 | 0.75233 | 0.7984 | 0.87572 | 0.65833 | 0.5458 | 0.68056 | 0.67361 | 0.73911 | 0.6366 | 0.80641 | 0.66845 | 7 | 3 | 110 | 17643 | 7413 | 8239 | 11648 | 2237 | 3492 | 14417 | 1722 | 2291 | 37296 | 1.03 | 1.17 | 11688.74
8751 | 15 | 365 | 2017-12-31 | 0.62893 | 1 | 0.62893 | 0.69277 | 0.7566 | 0.78351 | 0.87076 | 0.65473 | 0.54304 | 0.66961 | 0.65837 | 0.72978 | 0.63438 | 0.78493 | 0.66875 | 7 | 3 | 111 | 17314 | 7371 | 8194 | 11589 | 2201 | 3413 | 14235 | 1716 | 2230 | 37313 | 1 | 1.15 | 11755.12
8752 | 16 | 365 | 2017-12-31 | 0.67296 | 1 | 0.67296 | 0.69277 | 0.75794 | 0.7822 | 0.87218 | 0.65553 | 0.54332 | 0.66626 | 0.65316 | 0.73736 | 0.63512 | 0.78634 | 0.68017 | 7 | 3 | 112 | 17285 | 7383 | 8204 | 11595 | 2190 | 3386 | 14383 | 1718 | 2234 | 37950 | 1.07 | 1.15 | 11775.96
8753 | 17 | 365 | 2017-12-31 | 0.72327 | 1 | 0.72327 | 0.75301 | 0.74929 | 0.79903 | 0.89923 | 0.67407 | 0.54979 | 0.67691 | 0.66088 | 0.77392 | 0.65139 | 0.79303 | 0.71311 | 7 | 3 | 113 | 17657 | 7612 | 8436 | 11733 | 2225 | 3426 | 15096 | 1762 | 2253 | 39788 | 1.15 | 1.25 | 11641.495
8754 | 18 | 365 | 2017-12-31 | 0.7673 | 1 | 0.7673 | 0.80723 | 0.72694 | 0.84949 | 0.95546 | 0.71139 | 0.57837 | 0.72011 | 0.701 | 0.8341 | 0.68909 | 0.83949 | 0.76175 | 7 | 3 | 114 | 18772 | 8088 | 8903 | 12343 | 2367 | 3634 | 16270 | 1864 | 2385 | 42502 | 1.22 | 1.34 | 11294.21
8755 | 19 | 365 | 2017-12-31 | 0.77358 | 1 | 0.77358 | 0.83133 | 0.72784 | 0.87465 | 0.97259 | 0.72897 | 0.61014 | 0.74962 | 0.73187 | 0.85056 | 0.69871 | 0.87645 | 0.77256 | 7 | 3 | 115 | 19328 | 8233 | 9123 | 13021 | 2464 | 3794 | 16591 | 1890 | 2490 | 43105 | 1.23 | 1.38 | 11308.32
8756 | 20 | 365 | 2017-12-31 | 0.80503 | 1 | 0.80503 | 0.8494 | 0.80601 | 0.8875 | 0.96645 | 0.72857 | 0.61946 | 0.75175 | 0.73823 | 0.8625 | 0.69612 | 0.89581 | 0.77075 | 7 | 3 | 116 | 19612 | 8181 | 9118 | 13220 | 2471 | 3827 | 16824 | 1883 | 2545 | 43004 | 1.28 | 1.41 | 12522.705
8757 | 21 | 365 | 2017-12-31 | 0.89937 | 1 | 0.89937 | 0.93373 | 0.81962 | 0.88972 | 0.9557 | 0.72297 | 0.6167 | 0.74688 | 0.73573 | 0.86917 | 0.68872 | 0.89335 | 0.76236 | 7 | 3 | 117 | 19661 | 8090 | 9048 | 13161 | 2455 | 3814 | 16954 | 1863 | 2538 | 42536 | 1.43 | 1.55 | 12734.27
8758 | 22 | 365 | 2017-12-31 | 0.88679 | 1 | 0.88679 | 0.90964 | 0.81392 | 0.87587 | 0.93432 | 0.70659 | 0.60948 | 0.73775 | 0.72106 | 0.85569 | 0.67837 | 0.90004 | 0.7432 | 7 | 3 | 118 | 19355 | 7909 | 8843 | 13007 | 2425 | 3738 | 16691 | 1835 | 2557 | 41467 | 1.41 | 1.51 | 12645.685
8759 | 23 | 365 | 2017-12-31 | 0.79874 | 1 | 0.79874 | 0.85542 | 0.80175 | 0.85374 | 0.90478 | 0.68294 | 0.5944 | 0.71859 | 0.69464 | 0.83056 | 0.6488 | 0.88772 | 0.70963 | 7 | 3 | 119 | 18866 | 7659 | 8547 | 12685 | 2362 | 3601 | 16201 | 1755 | 2522 | 39594 | 1.27 | 1.42 | 12456.54
8760 | 24 | 365 | 2017-12-31 | 0.7044 | 1 | 0.7044 | 0.77108 | 0.77447 | 0.83659 | 0.87809 | 0.65857 | 0.56994 | 0.69821 | 0.6684 | 0.8055 | 0.61996 | 0.88208 | 0.67791 | 7 | 3 | 120 | 18487 | 7433 | 8242 | 12163 | 2295 | 3465 | 15712 | 1677 | 2506 | 37824 | 1.12 | 1.28 | 12032.68

## Step by Step
Step 1: Compute the Load Required from Shapes and Amount
Step 2: Convert Solar into Shape
Step 3: Input a Solar Capacity Variable
Step 4: Compute Difference between Solar and Load
Step 5: Compute the Difference between Solar and Load
Step 6: Re-Order the Time to Begin with Storage
Step 7: Compute the Required Solar/Storage Goal Seek

## EV Load Profile
[11 empty] | 0:30 | 1:00 | 1:30 | 2:00 | 2:30 | 3:00 | 3:30 | 4:00 | 4:30 | 5:00 | 5:30 | 6:00 | 6:30 | 7:00 | 7:30 | 8:00 | 8:30 | 9:00 | 9:30 | 10:00 | 10:30 | 11:00 | 11:30 | 12:00 | 12:30 | 13:00 | 13:30 | 14:00 | 14:30 | 15:00 | 15:30 | 16:00 | 16:30 | 17:00 | 17:30 | 18:00 | 18:30 | 19:00 | 19:30 | 20:00 | 20:30 | 21:00 | 21:30 | 22:00 | 22:30 | 23:00 | 23:30 | 24:00
[10 empty] | Weekday | 12571.44 | 12328.21 | 12076.6 | 11925.29 | 11716.8 | 11557.65 | 11417.42 | 11291.75 | 11207.59 | 11113.1 | 11175.04 | 11367.63 | 11549.33 | 11308.26 | 11321.38 | 11786.7 | 12778.83 | 13526.78 | 13974.44 | 14390.88 | 14776.74 | 15128.41 | 15264.23 | 15111.38 | 14824.15 | 14762.3 | 15001.61 | 15318.76 | 15540.84 | 15532.66 | 15528.56 | 15527.65 | 15510.98 | 15130.05 | 14594.74 | 14040.65 | 13732.18 | 13683.93 | 14443.55 | 14625.4 | 14596.35 | 14486.24 | 14312.62 | 13914.42 | 13867.53 | 13593.4 | 13277.7 | 12935.67
[10 empty] | Saturday | 12139.45 | 11926.27 | 11704.61 | 11589.31 | 11391.56 | 11241.64 | 11124.79 | 11018.67 | 10927.27 | 10825.84 | 10763.82 | 10753.84 | 10741.18 | 10614.18 | 10475.42 | 10616.85 | 11113.13 | 11728.8 | 12255.04 | 12699.92 | 13005.15 | 13291.44 | 13416.24 | 13253.68 | 13005.37 | 12899.05 | 12975.56 | 13125.71 | 13157.48 | 13149.39 | 13133.74 | 13134.81 | 13085.32 | 12798.54 | 12512.18 | 12274.21 | 12273.83 | 12406.44 | 13182.31 | 13408 | 13368.37 | 13294.13 | 13140.73 | 12983.7 | 12898.38 | 12788.61 | 12586.97 | 12407.66
[10 empty] | Sunday | 12069.09 | 11887.38 | 11652.46 | 11510.26 | 11280.37 | 11107.92 | 10925.52 | 10822.93 | 10745.94 | 10623.92 | 10572.41 | 10516.02 | 10443.76 | 10178.69 | 9857.38 | 9916.76 | 10092.88 | 10346.18 | 10663.59 | 10927 | 11249.31 | 11505.96 | 11627.03 | 11614.23 | 11537.61 | 11524.63 | 11654.55 | 11722.93 | 11723.96 | 11786.28 | 11774.19 | 11777.73 | 11747.31 | 11535.68 | 11378.88 | 11209.54 | 11187.93 | 11428.71 | 12349.98 | 12695.43 | 12758.39 | 12710.15 | 12705.15 | 12586.22 | 12496.41 | 12416.67 | 12167.21 | 11898.15
|  |  | Weekday | Saturday | Sunday
0:30 | 0.5 | 1 | 12571.44 | 12139.45 | 12069.09 | 1 | 12449.825 | 12032.86 | 11978.235
1:00 | 1 | 1 | 12328.21 | 11926.27 | 11887.38 | 2 | 12000.945 | 11646.96 | 11581.36
1:30 | 1.5 | 2 | 12076.6 | 11704.61 | 11652.46 | 3 | 11637.225 | 11316.6 | 11194.145
2:00 | 2 | 2 | 11925.29 | 11589.31 | 11510.26 | 4 | 11354.585 | 11071.73 | 10874.225
2:30 | 2.5 | 3 | 11716.8 | 11391.56 | 11280.37 | 5 | 11160.345 | 10876.555 | 10684.93
3:00 | 3 | 3 | 11557.65 | 11241.64 | 11107.92 | 6 | 11271.335 | 10758.83 | 10544.215
3:30 | 3.5 | 4 | 11417.42 | 11124.79 | 10925.52 | 7 | 11428.795 | 10677.68 | 10311.225
4:00 | 4 | 4 | 11291.75 | 11018.67 | 10822.93 | 8 | 11554.04 | 10546.135 | 9887.07
4:30 | 4.5 | 5 | 11207.59 | 10927.27 | 10745.94 | 9 | 13152.805 | 11420.965 | 10219.53
5:00 | 5 | 5 | 11113.1 | 10825.84 | 10623.92 | 10 | 14182.66 | 12477.48 | 10795.295
5:30 | 5.5 | 6 | 11175.04 | 10763.82 | 10572.41 | 11 | 14952.575 | 13148.295 | 11377.635
6:00 | 6 | 6 | 11367.63 | 10753.84 | 10516.02 | 12 | 15187.805 | 13334.96 | 11620.63
6:30 | 6.5 | 7 | 11549.33 | 10741.18 | 10443.76 | 13 | 14793.225 | 12952.21 | 11531.12
7:00 | 7 | 7 | 11308.26 | 10614.18 | 10178.69 | 14 | 15160.185 | 13050.635 | 11688.74
7:30 | 7.5 | 8 | 11321.38 | 10475.42 | 9857.38 | 15 | 15536.75 | 13153.435 | 11755.12
8:00 | 8 | 8 | 11786.7 | 10616.85 | 9916.76 | 16 | 15528.105 | 13134.275 | 11775.96
8:30 | 8.5 | 9 | 12778.83 | 11113.13 | 10092.88 | 17 | 15320.515 | 12941.93 | 11641.495
9:00 | 9 | 9 | 13526.78 | 11728.8 | 10346.18 | 18 | 14317.695 | 12393.195 | 11294.21
9:30 | 9.5 | 10 | 13974.44 | 12255.04 | 10663.59 | 19 | 13708.055 | 12340.135 | 11308.32
10:00 | 10 | 10 | 14390.88 | 12699.92 | 10927 | 20 | 14534.475 | 13295.155 | 12522.705
10:30 | 10.5 | 11 | 14776.74 | 13005.15 | 11249.31 | 21 | 14541.295 | 13331.25 | 12734.27
11:00 | 11 | 11 | 15128.41 | 13291.44 | 11505.96 | 22 | 14113.52 | 13062.215 | 12645.685
11:30 | 11.5 | 12 | 15264.23 | 13416.24 | 11627.03 | 23 | 13730.465 | 12843.495 | 12456.54
12:00 | 12 | 12 | 15111.38 | 13253.68 | 11614.23 | 24 | 13106.685 | 12497.315 | 12032.68
12:30 | 12.5 | 13 | 14824.15 | 13005.37 | 11537.61
13:00 | 13 | 13 | 14762.3 | 12899.05 | 11524.63
13:30 | 13.5 | 14 | 15001.61 | 12975.56 | 11654.55
14:00 | 14 | 14 | 15318.76 | 13125.71 | 11722.93
14:30 | 14.5 | 15 | 15540.84 | 13157.48 | 11723.96
15:00 | 15 | 15 | 15532.66 | 13149.39 | 11786.28
15:30 | 15.5 | 16 | 15528.56 | 13133.74 | 11774.19
16:00 | 16 | 16 | 15527.65 | 13134.81 | 11777.73
16:30 | 16.5 | 17 | 15510.98 | 13085.32 | 11747.31
17:00 | 17 | 17 | 15130.05 | 12798.54 | 11535.68
17:30 | 17.5 | 18 | 14594.74 | 12512.18 | 11378.88
18:00 | 18 | 18 | 14040.65 | 12274.21 | 11209.54
18:30 | 18.5 | 19 | 13732.18 | 12273.83 | 11187.93
19:00 | 19 | 19 | 13683.93 | 12406.44 | 11428.71
19:30 | 19.5 | 20 | 14443.55 | 13182.31 | 12349.98
20:00 | 20 | 20 | 14625.4 | 13408 | 12695.43
20:30 | 20.5 | 21 | 14596.35 | 13368.37 | 12758.39
21:00 | 21 | 21 | 14486.24 | 13294.13 | 12710.15
21:30 | 21.5 | 22 | 14312.62 | 13140.73 | 12705.15
22:00 | 22 | 22 | 13914.42 | 12983.7 | 12586.22
22:30 | 22.5 | 23 | 13867.53 | 12898.38 | 12496.41
23:00 | 23 | 23 | 13593.4 | 12788.61 | 12416.67
23:30 | 23.5 | 24 | 13277.7 | 12586.97 | 12167.21
24:00 | 24 | 24 | 12935.67 | 12407.66 | 11898.15

## Commercial Profile
Battery Characteristics
Cost per kWh
Size of Battery
Solar Assumptions
| Total Solar Capacity |  | kW
Solar Pattern
|  | Code | [9 empty] | 1
[12 empty] | 1 | 2 | 3 | 4 | 5 | 6 | 7 | 8 | 9 | 10 | 11 | 12 | 13 | 14 | 15 | 16 | 17 | 18 | 19 | 20 | 21 | 22 | 23 | 24 | 1 | 2 | 3 | 4 | 5 | 6 | 7 | 8 | 9 | 10 | 11 | 12 | 13 | 14 | 15 | 16 | 17 | 18 | 19 | 20 | 21 | 22 | 23 | 24 | 1 | 2 | 3 | 4 | 5 | 6 | 7 | 8 | 9 | 10 | 11 | 12 | 13 | 14 | 15 | 16 | 17 | 18 | 19 | 20 | 21 | 22 | 23 | 24 | 1 | 2 | 3 | 4 | 5 | 6 | 7 | 8 | 9 | 10 | 11 | 12 | 13 | 14 | 15 | 16 | 17 | 18 | 19 | 20 | 21 | 22 | 23 | 24 | 1 | 2 | 3 | 4 | 5 | 6 | 7 | 8 | 9 | 10 | 11 | 12 | 13 | 14 | 15 | 16 | 17 | 18 | 19 | 20 | 21 | 22 | 23 | 24 | 1 | 2 | 3 | 4 | 5 | 6 | 7 | 8 | 9 | 10 | 11 | 12 | 13 | 14 | 15 | 16 | 17 | 18 | 19 | 20 | 21 | 22 | 23 | 24 | 1 | 2 | 3 | 4 | 5 | 6 | 7 | 8 | 9 | 10 | 11 | 12 | 13 | 14 | 15 | 16 | 17 | 18 | 19 | 20 | 21 | 22 | 23 | 24 | 1 | 2 | 3 | 4 | 5 | 6 | 7 | 8 | 9 | 10 | 11 | 12 | 13 | 14 | 15 | 16 | 17 | 18 | 19 | 20 | 21 | 22 | 23 | 24 | 1 | 2 | 3 | 4 | 5 | 6 | 7 | 8 | 9 | 10 | 11 | 12 | 13 | 14 | 15 | 16 | 17 | 18 | 19 | 20 | 21 | 22
|  | Paris | [9 empty] | 0 | 0 | 0 | 0 | 0 | 19.67 | 116.54 | 205.3 | 350.44 | 410.84 | 563.97 | 415.63 | 821.73 | 682.1 | 824.85 | 566.42 | 382.25 | 236.95 | 99.93 | 35.06 | 0 | 0 | 0 | 0 | 0 | 0 | 0 | 0 | 0 | 11.12 | 22.87 | 113.44 | 153.7 | 214.23 | 165.59 | 320.6 | 149.12 | 445.52 | 557.44 | 695.92 | 454.3 | 263.56 | 62.38 | 32.5 | 0 | 0 | 0 | 0 | 0 | 0 | 0 | 0 | 0 | 49.6 | 110.24 | 194.54 | 286.86 | 655.4 | 445.92 | 381.19 | 611.94 | 669.57 | 312.45 | 338.65 | 328.79 | 134.59 | 86.32 | 5.13 | 0 | 0 | 0 | 0 | 0 | 0 | 0 | 0 | 0 | 47.03 | 114.4 | 268.85 | 378.41 | 515.91 | 535.87 | 758.9 | 541.42 | 694.73 | 552.7 | 171.08 | 86 | 84.17 | 40.25 | 35.06 | 0 | 0 | 0 | 0 | 0 | 0 | 0 | 0 | 0 | 22.23 | 29.28 | 221.06 | 54.89 | 133.57 | 209.51 | 117.1 | 387.08 | 107.04 | 291.98 | 306.49 | 257.85 | 175.44 | 74.09 | 30.78 | 0 | 0 | 0 | 0 | 0 | 0 | 0 | 0 | 0 | 20.52 | 51.23 | 76.85 | 104.3 | 188.46 | 185.72 | 74.1 | 388.33 | 136.32 | 158.27 | 452.97 | 216.16 | 154.95 | 67.71 | 11.97 | 0 | 0 | 0 | 0 | 0 | 0 | 0 | 0 | 0 | 45.32 | 144.05 | 289.28 | 468.13 | 652.33 | 707.16 | 125.34 | 486.25 | 141.8 | 181.14 | 596.01 | 398.84 | 261.26 | 97.71 | 35.06 | 0 | 0 | 0 | 0 | 0 | 0 | 0 | 0 | 0 | 49.6 | 104.45 | 180.15 | 277.58 | 385.11 | 103.38 | 190.29 | 234.21 | 156.44 | 121.68 | 161.02 | 120.76 | 119.59 | 53.98 | 11.97 | 0 | 0 | 0 | 0 | 0 | 0 | 0 | 0 | 0 | 45.32 | 132.82 | 214.55 | 303.15 | 392.56 | 464.56 | 487.24 | 676.49 | 716.92 | 317.41 | 417.01 | 447.23 | 224.71 | 86.78 | 18.81 | 0 | 0
|  | Algeria | [9 empty] | 0 | 0 | 0 | 0 | 0 | 0 | 51.07 | 129.49 | 319.45 | 531.3 | 728.5 | 875.52 | 975.46 | 991.79 | 932.83 | 820.74 | 634.31 | 405.7 | 155.85 | 0 | 0 | 0 | 0 | 0 | 0 | 0 | 0 | 0 | 0 | 0 | 48.34 | 134.17 | 319.03 | 530.29 | 722.99 | 874.67 | 966.71 | 981.96 | 932.96 | 799.32 | 612.12 | 396.69 | 167.21 | 0 | 0 | 0 | 0 | 0 | 0 | 0 | 0 | 0 | 0 | 0 | 50.16 | 133.07 | 318.34 | 526.97 | 727.63 | 874.71 | 975.61 | 992.03 | 933.14 | 799.52 | 613.44 | 386.56 | 148.86 | 0 | 0 | 0 | 0 | 0 | 0 | 0 | 0 | 0 | 0 | 0 | 49.25 | 137.38 | 317.98 | 524.77 | 722.2 | 870.55 | 952.24 | 982.26 | 934.4 | 757.56 | 571.25 | 376.42 | 149.05 | 0 | 0 | 0 | 0 | 0 | 0 | 0 | 0 | 0 | 0 | 0 | 49.25 | 133.71 | 317.05 | 527.87 | 726.92 | 874.08 | 966.24 | 992.45 | 934.68 | 810.9 | 626.92 | 398.78 | 160.56 | 0 | 0 | 0 | 0 | 0 | 0 | 0 | 0 | 0 | 0 | 0 | 48.34 | 128.07 | 316.43 | 527.2 | 720.67 | 874.26 | 961.56 | 992.75 | 925.05 | 811.29 | 627.36 | 388.65 | 151.93 | 0 | 0 | 0 | 0 | 0 | 0 | 0 | 0 | 0 | 0 | 0 | 46.51 | 132.43 | 317.54 | 528.51 | 715.16 | 883.64 | 973.05 | 969.78 | 968.08 | 827.8 | 617.99 | 397.61 | 166.54 | 0 | 0 | 0 | 0 | 0 | 0 | 0 | 0 | 0 | 0 | 0 | 47.43 | 146.26 | 316.34 | 518.67 | 720.03 | 883.07 | 978.34 | 981.27 | 953.89 | 828.3 | 642.12 | 408.56 | 166.98 | 0 | 0 | 0 | 0 | 0 | 0 | 0 | 0 | 0 | 0 | 0 | 45.6 | 125.67 | 315.11 | 532.87 | 719.34 | 880.07 | 978.75 | 981.72 | 959.34 | 829.92 | 643.81 | 409.22 | 167.48 | 0 | 0 | 0
|  | Ghana | [9 empty] | 0 | 0 | 0 | 0 | 0 | 0 | 15.59 | 146.96 | 180.24 | 121.31 | 477.9 | 306.53 | 325.29 | 678.64 | 376.4 | 191.34 | 114.41 | 179.91 | 22.41 | 0 | 0 | 0 | 0 | 0 | 0 | 0 | 0 | 0 | 0 | 0 | 15.59 | 137.77 | 288.41 | 460.02 | 555.88 | 758.51 | 861.69 | 728.95 | 716.05 | 575.92 | 338.72 | 59.18 | 23.39 | 0 | 0 | 0 | 0 | 0 | 0 | 0 | 0 | 0 | 0 | 0 | 15.59 | 151.28 | 354.53 | 499.68 | 647.8 | 629.82 | 650.37 | 636.8 | 466.71 | 497 | 286.57 | 162.99 | 16.57 | 0 | 0 | 0 | 0 | 0 | 0 | 0 | 0 | 0 | 0 | 0 | 9.74 | 30.57 | 38.46 | 57.2 | 90.74 | 209.09 | 654.71 | 770.07 | 643.39 | 545.17 | 354.58 | 189.11 | 24.36 | 0 | 0 | 0 | 0 | 0 | 0 | 0 | 0 | 0 | 0 | 0 | 15.59 | 158.52 | 358.52 | 510.64 | 686.81 | 804.87 | 627.74 | 333.01 | 728.67 | 518.01 | 343.29 | 104.31 | 20.46 | 0 | 0 | 0 | 0 | 0 | 0 | 0 | 0 | 0 | 0 | 0 | 9.74 | 113.21 | 355.89 | 549.8 | 673.51 | 608.59 | 681.56 | 759.1 | 611.34 | 524.61 | 409.9 | 189.82 | 24.36 | 0 | 0 | 0 | 0 | 0 | 0 | 0 | 0 | 0 | 0 | 0 | 16.57 | 157.04 | 363.44 | 507 | 625.17 | 704.13 | 559.13 | 553.69 | 346.84 | 223.77 | 392.37 | 196.44 | 26.31 | 0 | 0 | 0 | 0 | 0 | 0 | 0 | 0 | 0 | 0 | 0 | 15.59 | 156.11 | 364.4 | 568.33 | 713.39 | 543.64 | 734.26 | 845.04 | 735.76 | 547.94 | 342.79 | 133.78 | 26.31 | 0 | 0 | 0 | 0 | 0 | 0 | 0 | 0 | 0 | 0 | 0 | 14.62 | 149.05 | 353.8 | 562.93 | 748.72 | 829.64 | 889.46 | 862.37 | 603.14 | 390.03 | 417.69 | 171.49 | 24.36 | 0 | 0 | 0
|  | Paris | [9 empty] | 0 | 0 | 0 | 0 | 0 | 19.67 | 116.54 | 205.3 | 350.44 | 410.84 | 563.97 | 415.63 | 821.73 | 682.1 | 824.85 | 566.42 | 382.25 | 236.95 | 99.93 | 35.06 | 0 | 0 | 0 | 0 | 0 | 0 | 0 | 0 | 0 | 11.12 | 22.87 | 113.44 | 153.7 | 214.23 | 165.59 | 320.6 | 149.12 | 445.52 | 557.44 | 695.92 | 454.3 | 263.56 | 62.38 | 32.5 | 0 | 0 | 0 | 0 | 0 | 0 | 0 | 0 | 0 | 49.6 | 110.24 | 194.54 | 286.86 | 655.4 | 445.92 | 381.19 | 611.94 | 669.57 | 312.45 | 338.65 | 328.79 | 134.59 | 86.32 | 5.13 | 0 | 0 | 0 | 0 | 0 | 0 | 0 | 0 | 0 | 47.03 | 114.4 | 268.85 | 378.41 | 515.91 | 535.87 | 758.9 | 541.42 | 694.73 | 552.7 | 171.08 | 86 | 84.17 | 40.25 | 35.06 | 0 | 0 | 0 | 0 | 0 | 0 | 0 | 0 | 0 | 22.23 | 29.28 | 221.06 | 54.89 | 133.57 | 209.51 | 117.1 | 387.08 | 107.04 | 291.98 | 306.49 | 257.85 | 175.44 | 74.09 | 30.78 | 0 | 0 | 0 | 0 | 0 | 0 | 0 | 0 | 0 | 20.52 | 51.23 | 76.85 | 104.3 | 188.46 | 185.72 | 74.1 | 388.33 | 136.32 | 158.27 | 452.97 | 216.16 | 154.95 | 67.71 | 11.97 | 0 | 0 | 0 | 0 | 0 | 0 | 0 | 0 | 0 | 45.32 | 144.05 | 289.28 | 468.13 | 652.33 | 707.16 | 125.34 | 486.25 | 141.8 | 181.14 | 596.01 | 398.84 | 261.26 | 97.71 | 35.06 | 0 | 0 | 0 | 0 | 0 | 0 | 0 | 0 | 0 | 49.6 | 104.45 | 180.15 | 277.58 | 385.11 | 103.38 | 190.29 | 234.21 | 156.44 | 121.68 | 161.02 | 120.76 | 119.59 | 53.98 | 11.97 | 0 | 0 | 0 | 0 | 0 | 0 | 0 | 0 | 0 | 45.32 | 132.82 | 214.55 | 303.15 | 392.56 | 464.56 | 487.24 | 676.49 | 716.92 | 317.41 | 417.01 | 447.23 | 224.71 | 86.78 | 18.81 | 0 | 0
|  | Percent of STC | [9 empty] | 0% | 0% | 0% | 0% | 0% | 1.967% | 11.65% | 20.53% | 35.04% | 41.08% | 56.4% | 41.56% | 82.17% | 68.21% | 82.48% | 56.64% | 38.22% | 23.7% | 9.993% | 3.506% | 0% | 0% | 0% | 0% | 0% | 0% | 0% | 0% | 0% | 1.112% | 2.287% | 11.34% | 15.37% | 21.42% | 16.56% | 32.06% | 14.91% | 44.55% | 55.74% | 69.59% | 45.43% | 26.36% | 6.238% | 3.25% | 0% | 0% | 0% | 0% | 0% | 0% | 0% | 0% | 0% | 4.96% | 11.02% | 19.45% | 28.69% | 65.54% | 44.59% | 38.12% | 61.19% | 66.96% | 31.25% | 33.86% | 32.88% | 13.46% | 8.632% | 0.513% | 0% | 0% | 0% | 0% | 0% | 0% | 0% | 0% | 0% | 4.703% | 11.44% | 26.89% | 37.84% | 51.59% | 53.59% | 75.89% | 54.14% | 69.47% | 55.27% | 17.11% | 8.6% | 8.417% | 4.025% | 3.506% | 0% | 0% | 0% | 0% | 0% | 0% | 0% | 0% | 0% | 2.223% | 2.928% | 22.11% | 5.489% | 13.36% | 20.95% | 11.71% | 38.71% | 10.7% | 29.2% | 30.65% | 25.79% | 17.54% | 7.409% | 3.078% | 0% | 0% | 0% | 0% | 0% | 0% | 0% | 0% | 0% | 2.052% | 5.123% | 7.685% | 10.43% | 18.85% | 18.57% | 7.41% | 38.83% | 13.63% | 15.83% | 45.3% | 21.62% | 15.49% | 6.771% | 1.197% | 0% | 0% | 0% | 0% | 0% | 0% | 0% | 0% | 0% | 4.532% | 14.41% | 28.93% | 46.81% | 65.23% | 70.72% | 12.53% | 48.62% | 14.18% | 18.11% | 59.6% | 39.88% | 26.13% | 9.771% | 3.506% | 0% | 0% | 0% | 0% | 0% | 0% | 0% | 0% | 0% | 4.96% | 10.45% | 18.02% | 27.76% | 38.51% | 10.34% | 19.03% | 23.42% | 15.64% | 12.17% | 16.1% | 12.08% | 11.96% | 5.398% | 1.197% | 0% | 0% | 0% | 0% | 0% | 0% | 0% | 0% | 0% | 4.532% | 13.28% | 21.46% | 30.31% | 39.26% | 46.46% | 48.72% | 67.65% | 71.69% | 31.74% | 41.7% | 44.72% | 22.47% | 8.678% | 1.881% | 0% | 0%
Performance Ratio
Capacity Factor
Load
|  | CET | [9 empty] | 1 1: 1:00; 1 2: 2:00; 1 3: 3:00; 1 4: 4:00; 1 5: 5:00; 1 6: 6:00; 1 7: 7:00; 1 8: 8:00; 1 9: 9:00; 1 10: 10:00; 1 11: 11:00; 1 12: 12:00; 1 13: 13:00; 1 14: 14:00; 1 15: 15:00; 1 16: 16:00; 1 17: 17:00; 1 18: 18:00; 1 19: 19:00; 1 20: 20:00; 1 21: 21:00; 1 22: 22:00; 1 23: 23:00; 1 24: 24:00
|  | Wed 04/01/2009 | [9 empty] | 1.02 | 0.96 | 0.96 | 0.94 | 1 | 1.1 | 1.21 | 1.23 | 1.15 | 1.12 | 1.16 | 1.08 | 1.03 | 1.03 | 1.05 | 1.05 | 1.08 | 1.17 | 1.22 | 1.37 | 1.41 | 1.35 | 1.22 | 1.03 | 0.93 | 0.87 | 0.86 | 0.87 | 0.92 | 1.03 | 1.13 | 1.17 | 1.14 | 1.11 | 1.12 | 1.08 | 0.99 | 1.01 | 1.04 | 1.08 | 1.17 | 1.27 | 1.33 | 1.46 | 1.45 | 1.42 | 1.22 | 1.1 | 0.98 | 0.97 | 0.95 | 0.93 | 0.96 | 1.07 | 1.17 | 1.18 | 1.19 | 1.14 | 1.14 | 1.11 | 1.01 | 0.98 | 0.98 | 1.02 | 1.06 | 1.09 | 1.12 | 1.22 | 1.33 | 1.31 | 1.23 | 1.12 | 1.03 | 0.95 | 0.92 | 0.93 | 0.93 | 0.98 | 1.07 | 1.15 | 1.2 | 1.26 | 1.17 | 1.15 | 1.13 | 1.1 | 1.07 | 1.09 | 1.06 | 1.11 | 1.15 | 1.25 | 1.33 | 1.3 | 1.2 | 1.09 | 0.98 | 0.96 | 0.95 | 0.98 | 1.02 | 1.14 | 1.23 | 1.24 | 1.17 | 1.08 | 1.06 | 1.03 | 1.06 | 1.03 | 1 | 1.07 | 1.15 | 1.22 | 1.23 | 1.28 | 1.43 | 1.41 | 1.27 | 1.12 | 1.21 | 1.14 | 1.12 | 1.11 | 1.1 | 1.12 | 1.2 | 1.3 | 1.34 | 1.4 | 1.35 | 1.31 | 1.28 | 1.29 | 1.21 | 1.23 | 1.24 | 1.33 | 1.33 | 1.44 | 1.57 | 1.59 | 1.46 | 1.26
|  | Sun 04/05/2009 | [6 empty] | Washington |  |  | 0.99 | 0.96 | 0.93 | 0.91 | 0.91 | 0.94 | 1.04 | 1.16 | 1.22 | 1.23 | 1.22 | 1.23 | 1.26 | 1.29 | 1.32 | 1.4 | 1.45 | 1.59 | 1.63 | 1.66 | 1.65 | 1.51 | 1.32 | 1.14 | 1.07 | 1.03 | 1.01 | 1.03 | 1.06 | 1.15 | 1.26 | 1.24 | 1.18 | 1.16 | 1.2 | 1.2 | 1.16 | 1.16 | 1.17 | 1.2 | 1.3 | 1.35 | 1.41 | 1.5 | 1.56 | 1.49 | 1.33 | 1.15 | 1.07 | 1.03 | 1.03 | 1.03 | 1.07 | 1.16 | 1.28 | 1.3 | 1.24 | 1.21 | 1.18 | 1.13 | 1.08 | 1.05 | 1.09 | 1.13 | 1.21 | 1.29 | 1.32 | 1.41 | 1.49 | 1.45 | 1.26 | 1.13 | 1.05 | 1.02 | 0.99 | 1.02 | 1.03 | 1.12 | 1.26 | 1.24 | 1.18 | 1.12 | 1.08 | 1.02 | 1.06 | 1.03 | 1.03 | 1.05 | 1.18 | 1.19 | 1.27 | 1.34 | 1.43 | 1.41 | 1.21 | 1.08 | 1.04 | 1 | 0.98 | 0.98 | 1.01 | 1.08 | 1.14 | 1.19 | 1.28 | 1.23 | 1.25 | 1.22 | 1.18 | 1.17 | 1.15 | 1.15 | 1.25 | 1.34 | 1.38 | 1.41 | 1.55 | 1.51 | 1.42 | 1.28 | 1.19 | 1.11 | 1.07 | 1.05 | 1.05 | 1.13 | 1.23 | 1.29 | 1.38 | 1.42 | 1.38 | 1.31 | 1.31 | 1.24 | 1.23 | 1.21 | 1.2 | 1.28 | 1.34 | 1.41 | 1.47 | 1.4 | 1.24 | 1.06
|  |  | 1 | 1.02 | 1 | 1 | 1.02 | 0.99 | 0.53
|  |  | 1 | 1.02 | 2 | 2 | 0.96 | 0.96 | 0.52
|  |  | 1 | 1.02 | 3 | 3 | 0.96 | 0.93 | 0.51 | 1 | Wednesday | 1 1: 1.1225; 1 2: 1.2483
|  |  | 1 | 1.02 | 4 | 4 | 0.94 | 0.91 | 0.51 | 2 | Thursday | 1 1: 1.1154; 1 2: 1.2237
|  |  | 1 | 1.02 | 5 | 5 | 1 | 0.91 | 0.6 | 3 | Friday | 1 1: 1.0942; 1 2: 1.1933
|  |  | 1 | 1.02 | 6 | 6 | 1.1 | 0.94 | 0.61 | 4 | Saturday | 1 1: 1.1092; 1 2: 1.1421
|  |  | 1 | 1.02 | 7 | 7 | 1.21 | 1.04 | 0.615 | 5 | Sunday | 1 1: 1.1296; 1 2: 1.2162
|  |  | 1 | 1.02 | 8 | 8 | 1.23 | 1.16 | 0.62 | 6 | Monday | 1 1: 1.2888; 1 2: 1.25
|  |  | 1 | 1.02 | 9 | 9 | 1.15 | 1.22 | 0.63 | 7 | Tuesday | 1 1: #DIV/0!; 1 2: #DIV/0!
|  |  | 1 | 1.02 | 10 | 10 | 1.12 | 1.23 | 0.65
|  |  | 1 | 1.02 | 11 | 11 | 1.16 | 1.22 | 0.67
|  |  | 1 | 1.02 | 12 | 12 | 1.08 | 1.23 | 0.7
|  |  | 1 | 1.02 | 13 | 13 | 1.03 | 1.26 | 0.695
|  |  | 1 | 1.02 | 14 | 14 | 1.03 | 1.29 | 0.693
|  |  | 1 | 1.02 | 15 | 15 | 1.05 | 1.32 | 0.692
|  |  | 1 | 1.02 | 16 | 16 | 1.05 | 1.4 | 0.69
|  |  | 1 | 1.02 | 17 | 17 | 1.08 | 1.45 | 0.68
|  |  | 1 | 1.02 | 18 | 18 | 1.17 | 1.59 | 0.67
|  |  | 1 | 1.02 | 19 | 19 | 1.22 | 1.63 | 0.64
|  |  | 1 | 1.02 | 20 | 20 | 1.37 | 1.66 | 0.62
|  |  | 1 | 1.02 | 21 | 21 | 1.41 | 1.65 | 0.6
|  |  | 1 | 1.02 | 22 | 22 | 1.35 | 1.51 | 0.56
|  |  | 1 | 1.02 | 23 | 23 | 1.22 | 1.32 | 0.55
|  |  | 1 | 1.02 | 24 | 24 | 1.03 | 1.14 | 0.54
|  |  | 2 | 0.96 | 1 | 25 | 0.93 | 1.07 | 0.53
|  |  | 2 | 0.96 | 2 | 26 | 0.87 | 1.03 | 0.52
|  |  | 2 | 0.96 | 3 | 27 | 0.86 | 1.01 | 0.15
|  |  | 2 | 0.96 | 4 | 28 | 0.87 | 1.03 | 0.51
|  |  | 2 | 0.96 | 5 | 29 | 0.92 | 1.06 | 0.6
|  |  | 2 | 0.96 | 6 | 30 | 1.03 | 1.15 | 0.61
|  |  | 2 | 0.96 | 7 | 31 | 1.13 | 1.26 | 0.615
|  |  | 2 | 0.96 | 8 | 32 | 1.17 | 1.24 | 0.62
|  |  | 2 | 0.96 | 9 | 33 | 1.14 | 1.18 | 0.63
|  |  | 2 | 0.96 | 10 | 34 | 1.11 | 1.16 | 0.65
|  |  | 2 | 0.96 | 11 | 35 | 1.12 | 1.2 | 0.67
|  |  | 2 | 0.96 | 12 | 36 | 1.08 | 1.2 | 0.7
|  |  | 2 | 0.96 | 13 | 37 | 0.99 | 1.16 | 0.695
|  |  | 2 | 0.96 | 14 | 38 | 1.01 | 1.16 | 0.693
|  |  | 2 | 0.96 | 15 | 39 | 1.04 | 1.17 | 0.692
|  |  | 2 | 0.96 | 16 | 40 | 1.08 | 1.2 | 0.69
|  |  | 2 | 0.96 | 17 | 41 | 1.17 | 1.3 | 0.68
|  |  | 2 | 0.96 | 18 | 42 | 1.27 | 1.35 | 0.67
|  |  | 2 | 0.96 | 19 | 43 | 1.33 | 1.41 | 0.64
|  |  | 2 | 0.96 | 20 | 44 | 1.46 | 1.5 | 0.62
|  |  | 2 | 0.96 | 21 | 45 | 1.45 | 1.56 | 0.6
|  |  | 2 | 0.96 | 22 | 46 | 1.42 | 1.49 | 0.56
|  |  | 2 | 0.96 | 23 | 47 | 1.22 | 1.33 | 0.55
|  |  | 2 | 0.96 | 24 | 48 | 1.1 | 1.15 | 0.54
|  |  | 3 | 0.96 | 1 | 49 | 0.98 | 1.07 | 0.53
|  |  | 3 | 0.96 | 2 | 50 | 0.97 | 1.03 | 0.52
|  |  | 3 | 0.96 | 3 | 51 | 0.95 | 1.03 | 0.15
|  |  | 3 | 0.96 | 4 | 52 | 0.93 | 1.03 | 0.51
|  |  | 3 | 0.96 | 5 | 53 | 0.96 | 1.07 | 0.6
|  |  | 3 | 0.96 | 6 | 54 | 1.07 | 1.16 | 0.61
|  |  | 3 | 0.96 | 7 | 55 | 1.17 | 1.28 | 0.615
|  |  | 3 | 0.96 | 8 | 56 | 1.18 | 1.3 | 0.62
|  |  | 3 | 0.96 | 9 | 57 | 1.19 | 1.24 | 0.63
|  |  | 3 | 0.96 | 10 | 58 | 1.14 | 1.21 | 0.65
|  |  | 3 | 0.96 | 11 | 59 | 1.14 | 1.18 | 0.67
|  |  | 3 | 0.96 | 12 | 60 | 1.11 | 1.13 | 0.7
|  |  | 3 | 0.96 | 13 | 61 | 1.01 | 1.08 | 0.695
|  |  | 3 | 0.96 | 14 | 62 | 0.98 | 1.05 | 0.693
|  |  | 3 | 0.96 | 15 | 63 | 0.98 | 1.09 | 0.692
|  |  | 3 | 0.96 | 16 | 64 | 1.02 | 1.13 | 0.69
|  |  | 3 | 0.96 | 17 | 65 | 1.06 | 1.21 | 0.68
|  |  | 3 | 0.96 | 18 | 66 | 1.09 | 1.29 | 0.67
|  |  | 3 | 0.96 | 19 | 67 | 1.12 | 1.32 | 0.64
|  |  | 3 | 0.96 | 20 | 68 | 1.22 | 1.41 | 0.62
|  |  | 3 | 0.96 | 21 | 69 | 1.33 | 1.49 | 0.6
|  |  | 3 | 0.96 | 22 | 70 | 1.31 | 1.45 | 0.56
|  |  | 3 | 0.96 | 23 | 71 | 1.23 | 1.26 | 0.55
|  |  | 3 | 0.96 | 24 | 72 | 1.12 | 1.13 | 0.54
|  |  | 4 | 0.94 | 1 | 73 | 1.03 | 1.05 | 0.53
|  |  | 4 | 0.94 | 2 | 74 | 0.95 | 1.02 | 0.52
|  |  | 4 | 0.94 | 3 | 75 | 0.92 | 0.99 | 0.15
|  |  | 4 | 0.94 | 4 | 76 | 0.93 | 1.02 | 0.51
|  |  | 4 | 0.94 | 5 | 77 | 0.93 | 1.03 | 0.6
|  |  | 4 | 0.94 | 6 | 78 | 0.98 | 1.12 | 0.61
|  |  | 4 | 0.94 | 7 | 79 | 1.07 | 1.26 | 0.615
|  |  | 4 | 0.94 | 8 | 80 | 1.15 | 1.24 | 0.62
|  |  | 4 | 0.94 | 9 | 81 | 1.2 | 1.18 | 0.63
|  |  | 4 | 0.94 | 10 | 82 | 1.26 | 1.12 | 0.65
|  |  | 4 | 0.94 | 11 | 83 | 1.17 | 1.08 | 0.67
|  |  | 4 | 0.94 | 12 | 84 | 1.15 | 1.02 | 0.7
|  |  | 4 | 0.94 | 13 | 85 | 1.13 | 1.06 | 0.695
|  |  | 4 | 0.94 | 14 | 86 | 1.1 | 1.03 | 0.693
|  |  | 4 | 0.94 | 15 | 87 | 1.07 | 1.03 | 0.692
|  |  | 4 | 0.94 | 16 | 88 | 1.09 | 1.05 | 0.69
|  |  | 4 | 0.94 | 17 | 89 | 1.06 | 1.18 | 0.68
|  |  | 4 | 0.94 | 18 | 90 | 1.11 | 1.19 | 0.67
|  |  | 4 | 0.94 | 19 | 91 | 1.15 | 1.27 | 0.64
|  |  | 4 | 0.94 | 20 | 92 | 1.25 | 1.34 | 0.62
|  |  | 4 | 0.94 | 21 | 93 | 1.33 | 1.43 | 0.6
|  |  | 4 | 0.94 | 22 | 94 | 1.3 | 1.41 | 0.56
|  |  | 4 | 0.94 | 23 | 95 | 1.2 | 1.21 | 0.55
|  |  | 4 | 0.94 | 24 | 96 | 1.09 | 1.08 | 0.54
|  |  | 5 | 1 | 1 | 97 | 0.98 | 1.04 | 0.53
|  |  | 5 | 1 | 2 | 98 | 0.96 | 1 | 0.52
|  |  | 5 | 1 | 3 | 99 | 0.95 | 0.98 | 0.15
|  |  | 5 | 1 | 4 | 100 | 0.98 | 0.98 | 0.51
|  |  | 5 | 1 | 5 | 101 | 1.02 | 1.01 | 0.6
|  |  | 5 | 1 | 6 | 102 | 1.14 | 1.08 | 0.61
|  |  | 5 | 1 | 7 | 103 | 1.23 | 1.14 | 0.615
|  |  | 5 | 1 | 8 | 104 | 1.24 | 1.19 | 0.62
|  |  | 5 | 1 | 9 | 105 | 1.17 | 1.28 | 0.63
|  |  | 5 | 1 | 10 | 106 | 1.08 | 1.23 | 0.65
|  |  | 5 | 1 | 11 | 107 | 1.06 | 1.25 | 0.67
|  |  | 5 | 1 | 12 | 108 | 1.03 | 1.22 | 0.7
|  |  | 5 | 1 | 13 | 109 | 1.06 | 1.18 | 0.695
|  |  | 5 | 1 | 14 | 110 | 1.03 | 1.17 | 0.693
|  |  | 5 | 1 | 15 | 111 | 1 | 1.15 | 0.692
|  |  | 5 | 1 | 16 | 112 | 1.07 | 1.15 | 0.69
|  |  | 5 | 1 | 17 | 113 | 1.15 | 1.25 | 0.68
|  |  | 5 | 1 | 18 | 114 | 1.22 | 1.34 | 0.67
|  |  | 5 | 1 | 19 | 115 | 1.23 | 1.38 | 0.64
|  |  | 5 | 1 | 20 | 116 | 1.28 | 1.41 | 0.62
|  |  | 5 | 1 | 21 | 117 | 1.43 | 1.55 | 0.6
|  |  | 5 | 1 | 22 | 118 | 1.41 | 1.51 | 0.56
|  |  | 5 | 1 | 23 | 119 | 1.27 | 1.42 | 0.55
|  |  | 5 | 1 | 24 | 120 | 1.12 | 1.28 | 0.54
|  |  | 6 | 1.1 | 1 | 121 | 1.21 | 1.19 | 0.53
|  |  | 6 | 1.1 | 2 | 122 | 1.14 | 1.11 | 0.52
|  |  | 6 | 1.1 | 3 | 123 | 1.12 | 1.07 | 0.15
|  |  | 6 | 1.1 | 4 | 124 | 1.11 | 1.05 | 0.51
|  |  | 6 | 1.1 | 5 | 125 | 1.1 | 1.05 | 0.6
|  |  | 6 | 1.1 | 6 | 126 | 1.12 | 1.13 | 0.61
|  |  | 6 | 1.1 | 7 | 127 | 1.2 | 1.23 | 0.615
|  |  | 6 | 1.1 | 8 | 128 | 1.3 | 1.29 | 0.62
|  |  | 6 | 1.1 | 9 | 129 | 1.34 | 1.38 | 0.63
|  |  | 6 | 1.1 | 10 | 130 | 1.4 | 1.42 | 0.65
|  |  | 6 | 1.1 | 11 | 131 | 1.35 | 1.38 | 0.67
|  |  | 6 | 1.1 | 12 | 132 | 1.31 | 1.31 | 0.7
|  |  | 6 | 1.1 | 13 | 133 | 1.28 | 1.31 | 0.695
|  |  | 6 | 1.1 | 14 | 134 | 1.29 | 1.24 | 0.693
|  |  | 6 | 1.1 | 15 | 135 | 1.21 | 1.23 | 0.692
|  |  | 6 | 1.1 | 16 | 136 | 1.23 | 1.21 | 0.69
|  |  | 6 | 1.1 | 17 | 137 | 1.24 | 1.2 | 0.68
|  |  | 6 | 1.1 | 18 | 138 | 1.33 | 1.28 | 0.67
|  |  | 6 | 1.1 | 19 | 139 | 1.33 | 1.34 | 0.64
|  |  | 6 | 1.1 | 20 | 140 | 1.44 | 1.41 | 0.62
|  |  | 6 | 1.1 | 21 | 141 | 1.57 | 1.47 | 0.6
|  |  | 6 | 1.1 | 22 | 142 | 1.59 | 1.4 | 0.56
|  |  | 6 | 1.1 | 23 | 143 | 1.46 | 1.24 | 0.55
|  |  | 6 | 1.1 | 24 | 144 | 1.26 | 1.06 | 0.54

## South Africa
| No Tracking | Tracking | No Tracking | Tracking
| Yield |  | Capacity Factor
After PR | 1037.43 | 2806.58 | 11.84% | 32.04%
Before PR | 1434.9 | 3638.48 | 16.38% | 41.54%
| 11.95 | 42.3 | 72.3% | 77.14%

## South Africa Monthly (2)
| January | February | March | April | May | June | July | August | September | October | November | December | Total
2005 | 232.01 | 212.71 | 225.06 | 196.67 | 169.29 | 181.69 | 195.05 | 203.89 | 223.16 | 233.12 | 223.44 | 244.16 | 2540.25
2006 | 223.47 | 210.32 | 238.61 | 193.55 | 181.53 | 182.37 | 186.86 | 200.91 | 220.09 | 239.36 | 236.66 | 242.4 | 2556.13
2007 | 239.17 | 210.84 | 231.19 | 213.06 | 202.45 | 178.58 | 191.21 | 213.12 | 214.93 | 223.51 | 228.81 | 230.23 | 2577.1
2008 | 235.2 | 213.2 | 224.7 | 211.37 | 183.1 | 171.33 | 186.67 | 202.26 | 227.59 | 244.49 | 234.11 | 235.6 | 2569.62
2009 | 242.72 | 194.26 | 235.21 | 198.16 | 194.49 | 157.75 | 178.38 | 200.64 | 226.46 | 225.71 | 231.2 | 244.85 | 2529.83
2010 | 229.96 | 210.31 | 237.37 | 205.98 | 189.25 | 184.48 | 190.6 | 214.21 | 211.8 | 232.99 | 232.42 | 234.48 | 2573.85
2011 | 234.01 | 197.92 | 222.09 | 197.94 | 179.39 | 168.78 | 187.21 | 208.54 | 228.21 | 243.91 | 239.98 | 240.58 | 2548.56
2012 | 234.63 | 217.94 | 219.65 | 200.79 | 195.67 | 166.24 | 186.39 | 210.22 | 226.01 | 240.47 | 241.44 | 229.49 | 2568.94
2013 | 243.51 | 221.11 | 228.03 | 210.12 | 199.13 | 170.39 | 189.56 | 203.73 | 216.77 | 239.23 | 229.01 | 231.52 | 2582.11
2014 | 222.6 | 217.58 | 234.94 | 209.8 | 192.01 | 177.77 | 185.31 | 200.62 | 216.56 | 244.21 | 216.06 | 244.69 | 2562.15
2015 | 233.45 | 228.25 | 232.25 | 206.11 | 202.84 | 163.41 | 175.53 | 196.97 | 201 | 239.89 | 237.58 | 223.3 | 2540.58
2016 | 258.69 | 230.07 | 244.42 | 212.86 | 207.91 | 183.12 | 199.08 | 225.01 | 230.67 | 247.6 | 227.4 | 246.47 | 2713.3
| 9.6664 | 10.5609 | 7.4177 | 6.9579 | 11.3517 | 8.7431 | 6.4109 | 7.9026 | 8.5389 | 7.5711 | 7.2341 | 7.5724 | 47.4668
| 235.785 | 213.7092 | 231.1267 | 204.7008 | 191.4217 | 173.8258 | 187.6542 | 206.6767 | 220.2708 | 237.8742 | 231.5092 | 237.3142 | 2571.8683
| 4.1% | 4.942% | 3.209% | 3.399% | 5.93% | 5.03% | 3.416% | 3.824% | 3.877% | 3.183% | 3.125% | 3.191% | 1.846%

## Ghana
No Tracking | Tracking | No Tracking | Tracking
Yield |  | Capacity Factor
1571.5 | 2138.16 | 17.94% | 24.41%
2148.74 | 2907.09 | 24.53% | 33.19%
16.59 | 30.5 | 73.14% | 73.55%

## Ghana Monthly
| January | February | March | April | May | June | July | August | September | October | November | December
2005 | 214.77 | 189.33 | 198.99 | 189.14 | 193.4 | 157.48 | 141.93 | 152.41 | 175.15 | 209.42 | 205.2 | 219.83 | 2247.05
2006 | 219.82 | 194.68 | 208.76 | 184.41 | 174.11 | 165.12 | 162.5 | 155.56 | 163.95 | 201.65 | 214.93 | 224.57 | 2270.06
2007 | 223.48 | 212.21 | 213.76 | 176.33 | 174.33 | 165.31 | 157.79 | 136.87 | 171.27 | 209.92 | 205.01 | 218.02 | 2264.3
2008 | 226.23 | 215.27 | 215.6 | 193.96 | 178.11 | 153.28 | 158.98 | 144.75 | 159.55 | 209.32 | 211.57 | 216.93 | 2283.55
2009 | 221.04 | 193.03 | 202.8 | 188.96 | 179.93 | 165.05 | 159.39 | 142.58 | 159.63 | 192.85 | 208.71 | 220.62 | 2234.59
2010 | 229.85 | 200.25 | 215.63 | 190.04 | 180.51 | 160.36 | 155.2 | 152.06 | 154.76 | 177.04 | 201.6 | 222.17 | 2239.47
2011 | 226.17 | 186.3 | 209.69 | 185.39 | 180.75 | 159.63 | 162.24 | 148.86 | 165.37 | 207.48 | 210.64 | 226.47 | 2268.99
2012 | 229.78 | 202.61 | 212.23 | 186.31 | 179.89 | 158.52 | 143.97 | 160.25 | 158.08 | 197.74 | 200.57 | 216.67 | 2246.62
2013 | 222.52 | 203.74 | 197.7 | 184.09 | 184.95 | 162.08 | 156.61 | 140.5 | 153.6 | 205.33 | 203.43 | 216.72 | 2231.27
2014 | 211.95 | 205.2 | 210.7 | 180.99 | 174.9 | 164.27 | 163.92 | 156.67 | 158.58 | 202.84 | 192.88 | 221.81 | 2244.71
2015 | 225.24 | 197.61 | 208.5 | 199.34 | 194.97 | 161.41 | 160.07 | 148.18 | 165.17 | 200.77 | 209.64 | 218.12 | 2289.02
2016 | 211.26 | 210.69 | 218.46 | 197.09 | 180.67 | 161.98 | 155.83 | 160.7 | 179.89 | 210.63 | 208.02 | 209.27 | 2304.49
| 6.0854 | 8.7494 | 6.3125 | 6.3001 | 6.4752 | 3.4743 | 6.6102 | 7.3872 | 7.7944 | 9.1928 | 5.6728 | 4.2676 | 22.4505
| 221.8425 | 200.91 | 209.4017 | 188.0042 | 181.3767 | 161.2075 | 156.5358 | 149.9492 | 163.75 | 202.0825 | 206.0167 | 219.2667 | 2260.3433
| 2.743% | 4.355% | 3.015% | 3.351% | 3.57% | 2.155% | 4.223% | 4.926% | 4.76% | 4.549% | 2.754% | 1.946% | 0.9932%

## Ghana Monthly (2)
| January | February | March | April | May | June | July | August | September | October | November | December | Total
2005 | 232.01 | 212.71 | 225.06 | 196.67 | 169.29 | 181.69 | 195.05 | 203.89 | 223.16 | 233.12 | 223.44 | 244.16 | 2540.25
2006 | 223.47 | 210.32 | 238.61 | 193.55 | 181.53 | 182.37 | 186.86 | 200.91 | 220.09 | 239.36 | 236.66 | 242.4 | 2556.13
2007 | 239.17 | 210.84 | 231.19 | 213.06 | 202.45 | 178.58 | 191.21 | 213.12 | 214.93 | 223.51 | 228.81 | 230.23 | 2577.1
2008 | 235.2 | 213.2 | 224.7 | 211.37 | 183.1 | 171.33 | 186.67 | 202.26 | 227.59 | 244.49 | 234.11 | 235.6 | 2569.62
2009 | 242.72 | 194.26 | 235.21 | 198.16 | 194.49 | 157.75 | 178.38 | 200.64 | 226.46 | 225.71 | 231.2 | 244.85 | 2529.83
2010 | 229.96 | 210.31 | 237.37 | 205.98 | 189.25 | 184.48 | 190.6 | 214.21 | 211.8 | 232.99 | 232.42 | 234.48 | 2573.85
2011 | 234.01 | 197.92 | 222.09 | 197.94 | 179.39 | 168.78 | 187.21 | 208.54 | 228.21 | 243.91 | 239.98 | 240.58 | 2548.56
2012 | 234.63 | 217.94 | 219.65 | 200.79 | 195.67 | 166.24 | 186.39 | 210.22 | 226.01 | 240.47 | 241.44 | 229.49 | 2568.94
2013 | 243.51 | 221.11 | 228.03 | 210.12 | 199.13 | 170.39 | 189.56 | 203.73 | 216.77 | 239.23 | 229.01 | 231.52 | 2582.11
2014 | 222.6 | 217.58 | 234.94 | 209.8 | 192.01 | 177.77 | 185.31 | 200.62 | 216.56 | 244.21 | 216.06 | 244.69 | 2562.15
2015 | 233.45 | 228.25 | 232.25 | 206.11 | 202.84 | 163.41 | 175.53 | 196.97 | 201 | 239.89 | 237.58 | 223.3 | 2540.58
2016 | 258.69 | 230.07 | 244.42 | 212.86 | 207.91 | 183.12 | 199.08 | 225.01 | 230.67 | 247.6 | 227.4 | 246.47 | 2713.3
| November: Std Dev | 45.446
| November: Average | 2571.8683
| November: Std Dev/Avg | 1.767%
`

## Chile
No Tracking | Tracking | No Tracking | Tracking
Yield |  | Capacity Factor
1265 | 3042.7 | 14.44% | 34.73%
1638 | 3828.35 | 18.7% | 43.7%
16.59 | 54.6 | 77.23% | 79.48%
3042.7
3042.7 | 79.49%
3828
54.6
1.426%

## Chile Monthly (3)
| January | February | March | April | May | June | July | August | September | October | November | December
2005 | 216.95 | 193.83 | 250.3 | 228.99 | 216.63 | 189.13 | 186.9 | 236.77 | 234.22 | 260.41 | 241.63 | 228.9 | 2684.66
2006 | 212 | 213.84 | 228.97 | 220.23 | 229.4 | 205.79 | 216.11 | 221.42 | 236.78 | 256.25 | 234.02 | 239.77 | 2714.58
2007 | 224.84 | 212.72 | 228.85 | 211.12 | 145.83 | 108.61 | 117.64 | 151.5 | 219.67 | 243.97 | 239.62 | 228.74 | 2333.11
2008 | 202.54 | 225.6 | 240.12 | 223.38 | 199.37 | 178.43 | 198.63 | 236.09 | 256.57 | 258.84 | 252.6 | 228.03 | 2700.2
2009 | 240.88 | 195.05 | 235.33 | 223.77 | 192.01 | 118.63 | 125.69 | 216.35 | 243.87 | 260.18 | 229.74 | 226.99 | 2508.49
2010 | 222.23 | 199.33 | 247.51 | 225.6 | 221.36 | 215.33 | 232.76 | 233.25 | 247.81 | 259.58 | 254.01 | 239.64 | 2798.41
2011 | 233.47 | 193.42 | 237.45 | 235.04 | 213.98 | 202.58 | 211.31 | 231.05 | 245.48 | 258.68 | 246.78 | 225.01 | 2734.25
2012 | 217.14 | 195.41 | 227.25 | 222.8 | 170.87 | 93.66 | 101.31 | 129.73 | 140.89 | 257.59 | 242.12 | 223.7 | 2222.47
2013 | 214.47 | 211.15 | 253.97 | 221.83 | 197.69 | 193.96 | 209.87 | 230.19 | 251.17 | 258.45 | 247.63 | 220.4 | 2710.78
2014 | 219.75 | 224.6 | 262.51 | 220.89 | 228.36 | 206.51 | 224.81 | 230.77 | 238.03 | 249.93 | 243.25 | 239.42 | 2788.83
2015 | 210.14 | 204.06 | 231.72 | 214.61 | 223.61 | 214.71 | 223.72 | 235.92 | 249.01 | 252.41 | 249.02 | 248.2 | 2757.13
Stdev | 10.2566 | 11.4777 | 11.1532 | 6.1152 | 24.9869 | 43.3556 | 45.602 | 35.3678 | 30.6568 | 4.9362 | 7.0772 | 8.2502 | 183.6883
Average | 219.4918 | 206.2736 | 240.3618 | 222.5691 | 203.5555 | 175.2127 | 186.25 | 213.9127 | 233.0455 | 256.0264 | 243.6745 | 231.7091 | 2632.0827
Perent | 4.673% | 5.564% | 4.64% | 2.748% | 12.28% | 24.74% | 24.48% | 16.53% | 13.15% | 1.928% | 2.904% | 3.561% | 6.979%

## Montreal
No Tracking | Tracking | No Tracking | Tracking
Yield |  | Capacity Factor
1276.53 | 1732.87 | 14.57% | 19.78%
1584.54 | 2129.46 | 18.09% | 24.31%
49.43 | 77.44 | 80.56% | 81.38%

## Monteral Monthly
| January | February | March | April | May | June | July | August | September | October | November | December
2005 | 106.04 | 105.13 | 162.17 | 148.23 | 163.63 | 176.51 | 191.83 | 176.38 | 157.55 | 94.22 | 65.66 | 65.45 | 1612.8
2006 | 74.59 | 89.82 | 138.98 | 157.81 | 147.69 | 156.01 | 185.89 | 180.61 | 126.83 | 85.71 | 68.49 | 63.03 | 1475.46
2007 | 102.24 | 123.23 | 130.26 | 118.81 | 188.68 | 180.71 | 173.53 | 184.76 | 173.16 | 114.97 | 84.19 | 51.97 | 1626.51
2008 | 86.79 | 87.88 | 126.97 | 175.74 | 178.58 | 155.46 | 167.67 | 167.94 | 142.52 | 112.67 | 77.96 | 58.97 | 1539.15
2009 | 93.72 | 99.96 | 160.09 | 149.55 | 157.95 | 161.78 | 149.93 | 172.69 | 168.97 | 89.11 | 101.7 | 62.48 | 1567.93
2010 | 64.67 | 95.63 | 157.11 | 157.37 | 187.29 | 148.78 | 182.61 | 180.98 | 118.44 | 110.63 | 97.38 | 59.47 | 1560.36
2011 | 80.43 | 95.58 | 135.99 | 143.04 | 150.79 | 167.08 | 199.31 | 170.94 | 150.5 | 107.96 | 83.88 | 74.9 | 1560.4
2012 | 86.29 | 109.8 | 152.02 | 155.03 | 175.08 | 188.23 | 201.49 | 184.14 | 104.49 | 108.79 | 103.63 | 54.84 | 1623.83
2013 | 83.71 | 82.59 | 121.35 | 159.36 | 180.37 | 156.69 | 191.35 | 185.39 | 160.87 | 114.75 | 77.3 | 65.19 | 1578.92
2014 | 96.59 | 110.84 | 143.88 | 154.77 | 174.36 | 178.48 | 174.27 | 166.36 | 147.86 | 102.88 | 84.1 | 69.54 | 1603.93
2015 | 101.39 | 114.98 | 150.52 | 161.72 | 192.25 | 165.51 | 183.6 | 181.06 | 168.09 | 127.85 | 100.42 | 53.12 | 1700.51
Stdev | 12.1046 | 11.9639 | 13.304 | 13.4356 | 14.6374 | 11.9936 | 14.2921 | 6.5801 | 21.2724 | 11.8947 | 12.6729 | 6.6885 | 55.0426
Average | 88.7691 | 101.4036 | 143.5764 | 152.8573 | 172.4245 | 166.84 | 181.9527 | 177.3864 | 147.2073 | 106.3218 | 85.8827 | 61.7236 | 1586.3455
Ratio | 13.64% | 11.8% | 9.266% | 8.79% | 8.489% | 7.189% | 7.855% | 3.709% | 14.45% | 11.19% | 14.76% | 10.84% | 3.47%

## KL
No Tracking | Tracking | No Tracking | Tracking
Yield |  | Capacity Factor
1240.15 | 1732.8 | 14.16% | 19.78%
1666.29 | 2357.21 | 19.02% | 26.91%
51.68 | 54.2 | 74.43% | 73.51%
51.68

## KL Monthly (2)
| January | February | March | April | May | June | July | August | September | October | November | December
2005 | 185.6 | 183.21 | 189.97 | 176.67 | 160.51 | 162.86 | 173.26 | 168.93 | 169.74 | 156.76 | 138.4 | 136.08 | 2001.99
2006 | 180.13 | 161.4 | 185.76 | 167.7 | 151.54 | 157.64 | 169.82 | 175.85 | 144.79 | 161.67 | 157.87 | 162.52 | 1976.69
2007 | 150.94 | 177.6 | 178.62 | 169.03 | 166.7 | 139.29 | 143.42 | 165.08 | 151.25 | 148.95 | 148.4 | 138.18 | 1877.46
2008 | 178.45 | 179.43 | 173.75 | 168.92 | 162.24 | 148.64 | 151.26 | 167.1 | 153.64 | 169.9 | 139.18 | 152.78 | 1945.29
2009 | 181.55 | 166.85 | 172.71 | 168.69 | 156.92 | 162.82 | 157.51 | 157.5 | 149.45 | 167.61 | 132.54 | 161.07 | 1935.22
2010 | 173.06 | 177.58 | 197.55 | 183.36 | 173.03 | 147.39 | 155.92 | 168.72 | 163.5 | 155.88 | 153.89 | 116.05 | 1965.93
2011 | 149.7 | 171.62 | 156.96 | 173.76 | 166.36 | 152.74 | 158.06 | 154.81 | 146.77 | 166.98 | 144.18 | 144.76 | 1886.7
2012 | 164.01 | 182.29 | 175.45 | 174.14 | 160.45 | 163.94 | 163.79 | 169.83 | 155.8 | 152.86 | 159.49 | 145.23 | 1967.28
2013 | 161.35 | 144.59 | 200.89 | 160.97 | 164.87 | 161.4 | 160.11 | 168.95 | 148.73 | 164 | 151.95 | 137.75 | 1925.56
2014 | 180.38 | 187.85 | 204.08 | 164.67 | 166.21 | 160.77 | 160.82 | 158.08 | 162.31 | 161.76 | 147.37 | 125.01 | 1979.31
2015 | 183.88 | 185.32 | 202.44 | 174.21 | 165.85 | 155.96 | 155.66 | 162.23 | 151.37 | 152.47 | 153.48 | 179.14 | 2022.01
42.6587
1953.04
2.184%

## Frankfrut
No Tracking | Tracking | No Tracking | Tracking
Yield |  | Capacity Factor
1014.31 | 1316.78 | 11.58% | 15.03%
1271.82 | 1631.55 | 14.52% | 18.62%
48.49 | 69.3 | 79.75% | 80.71%
1014.31

## Frankfrut Monthly (2)
| January | February | March | April | May | June | July | August | September | October | November | December
2005 | 39.89 | 46.78 | 101.29 | 137.29 | 156.04 | 178.21 | 155.2 | 151.76 | 145.09 | 116.16 | 43.71 | 27.88 | 1299.3
2006 | 47.42 | 38.72 | 87.77 | 127.77 | 150.22 | 187.69 | 203.58 | 126 | 145.42 | 105.35 | 44.2 | 27.12 | 1291.26
2007 | 37.43 | 55.27 | 117.82 | 205.8 | 146.83 | 150.9 | 149.11 | 150.68 | 111.55 | 97.27 | 29.57 | 29.64 | 1281.87
2008 | 36.71 | 88.1 | 81.63 | 112.2 | 172.96 | 183.32 | 160.03 | 133.59 | 99.99 | 72.46 | 32.65 | 34.63 | 1208.27
2009 | 43.8 | 52.07 | 85.57 | 166.54 | 158.59 | 156.43 | 159.45 | 173.97 | 123.84 | 72.96 | 36.23 | 29.2 | 1258.65
2010 | 41.33 | 42.35 | 109.14 | 167.46 | 113.99 | 196.86 | 194.2 | 134.03 | 115.87 | 104.42 | 39.56 | 23.71 | 1282.92
2011 | 41.93 | 54.97 | 144.57 | 172.18 | 199.8 | 142.43 | 133.77 | 155.76 | 137.27 | 106.94 | 66.04 | 26.96 | 1382.62
2012 | 39.11 | 79.55 | 122.45 | 128.15 | 165.95 | 132.22 | 158.02 | 169.55 | 129.67 | 85.81 | 32.35 | 28.79 | 1271.62
2013 | 22.93 | 34.57 | 96.99 | 131.55 | 116.18 | 147.68 | 191.65 | 166.61 | 111.4 | 71.36 | 38.44 | 33.5 | 1162.86
2014 | 48.86 | 57.24 | 136.01 | 143.22 | 151.37 | 179.16 | 171.88 | 154.81 | 112.67 | 82.38 | 39.28 | 29.38 | 1306.26
2015 | 36.14 | 63.6 | 115.88 | 173.02 | 163.06 | 165.33 | 176.41 | 167.84 | 114.23 | 75.52 | 41.69 | 39.41 | 1332.13
2016 | 39.12 | 51.13 | 78.02 | 131.14 | 160.23 | 129.45 | 142.45 | 153.72 | 143.98 | 63.07 | 45.99 | 48.71 | 1187.01
| 6.3009 | 15.026 | 20.6835 | 25.8471 | 22.0709 | 21.5716 | 20.7057 | 14.7269 | 14.9736 | 16.7483 | 9.0326 | 6.4978 | 58.973
| 39.5558 | 55.3625 | 106.4283 | 149.6933 | 154.6017 | 162.4733 | 166.3125 | 153.1933 | 124.2483 | 87.8083 | 40.8092 | 31.5775 | 1272.0642
| 15.93% | 27.14% | 19.43% | 17.27% | 14.28% | 13.28% | 12.45% | 9.613% | 12.05% | 19.07% | 22.13% | 20.58% | 4.636%

## Paris
No Tracking | Tracking |  | No Tracking | Tracking
Yield |  |  | Capacity Factor
1108.12 | 1466.28 |  | 12.65% | 16.74%
1379.94 | 1802.7 |  | 15.75% | 20.58%
45.17 | 68.7 | PR | 80.3% | 81.34%
1466.28

## Paris Monthly (2)
| January | February | March | April | May | June | July | August | September | October | November | December
2005 | 56.26 | 63.39 | 97.98 | 138.23 | 162.7 | 184.92 | 158.01 | 170.35 | 133.64 | 106.07 | 69.41 | 46.87 | 1387.83
2006 | 60.16 | 43.02 | 98.27 | 145.28 | 134.22 | 189.56 | 200.11 | 132.54 | 134.74 | 84.48 | 64.78 | 47.39 | 1334.55
2007 | 52.36 | 69.58 | 119.57 | 213.87 | 143.03 | 148.51 | 155.25 | 140.09 | 126.73 | 107.9 | 71.98 | 70.1 | 1418.97
2008 | 50.2 | 97.84 | 94.51 | 134.12 | 177.04 | 152.76 | 171.32 | 137.57 | 138.07 | 90.9 | 42.09 | 45.87 | 1332.29
2009 | 55.76 | 64.54 | 129.15 | 152.74 | 140.07 | 170.69 | 172.35 | 182.51 | 140.59 | 97.09 | 52.89 | 50 | 1408.38
2010 | 50.89 | 57.85 | 142.55 | 184.04 | 147.49 | 170.33 | 174.44 | 150.3 | 145.87 | 110.28 | 45.81 | 40.72 | 1420.57
2011 | 50.44 | 49.65 | 146.77 | 184.73 | 203.96 | 153.66 | 149.9 | 161.3 | 142.11 | 105.92 | 66.86 | 56.33 | 1471.63
2012 | 55.99 | 98.13 | 145.33 | 120.48 | 161.39 | 135.68 | 163.22 | 173.77 | 136.53 | 84.57 | 38.86 | 42.5 | 1356.45
2013 | 30.5 | 55.55 | 93.61 | 139.75 | 116.89 | 143.81 | 202.69 | 178.22 | 119.03 | 83.38 | 44.16 | 72.35 | 1279.94
2014 | 45.71 | 65.14 | 154.95 | 141.1 | 154.52 | 178.35 | 154.05 | 150.91 | 163.53 | 91.3 | 59.02 | 39.97 | 1398.55
2015 | 45.75 | 73.75 | 120.17 | 164.43 | 155.67 | 199.91 | 170.24 | 164.77 | 141.19 | 86.99 | 62.82 | 63.25 | 1448.94
2016 | 47.94 | 67.8 | 108.36 | 132.46 | 146.66 | 123.94 | 171.44 | 175.37 | 122.82 | 94.73 | 61.93 | 59.35 | 1312.8
PVGIS
| 7.2956 | 16.0366 | 21.6033 | 26.1687 | 21.0904 | 22.2446 | 15.993 | 16.3959 | 11.129 | 9.5489 | 11.0144 | 10.735 | 55.4817
| 50.1633 | 67.1867 | 120.935 | 154.2692 | 153.6367 | 162.6767 | 170.2517 | 159.8083 | 137.0708 | 95.3008 | 56.7175 | 52.8917 | 1380.9083
| 14.54% | 23.87% | 17.86% | 16.96% | 13.73% | 13.67% | 9.394% | 10.26% | 8.119% | 10.02% | 19.42% | 20.3% | 4.018%

## UAE
No Tracking | Tracking | No Tracking | Tracking
Yield |  | Capacity Factor
1795.59 | 2449.03 | 20.5% | 27.96%
2449.71 | 3322.2 | 27.96% | 37.92%
49.27 | 66.5 | 73.3% | 73.72%

## UAE Monthly (2)
| January | February | March | April | May | June | July | August | September | October | November | December | Total
2005 | 169.11 | 161.45 | 202.89 | 210.17 | 221.51 | 211.77 | 212.76 | 216.92 | 217.09 | 218.83 | 184.58 | 181.43 | 2408.51
2006 | 173.01 | 165.5 | 202.63 | 200.5 | 223.76 | 212.07 | 211.34 | 223.2 | 216.11 | 217.53 | 174.29 | 122.04 | 2341.98
2007 | 192.17 | 185.79 | 226.93 | 221.83 | 228.95 | 209.14 | 218.44 | 220.81 | 221.65 | 226.06 | 190.2 | 188.9 | 2530.87
2008 | 156.04 | 202.78 | 239.73 | 230.79 | 224.02 | 215.11 | 217.69 | 218.57 | 220.19 | 222.81 | 196.54 | 185.02 | 2529.29
2009 | 187.4 | 192.62 | 212.05 | 221.09 | 231.39 | 217.69 | 217 | 222.67 | 223.05 | 224.07 | 196.79 | 168.1 | 2513.92
2010 | 202.98 | 190.4 | 231.8 | 214.81 | 216.09 | 212.81 | 208.81 | 218.49 | 219.65 | 223.35 | 193.85 | 195.63 | 2528.67
2011 | 167.07 | 192.75 | 222.25 | 199.48 | 228 | 217.09 | 215.62 | 221.49 | 221.57 | 222.2 | 186.45 | 196.66 | 2490.63
2012 | 199.66 | 202.64 | 231.59 | 197.29 | 225.56 | 218.7 | 212.76 | 222.92 | 218.31 | 223.61 | 187.63 | 177.62 | 2518.29
2013 | 188.57 | 193.64 | 216.24 | 188.53 | 221.9 | 215.39 | 215.14 | 212.29 | 221.78 | 224.3 | 186.4 | 193.15 | 2477.33
2014 | 181.13 | 185.31 | 207.94 | 226.12 | 225.91 | 219.12 | 216.91 | 222.03 | 222.27 | 223.59 | 197.18 | 192.17 | 2519.68
2015 | 194.77 | 194.65 | 218.71 | 230.35 | 224.21 | 215.19 | 216.39 | 225.04 | 221.8 | 222.73 | 189.3 | 181.43 | 2534.57
2016 | 176.27 | 180.27 | 179.78 | 189.62 | 220.54 | 212.96 | 209.68 | 216.81 | 215.3 | 213.83 | 188.73 | 178.1 | 2381.89
Stdev | 13.7441 | 12.369 | 15.7183 | 14.781 | 3.9287 | 2.9447 | 3.0885 | 3.4351 | 2.4938 | 3.3029 | 6.1869 | 19.2822 | 63.5353
Avg | 182.3483 | 187.3167 | 216.045 | 210.8817 | 224.32 | 214.7533 | 214.3783 | 220.1033 | 219.8975 | 221.9092 | 189.3283 | 180.0208 | 2481.3025
Ratio | 7.537% | 6.603% | 7.275% | 7.009% | 1.751% | 1.371% | 1.441% | 1.561% | 1.134% | 1.488% | 3.268% | 10.71% | 2.561%