{"text_format":"1","workbook":"xlsx","n_sheets":8,"sheets":["PV GIS","Levelised Cost","Detailed LCOE Calculator","Inputs","Target","Selected Presentation","Malaysia Hourly","Temperature"],"not_rendered":{"charts":7,"images":3,"macros":1,"external_links":0,"defined_names":34,"comments":0,"pivot_tables":0},"unopened":[],"bounds":{"document_bytes":16777216,"sheet_cells":100000,"rows_first":2000,"rows_last":500,"rows_between":2000,"halvings":0,"cell_chars":16384,"cell_head_chars":4096},"cells_cut":0,"cells_raw":0,"read":"whole","date_system":"1900"}

{"sheet":"PV GIS","index":0,"n_rows":62,"n_cols":16,"rows_kept":62,"cut":false,"hidden":false,"merged":[]}
[]
[]
[]
[]
[]
[]
[]
[]
[]
[]
[]
[]
[]
[]
[]
[]
[]
[]
[]
[]
[]
[]
[]
[]
[]
[]
[]
[]
[]
[]
[]
[]
[]
[]
[]
[]
[]
[]
[null,null,null,null,null,null,null,null,null,null,null,null,null,null,null,1762]
[null,null,null,null,null,null,null,null,null,null,null,null,null,null,null,8760]
[null,null,null,null,null,null,null,null,null,null,null,null,null,null,null,{"$f":"P39/P40","v":0.20114155251141552}]
[]
[]
[]
[]
[]
[]
[]
[]
[]
[]
[]
[]
[]
[]
[]
[]
[null,null,null,null,null,null,null,null,null,null,null,null,null,null,null,2288]
[null,null,null,null,null,null,null,null,null,null,null,null,null,null,null,{"$f":"P58/8760","v":0.26118721461187216}]
[]
[]
[null,null,null,null,null,null,null,null,null,null,null,null,null,null,null,{"$f":"P58/P39-1","v":0.29852440408626557}]

{"sheet":"Levelised Cost","index":1,"n_rows":63,"n_cols":15,"rows_kept":63,"cut":false,"hidden":false,"merged":[]}
[null,null,null,"Real LCOE"]
[null,null,null,"Target vs Met","kWh",{"$f":"Target!P60","v":-378.30859697503485},{"$f":"Inputs!L3","v":-2.5978833182388815E-3}]
[]
[null,null,null,"Step 1: Battery Allocation"]
[null,null,null,"Other",null,{"$f":"1-F6","v":0.4},300]
[null,null,null,"Battery Banks",null,0.6]
[null,null,null,null,null,null,"Strategy 1",null,null,null,"Strategy 2",null,"Strategy 3"]
[null,null,null,null,null,null,"Bank","Other",null,null,"NGCC"]
[null,null,null,null,null,"Solar","Battery","Battery","Total",null,"Total",null,"Solar","NGCC","Total"]
[null,"Step 1: Production"]
[null,null,"Consistent Total"]
[null,null,null,"Target Load","kW-hr",{"$f":"Target!Q16/8760","v":52.048973295232869},null,null,100,null,100,null,{"$f":"I12","v":100},100]
[null,null,null,"Load Factor","%",{"$f":"F12/F16","v":0.26024486647616435},null,null,{"$f":"Inputs!$G$13","v":0.5},null,{"$f":"K14/8760/K16","v":0.49870442409590932},null,{"$f":"F13","v":0.26024486647616435},{"$f":"N14/8760/N12","v":0.23845955761974491}]
[null,null,null,"Annual Production","kWh/yr",{"$f":"Target!Q16","v":455949.00606623996},null,null,{"$f":"Target!N16","v":436865.07550801651},null,{"$f":"I14","v":436865.07550801651},null,{"$f":"M12*M13*8760","v":227974.50303311998},{"$f":"O14-M14","v":208890.57247489653},{"$f":"I14","v":436865.07550801651}]
[]
[null,null,null,"Capacity","kWp",{"$f":"Inputs!G17","v":200},{"$f":"Inputs!$G$19","v":200},{"$f":"G16","v":200},null,null,{"$f":"K12","v":100},null,{"$f":"M12","v":100},{"$f":"K16","v":100}]
[null,null,null,"Capacity ","kWh",null,{"$f":"Inputs!$G$21","v":600},{"$f":"Inputs!$G$21","v":600}]
[]
[null,"Step 2: Capital Expenditure"]
[null,null,"Cost Driver",null,null,null,null,null,null,null,800,null,700,800]
[null,null,null,"Cost/kWp","USD/kWp",700]
[null,null,null,"Cost/kWh","USD/kWh",null,{"$f":"F6*G5","v":180},{"$f":"G5-G22","v":120}]
[]
[null,null,"To the LCOE Calculator"]
[null,null,null,"Total Capital","USD",{"$f":"F21*F16","v":140000},{"$f":"G22*G17","v":108000},{"$f":"H22*H17","v":72000},{"$f":"SUM(F25:H25)","v":320000},null,{"$f":"K20*K16","v":80000},null,{"$f":"M20*M12","v":70000},{"$f":"N20*N16","v":80000},{"$f":"SUM(M25:N25)","v":150000}]
[]
[null,null,null,"Economic Life","Years",35,13,30,null,null,20,null,{"$f":"F27","v":35},{"$f":"K27","v":20}]
[null,null,null,"Degradation","% p.a.",5.0000000000000001E-3,0,0,null,null,0,null,5.0000000000000001E-3,0]
[]
[null,null,null,"Tax Rate","%",0.25,0.25,0.25,null,null,0.25,null,0.25,0.25]
[null,null,null,"Tax Life","Years",15,15,15,null,null,15,null,15,15]
[]
[null,null,null,"Debt Cost","% p.a.",0.03,0.03,0.03,null,null,0.03,null,0.03,0.03]
[null,null,null,"Equity Return","% p.a.",0.08,0.08,0.08,null,null,0.08,null,0.08,0.08]
[null,null,null,"Debt to Capital","%",0.8,0.8,0.8,null,null,0.8,null,0.8,0.8]
[null,null,null,"Inflation Rate","% p.a.",0.02,0.02,0.02,null,null,0.02,null,0.02,0.02]
[]
[null,null,"From the LCOE Calculator"]
[null,null,null,"Total Capital Recovery","USD",{"$f":"'Detailed LCOE Calculator'!H77","v":6084.6160469625675},{"$f":"'Detailed LCOE Calculator'!I77","v":9995.2075774509067},{"$f":"'Detailed LCOE Calculator'!J77","v":3252.6605817791151},{"$f":"F39+G39+H39","v":19332.484206192588},null,{"$f":"'Detailed LCOE Calculator'!K77","v":5057.5717843958437},null,{"$f":"'Detailed LCOE Calculator'!L77","v":3042.3080234812837},{"$f":"'Detailed LCOE Calculator'!M77","v":5057.5717843958437},{"$f":"N39+M39","v":8099.879807877127}]
[]
[null,"Step 3: Operation Cost"]
[null,null,null,"Fixed O&M Cost","USD/kW-y",15,0.02,0.02,null,null,15,null,15,15]
[null,null,null,"Variable Cost","USD/MWH",0,0,0,null,null,5,null,0,5]
[null,null,null,"Emissions   ","Tons/GWH"]
[null,null,null,"Emissions Cost","USD/ton"]
[]
[null,null,null,"First Year Non Fuel O&M","USD",{"$f":"F42*F16","v":3000},{"$f":"G42*G25","v":2160},{"$f":"H42*H25","v":1440},null,null,{"$f":"K43*K14/1000+K42*K16","v":3684.3253775400826},null,{"$f":"M42*M16","v":1500},{"$f":"N43*N14/1000+N42*N16","v":2544.4528623744827}]
[]
[null,null,null,"Heat Rate","MMBTU/Mwh",null,null,null,null,null,6.5,null,null,6.5]
[null,null,null,"Gas Price","USD/MMBTU",null,null,null,null,null,11,null,null,{"$f":"K50","v":11}]
[null,null,null,"Gas Cost","USD/MWH",null,null,null,null,null,{"$f":"K49*K50","v":71.5},null,null,{"$f":"N49*N50","v":71.5}]
[null,null,null,"Total Fuel Cost","USD ",null,null,null,null,null,{"$f":"K51*K14/1000","v":31235.852898823181},null,null,{"$f":"N51*N14/1000","v":14935.6759319551}]
[]
[null,null,null,"Total Cost","USD ",{"$f":"F52+F47","v":3000},{"$f":"G52+G47","v":2160},{"$f":"H52+H47","v":1440},null,null,{"$f":"K52+K47","v":34920.178276363265},null,{"$f":"M52+M47","v":1500},{"$f":"N52+N47","v":17480.128794329583}]
[]
[null,null,null,"Adjusted Cost for Degrad","USD",{"$f":"'Detailed LCOE Calculator'!H66","v":3254.5320324129707},{"$f":"'Detailed LCOE Calculator'!I66","v":2160},{"$f":"'Detailed LCOE Calculator'!J66","v":1440},{"$f":"F56+G56+H56","v":6854.5320324129707},null,{"$f":"'Detailed LCOE Calculator'!K66","v":34920.178276363265},null,{"$f":"'Detailed LCOE Calculator'!L66","v":1623.2000741400057},{"$f":"'Detailed LCOE Calculator'!M66","v":17480.128794329583},{"$f":"N56+M56","v":19103.328868469587}]
[]
[null,"Step 4: Total LCOE"]
[null,null,null,"Total Cost",null,{"$f":"F47+F39","v":9084.6160469625684},null,null,{"$f":"I56+I39","v":26187.01623860556},null,{"$f":"K56+K39","v":39977.750060759106},null,null,null,{"$f":"O56+O39","v":27203.208676346716}]
[null,null,null,"Total Production",null,{"$f":"F14","v":455949.00606623996},null,null,{"$f":"I14","v":436865.07550801651},null,{"$f":"K14","v":436865.07550801651},null,null,null,{"$f":"O14","v":436865.07550801651}]
[null,null,null,"Final LCOE",null,{"$f":"F59/F60","v":1.9924631759462068E-2},null,null,{"$f":"I59/I60","v":5.9943029797365953E-2},null,{"$f":"K59/K60","v":9.1510519613567765E-2},null,null,null,{"$f":"O59/O60","v":6.2269131137830072E-2}]
[]
[null,null,null,null,null,null,null,null,null,null,null,null,null,null,{"$f":"O61/I61","v":1.0388052013441325}]

{"sheet":"Detailed LCOE Calculator","index":2,"n_rows":93,"n_cols":15,"rows_kept":93,"cut":false,"hidden":false,"merged":[]}
[]
[null,"Technology",null,null,1,null,null,"Project 1","Project 2","Project 3","Project 4","Project 4","Project 4","Project 4","Project 4"]
[]
[null,"Real LCOE",null,null,null,null,null,{"$f":"H83","v":58.369675496097116},{"$f":"I83","v":75.970047359068161},{"$f":"J83","v":29.329128636119471},{"$f":"K83","v":249.86093787974443},{"$f":"L83","v":29.159425610133059},140.86062861703391,4.375,22.905987786024323]
[]
[null,null,"Annual Production",null,"Quantity",null,null,160,160,160,160,160,160,160,160]
[null,null,"Total Capital Cost",null,"USD",null,null,{"$f":"'Levelised Cost'!F25","v":140000},{"$f":"'Levelised Cost'!G25","v":108000},{"$f":"'Levelised Cost'!H25","v":72000},{"$f":"'Levelised Cost'!K25","v":80000},{"$f":"'Levelised Cost'!M25","v":70000},{"$f":"'Levelised Cost'!N25","v":80000},{"$f":"'Levelised Cost'!L25","v":0},{"$f":"'Levelised Cost'!M25","v":70000}]
[]
[null,"Carrying Charge Analysis"]
[null,null,"Project Life",null,"Yr",null,null,{"$f":"'Levelised Cost'!F27","v":35},{"$f":"'Levelised Cost'!G27","v":13},{"$f":"'Levelised Cost'!H27","v":30},{"$f":"'Levelised Cost'!K27","v":20},{"$f":"'Levelised Cost'!M27","v":35},{"$f":"'Levelised Cost'!N27","v":20},30,30]
[null,null,"Tax Life",null,"Yr",null,null,{"$f":"'Levelised Cost'!F31","v":15},{"$f":"'Levelised Cost'!G31","v":15},{"$f":"'Levelised Cost'!H31","v":15},{"$f":"'Levelised Cost'!K31","v":15},{"$f":"'Levelised Cost'!M31","v":15},{"$f":"'Levelised Cost'!N31","v":15},5,5]
[null,null,"Income Tax Rate",null,"%",null,null,{"$f":"'Levelised Cost'!F30","v":0.25},{"$f":"'Levelised Cost'!G30","v":0.25},{"$f":"'Levelised Cost'!H30","v":0.25},{"$f":"'Levelised Cost'!K30","v":0.25},{"$f":"'Levelised Cost'!M30","v":0.25},{"$f":"'Levelised Cost'!N30","v":0.25},0.3,0.3]
[null,null,"Variable Declining Balance Factor (1-St Line)",null,"Factor",null,null,1,1,1,1,1,1,1,1]
[null,null,"Debt to Captial",null,"%",null,null,{"$f":"'Levelised Cost'!F35","v":0.8},{"$f":"'Levelised Cost'!G35","v":0.8},{"$f":"'Levelised Cost'!H35","v":0.8},{"$f":"'Levelised Cost'!K35","v":0.8},{"$f":"'Levelised Cost'!M35","v":0.8},{"$f":"'Levelised Cost'!N35","v":0.8},0.8,0.8]
[null,null,"Target Equity IRR",null,"%",null,null,{"$f":"'Levelised Cost'!F34","v":0.08},{"$f":"'Levelised Cost'!G34","v":0.08},{"$f":"'Levelised Cost'!H34","v":0.08},{"$f":"'Levelised Cost'!K34","v":0.08},{"$f":"'Levelised Cost'!M34","v":0.08},{"$f":"'Levelised Cost'!N34","v":0.08},7.4999999999999997E-2,7.4999999999999997E-2]
[null,null,"Cost of Debt",null,"%",null,null,3.2000000000000001E-2,3.2000000000000001E-2,3.2000000000000001E-2,3.2000000000000001E-2,3.2000000000000001E-2,3.2000000000000001E-2,3.2000000000000001E-2,3.2000000000000001E-2]
[null,null,"After Cost of Debt",null,"%",null,null,{"$f":"H16*(1-H12)","v":2.4E-2},{"$f":"I16*(1-I12)","v":2.4E-2},{"$f":"J16*(1-J12)","v":2.4E-2},{"$f":"K16*(1-K12)","v":2.4E-2},{"$f":"L16*(1-L12)","v":2.4E-2},2.4E-2,2.24E-2,2.24E-2]
[null,null,"WACC",null,"%",null,null,{"$f":"H17*H14+H15*(1-H14)","v":3.5199999999999995E-2},{"$f":"I17*I14+I15*(1-I14)","v":3.5199999999999995E-2},{"$f":"J17*J14+J15*(1-J14)","v":3.5199999999999995E-2},{"$f":"K17*K14+K15*(1-K14)","v":3.5199999999999995E-2},{"$f":"L17*L14+L15*(1-L14)","v":3.5199999999999995E-2},3.5199999999999995E-2,3.2919999999999998E-2,3.2919999999999998E-2]
[]
[null,null,"Required Nominal Project IRR",null,"% p.a.",null,null,{"$f":"H18","v":3.5199999999999995E-2},{"$f":"I18","v":3.5199999999999995E-2},{"$f":"J18","v":3.5199999999999995E-2},{"$f":"K18","v":3.5199999999999995E-2},{"$f":"L18","v":3.5199999999999995E-2},3.5199999999999995E-2,3.2919999999999998E-2,3.2919999999999998E-2]
[]
[null,null,"Inflation",null,"% p.a.",null,null,{"$f":"'Levelised Cost'!F36","v":0.02},{"$f":"'Levelised Cost'!G36","v":0.02},{"$f":"'Levelised Cost'!H36","v":0.02},{"$f":"'Levelised Cost'!K36","v":0.02},{"$f":"'Levelised Cost'!M36","v":0.02},{"$f":"'Levelised Cost'!N36","v":0.02},0.02,0.02]
[null,null,"Degradation",null,"% p.a.",null,null,{"$f":"'Levelised Cost'!F28","v":5.0000000000000001E-3},{"$f":"'Levelised Cost'!G28","v":0},{"$f":"'Levelised Cost'!H28","v":0},{"$f":"'Levelised Cost'!K28","v":0},{"$f":"'Levelised Cost'!M28","v":5.0000000000000001E-3},{"$f":"'Levelised Cost'!N28","v":0},{"$f":"'Levelised Cost'!O28","v":0},{"$f":"'Levelised Cost'!P28","v":0}]
[null,null,"Tax Shield Value",null,"%",null,null,{"$f":"tax_dep_shield(H11,H13,H20,H12)","v":0.18516625184524574},{"$f":"tax_dep_shield(I11,I13,I20,I12)","v":0.18516625184524574},{"$f":"tax_dep_shield(J11,J13,J20,J12)","v":0.18516625184524574},{"$f":"tax_dep_shield(K11,K13,K20,K12)","v":0.18516625184524574},{"$f":"tax_dep_shield(L11,L13,L20,L12)","v":0.18516625184524574},{"$f":"tax_dep_shield(M11,M13,M20,M12)","v":0.18516625184524574},{"$f":"tax_dep_shield(N11,N13,N20,N12)","v":0.26382140038754404},{"$f":"tax_dep_shield(O11,O13,O20,O12)","v":0.26382140038754404}]
[]
[null,null,"Levelizing Factor with PMT",null,"%",null,null,{"$f":"PMT(H20,H10,-1)","v":5.0139241277531499E-2},{"$f":"PMT(I20,I10,-1)","v":9.7183900692166328E-2},{"$f":"PMT(J20,J10,-1)","v":5.4507659729558476E-2},{"$f":"PMT(K20,K10,-1)","v":7.048846811779258E-2},{"$f":"PMT(L20,L10,-1)","v":5.0139241277531499E-2},7.048846811779258E-2,5.2963687077588924E-2,5.2963687077588924E-2]
[null,null,"Capital Recovery Pre-Tax",null,"USD/yr",null,null,{"$f":"H26*H7","v":7019.4937788544103},{"$f":"I26*I7","v":10495.861274753963},{"$f":"J26*J7","v":3924.5515005282105},{"$f":"K26*K7","v":5639.0774494234065},{"$f":"L26*L7","v":3509.7468894272051},5639.0774494234065,0,3707.4580954312246]
[]
[null,null,"Capital Cost Recovery Base",null,"USD/yr",null,null,{"$f":"H26*H7","v":7019.4937788544103},{"$f":"I26*I7","v":10495.861274753963},{"$f":"J26*J7","v":3924.5515005282105},{"$f":"K26*K7","v":5639.0774494234065},{"$f":"L26*L7","v":3509.7468894272051},5639.0774494234065,0,3707.4580954312246]
[null,null,"IRR Adjusted for Degradation",null,"% p.a.",null,null,{"$f":"(1+H20)/(1-H23)-1","v":4.0402010050251125E-2},3.5199999999999898E-2,3.5199999999999898E-2,3.5199999999999898E-2,{"$f":"(1+L20)/(1-L23)-1","v":4.0402010050251125E-2},3.5199999999999898E-2,3.292000000000006E-2,3.292000000000006E-2]
[null,null,"Nominal Levelizing Factor with Degradation",null,"% p.a.",null,null,{"$f":"PMT(H30,H10,-1)","v":5.3870115845493498E-2},{"$f":"PMT(I30,I10,-1)","v":9.7183900692166258E-2},{"$f":"PMT(J30,J10,-1)","v":5.4507659729558407E-2},{"$f":"PMT(K30,K10,-1)","v":7.048846811779251E-2},{"$f":"PMT(L30,L10,-1)","v":5.3870115845493498E-2},7.048846811779251E-2,5.2963687077588972E-2,5.2963687077588972E-2]
[null,null,"PMT Factor Adjusted for Paying Taxes",null,"% p.a.",null,null,{"$f":"H31/(1-H12)","v":7.1826821127324664E-2},{"$f":"I31/(1-I12)","v":0.12957853425622168},{"$f":"J31/(1-J12)","v":7.2676879639411204E-2},{"$f":"K31/(1-K12)","v":9.3984624157056676E-2},{"$f":"L31/(1-L12)","v":7.1826821127324664E-2},9.3984624157056676E-2,7.5662410110841391E-2,7.5662410110841391E-2]
[null,null,"PMT Factor Adjust for Tax Depreciation Shield",null,"% p.a.",null,null,{"$f":"H32*(1-H24)","v":5.8526917877219052E-2},{"$f":"I32*(1-I24)","v":0.10558496274839634},{"$f":"J32*(1-J24)","v":5.9219574240773377E-2},{"$f":"K32*(1-K24)","v":7.6581843570810354E-2},{"$f":"L32*(1-L24)","v":5.8526917877219052E-2},7.6581843570810354E-2,5.5701047118702537E-2,5.5701047118702537E-2]
[]
[null,null,"Construction Timing",null,"Year",null,null,1,1,1,1,1,1,1,1]
[null,null,"Construction Factor",null,"Factor",null,null,{"$f":"FV(H20,H35,-1/H35)","v":0.99999999999999722},0.99999999999999722,0.99999999999999722,0.99999999999999722,{"$f":"FV(L20,L35,-1/L35)","v":0.99999999999999722},0.99999999999999722,1.000000000000002,1.000000000000002]
[null,null,"Capital Cost Recovery with Degradation",null,"USD/yr",null,null,{"$f":"H33*H7*H36","v":8193.7685028106443},{"$f":"I33*I7*I36","v":11403.175976826773},{"$f":"J33*J7*J36","v":4263.8093453356714},{"$f":"K33*K7*K36","v":6126.5474856648107},{"$f":"L33*L7*L36","v":4096.8842514053222},6126.5474856648107,0,3899.0732983091852]
[]
[null,null,"Real IRR",null,"% p.a.",null,null,{"$f":"(1+H20)/(1+H22)-1","v":1.4901960784313717E-2},1.4901960784313717E-2,1.4901960784313717E-2,1.4901960784313717E-2,{"$f":"(1+L20)/(1+L22)-1","v":1.4901960784313717E-2},1.4901960784313717E-2,1.2666666666666604E-2,1.2666666666666604E-2]
[null,null,"Levelizing Factor with Real IRR",null,"% p.a.",null,null,{"$f":"(1+H39)/(1-H23)-1","v":2.0001970637501199E-2},1.4901960784313717E-2,1.4901960784313717E-2,1.4901960784313717E-2,{"$f":"(1+L39)/(1-L23)-1","v":2.0001970637501199E-2},1.4901960784313717E-2,1.2666666666666604E-2,1.2666666666666604E-2]
[null,null,"Real IRR Adjusted for Degradation",null,"% p.a.",null,null,{"$f":"(1+H39)/(1-H23)-1","v":2.0001970637501199E-2},1.4901960784313717E-2,1.4901960784313717E-2,1.4901960784313717E-2,{"$f":"(1+L39)/(1-L23)-1","v":2.0001970637501199E-2},1.4901960784313717E-2,1.2666666666666604E-2,1.2666666666666604E-2]
[null,null,"Levelizing Factor with Real IRR and Degradation",null,"% p.a.",null,null,{"$f":"PMT(H41,H10,-1)","v":4.0003445449158813E-2},{"$f":"PMT(I41,I10,-1)","v":8.5184448839391108E-2},{"$f":"PMT(J41,J10,-1)","v":4.1581342374351717E-2},{"$f":"PMT(K41,K10,-1)","v":5.8189459611957511E-2},{"$f":"PMT(L41,L10,-1)","v":4.0003445449158813E-2},5.8189459611957511E-2,4.0274982827872535E-2,4.0274982827872535E-2]
[]
[null,null,"Adj for Tax on Inc (Divide by (1-t))",null,"%",null,null,{"$f":"H42/(1-H12)","v":5.3337927265545086E-2},{"$f":"I42/(1-I12)","v":0.11357926511918814},{"$f":"J42/(1-J12)","v":5.5441789832468953E-2},{"$f":"K42/(1-K12)","v":7.7585946149276677E-2},{"$f":"L42/(1-L12)","v":5.3337927265545086E-2},7.7585946149276677E-2,5.7535689754103628E-2,5.7535689754103628E-2]
[null,null,"Adj for Tax Shield",null,"%",null,null,{"$f":"H44*(1-H24)","v":4.3461543192589769E-2},9.2548218309730618E-2,4.5175841413598823E-2,6.3219647304948043E-2,{"$f":"L44*(1-L24)","v":4.3461543192589769E-2},6.3219647304948043E-2,4.2356543510912739E-2,4.2356543510912739E-2]
[]
[null,null,"Construction Real",null,"Factor",null,null,1,1,1,1,1,1,1,1]
[null,null,"Final Real Capital Cost Recovery with Degradation",null,"USD/yr",null,null,{"$f":"H45*H7","v":6084.6160469625675},{"$f":"I45*I7","v":9995.2075774509067},{"$f":"J45*J7","v":3252.6605817791151},{"$f":"K45*K7","v":5057.5717843958437},{"$f":"L45*L7","v":3042.3080234812837},5057.5717843958437,0,2964.9580457638917]
[]
[null,"Operating Cost Analysis"]
[null,null,"Total Operating Costs",null,"USD/yr",null,null,{"$f":"'Levelised Cost'!F54","v":3000},{"$f":"'Levelised Cost'!G54","v":2160},{"$f":"'Levelised Cost'!H54","v":1440},{"$f":"'Levelised Cost'!K54","v":34920.178276363265},{"$f":"'Levelised Cost'!M54","v":1500},{"$f":"'Levelised Cost'!N54","v":17480.128794329583},700,700]
[]
[null,null,"Degradation for Input Cost (eg electricity input)",null,"%",null,null,{"$f":"H23","v":5.0000000000000001E-3},{"$f":"I23","v":0},0,0,5.0000000000000001E-3,0,0,0]
[]
[null,null,"Nominal IRR",null,"% p.a.",null,null,{"$f":"H20","v":3.5199999999999995E-2},{"$f":"I20","v":3.5199999999999995E-2},3.5199999999999995E-2,3.5199999999999995E-2,{"$f":"L20","v":3.5199999999999995E-2},3.5199999999999995E-2,3.2919999999999998E-2,3.2919999999999998E-2]
[null,null,"Real IRR",null,"% p.a.",null,null,{"$f":"H39","v":1.4901960784313717E-2},{"$f":"I39","v":1.4901960784313717E-2},1.4901960784313717E-2,1.4901960784313717E-2,{"$f":"L39","v":1.4901960784313717E-2},1.4901960784313717E-2,1.2666666666666604E-2,1.2666666666666604E-2]
[null,null,"Nominal Adjusted for Degradation",null,"% p.a.",null,null,{"$f":"(1+H55)/(1-H53)-1","v":4.0402010050251125E-2},{"$f":"(1+I55)/(1-I53)-1","v":3.5199999999999898E-2},3.5199999999999898E-2,3.5199999999999898E-2,{"$f":"(1+L55)/(1-L53)-1","v":4.0402010050251125E-2},3.5199999999999898E-2,3.292000000000006E-2,3.292000000000006E-2]
[]
[null,null,"Inflation Factor for Nominal Cost",null,"Factor",null,null,{"$f":"PV(H56,H10,-1)/PV(H55,H10,-1)","v":1.3597142694954227},{"$f":"PV(I56,I10,-1)/PV(I55,I10,-1)","v":1.1408643480854044},1.3108682071596625,1.2113614490983828,{"$f":"PV(L56,L10,-1)/PV(L55,L10,-1)","v":1.3597142694954227},1.2113614490983828,1.3150517606412262,1.3150517606412262]
[null,null,"Degradation Factor for Nominal Cost",null,"Factor",null,null,{"$f":"PV(H56,H10,-1)/PV(H57,H10,-1)","v":1.4608909777682038},{"$f":"PV(I56,I10,-1)/PV(I57,I10,-1)","v":1.1408643480854015},1.3108682071596587,1.2113614490983795,{"$f":"PV(L56,L10,-1)/PV(L57,L10,-1)","v":1.4608909777682038},1.2113614490983795,1.3150517606412289,1.3150517606412289]
[null,null,"Adjusted Nominal Cost for LCOE Calc",null,"USD/yr",null,null,{"$f":"H60*H51","v":4382.6729333046114},{"$f":"I60*I51","v":2464.2669918644674},{"$f":"J60*J51","v":1887.6502183099085},{"$f":"K60*K51","v":42300.957759629156},{"$f":"L60*L51","v":2191.3364666523057},21174.754146725394,920.53623244886023,920.53623244886023]
[]
[null,null,"Real IRR without Degradation",null,"% p.a.",null,null,{"$f":"H39","v":1.4901960784313717E-2},{"$f":"(1+I39)/(1-I53)-1","v":1.4901960784313717E-2},{"$f":"(1+J39)/(1-J53)-1","v":1.4901960784313717E-2},{"$f":"(1+K39)/(1-K53)-1","v":1.4901960784313717E-2},{"$f":"(1+L39)/(1-L53)-1","v":2.0001970637501199E-2},1.4901960784313717E-2,1.2666666666666604E-2,1.2666666666666604E-2]
[null,null,"Real IRR with Degradation",null,"% p.a.",null,null,{"$f":"(1+H63)/(1-H53)-1","v":2.0001970637501199E-2},{"$f":"(1+I63)/(1-I53)-1","v":1.4901960784313717E-2},{"$f":"(1+J63)/(1-J53)-1","v":1.4901960784313717E-2},{"$f":"(1+K63)/(1-K53)-1","v":1.4901960784313717E-2},{"$f":"(1+L63)/(1-L53)-1","v":2.51276086809058E-2},1.4901960784313717E-2,1.2666666666666604E-2,1.2666666666666604E-2]
[null,null,"Degradation Factor for Real Cost",null,"Factor",null,null,{"$f":"PV(H63,H10,-1)/PV(H64,H10,-1)","v":1.0848440108043236},{"$f":"PV(I63,I10,-1)/PV(I64,I10,-1)","v":1},{"$f":"PV(J63,J10,-1)/PV(J64,J10,-1)","v":1},{"$f":"PV(K63,K10,-1)/PV(K64,K10,-1)","v":1},{"$f":"PV(L63,L10,-1)/PV(L64,L10,-1)","v":1.0821333827600037},1,1,1]
[null,null,"Adjusted Real Cost of LOCE",null,"USD/yr",null,null,{"$f":"H51*H65","v":3254.5320324129707},{"$f":"I51*I65","v":2160},{"$f":"J51*J65","v":1440},{"$f":"K51*K65","v":34920.178276363265},{"$f":"L51*L65","v":1623.2000741400057},17480.128794329583,700,700]
[]
[null,"LCOE Calculation"]
[null,null,"Nominal Capital Recovery",null,"USD/yr",null,null,{"$f":"H37","v":8193.7685028106443},{"$f":"I37","v":11403.175976826773},{"$f":"J37","v":4263.8093453356714},{"$f":"K37","v":6126.5474856648107},{"$f":"L37","v":4096.8842514053222},6126.5474856648107,0,3899.0732983091852]
[null,null,"Nominal O&M Cost",null,"USD/yr",null,null,{"$f":"H61","v":4382.6729333046114},{"$f":"I61","v":2464.2669918644674},{"$f":"J61","v":1887.6502183099085},{"$f":"K61","v":42300.957759629156},{"$f":"L61","v":2191.3364666523057},21174.754146725394,920.53623244886023,920.53623244886023]
[null,null,"Total Nominal Cost",null,"USD/yr",null,null,{"$f":"SUM(H69:H70)","v":12576.441436115256},{"$f":"SUM(I69:I70)","v":13867.442968691241},{"$f":"SUM(J69:J70)","v":6151.4595636455797},{"$f":"SUM(K69:K70)","v":48427.505245293971},{"$f":"SUM(L69:L70)","v":6288.2207180576279},27301.301632390205,920.53623244886023,4819.6095307580454]
[]
[null,null,"Total Production",null,"Units per Year",null,null,{"$f":"H6","v":160},{"$f":"I6","v":160},{"$f":"J6","v":160},{"$f":"K6","v":160},{"$f":"L6","v":160},160,160,160]
[null,null,"LCOE - Nominal",null,"USD/Unit Year",null,null,{"$f":"IFERROR(H71/H73,FALSE)","v":78.602758975720349},{"$f":"IFERROR(I71/I73,FALSE)","v":86.671518554320258},{"$f":"IFERROR(J71/J73,FALSE)","v":38.446622272784872},{"$f":"IFERROR(K71/K73,FALSE)","v":302.67190778308731},{"$f":"IFERROR(L71/L73,FALSE)","v":39.301379487860174},170.63313520243878,5.7533514528053766,30.122559567237783]
[null,null,"LCOE - Nominal",null,"USD/Unit Year x 1000",null,null,{"$f":"H74*1000","v":78602.758975720353},{"$f":"I74*1000","v":86671.518554320253},{"$f":"J74*1000","v":38446.622272784873},{"$f":"K74*1000","v":302671.90778308728},{"$f":"L74*1000","v":39301.379487860177},170633.13520243877,5753.3514528053765,30122.559567237782]
[]
[null,null,"Capital Recovery - Real",null,"USD/yr",null,null,{"$f":"H48","v":6084.6160469625675},{"$f":"I48","v":9995.2075774509067},{"$f":"J48","v":3252.6605817791151},{"$f":"K48","v":5057.5717843958437},{"$f":"L48","v":3042.3080234812837},5057.5717843958437,0,2964.9580457638917]
[null,null,"O&M Cost",null,"USD/yr",null,null,{"$f":"H66","v":3254.5320324129707},{"$f":"I66","v":2160},{"$f":"J66","v":1440},{"$f":"K66","v":34920.178276363265},{"$f":"L66","v":1623.2000741400057},17480.128794329583,700,700]
[null,null,"Total Cost",null,"USD/yr",null,null,{"$f":"SUM(H77:H78)","v":9339.1480793755381},{"$f":"SUM(I77:I78)","v":12155.207577450907},{"$f":"SUM(J77:J78)","v":4692.6605817791151},{"$f":"SUM(K77:K78)","v":39977.750060759106},{"$f":"SUM(L77:L78)","v":4665.5080976212894},22537.700578725427,700,3664.9580457638917]
[]
[null,null,"Total Production",null,"Units per Year",null,null,{"$f":"H73","v":160},{"$f":"I73","v":160},{"$f":"J73","v":160},{"$f":"K73","v":160},{"$f":"L73","v":160},160,160,160]
[null,null,"LCOE - Real",null,"USD/Units Year",null,null,{"$f":"IFERROR(H79/H81,FALSE)","v":58.369675496097116},{"$f":"IFERROR(I79/I81,FALSE)","v":75.970047359068161},{"$f":"IFERROR(J79/J81,FALSE)","v":29.329128636119471},{"$f":"IFERROR(K79/K81,FALSE)","v":249.86093787974443},{"$f":"IFERROR(L79/L81,FALSE)","v":29.159425610133059},140.86062861703391,4.375,22.905987786024323]
[null,null,"LCOE - Real",null,"USD/Units Year x 1000",null,null,{"$f":"H82","v":58.369675496097116},{"$f":"I82","v":75.970047359068161},29.329128636119471,249.86093787974443,{"$f":"L82","v":29.159425610133059},140.86062861703391,4.375,22.905987786024323]
[]
[]
[null,"Financing Assumptions"]
[null,null,"Max Debt to Capital",null,null,null,null,0.85,0.85,0.85,0.85,0.85,0.85,0.85,0.85]
[null,null,"Interest Rate",null,null,null,null,0.03,0.03,0.03,0.03,0.03,0.03,0.03,0.03]
[null,null,"Debt Tenor",null,null,null,null,20,20,20,20,20,20,20,20]
[null,null,"P50 DSCR",null,null,null,null,1.2,1.2,1.2,1.2,1.2,1.2,1.2,1.2]
[null,null,"P99 DSCR",null,null,null,null,1,1,1,1,1,1,1,1]
[]
[null,null,"Target Equity IRR",null,null,null,null,0.08,0.08,0.08,0.08,0.08,0.08,0.08,0.08]

{"sheet":"Inputs","index":3,"n_rows":24,"n_cols":13,"rows_kept":24,"cut":false,"hidden":false,"merged":[]}
[]
[]
[null,null,null,"Horizontal",null,"kWh/m3",null,null,"Target vs Achieved",null,null,{"$f":"Target!P17","v":-2.5978833182388815E-3}]
[null,null,null,"Tilted",null,"kWh/m3",1829]
[null,null,null,"Tracking",null,"kWh/m3",2288,null,"LCOE Battery and Solar",null,null,{"$f":"'Levelised Cost'!I61","v":5.9943029797365953E-2}]
[null,null,null,null,null,null,null,null,"LCOE NG",null,null,{"$f":"'Levelised Cost'!K61","v":9.1510519613567765E-2}]
[null,null,null,"Temperature Coefficient",null,"Coeff",-0.2,null,"LCOE NG and Solar",null,null,{"$f":"'Levelised Cost'!O61","v":6.2269131137830072E-2}]
[null,null,null,"Bifacial",null,"%",0]
[null,null,null,"Other Performance Ratio",null,"%",0.12]
[]
[]
[null,null,null,"Target Load",null,"kW/hr",100]
[null,null,null,"Target Load Factor",null,"%",0.5]
[null,null,null,"Target Annual Load",null,"kWh/Year",{"$f":"G12*G13*8760","v":438000}]
[null,null,null,"Target Quarterly Load",null,"kWh/Qtr",{"$f":"G14/4","v":109500}]
[]
[null,null,null,"Solar Capacity",null,"kW ",200]
[]
[null,null,null,"Battery Capacity",null,"kW ",{"$f":"I19*M19","v":200},null,{"$f":"G17","v":200},null,null,null,true]
[null,null,null,"Battery Duration",null,"Hrs",3]
[null,null,null,"Battery Capacity",null,"kWh",{"$f":"G19*G20","v":600}]
[]
[null,null,null,"Round Trip Efficiency",null,"%",{"$f":"I23/100","v":0.94},null,94]
[null,null,null,"Depth of Discharge Limit",null,"%",{"$f":"I24/100","v":0.13},null,13]

{"sheet":"Target","index":4,"n_rows":61,"n_cols":17,"rows_kept":61,"cut":false,"hidden":false,"merged":[]}
[]
[null,null,null,null,null,"Target %",null,{"$f":"Inputs!G13","v":0.5}]
[null,null,null,null,null,"Solar"]
[null,null,null,null,null,"Battery Duration"]
[]
[null,null,null,null,null,"LCOE - Solar + Battery"]
[]
[]
[null,null,null,null,null,null,null,null,null,null,null,null,null,"Load Met","Target","Difference"]
[null,null,null,null,null,null,null,null,null,null,null,null,null,"kWh","kWh","kWh","Solar"]
[null,null,null,null,null,null,null,null,null,null,null,null,{"$f":"DATE(2016,3,31)","v":"2016-03-31"},{"$f":"SUMIF('Malaysia Hourly'!H:H,Target!M11,'Malaysia Hourly'!AN:AN)","v":127994.06279693823},{"$f":"Inputs!$G$15","v":109500},{"$f":"N11-O11","v":18494.062796938233},{"$f":"SUMIF('Malaysia Hourly'!H:H,Target!M11,'Malaysia Hourly'!V:V)","v":138889.63530832014}]
[null,null,null,null,null,null,null,null,null,null,null,null,{"$f":"EOMONTH(M11,3)","v":"2016-06-30"},{"$f":"SUMIF('Malaysia Hourly'!H:H,Target!M12,'Malaysia Hourly'!AN:AN)","v":110021.2272561345},{"$f":"Inputs!$G$15","v":109500},{"$f":"N12-O12","v":521.22725613450166},{"$f":"SUMIF('Malaysia Hourly'!H:H,Target!M12,'Malaysia Hourly'!V:V)","v":113565.91529567994}]
[null,null,null,null,null,null,null,null,null,null,null,null,{"$f":"EOMONTH(M12,3)","v":"2016-09-30"},{"$f":"SUMIF('Malaysia Hourly'!H:H,Target!M13,'Malaysia Hourly'!AN:AN)","v":109555.83605678899},{"$f":"Inputs!$G$15","v":109500},55.83605678899039,{"$f":"SUMIF('Malaysia Hourly'!H:H,Target!M13,'Malaysia Hourly'!V:V)","v":111861.14082111995}]
[null,null,null,null,null,null,null,null,null,null,null,null,"2016-12-31",{"$f":"SUMIF('Malaysia Hourly'!H:H,Target!M14,'Malaysia Hourly'!AN:AN)","v":89293.949398154829},{"$f":"Inputs!$G$15","v":109500},-20206.050601845171,{"$f":"SUMIF('Malaysia Hourly'!H:H,Target!M14,'Malaysia Hourly'!V:V)","v":91632.314641119956}]
[]
[null,null,null,null,null,null,null,null,null,null,null,null,"Total",{"$f":"SUM(N11:N14)","v":436865.07550801651},{"$f":"SUM(O11:O14)","v":438000},{"$f":"SUM(P11:P14)","v":-1134.9244919834455},{"$f":"SUM(Q11:Q14)","v":455949.00606623996}]
[null,null,null,null,null,null,null,null,null,null,null,null,null,null,null,{"$f":"P16/N16","v":-2.5978833182388815E-3}]
[]
[]
[]
[]
[]
[]
[]
[]
[]
[]
[]
[]
[]
[]
[]
[]
[]
[]
[]
[]
[]
[]
[]
[]
[]
[]
[]
[]
[]
[]
[]
[]
[]
[]
[]
[]
[]
[]
[]
[]
[]
[]
[null,null,null,null,null,null,null,null,null,null,null,null,"Average",{"$f":"AVERAGE(N11:N58)","v":174746.03020320661},{"$f":"AVERAGE(O11:O58)","v":175200},-378.30859697503485]
[null,null,null,null,null,null,null,null,null,null,null,null,null,null,null,{"$f":"P60/O60","v":-2.1592956448346738E-3}]

{"sheet":"Selected Presentation","index":5,"n_rows":735,"n_cols":37,"rows_kept":735,"cut":false,"hidden":false,"merged":[]}
[]
[null,null,null,null,null,null,null,null,null,null,null,null,null,null,null,null,null,null,null,null,null,null,null,null,null,null,null,null,"Day"]
[null,null,null,"Day","Month","Year","Start Date"]
[null,null,null,1,4,2016,{"$f":"DATE(F4,E4,D4)","v":"2016-04-01"},null,null,null,null,null,null,null,null,null,null,null,null,null,null,null,null,null,null,null,null,null,"Hr","Row","Solar","Target","Solar for Load","Battery Charge","Battery Discharge","Wasted Solar","Battery Balance"]
[null,null,null,null,null,null,null,null,null,null,null,null,null,null,null,null,null,null,null,null,null,null,null,null,null,null,null,null,0,{"$f":"AC5+$G$6","v":2190},{"$f":"INDEX('Malaysia Hourly'!O:O,'Selected Presentation'!AD5)","v":0},{"$f":"INDEX('Malaysia Hourly'!U:U,'Selected Presentation'!AD5)","v":100},{"$f":"INDEX('Malaysia Hourly'!W:W,'Selected Presentation'!AD5)","v":0},{"$f":"INDEX('Malaysia Hourly'!AJ:AJ,'Selected Presentation'!AD5)","v":0},{"$f":"INDEX('Malaysia Hourly'!AL:AL,'Selected Presentation'!AD5)","v":91.407238909258126},{"$f":"INDEX('Malaysia Hourly'!AO:AO,'Selected Presentation'!AD5)","v":0},{"$f":"INDEX('Malaysia Hourly'!AM:AM,'Selected Presentation'!AD5)","v":78}]
[null,null,null,"Row Start ",null,null,{"$f":"MATCH(G4,'Malaysia Hourly'!B:B)","v":2190},null,null,null,null,null,null,null,null,null,null,null,null,null,null,null,null,null,null,null,null,null,1,{"$f":"AC6+$G$6","v":2191},{"$f":"INDEX('Malaysia Hourly'!O:O,'Selected Presentation'!AD6)","v":0},{"$f":"INDEX('Malaysia Hourly'!U:U,'Selected Presentation'!AD6)","v":100},{"$f":"INDEX('Malaysia Hourly'!W:W,'Selected Presentation'!AD6)","v":0},{"$f":"INDEX('Malaysia Hourly'!AJ:AJ,'Selected Presentation'!AD6)","v":0},{"$f":"INDEX('Malaysia Hourly'!AL:AL,'Selected Presentation'!AD6)","v":0},{"$f":"INDEX('Malaysia Hourly'!AO:AO,'Selected Presentation'!AD6)","v":0},{"$f":"INDEX('Malaysia Hourly'!AM:AM,'Selected Presentation'!AD6)","v":78}]
[null,null,null,null,null,null,null,null,null,null,null,null,null,null,null,null,null,null,null,null,null,null,null,null,null,null,null,null,2,2192,{"$f":"INDEX('Malaysia Hourly'!O:O,'Selected Presentation'!AD7)","v":0},{"$f":"INDEX('Malaysia Hourly'!U:U,'Selected Presentation'!AD7)","v":100},{"$f":"INDEX('Malaysia Hourly'!W:W,'Selected Presentation'!AD7)","v":0},{"$f":"INDEX('Malaysia Hourly'!AJ:AJ,'Selected Presentation'!AD7)","v":0},{"$f":"INDEX('Malaysia Hourly'!AL:AL,'Selected Presentation'!AD7)","v":0},{"$f":"INDEX('Malaysia Hourly'!AO:AO,'Selected Presentation'!AD7)","v":0},{"$f":"INDEX('Malaysia Hourly'!AM:AM,'Selected Presentation'!AD7)","v":78}]
[null,null,null,"Temperature Coefficient",{"$f":"Inputs!F7","v":"Coeff"},{"$f":"Inputs!G7","v":-0.2},null,null,null,null,null,null,null,null,null,null,null,null,null,null,null,null,null,null,null,null,null,null,3,2193,{"$f":"INDEX('Malaysia Hourly'!O:O,'Selected Presentation'!AD8)","v":0},{"$f":"INDEX('Malaysia Hourly'!U:U,'Selected Presentation'!AD8)","v":100},{"$f":"INDEX('Malaysia Hourly'!W:W,'Selected Presentation'!AD8)","v":0},{"$f":"INDEX('Malaysia Hourly'!AJ:AJ,'Selected Presentation'!AD8)","v":0},{"$f":"INDEX('Malaysia Hourly'!AL:AL,'Selected Presentation'!AD8)","v":0},{"$f":"INDEX('Malaysia Hourly'!AO:AO,'Selected Presentation'!AD8)","v":0},{"$f":"INDEX('Malaysia Hourly'!AM:AM,'Selected Presentation'!AD8)","v":78}]
[null,null,null,"Bifacial",{"$f":"Inputs!F8","v":"%"},{"$f":"Inputs!G8","v":0},null,null,null,null,null,null,null,null,null,null,null,null,null,null,null,null,null,null,null,null,null,null,4,2194,{"$f":"INDEX('Malaysia Hourly'!O:O,'Selected Presentation'!AD9)","v":0},{"$f":"INDEX('Malaysia Hourly'!U:U,'Selected Presentation'!AD9)","v":100},{"$f":"INDEX('Malaysia Hourly'!W:W,'Selected Presentation'!AD9)","v":0},{"$f":"INDEX('Malaysia Hourly'!AJ:AJ,'Selected Presentation'!AD9)","v":0},{"$f":"INDEX('Malaysia Hourly'!AL:AL,'Selected Presentation'!AD9)","v":0},{"$f":"INDEX('Malaysia Hourly'!AO:AO,'Selected Presentation'!AD9)","v":0},{"$f":"INDEX('Malaysia Hourly'!AM:AM,'Selected Presentation'!AD9)","v":78}]
[null,null,null,"Other Performance Ratio",{"$f":"Inputs!F9","v":"%"},{"$f":"Inputs!G9","v":0.12},null,null,null,null,null,null,null,null,null,null,null,null,null,null,null,null,null,null,null,null,null,null,5,2195,{"$f":"INDEX('Malaysia Hourly'!O:O,'Selected Presentation'!AD10)","v":0},{"$f":"INDEX('Malaysia Hourly'!U:U,'Selected Presentation'!AD10)","v":100},{"$f":"INDEX('Malaysia Hourly'!W:W,'Selected Presentation'!AD10)","v":0},{"$f":"INDEX('Malaysia Hourly'!AJ:AJ,'Selected Presentation'!AD10)","v":0},{"$f":"INDEX('Malaysia Hourly'!AL:AL,'Selected Presentation'!AD10)","v":0},{"$f":"INDEX('Malaysia Hourly'!AO:AO,'Selected Presentation'!AD10)","v":0},{"$f":"INDEX('Malaysia Hourly'!AM:AM,'Selected Presentation'!AD10)","v":78}]
[null,null,null,null,null,null,null,null,null,null,null,null,null,null,null,null,null,null,null,null,null,null,null,null,null,null,null,null,6,2196,{"$f":"INDEX('Malaysia Hourly'!O:O,'Selected Presentation'!AD11)","v":0},{"$f":"INDEX('Malaysia Hourly'!U:U,'Selected Presentation'!AD11)","v":100},{"$f":"INDEX('Malaysia Hourly'!W:W,'Selected Presentation'!AD11)","v":0},{"$f":"INDEX('Malaysia Hourly'!AJ:AJ,'Selected Presentation'!AD11)","v":0},{"$f":"INDEX('Malaysia Hourly'!AL:AL,'Selected Presentation'!AD11)","v":0},{"$f":"INDEX('Malaysia Hourly'!AO:AO,'Selected Presentation'!AD11)","v":0},{"$f":"INDEX('Malaysia Hourly'!AM:AM,'Selected Presentation'!AD11)","v":78}]
[null,null,null,null,null,null,null,null,null,null,null,null,null,null,null,null,null,null,null,null,null,null,null,null,null,null,null,null,7,2197,{"$f":"INDEX('Malaysia Hourly'!O:O,'Selected Presentation'!AD12)","v":0},{"$f":"INDEX('Malaysia Hourly'!U:U,'Selected Presentation'!AD12)","v":100},{"$f":"INDEX('Malaysia Hourly'!W:W,'Selected Presentation'!AD12)","v":0},{"$f":"INDEX('Malaysia Hourly'!AJ:AJ,'Selected Presentation'!AD12)","v":0},{"$f":"INDEX('Malaysia Hourly'!AL:AL,'Selected Presentation'!AD12)","v":0},{"$f":"INDEX('Malaysia Hourly'!AO:AO,'Selected Presentation'!AD12)","v":0},{"$f":"INDEX('Malaysia Hourly'!AM:AM,'Selected Presentation'!AD12)","v":78}]
[null,null,null,"Target Load",{"$f":"Inputs!F12","v":"kW/hr"},{"$f":"Inputs!G12","v":100},null,null,null,null,null,null,null,null,null,null,null,null,null,null,null,null,null,null,null,null,null,null,8,2198,{"$f":"INDEX('Malaysia Hourly'!O:O,'Selected Presentation'!AD13)","v":294.74},{"$f":"INDEX('Malaysia Hourly'!U:U,'Selected Presentation'!AD13)","v":100},{"$f":"INDEX('Malaysia Hourly'!W:W,'Selected Presentation'!AD13)","v":59.877020479999999},{"$f":"INDEX('Malaysia Hourly'!AJ:AJ,'Selected Presentation'!AD13)","v":0},{"$f":"INDEX('Malaysia Hourly'!AL:AL,'Selected Presentation'!AD13)","v":0},{"$f":"INDEX('Malaysia Hourly'!AO:AO,'Selected Presentation'!AD13)","v":0},{"$f":"INDEX('Malaysia Hourly'!AM:AM,'Selected Presentation'!AD13)","v":78}]
[null,null,null,"Target Load Factor",{"$f":"Inputs!F13","v":"%"},{"$f":"Inputs!G13","v":0.5},null,null,null,null,null,null,null,null,null,null,null,null,null,null,null,null,null,null,null,null,null,null,9,2199,{"$f":"INDEX('Malaysia Hourly'!O:O,'Selected Presentation'!AD14)","v":693.1},{"$f":"INDEX('Malaysia Hourly'!U:U,'Selected Presentation'!AD14)","v":100},{"$f":"INDEX('Malaysia Hourly'!W:W,'Selected Presentation'!AD14)","v":100},{"$f":"INDEX('Malaysia Hourly'!AJ:AJ,'Selected Presentation'!AD14)","v":37.333606400000008},{"$f":"INDEX('Malaysia Hourly'!AL:AL,'Selected Presentation'!AD14)","v":0},{"$f":"INDEX('Malaysia Hourly'!AO:AO,'Selected Presentation'!AD14)","v":0},{"$f":"INDEX('Malaysia Hourly'!AM:AM,'Selected Presentation'!AD14)","v":113.09359001600001}]
[null,null,null,"Target Annual Load",{"$f":"Inputs!F14","v":"kWh/Year"},{"$f":"Inputs!G14","v":438000},null,null,null,null,null,null,null,null,null,null,null,null,null,null,null,null,null,null,null,null,null,null,10,2200,{"$f":"INDEX('Malaysia Hourly'!O:O,'Selected Presentation'!AD15)","v":865.34},{"$f":"INDEX('Malaysia Hourly'!U:U,'Selected Presentation'!AD15)","v":100},{"$f":"INDEX('Malaysia Hourly'!W:W,'Selected Presentation'!AD15)","v":100},{"$f":"INDEX('Malaysia Hourly'!AJ:AJ,'Selected Presentation'!AD15)","v":68.582077440000035},{"$f":"INDEX('Malaysia Hourly'!AL:AL,'Selected Presentation'!AD15)","v":0},{"$f":"INDEX('Malaysia Hourly'!AO:AO,'Selected Presentation'!AD15)","v":0},{"$f":"INDEX('Malaysia Hourly'!AM:AM,'Selected Presentation'!AD15)","v":177.56074280960004}]
[null,null,null,"Target Quarterly Load",{"$f":"Inputs!F15","v":"kWh/Qtr"},{"$f":"Inputs!G15","v":109500},null,null,null,null,null,null,null,null,null,null,null,null,null,null,null,null,null,null,null,null,null,null,11,2201,{"$f":"INDEX('Malaysia Hourly'!O:O,'Selected Presentation'!AD16)","v":904.84},{"$f":"INDEX('Malaysia Hourly'!U:U,'Selected Presentation'!AD16)","v":100},{"$f":"INDEX('Malaysia Hourly'!W:W,'Selected Presentation'!AD16)","v":100},{"$f":"INDEX('Malaysia Hourly'!AJ:AJ,'Selected Presentation'!AD16)","v":73.208092160000007},{"$f":"INDEX('Malaysia Hourly'!AL:AL,'Selected Presentation'!AD16)","v":0},{"$f":"INDEX('Malaysia Hourly'!AO:AO,'Selected Presentation'!AD16)","v":0},{"$f":"INDEX('Malaysia Hourly'!AM:AM,'Selected Presentation'!AD16)","v":246.37634944000004}]
[null,null,null,null,null,null,null,null,null,null,null,null,null,null,null,null,null,null,null,null,null,null,null,null,null,null,null,null,12,2202,{"$f":"INDEX('Malaysia Hourly'!O:O,'Selected Presentation'!AD17)","v":1029.1300000000001},{"$f":"INDEX('Malaysia Hourly'!U:U,'Selected Presentation'!AD17)","v":100},{"$f":"INDEX('Malaysia Hourly'!W:W,'Selected Presentation'!AD17)","v":100},{"$f":"INDEX('Malaysia Hourly'!AJ:AJ,'Selected Presentation'!AD17)","v":94.11861712000001},{"$f":"INDEX('Malaysia Hourly'!AL:AL,'Selected Presentation'!AD17)","v":0},{"$f":"INDEX('Malaysia Hourly'!AO:AO,'Selected Presentation'!AD17)","v":0},{"$f":"INDEX('Malaysia Hourly'!AM:AM,'Selected Presentation'!AD17)","v":334.84784953280007}]
[null,null,null,"Solar Capacity",{"$f":"Inputs!F17","v":"kW "},{"$f":"Inputs!G17","v":200},null,null,null,null,null,null,null,null,null,null,null,null,null,null,null,null,null,null,null,null,null,null,13,2203,{"$f":"INDEX('Malaysia Hourly'!O:O,'Selected Presentation'!AD18)","v":949},{"$f":"INDEX('Malaysia Hourly'!U:U,'Selected Presentation'!AD18)","v":100},{"$f":"INDEX('Malaysia Hourly'!W:W,'Selected Presentation'!AD18)","v":100},{"$f":"INDEX('Malaysia Hourly'!AJ:AJ,'Selected Presentation'!AD18)","v":77.075808000000023},{"$f":"INDEX('Malaysia Hourly'!AL:AL,'Selected Presentation'!AD18)","v":0},{"$f":"INDEX('Malaysia Hourly'!AO:AO,'Selected Presentation'!AD18)","v":0},{"$f":"INDEX('Malaysia Hourly'!AM:AM,'Selected Presentation'!AD18)","v":407.29910905280013}]
[null,null,null,null,null,null,null,null,null,null,null,null,null,null,null,null,null,null,null,null,null,null,null,null,null,null,null,null,14,2204,{"$f":"INDEX('Malaysia Hourly'!O:O,'Selected Presentation'!AD19)","v":922.38},{"$f":"INDEX('Malaysia Hourly'!U:U,'Selected Presentation'!AD19)","v":100},{"$f":"INDEX('Malaysia Hourly'!W:W,'Selected Presentation'!AD19)","v":100},{"$f":"INDEX('Malaysia Hourly'!AJ:AJ,'Selected Presentation'!AD19)","v":71.14945376},{"$f":"INDEX('Malaysia Hourly'!AL:AL,'Selected Presentation'!AD19)","v":0},{"$f":"INDEX('Malaysia Hourly'!AO:AO,'Selected Presentation'!AD19)","v":0},{"$f":"INDEX('Malaysia Hourly'!AM:AM,'Selected Presentation'!AD19)","v":474.17959558720008}]
[null,null,null,"Battery Capacity",{"$f":"Inputs!F19","v":"kW "},{"$f":"Inputs!G19","v":200},null,null,null,null,null,null,null,null,null,null,null,null,null,null,null,null,null,null,null,null,null,null,15,2205,{"$f":"INDEX('Malaysia Hourly'!O:O,'Selected Presentation'!AD20)","v":1020.28},{"$f":"INDEX('Malaysia Hourly'!U:U,'Selected Presentation'!AD20)","v":100},{"$f":"INDEX('Malaysia Hourly'!W:W,'Selected Presentation'!AD20)","v":100},{"$f":"INDEX('Malaysia Hourly'!AJ:AJ,'Selected Presentation'!AD20)","v":88.97218048000002},{"$f":"INDEX('Malaysia Hourly'!AL:AL,'Selected Presentation'!AD20)","v":0},{"$f":"INDEX('Malaysia Hourly'!AO:AO,'Selected Presentation'!AD20)","v":0},{"$f":"INDEX('Malaysia Hourly'!AM:AM,'Selected Presentation'!AD20)","v":557.81344523840005}]
[null,null,null,"Battery Duration",{"$f":"Inputs!F20","v":"Hrs"},{"$f":"Inputs!G20","v":3},null,null,null,null,null,null,null,null,null,null,null,null,null,null,null,null,null,null,null,null,null,null,16,2206,{"$f":"INDEX('Malaysia Hourly'!O:O,'Selected Presentation'!AD21)","v":1069.83},{"$f":"INDEX('Malaysia Hourly'!U:U,'Selected Presentation'!AD21)","v":100},{"$f":"INDEX('Malaysia Hourly'!W:W,'Selected Presentation'!AD21)","v":100},{"$f":"INDEX('Malaysia Hourly'!AJ:AJ,'Selected Presentation'!AD21)","v":42.18655476159995},{"$f":"INDEX('Malaysia Hourly'!AL:AL,'Selected Presentation'!AD21)","v":0},{"$f":"INDEX('Malaysia Hourly'!AO:AO,'Selected Presentation'!AD21)","v":57.726158358400056},{"$f":"INDEX('Malaysia Hourly'!AM:AM,'Selected Presentation'!AD21)","v":597.46880671430404}]
[null,null,null,"Battery Capacity",{"$f":"Inputs!F21","v":"kWh"},{"$f":"Inputs!G21","v":600},null,null,null,null,null,null,null,null,null,null,null,null,null,null,null,null,null,null,null,null,null,null,17,2207,{"$f":"INDEX('Malaysia Hourly'!O:O,'Selected Presentation'!AD22)","v":988.1},{"$f":"INDEX('Malaysia Hourly'!U:U,'Selected Presentation'!AD22)","v":100},{"$f":"INDEX('Malaysia Hourly'!W:W,'Selected Presentation'!AD22)","v":100},{"$f":"INDEX('Malaysia Hourly'!AJ:AJ,'Selected Presentation'!AD22)","v":2.5311932856959629},{"$f":"INDEX('Malaysia Hourly'!AL:AL,'Selected Presentation'!AD22)","v":0},{"$f":"INDEX('Malaysia Hourly'!AO:AO,'Selected Presentation'!AD22)","v":84.053705914304032},{"$f":"INDEX('Malaysia Hourly'!AM:AM,'Selected Presentation'!AD22)","v":599.84812840285826}]
[null,null,null,null,null,null,null,null,null,null,null,null,null,null,null,null,null,null,null,null,null,null,null,null,null,null,null,null,18,2208,{"$f":"INDEX('Malaysia Hourly'!O:O,'Selected Presentation'!AD23)","v":635.35},{"$f":"INDEX('Malaysia Hourly'!U:U,'Selected Presentation'!AD23)","v":100},{"$f":"INDEX('Malaysia Hourly'!W:W,'Selected Presentation'!AD23)","v":100},{"$f":"INDEX('Malaysia Hourly'!AJ:AJ,'Selected Presentation'!AD23)","v":0.15187159714173504},{"$f":"INDEX('Malaysia Hourly'!AL:AL,'Selected Presentation'!AD23)","v":0},{"$f":"INDEX('Malaysia Hourly'!AO:AO,'Selected Presentation'!AD23)","v":21.44903560285826},{"$f":"INDEX('Malaysia Hourly'!AM:AM,'Selected Presentation'!AD23)","v":599.99088770417154}]
[null,null,null,"Round Trip Efficiency",{"$f":"Inputs!F23","v":"%"},{"$f":"Inputs!G23","v":0.94},null,null,null,null,null,null,null,null,null,null,null,null,null,null,null,null,null,null,null,null,null,null,19,2209,{"$f":"INDEX('Malaysia Hourly'!O:O,'Selected Presentation'!AD24)","v":201.11},{"$f":"INDEX('Malaysia Hourly'!U:U,'Selected Presentation'!AD24)","v":100},{"$f":"INDEX('Malaysia Hourly'!W:W,'Selected Presentation'!AD24)","v":38.902718400000005},{"$f":"INDEX('Malaysia Hourly'!AJ:AJ,'Selected Presentation'!AD24)","v":0},{"$f":"INDEX('Malaysia Hourly'!AL:AL,'Selected Presentation'!AD24)","v":61.097281599999995},{"$f":"INDEX('Malaysia Hourly'!AO:AO,'Selected Presentation'!AD24)","v":0},{"$f":"INDEX('Malaysia Hourly'!AM:AM,'Selected Presentation'!AD24)","v":538.89360610417157}]
[null,null,null,"Depth of Discharge Limit",{"$f":"Inputs!F24","v":"%"},{"$f":"Inputs!G24","v":0.13},null,null,null,null,null,null,null,null,null,null,null,null,null,null,null,null,null,null,null,null,null,null,20,2210,{"$f":"INDEX('Malaysia Hourly'!O:O,'Selected Presentation'!AD25)","v":0},{"$f":"INDEX('Malaysia Hourly'!U:U,'Selected Presentation'!AD25)","v":100},{"$f":"INDEX('Malaysia Hourly'!W:W,'Selected Presentation'!AD25)","v":0},{"$f":"INDEX('Malaysia Hourly'!AJ:AJ,'Selected Presentation'!AD25)","v":0},{"$f":"INDEX('Malaysia Hourly'!AL:AL,'Selected Presentation'!AD25)","v":100},{"$f":"INDEX('Malaysia Hourly'!AO:AO,'Selected Presentation'!AD25)","v":0},{"$f":"INDEX('Malaysia Hourly'!AM:AM,'Selected Presentation'!AD25)","v":438.89360610417157}]
[null,null,null,null,null,null,null,null,null,null,null,null,null,null,null,null,null,null,null,null,null,null,null,null,null,null,null,null,21,2211,{"$f":"INDEX('Malaysia Hourly'!O:O,'Selected Presentation'!AD26)","v":0},{"$f":"INDEX('Malaysia Hourly'!U:U,'Selected Presentation'!AD26)","v":100},{"$f":"INDEX('Malaysia Hourly'!W:W,'Selected Presentation'!AD26)","v":0},{"$f":"INDEX('Malaysia Hourly'!AJ:AJ,'Selected Presentation'!AD26)","v":0},{"$f":"INDEX('Malaysia Hourly'!AL:AL,'Selected Presentation'!AD26)","v":100},{"$f":"INDEX('Malaysia Hourly'!AO:AO,'Selected Presentation'!AD26)","v":0},{"$f":"INDEX('Malaysia Hourly'!AM:AM,'Selected Presentation'!AD26)","v":338.89360610417157}]
[null,null,null,null,null,null,null,null,null,null,null,null,null,null,null,null,null,null,null,null,null,null,null,null,null,null,null,null,22,2212,{"$f":"INDEX('Malaysia Hourly'!O:O,'Selected Presentation'!AD27)","v":0},{"$f":"INDEX('Malaysia Hourly'!U:U,'Selected Presentation'!AD27)","v":100},{"$f":"INDEX('Malaysia Hourly'!W:W,'Selected Presentation'!AD27)","v":0},{"$f":"INDEX('Malaysia Hourly'!AJ:AJ,'Selected Presentation'!AD27)","v":0},{"$f":"INDEX('Malaysia Hourly'!AL:AL,'Selected Presentation'!AD27)","v":100},{"$f":"INDEX('Malaysia Hourly'!AO:AO,'Selected Presentation'!AD27)","v":0},{"$f":"INDEX('Malaysia Hourly'!AM:AM,'Selected Presentation'!AD27)","v":238.89360610417157}]
[null,null,null,null,null,null,null,null,null,null,null,null,null,null,null,null,null,null,null,null,null,null,null,null,null,null,null,null,23,2213,{"$f":"INDEX('Malaysia Hourly'!O:O,'Selected Presentation'!AD28)","v":0},{"$f":"INDEX('Malaysia Hourly'!U:U,'Selected Presentation'!AD28)","v":100},{"$f":"INDEX('Malaysia Hourly'!W:W,'Selected Presentation'!AD28)","v":0},{"$f":"INDEX('Malaysia Hourly'!AJ:AJ,'Selected Presentation'!AD28)","v":0},{"$f":"INDEX('Malaysia Hourly'!AL:AL,'Selected Presentation'!AD28)","v":100},{"$f":"INDEX('Malaysia Hourly'!AO:AO,'Selected Presentation'!AD28)","v":0},{"$f":"INDEX('Malaysia Hourly'!AM:AM,'Selected Presentation'!AD28)","v":138.89360610417157}]
[null,null,null,"Target versus Produced",{"$f":"Inputs!L3","v":-2.5978833182388815E-3},null,null,null,null,null,null,null,null,null,null,null,null,null,null,null,null,null,null,null,null,null,null,null,24,2214,{"$f":"INDEX('Malaysia Hourly'!O:O,'Selected Presentation'!AD29)","v":0},{"$f":"INDEX('Malaysia Hourly'!U:U,'Selected Presentation'!AD29)","v":100},{"$f":"INDEX('Malaysia Hourly'!W:W,'Selected Presentation'!AD29)","v":0},{"$f":"INDEX('Malaysia Hourly'!AJ:AJ,'Selected Presentation'!AD29)","v":0},{"$f":"INDEX('Malaysia Hourly'!AL:AL,'Selected Presentation'!AD29)","v":60.893606104171567},{"$f":"INDEX('Malaysia Hourly'!AO:AO,'Selected Presentation'!AD29)","v":0},{"$f":"INDEX('Malaysia Hourly'!AM:AM,'Selected Presentation'!AD29)","v":78}]
[null,null,null,null,null,null,null,null,null,null,null,null,null,null,null,null,null,null,null,null,null,null,null,null,null,null,null,null,25,2215,{"$f":"INDEX('Malaysia Hourly'!O:O,'Selected Presentation'!AD30)","v":0},{"$f":"INDEX('Malaysia Hourly'!U:U,'Selected Presentation'!AD30)","v":100},{"$f":"INDEX('Malaysia Hourly'!W:W,'Selected Presentation'!AD30)","v":0},{"$f":"INDEX('Malaysia Hourly'!AJ:AJ,'Selected Presentation'!AD30)","v":0},{"$f":"INDEX('Malaysia Hourly'!AL:AL,'Selected Presentation'!AD30)","v":0},{"$f":"INDEX('Malaysia Hourly'!AO:AO,'Selected Presentation'!AD30)","v":0},{"$f":"INDEX('Malaysia Hourly'!AM:AM,'Selected Presentation'!AD30)","v":78}]
[null,null,null,null,null,null,null,null,null,null,null,null,null,null,null,null,null,null,null,null,null,null,null,null,null,null,null,null,26,2216,{"$f":"INDEX('Malaysia Hourly'!O:O,'Selected Presentation'!AD31)","v":0},{"$f":"INDEX('Malaysia Hourly'!U:U,'Selected Presentation'!AD31)","v":100},{"$f":"INDEX('Malaysia Hourly'!W:W,'Selected Presentation'!AD31)","v":0},{"$f":"INDEX('Malaysia Hourly'!AJ:AJ,'Selected Presentation'!AD31)","v":0},{"$f":"INDEX('Malaysia Hourly'!AL:AL,'Selected Presentation'!AD31)","v":0},{"$f":"INDEX('Malaysia Hourly'!AO:AO,'Selected Presentation'!AD31)","v":0},{"$f":"INDEX('Malaysia Hourly'!AM:AM,'Selected Presentation'!AD31)","v":78}]
[null,null,null,null,null,null,null,null,null,null,null,null,null,null,null,null,null,null,null,null,null,null,null,null,null,null,null,null,27,2217,{"$f":"INDEX('Malaysia Hourly'!O:O,'Selected Presentation'!AD32)","v":0},{"$f":"INDEX('Malaysia Hourly'!U:U,'Selected Presentation'!AD32)","v":100},{"$f":"INDEX('Malaysia Hourly'!W:W,'Selected Presentation'!AD32)","v":0},{"$f":"INDEX('Malaysia Hourly'!AJ:AJ,'Selected Presentation'!AD32)","v":0},{"$f":"INDEX('Malaysia Hourly'!AL:AL,'Selected Presentation'!AD32)","v":0},{"$f":"INDEX('Malaysia Hourly'!AO:AO,'Selected Presentation'!AD32)","v":0},{"$f":"INDEX('Malaysia Hourly'!AM:AM,'Selected Presentation'!AD32)","v":78}]
[null,null,null,null,null,null,null,null,null,null,null,null,null,null,null,null,null,null,null,null,null,null,null,null,null,null,null,null,28,2218,{"$f":"INDEX('Malaysia Hourly'!O:O,'Selected Presentation'!AD33)","v":0},{"$f":"INDEX('Malaysia Hourly'!U:U,'Selected Presentation'!AD33)","v":100},{"$f":"INDEX('Malaysia Hourly'!W:W,'Selected Presentation'!AD33)","v":0},{"$f":"INDEX('Malaysia Hourly'!AJ:AJ,'Selected Presentation'!AD33)","v":0},{"$f":"INDEX('Malaysia Hourly'!AL:AL,'Selected Presentation'!AD33)","v":0},{"$f":"INDEX('Malaysia Hourly'!AO:AO,'Selected Presentation'!AD33)","v":0},{"$f":"INDEX('Malaysia Hourly'!AM:AM,'Selected Presentation'!AD33)","v":78}]
[null,null,null,null,null,null,null,null,null,null,null,null,null,null,null,null,null,null,null,null,null,null,null,null,null,null,null,null,29,2219,{"$f":"INDEX('Malaysia Hourly'!O:O,'Selected Presentation'!AD34)","v":0},{"$f":"INDEX('Malaysia Hourly'!U:U,'Selected Presentation'!AD34)","v":100},{"$f":"INDEX('Malaysia Hourly'!W:W,'Selected Presentation'!AD34)","v":0},{"$f":"INDEX('Malaysia Hourly'!AJ:AJ,'Selected Presentation'!AD34)","v":0},{"$f":"INDEX('Malaysia Hourly'!AL:AL,'Selected Presentation'!AD34)","v":0},{"$f":"INDEX('Malaysia Hourly'!AO:AO,'Selected Presentation'!AD34)","v":0},{"$f":"INDEX('Malaysia Hourly'!AM:AM,'Selected Presentation'!AD34)","v":78}]
[null,null,null,null,null,null,null,null,null,null,null,null,null,null,null,null,null,null,null,null,null,null,null,null,null,null,null,null,30,2220,{"$f":"INDEX('Malaysia Hourly'!O:O,'Selected Presentation'!AD35)","v":0},{"$f":"INDEX('Malaysia Hourly'!U:U,'Selected Presentation'!AD35)","v":100},{"$f":"INDEX('Malaysia Hourly'!W:W,'Selected Presentation'!AD35)","v":0},{"$f":"INDEX('Malaysia Hourly'!AJ:AJ,'Selected Presentation'!AD35)","v":0},{"$f":"INDEX('Malaysia Hourly'!AL:AL,'Selected Presentation'!AD35)","v":0},{"$f":"INDEX('Malaysia Hourly'!AO:AO,'Selected Presentation'!AD35)","v":0},{"$f":"INDEX('Malaysia Hourly'!AM:AM,'Selected Presentation'!AD35)","v":78}]
[null,null,null,null,null,null,null,null,null,null,null,null,null,null,null,null,null,null,null,null,null,null,null,null,null,null,null,null,31,2221,{"$f":"INDEX('Malaysia Hourly'!O:O,'Selected Presentation'!AD36)","v":0},{"$f":"INDEX('Malaysia Hourly'!U:U,'Selected Presentation'!AD36)","v":100},{"$f":"INDEX('Malaysia Hourly'!W:W,'Selected Presentation'!AD36)","v":0},{"$f":"INDEX('Malaysia Hourly'!AJ:AJ,'Selected Presentation'!AD36)","v":0},{"$f":"INDEX('Malaysia Hourly'!AL:AL,'Selected Presentation'!AD36)","v":0},{"$f":"INDEX('Malaysia Hourly'!AO:AO,'Selected Presentation'!AD36)","v":0},{"$f":"INDEX('Malaysia Hourly'!AM:AM,'Selected Presentation'!AD36)","v":78}]
[null,null,null,null,null,null,null,null,null,null,null,null,null,null,null,null,null,null,null,null,null,null,null,null,null,null,null,null,32,2222,{"$f":"INDEX('Malaysia Hourly'!O:O,'Selected Presentation'!AD37)","v":53.65},{"$f":"INDEX('Malaysia Hourly'!U:U,'Selected Presentation'!AD37)","v":100},{"$f":"INDEX('Malaysia Hourly'!W:W,'Selected Presentation'!AD37)","v":10.701672800000001},{"$f":"INDEX('Malaysia Hourly'!AJ:AJ,'Selected Presentation'!AD37)","v":0},{"$f":"INDEX('Malaysia Hourly'!AL:AL,'Selected Presentation'!AD37)","v":0},{"$f":"INDEX('Malaysia Hourly'!AO:AO,'Selected Presentation'!AD37)","v":0},{"$f":"INDEX('Malaysia Hourly'!AM:AM,'Selected Presentation'!AD37)","v":78}]
[null,null,null,null,null,null,null,null,null,null,null,null,null,null,null,null,null,null,null,null,null,null,null,null,null,null,null,null,33,2223,{"$f":"INDEX('Malaysia Hourly'!O:O,'Selected Presentation'!AD38)","v":373.6},{"$f":"INDEX('Malaysia Hourly'!U:U,'Selected Presentation'!AD38)","v":100},{"$f":"INDEX('Malaysia Hourly'!W:W,'Selected Presentation'!AD38)","v":73.369062400000004},{"$f":"INDEX('Malaysia Hourly'!AJ:AJ,'Selected Presentation'!AD38)","v":0},{"$f":"INDEX('Malaysia Hourly'!AL:AL,'Selected Presentation'!AD38)","v":0},{"$f":"INDEX('Malaysia Hourly'!AO:AO,'Selected Presentation'!AD38)","v":0},{"$f":"INDEX('Malaysia Hourly'!AM:AM,'Selected Presentation'!AD38)","v":78}]
[null,null,null,null,null,null,null,null,null,null,null,null,null,null,null,null,null,null,null,null,null,null,null,null,null,null,null,null,34,2224,{"$f":"INDEX('Malaysia Hourly'!O:O,'Selected Presentation'!AD39)","v":733.55},{"$f":"INDEX('Malaysia Hourly'!U:U,'Selected Presentation'!AD39)","v":100},{"$f":"INDEX('Malaysia Hourly'!W:W,'Selected Presentation'!AD39)","v":100},{"$f":"INDEX('Malaysia Hourly'!AJ:AJ,'Selected Presentation'!AD39)","v":41.886175199999968},{"$f":"INDEX('Malaysia Hourly'!AL:AL,'Selected Presentation'!AD39)","v":0},{"$f":"INDEX('Malaysia Hourly'!AO:AO,'Selected Presentation'!AD39)","v":0},{"$f":"INDEX('Malaysia Hourly'!AM:AM,'Selected Presentation'!AD39)","v":117.37300468799997}]
[null,null,null,null,null,null,null,null,null,null,null,null,null,null,null,null,null,null,null,null,null,null,null,null,null,null,null,null,35,2225,{"$f":"INDEX('Malaysia Hourly'!O:O,'Selected Presentation'!AD40)","v":844.94},{"$f":"INDEX('Malaysia Hourly'!U:U,'Selected Presentation'!AD40)","v":100},{"$f":"INDEX('Malaysia Hourly'!W:W,'Selected Presentation'!AD40)","v":100},{"$f":"INDEX('Malaysia Hourly'!AJ:AJ,'Selected Presentation'!AD40)","v":61.133437759999993},{"$f":"INDEX('Malaysia Hourly'!AL:AL,'Selected Presentation'!AD40)","v":0},{"$f":"INDEX('Malaysia Hourly'!AO:AO,'Selected Presentation'!AD40)","v":0},{"$f":"INDEX('Malaysia Hourly'!AM:AM,'Selected Presentation'!AD40)","v":174.83843618239996}]
[null,null,null,null,null,null,null,null,null,null,null,null,null,null,null,null,null,null,null,null,null,null,null,null,null,null,null,null,36,2226,{"$f":"INDEX('Malaysia Hourly'!O:O,'Selected Presentation'!AD41)","v":956.31},{"$f":"INDEX('Malaysia Hourly'!U:U,'Selected Presentation'!AD41)","v":100},{"$f":"INDEX('Malaysia Hourly'!W:W,'Selected Presentation'!AD41)","v":100},{"$f":"INDEX('Malaysia Hourly'!AJ:AJ,'Selected Presentation'!AD41)","v":80.520726080000003},{"$f":"INDEX('Malaysia Hourly'!AL:AL,'Selected Presentation'!AD41)","v":0},{"$f":"INDEX('Malaysia Hourly'!AO:AO,'Selected Presentation'!AD41)","v":0},{"$f":"INDEX('Malaysia Hourly'!AM:AM,'Selected Presentation'!AD41)","v":250.52791869759994}]
[null,null,null,null,null,null,null,null,null,null,null,null,null,null,null,null,null,null,null,null,null,null,null,null,null,null,null,null,37,2227,{"$f":"INDEX('Malaysia Hourly'!O:O,'Selected Presentation'!AD42)","v":920.97},{"$f":"INDEX('Malaysia Hourly'!U:U,'Selected Presentation'!AD42)","v":100},{"$f":"INDEX('Malaysia Hourly'!W:W,'Selected Presentation'!AD42)","v":100},{"$f":"INDEX('Malaysia Hourly'!AJ:AJ,'Selected Presentation'!AD42)","v":73.053946880000012},{"$f":"INDEX('Malaysia Hourly'!AL:AL,'Selected Presentation'!AD42)","v":0},{"$f":"INDEX('Malaysia Hourly'!AO:AO,'Selected Presentation'!AD42)","v":0},{"$f":"INDEX('Malaysia Hourly'!AM:AM,'Selected Presentation'!AD42)","v":319.19862876479993}]
[null,null,null,null,null,null,null,null,null,null,null,null,null,null,null,null,null,null,null,null,null,null,null,null,null,null,null,null,38,2228,{"$f":"INDEX('Malaysia Hourly'!O:O,'Selected Presentation'!AD43)","v":909.24},{"$f":"INDEX('Malaysia Hourly'!U:U,'Selected Presentation'!AD43)","v":100},{"$f":"INDEX('Malaysia Hourly'!W:W,'Selected Presentation'!AD43)","v":100},{"$f":"INDEX('Malaysia Hourly'!AJ:AJ,'Selected Presentation'!AD43)","v":70.791641599999991},{"$f":"INDEX('Malaysia Hourly'!AL:AL,'Selected Presentation'!AD43)","v":0},{"$f":"INDEX('Malaysia Hourly'!AO:AO,'Selected Presentation'!AD43)","v":0},{"$f":"INDEX('Malaysia Hourly'!AM:AM,'Selected Presentation'!AD43)","v":385.74277186879993}]
[null,null,null,null,null,null,null,null,null,null,null,null,null,null,null,null,null,null,null,null,null,null,null,null,null,null,null,null,39,2229,{"$f":"INDEX('Malaysia Hourly'!O:O,'Selected Presentation'!AD44)","v":1003.15},{"$f":"INDEX('Malaysia Hourly'!U:U,'Selected Presentation'!AD44)","v":100},{"$f":"INDEX('Malaysia Hourly'!W:W,'Selected Presentation'!AD44)","v":100},{"$f":"INDEX('Malaysia Hourly'!AJ:AJ,'Selected Presentation'!AD44)","v":89.041611199999977},{"$f":"INDEX('Malaysia Hourly'!AL:AL,'Selected Presentation'!AD44)","v":0},{"$f":"INDEX('Malaysia Hourly'!AO:AO,'Selected Presentation'!AD44)","v":0},{"$f":"INDEX('Malaysia Hourly'!AM:AM,'Selected Presentation'!AD44)","v":469.44188639679993}]
[null,null,null,null,null,null,null,null,null,null,null,null,null,null,null,null,null,null,null,null,null,null,null,null,null,null,null,null,40,2230,{"$f":"INDEX('Malaysia Hourly'!O:O,'Selected Presentation'!AD45)","v":912.91},{"$f":"INDEX('Malaysia Hourly'!U:U,'Selected Presentation'!AD45)","v":100},{"$f":"INDEX('Malaysia Hourly'!W:W,'Selected Presentation'!AD45)","v":100},{"$f":"INDEX('Malaysia Hourly'!AJ:AJ,'Selected Presentation'!AD45)","v":72.255162080000019},{"$f":"INDEX('Malaysia Hourly'!AL:AL,'Selected Presentation'!AD45)","v":0},{"$f":"INDEX('Malaysia Hourly'!AO:AO,'Selected Presentation'!AD45)","v":0},{"$f":"INDEX('Malaysia Hourly'!AM:AM,'Selected Presentation'!AD45)","v":537.36173875199995}]
[null,null,null,null,null,null,null,null,null,null,null,null,null,null,null,null,null,null,null,null,null,null,null,null,null,null,null,null,41,2231,{"$f":"INDEX('Malaysia Hourly'!O:O,'Selected Presentation'!AD46)","v":303.99},{"$f":"INDEX('Malaysia Hourly'!U:U,'Selected Presentation'!AD46)","v":100},{"$f":"INDEX('Malaysia Hourly'!W:W,'Selected Presentation'!AD46)","v":57.869968319999998},{"$f":"INDEX('Malaysia Hourly'!AJ:AJ,'Selected Presentation'!AD46)","v":0},{"$f":"INDEX('Malaysia Hourly'!AL:AL,'Selected Presentation'!AD46)","v":42.130031680000002},{"$f":"INDEX('Malaysia Hourly'!AO:AO,'Selected Presentation'!AD46)","v":0},{"$f":"INDEX('Malaysia Hourly'!AM:AM,'Selected Presentation'!AD46)","v":495.23170707199995}]
[null,null,null,null,null,null,null,null,null,null,null,null,null,null,null,null,null,null,null,null,null,null,null,null,null,null,null,null,42,2232,{"$f":"INDEX('Malaysia Hourly'!O:O,'Selected Presentation'!AD47)","v":354.67},{"$f":"INDEX('Malaysia Hourly'!U:U,'Selected Presentation'!AD47)","v":100},{"$f":"INDEX('Malaysia Hourly'!W:W,'Selected Presentation'!AD47)","v":67.966121440000009},{"$f":"INDEX('Malaysia Hourly'!AJ:AJ,'Selected Presentation'!AD47)","v":0},{"$f":"INDEX('Malaysia Hourly'!AL:AL,'Selected Presentation'!AD47)","v":32.033878559999991},{"$f":"INDEX('Malaysia Hourly'!AO:AO,'Selected Presentation'!AD47)","v":0},{"$f":"INDEX('Malaysia Hourly'!AM:AM,'Selected Presentation'!AD47)","v":463.19782851199994}]
[null,null,null,null,null,null,null,null,null,null,null,null,null,null,null,null,null,null,null,null,null,null,null,null,null,null,null,null,43,2233,{"$f":"INDEX('Malaysia Hourly'!O:O,'Selected Presentation'!AD48)","v":36.369999999999997},{"$f":"INDEX('Malaysia Hourly'!U:U,'Selected Presentation'!AD48)","v":100},{"$f":"INDEX('Malaysia Hourly'!W:W,'Selected Presentation'!AD48)","v":7.0138817599999994},{"$f":"INDEX('Malaysia Hourly'!AJ:AJ,'Selected Presentation'!AD48)","v":0},{"$f":"INDEX('Malaysia Hourly'!AL:AL,'Selected Presentation'!AD48)","v":92.986118239999996},{"$f":"INDEX('Malaysia Hourly'!AO:AO,'Selected Presentation'!AD48)","v":0},{"$f":"INDEX('Malaysia Hourly'!AM:AM,'Selected Presentation'!AD48)","v":370.21171027199995}]
[null,null,null,null,null,null,null,null,null,null,null,null,null,null,null,null,null,null,null,null,null,null,null,null,null,null,null,null,44,2234,{"$f":"INDEX('Malaysia Hourly'!O:O,'Selected Presentation'!AD49)","v":0},{"$f":"INDEX('Malaysia Hourly'!U:U,'Selected Presentation'!AD49)","v":100},{"$f":"INDEX('Malaysia Hourly'!W:W,'Selected Presentation'!AD49)","v":0},{"$f":"INDEX('Malaysia Hourly'!AJ:AJ,'Selected Presentation'!AD49)","v":0},{"$f":"INDEX('Malaysia Hourly'!AL:AL,'Selected Presentation'!AD49)","v":100},{"$f":"INDEX('Malaysia Hourly'!AO:AO,'Selected Presentation'!AD49)","v":0},{"$f":"INDEX('Malaysia Hourly'!AM:AM,'Selected Presentation'!AD49)","v":270.21171027199995}]
[null,null,null,null,null,null,null,null,null,null,null,null,null,null,null,null,null,null,null,null,null,null,null,null,null,null,null,null,45,2235,{"$f":"INDEX('Malaysia Hourly'!O:O,'Selected Presentation'!AD50)","v":0},{"$f":"INDEX('Malaysia Hourly'!U:U,'Selected Presentation'!AD50)","v":100},{"$f":"INDEX('Malaysia Hourly'!W:W,'Selected Presentation'!AD50)","v":0},{"$f":"INDEX('Malaysia Hourly'!AJ:AJ,'Selected Presentation'!AD50)","v":0},{"$f":"INDEX('Malaysia Hourly'!AL:AL,'Selected Presentation'!AD50)","v":100},{"$f":"INDEX('Malaysia Hourly'!AO:AO,'Selected Presentation'!AD50)","v":0},{"$f":"INDEX('Malaysia Hourly'!AM:AM,'Selected Presentation'!AD50)","v":170.21171027199995}]
[null,null,null,null,null,null,null,null,null,null,null,null,null,null,null,null,null,null,null,null,null,null,null,null,null,null,null,null,46,2236,{"$f":"INDEX('Malaysia Hourly'!O:O,'Selected Presentation'!AD51)","v":0},{"$f":"INDEX('Malaysia Hourly'!U:U,'Selected Presentation'!AD51)","v":100},{"$f":"INDEX('Malaysia Hourly'!W:W,'Selected Presentation'!AD51)","v":0},{"$f":"INDEX('Malaysia Hourly'!AJ:AJ,'Selected Presentation'!AD51)","v":0},{"$f":"INDEX('Malaysia Hourly'!AL:AL,'Selected Presentation'!AD51)","v":92.211710271999948},{"$f":"INDEX('Malaysia Hourly'!AO:AO,'Selected Presentation'!AD51)","v":0},{"$f":"INDEX('Malaysia Hourly'!AM:AM,'Selected Presentation'!AD51)","v":78}]
[null,null,null,null,null,null,null,null,null,null,null,null,null,null,null,null,null,null,null,null,null,null,null,null,null,null,null,null,47,2237,{"$f":"INDEX('Malaysia Hourly'!O:O,'Selected Presentation'!AD52)","v":0},{"$f":"INDEX('Malaysia Hourly'!U:U,'Selected Presentation'!AD52)","v":100},{"$f":"INDEX('Malaysia Hourly'!W:W,'Selected Presentation'!AD52)","v":0},{"$f":"INDEX('Malaysia Hourly'!AJ:AJ,'Selected Presentation'!AD52)","v":0},{"$f":"INDEX('Malaysia Hourly'!AL:AL,'Selected Presentation'!AD52)","v":0},{"$f":"INDEX('Malaysia Hourly'!AO:AO,'Selected Presentation'!AD52)","v":0},{"$f":"INDEX('Malaysia Hourly'!AM:AM,'Selected Presentation'!AD52)","v":78}]
[null,null,null,null,null,null,null,null,null,null,null,null,null,null,null,null,null,null,null,null,null,null,null,null,null,null,null,null,48,2238,{"$f":"INDEX('Malaysia Hourly'!O:O,'Selected Presentation'!AD53)","v":0},{"$f":"INDEX('Malaysia Hourly'!U:U,'Selected Presentation'!AD53)","v":100},{"$f":"INDEX('Malaysia Hourly'!W:W,'Selected Presentation'!AD53)","v":0},{"$f":"INDEX('Malaysia Hourly'!AJ:AJ,'Selected Presentation'!AD53)","v":0},{"$f":"INDEX('Malaysia Hourly'!AL:AL,'Selected Presentation'!AD53)","v":0},{"$f":"INDEX('Malaysia Hourly'!AO:AO,'Selected Presentation'!AD53)","v":0},{"$f":"INDEX('Malaysia Hourly'!AM:AM,'Selected Presentation'!AD53)","v":78}]
[null,null,null,null,null,null,null,null,null,null,null,null,null,null,null,null,null,null,null,null,null,null,null,null,null,null,null,null,49,2239,{"$f":"INDEX('Malaysia Hourly'!O:O,'Selected Presentation'!AD54)","v":0},{"$f":"INDEX('Malaysia Hourly'!U:U,'Selected Presentation'!AD54)","v":100},{"$f":"INDEX('Malaysia Hourly'!W:W,'Selected Presentation'!AD54)","v":0},{"$f":"INDEX('Malaysia Hourly'!AJ:AJ,'Selected Presentation'!AD54)","v":0},{"$f":"INDEX('Malaysia Hourly'!AL:AL,'Selected Presentation'!AD54)","v":0},{"$f":"INDEX('Malaysia Hourly'!AO:AO,'Selected Presentation'!AD54)","v":0},{"$f":"INDEX('Malaysia Hourly'!AM:AM,'Selected Presentation'!AD54)","v":78}]
[null,null,null,null,null,null,null,null,null,null,null,null,null,null,null,null,null,null,null,null,null,null,null,null,null,null,null,null,50,2240,{"$f":"INDEX('Malaysia Hourly'!O:O,'Selected Presentation'!AD55)","v":0},{"$f":"INDEX('Malaysia Hourly'!U:U,'Selected Presentation'!AD55)","v":100},{"$f":"INDEX('Malaysia Hourly'!W:W,'Selected Presentation'!AD55)","v":0},{"$f":"INDEX('Malaysia Hourly'!AJ:AJ,'Selected Presentation'!AD55)","v":0},{"$f":"INDEX('Malaysia Hourly'!AL:AL,'Selected Presentation'!AD55)","v":0},{"$f":"INDEX('Malaysia Hourly'!AO:AO,'Selected Presentation'!AD55)","v":0},{"$f":"INDEX('Malaysia Hourly'!AM:AM,'Selected Presentation'!AD55)","v":78}]
[null,null,null,null,null,null,null,null,null,null,null,null,null,null,null,null,null,null,null,null,null,null,null,null,null,null,null,null,51,2241,{"$f":"INDEX('Malaysia Hourly'!O:O,'Selected Presentation'!AD56)","v":0},{"$f":"INDEX('Malaysia Hourly'!U:U,'Selected Presentation'!AD56)","v":100},{"$f":"INDEX('Malaysia Hourly'!W:W,'Selected Presentation'!AD56)","v":0},{"$f":"INDEX('Malaysia Hourly'!AJ:AJ,'Selected Presentation'!AD56)","v":0},{"$f":"INDEX('Malaysia Hourly'!AL:AL,'Selected Presentation'!AD56)","v":0},{"$f":"INDEX('Malaysia Hourly'!AO:AO,'Selected Presentation'!AD56)","v":0},{"$f":"INDEX('Malaysia Hourly'!AM:AM,'Selected Presentation'!AD56)","v":78}]
[null,null,null,null,null,null,null,null,null,null,null,null,null,null,null,null,null,null,null,null,null,null,null,null,null,null,null,null,52,2242,{"$f":"INDEX('Malaysia Hourly'!O:O,'Selected Presentation'!AD57)","v":0},{"$f":"INDEX('Malaysia Hourly'!U:U,'Selected Presentation'!AD57)","v":100},{"$f":"INDEX('Malaysia Hourly'!W:W,'Selected Presentation'!AD57)","v":0},{"$f":"INDEX('Malaysia Hourly'!AJ:AJ,'Selected Presentation'!AD57)","v":0},{"$f":"INDEX('Malaysia Hourly'!AL:AL,'Selected Presentation'!AD57)","v":0},{"$f":"INDEX('Malaysia Hourly'!AO:AO,'Selected Presentation'!AD57)","v":0},{"$f":"INDEX('Malaysia Hourly'!AM:AM,'Selected Presentation'!AD57)","v":78}]
[null,null,null,null,null,null,null,null,null,null,null,null,null,null,null,null,null,null,null,null,null,null,null,null,null,null,null,null,53,2243,{"$f":"INDEX('Malaysia Hourly'!O:O,'Selected Presentation'!AD58)","v":0},{"$f":"INDEX('Malaysia Hourly'!U:U,'Selected Presentation'!AD58)","v":100},{"$f":"INDEX('Malaysia Hourly'!W:W,'Selected Presentation'!AD58)","v":0},{"$f":"INDEX('Malaysia Hourly'!AJ:AJ,'Selected Presentation'!AD58)","v":0},{"$f":"INDEX('Malaysia Hourly'!AL:AL,'Selected Presentation'!AD58)","v":0},{"$f":"INDEX('Malaysia Hourly'!AO:AO,'Selected Presentation'!AD58)","v":0},{"$f":"INDEX('Malaysia Hourly'!AM:AM,'Selected Presentation'!AD58)","v":78}]
[null,null,null,null,null,null,null,null,null,null,null,null,null,null,null,null,null,null,null,null,null,null,null,null,null,null,null,null,54,2244,{"$f":"INDEX('Malaysia Hourly'!O:O,'Selected Presentation'!AD59)","v":0},{"$f":"INDEX('Malaysia Hourly'!U:U,'Selected Presentation'!AD59)","v":100},{"$f":"INDEX('Malaysia Hourly'!W:W,'Selected Presentation'!AD59)","v":0},{"$f":"INDEX('Malaysia Hourly'!AJ:AJ,'Selected Presentation'!AD59)","v":0},{"$f":"INDEX('Malaysia Hourly'!AL:AL,'Selected Presentation'!AD59)","v":0},{"$f":"INDEX('Malaysia Hourly'!AO:AO,'Selected Presentation'!AD59)","v":0},{"$f":"INDEX('Malaysia Hourly'!AM:AM,'Selected Presentation'!AD59)","v":78}]
[null,null,null,null,null,null,null,null,null,null,null,null,null,null,null,null,null,null,null,null,null,null,null,null,null,null,null,null,55,2245,{"$f":"INDEX('Malaysia Hourly'!O:O,'Selected Presentation'!AD60)","v":0},{"$f":"INDEX('Malaysia Hourly'!U:U,'Selected Presentation'!AD60)","v":100},{"$f":"INDEX('Malaysia Hourly'!W:W,'Selected Presentation'!AD60)","v":0},{"$f":"INDEX('Malaysia Hourly'!AJ:AJ,'Selected Presentation'!AD60)","v":0},{"$f":"INDEX('Malaysia Hourly'!AL:AL,'Selected Presentation'!AD60)","v":0},{"$f":"INDEX('Malaysia Hourly'!AO:AO,'Selected Presentation'!AD60)","v":0},{"$f":"INDEX('Malaysia Hourly'!AM:AM,'Selected Presentation'!AD60)","v":78}]
[null,null,null,null,null,null,null,null,null,null,null,null,null,null,null,null,null,null,null,null,null,null,null,null,null,null,null,null,56,2246,{"$f":"INDEX('Malaysia Hourly'!O:O,'Selected Presentation'!AD61)","v":68.19},{"$f":"INDEX('Malaysia Hourly'!U:U,'Selected Presentation'!AD61)","v":100},{"$f":"INDEX('Malaysia Hourly'!W:W,'Selected Presentation'!AD61)","v":13.66309392},{"$f":"INDEX('Malaysia Hourly'!AJ:AJ,'Selected Presentation'!AD61)","v":0},{"$f":"INDEX('Malaysia Hourly'!AL:AL,'Selected Presentation'!AD61)","v":0},{"$f":"INDEX('Malaysia Hourly'!AO:AO,'Selected Presentation'!AD61)","v":0},{"$f":"INDEX('Malaysia Hourly'!AM:AM,'Selected Presentation'!AD61)","v":78}]
[null,null,null,null,null,null,null,null,null,null,null,null,null,null,null,null,null,null,null,null,null,null,null,null,null,null,null,null,57,2247,{"$f":"INDEX('Malaysia Hourly'!O:O,'Selected Presentation'!AD62)","v":346.19},{"$f":"INDEX('Malaysia Hourly'!U:U,'Selected Presentation'!AD62)","v":100},{"$f":"INDEX('Malaysia Hourly'!W:W,'Selected Presentation'!AD62)","v":67.947403680000008},{"$f":"INDEX('Malaysia Hourly'!AJ:AJ,'Selected Presentation'!AD62)","v":0},{"$f":"INDEX('Malaysia Hourly'!AL:AL,'Selected Presentation'!AD62)","v":0},{"$f":"INDEX('Malaysia Hourly'!AO:AO,'Selected Presentation'!AD62)","v":0},{"$f":"INDEX('Malaysia Hourly'!AM:AM,'Selected Presentation'!AD62)","v":78}]
[null,null,null,null,null,null,null,null,null,null,null,null,null,null,null,null,null,null,null,null,null,null,null,null,null,null,null,null,58,2248,{"$f":"INDEX('Malaysia Hourly'!O:O,'Selected Presentation'!AD63)","v":695.05},{"$f":"INDEX('Malaysia Hourly'!U:U,'Selected Presentation'!AD63)","v":100},{"$f":"INDEX('Malaysia Hourly'!W:W,'Selected Presentation'!AD63)","v":100},{"$f":"INDEX('Malaysia Hourly'!AJ:AJ,'Selected Presentation'!AD63)","v":34.072364799999974},{"$f":"INDEX('Malaysia Hourly'!AL:AL,'Selected Presentation'!AD63)","v":0},{"$f":"INDEX('Malaysia Hourly'!AO:AO,'Selected Presentation'!AD63)","v":0},{"$f":"INDEX('Malaysia Hourly'!AM:AM,'Selected Presentation'!AD63)","v":110.02802291199997}]
[null,null,null,null,null,null,null,null,null,null,null,null,null,null,null,null,null,null,null,null,null,null,null,null,null,null,null,null,59,2249,{"$f":"INDEX('Malaysia Hourly'!O:O,'Selected Presentation'!AD64)","v":897.64},{"$f":"INDEX('Malaysia Hourly'!U:U,'Selected Presentation'!AD64)","v":100},{"$f":"INDEX('Malaysia Hourly'!W:W,'Selected Presentation'!AD64)","v":100},{"$f":"INDEX('Malaysia Hourly'!AJ:AJ,'Selected Presentation'!AD64)","v":70.235630719999989},{"$f":"INDEX('Malaysia Hourly'!AL:AL,'Selected Presentation'!AD64)","v":0},{"$f":"INDEX('Malaysia Hourly'!AO:AO,'Selected Presentation'!AD64)","v":0},{"$f":"INDEX('Malaysia Hourly'!AM:AM,'Selected Presentation'!AD64)","v":176.04951578879994}]
[null,null,null,null,null,null,null,null,null,null,null,null,null,null,null,null,null,null,null,null,null,null,null,null,null,null,null,null,60,2250,{"$f":"INDEX('Malaysia Hourly'!O:O,'Selected Presentation'!AD65)","v":980.31},{"$f":"INDEX('Malaysia Hourly'!U:U,'Selected Presentation'!AD65)","v":100},{"$f":"INDEX('Malaysia Hourly'!W:W,'Selected Presentation'!AD65)","v":100},{"$f":"INDEX('Malaysia Hourly'!AJ:AJ,'Selected Presentation'!AD65)","v":83.372867359999987},{"$f":"INDEX('Malaysia Hourly'!AL:AL,'Selected Presentation'!AD65)","v":0},{"$f":"INDEX('Malaysia Hourly'!AO:AO,'Selected Presentation'!AD65)","v":0},{"$f":"INDEX('Malaysia Hourly'!AM:AM,'Selected Presentation'!AD65)","v":254.42001110719988}]
[null,null,null,null,null,null,null,null,null,null,null,null,null,null,null,null,null,null,null,null,null,null,null,null,null,null,null,null,61,2251,{"$f":"INDEX('Malaysia Hourly'!O:O,'Selected Presentation'!AD66)","v":924.13},{"$f":"INDEX('Malaysia Hourly'!U:U,'Selected Presentation'!AD66)","v":100},{"$f":"INDEX('Malaysia Hourly'!W:W,'Selected Presentation'!AD66)","v":100},{"$f":"INDEX('Malaysia Hourly'!AJ:AJ,'Selected Presentation'!AD66)","v":71.311522880000012},{"$f":"INDEX('Malaysia Hourly'!AL:AL,'Selected Presentation'!AD66)","v":0},{"$f":"INDEX('Malaysia Hourly'!AO:AO,'Selected Presentation'!AD66)","v":0},{"$f":"INDEX('Malaysia Hourly'!AM:AM,'Selected Presentation'!AD66)","v":321.45284261439991}]
[null,null,null,null,null,null,null,null,null,null,null,null,null,null,null,null,null,null,null,null,null,null,null,null,null,null,null,null,62,2252,{"$f":"INDEX('Malaysia Hourly'!O:O,'Selected Presentation'!AD67)","v":885.45},{"$f":"INDEX('Malaysia Hourly'!U:U,'Selected Presentation'!AD67)","v":100},{"$f":"INDEX('Malaysia Hourly'!W:W,'Selected Presentation'!AD67)","v":100},{"$f":"INDEX('Malaysia Hourly'!AJ:AJ,'Selected Presentation'!AD67)","v":63.163642400000015},{"$f":"INDEX('Malaysia Hourly'!AL:AL,'Selected Presentation'!AD67)","v":0},{"$f":"INDEX('Malaysia Hourly'!AO:AO,'Selected Presentation'!AD67)","v":0},{"$f":"INDEX('Malaysia Hourly'!AM:AM,'Selected Presentation'!AD67)","v":380.82666647039991}]
[null,null,null,null,null,null,null,null,null,null,null,null,null,null,null,null,null,null,null,null,null,null,null,null,null,null,null,null,63,2253,{"$f":"INDEX('Malaysia Hourly'!O:O,'Selected Presentation'!AD68)","v":952.07},{"$f":"INDEX('Malaysia Hourly'!U:U,'Selected Presentation'!AD68)","v":100},{"$f":"INDEX('Malaysia Hourly'!W:W,'Selected Presentation'!AD68)","v":100},{"$f":"INDEX('Malaysia Hourly'!AJ:AJ,'Selected Presentation'!AD68)","v":78.212270880000005},{"$f":"INDEX('Malaysia Hourly'!AL:AL,'Selected Presentation'!AD68)","v":0},{"$f":"INDEX('Malaysia Hourly'!AO:AO,'Selected Presentation'!AD68)","v":0},{"$f":"INDEX('Malaysia Hourly'!AM:AM,'Selected Presentation'!AD68)","v":454.34620109759993}]
[null,null,null,null,null,null,null,null,null,null,null,null,null,null,null,null,null,null,null,null,null,null,null,null,null,null,null,null,64,2254,{"$f":"INDEX('Malaysia Hourly'!O:O,'Selected Presentation'!AD69)","v":867.48},{"$f":"INDEX('Malaysia Hourly'!U:U,'Selected Presentation'!AD69)","v":100},{"$f":"INDEX('Malaysia Hourly'!W:W,'Selected Presentation'!AD69)","v":100},{"$f":"INDEX('Malaysia Hourly'!AJ:AJ,'Selected Presentation'!AD69)","v":63.502630399999987},{"$f":"INDEX('Malaysia Hourly'!AL:AL,'Selected Presentation'!AD69)","v":0},{"$f":"INDEX('Malaysia Hourly'!AO:AO,'Selected Presentation'!AD69)","v":0},{"$f":"INDEX('Malaysia Hourly'!AM:AM,'Selected Presentation'!AD69)","v":514.03867367359987}]
[null,null,null,null,null,null,null,null,null,null,null,null,null,null,null,null,null,null,null,null,null,null,null,null,null,null,null,null,65,2255,{"$f":"INDEX('Malaysia Hourly'!O:O,'Selected Presentation'!AD70)","v":845.06},{"$f":"INDEX('Malaysia Hourly'!U:U,'Selected Presentation'!AD70)","v":100},{"$f":"INDEX('Malaysia Hourly'!W:W,'Selected Presentation'!AD70)","v":100},{"$f":"INDEX('Malaysia Hourly'!AJ:AJ,'Selected Presentation'!AD70)","v":60.615483839999968},{"$f":"INDEX('Malaysia Hourly'!AL:AL,'Selected Presentation'!AD70)","v":0},{"$f":"INDEX('Malaysia Hourly'!AO:AO,'Selected Presentation'!AD70)","v":0},{"$f":"INDEX('Malaysia Hourly'!AM:AM,'Selected Presentation'!AD70)","v":571.0172284831998}]
[null,null,null,null,null,null,null,null,null,null,null,null,null,null,null,null,null,null,null,null,null,null,null,null,null,null,null,null,66,2256,{"$f":"INDEX('Malaysia Hourly'!O:O,'Selected Presentation'!AD71)","v":250.92},{"$f":"INDEX('Malaysia Hourly'!U:U,'Selected Presentation'!AD71)","v":100},{"$f":"INDEX('Malaysia Hourly'!W:W,'Selected Presentation'!AD71)","v":48.06021312},{"$f":"INDEX('Malaysia Hourly'!AJ:AJ,'Selected Presentation'!AD71)","v":0},{"$f":"INDEX('Malaysia Hourly'!AL:AL,'Selected Presentation'!AD71)","v":51.93978688},{"$f":"INDEX('Malaysia Hourly'!AO:AO,'Selected Presentation'!AD71)","v":0},{"$f":"INDEX('Malaysia Hourly'!AM:AM,'Selected Presentation'!AD71)","v":519.07744160319976}]
[null,null,null,null,null,null,null,null,null,null,null,null,null,null,null,null,null,null,null,null,null,null,null,null,null,null,null,null,67,2257,{"$f":"INDEX('Malaysia Hourly'!O:O,'Selected Presentation'!AD72)","v":114.81},{"$f":"INDEX('Malaysia Hourly'!U:U,'Selected Presentation'!AD72)","v":100},{"$f":"INDEX('Malaysia Hourly'!W:W,'Selected Presentation'!AD72)","v":22.179455040000001},{"$f":"INDEX('Malaysia Hourly'!AJ:AJ,'Selected Presentation'!AD72)","v":0},{"$f":"INDEX('Malaysia Hourly'!AL:AL,'Selected Presentation'!AD72)","v":77.820544960000007},{"$f":"INDEX('Malaysia Hourly'!AO:AO,'Selected Presentation'!AD72)","v":0},{"$f":"INDEX('Malaysia Hourly'!AM:AM,'Selected Presentation'!AD72)","v":441.25689664319975}]
[null,null,null,null,null,null,null,null,null,null,null,null,null,null,null,null,null,null,null,null,null,null,null,null,null,null,null,null,68,2258,{"$f":"INDEX('Malaysia Hourly'!O:O,'Selected Presentation'!AD73)","v":0},{"$f":"INDEX('Malaysia Hourly'!U:U,'Selected Presentation'!AD73)","v":100},{"$f":"INDEX('Malaysia Hourly'!W:W,'Selected Presentation'!AD73)","v":0},{"$f":"INDEX('Malaysia Hourly'!AJ:AJ,'Selected Presentation'!AD73)","v":0},{"$f":"INDEX('Malaysia Hourly'!AL:AL,'Selected Presentation'!AD73)","v":100},{"$f":"INDEX('Malaysia Hourly'!AO:AO,'Selected Presentation'!AD73)","v":0},{"$f":"INDEX('Malaysia Hourly'!AM:AM,'Selected Presentation'!AD73)","v":341.25689664319975}]
[null,null,null,null,null,null,null,null,null,null,null,null,null,null,null,null,null,null,null,null,null,null,null,null,null,null,null,null,69,2259,{"$f":"INDEX('Malaysia Hourly'!O:O,'Selected Presentation'!AD74)","v":0},{"$f":"INDEX('Malaysia Hourly'!U:U,'Selected Presentation'!AD74)","v":100},{"$f":"INDEX('Malaysia Hourly'!W:W,'Selected Presentation'!AD74)","v":0},{"$f":"INDEX('Malaysia Hourly'!AJ:AJ,'Selected Presentation'!AD74)","v":0},{"$f":"INDEX('Malaysia Hourly'!AL:AL,'Selected Presentation'!AD74)","v":100},{"$f":"INDEX('Malaysia Hourly'!AO:AO,'Selected Presentation'!AD74)","v":0},{"$f":"INDEX('Malaysia Hourly'!AM:AM,'Selected Presentation'!AD74)","v":241.25689664319975}]
[null,null,null,null,null,null,null,null,null,null,null,null,null,null,null,null,null,null,null,null,null,null,null,null,null,null,null,null,70,2260,{"$f":"INDEX('Malaysia Hourly'!O:O,'Selected Presentation'!AD75)","v":0},{"$f":"INDEX('Malaysia Hourly'!U:U,'Selected Presentation'!AD75)","v":100},{"$f":"INDEX('Malaysia Hourly'!W:W,'Selected Presentation'!AD75)","v":0},{"$f":"INDEX('Malaysia Hourly'!AJ:AJ,'Selected Presentation'!AD75)","v":0},{"$f":"INDEX('Malaysia Hourly'!AL:AL,'Selected Presentation'!AD75)","v":100},{"$f":"INDEX('Malaysia Hourly'!AO:AO,'Selected Presentation'!AD75)","v":0},{"$f":"INDEX('Malaysia Hourly'!AM:AM,'Selected Presentation'!AD75)","v":141.25689664319975}]
[null,null,null,null,null,null,null,null,null,null,null,null,null,null,null,null,null,null,null,null,null,null,null,null,null,null,null,null,71,2261,{"$f":"INDEX('Malaysia Hourly'!O:O,'Selected Presentation'!AD76)","v":0},{"$f":"INDEX('Malaysia Hourly'!U:U,'Selected Presentation'!AD76)","v":100},{"$f":"INDEX('Malaysia Hourly'!W:W,'Selected Presentation'!AD76)","v":0},{"$f":"INDEX('Malaysia Hourly'!AJ:AJ,'Selected Presentation'!AD76)","v":0},{"$f":"INDEX('Malaysia Hourly'!AL:AL,'Selected Presentation'!AD76)","v":63.256896643199752},{"$f":"INDEX('Malaysia Hourly'!AO:AO,'Selected Presentation'!AD76)","v":0},{"$f":"INDEX('Malaysia Hourly'!AM:AM,'Selected Presentation'!AD76)","v":78}]
[null,null,null,null,null,null,null,null,null,null,null,null,null,null,null,null,null,null,null,null,null,null,null,null,null,null,null,null,72,2262,{"$f":"INDEX('Malaysia Hourly'!O:O,'Selected Presentation'!AD77)","v":0},{"$f":"INDEX('Malaysia Hourly'!U:U,'Selected Presentation'!AD77)","v":100},{"$f":"INDEX('Malaysia Hourly'!W:W,'Selected Presentation'!AD77)","v":0},{"$f":"INDEX('Malaysia Hourly'!AJ:AJ,'Selected Presentation'!AD77)","v":0},{"$f":"INDEX('Malaysia Hourly'!AL:AL,'Selected Presentation'!AD77)","v":0},{"$f":"INDEX('Malaysia Hourly'!AO:AO,'Selected Presentation'!AD77)","v":0},{"$f":"INDEX('Malaysia Hourly'!AM:AM,'Selected Presentation'!AD77)","v":78}]
[null,null,null,null,null,null,null,null,null,null,null,null,null,null,null,null,null,null,null,null,null,null,null,null,null,null,null,null,73,2263,{"$f":"INDEX('Malaysia Hourly'!O:O,'Selected Presentation'!AD78)","v":0},{"$f":"INDEX('Malaysia Hourly'!U:U,'Selected Presentation'!AD78)","v":100},{"$f":"INDEX('Malaysia Hourly'!W:W,'Selected Presentation'!AD78)","v":0},{"$f":"INDEX('Malaysia Hourly'!AJ:AJ,'Selected Presentation'!AD78)","v":0},{"$f":"INDEX('Malaysia Hourly'!AL:AL,'Selected Presentation'!AD78)","v":0},{"$f":"INDEX('Malaysia Hourly'!AO:AO,'Selected Presentation'!AD78)","v":0},{"$f":"INDEX('Malaysia Hourly'!AM:AM,'Selected Presentation'!AD78)","v":78}]
[null,null,null,null,null,null,null,null,null,null,null,null,null,null,null,null,null,null,null,null,null,null,null,null,null,null,null,null,74,2264,{"$f":"INDEX('Malaysia Hourly'!O:O,'Selected Presentation'!AD79)","v":0},{"$f":"INDEX('Malaysia Hourly'!U:U,'Selected Presentation'!AD79)","v":100},{"$f":"INDEX('Malaysia Hourly'!W:W,'Selected Presentation'!AD79)","v":0},{"$f":"INDEX('Malaysia Hourly'!AJ:AJ,'Selected Presentation'!AD79)","v":0},{"$f":"INDEX('Malaysia Hourly'!AL:AL,'Selected Presentation'!AD79)","v":0},{"$f":"INDEX('Malaysia Hourly'!AO:AO,'Selected Presentation'!AD79)","v":0},{"$f":"INDEX('Malaysia Hourly'!AM:AM,'Selected Presentation'!AD79)","v":78}]
[null,null,null,null,null,null,null,null,null,null,null,null,null,null,null,null,null,null,null,null,null,null,null,null,null,null,null,null,75,2265,{"$f":"INDEX('Malaysia Hourly'!O:O,'Selected Presentation'!AD80)","v":0},{"$f":"INDEX('Malaysia Hourly'!U:U,'Selected Presentation'!AD80)","v":100},{"$f":"INDEX('Malaysia Hourly'!W:W,'Selected Presentation'!AD80)","v":0},{"$f":"INDEX('Malaysia Hourly'!AJ:AJ,'Selected Presentation'!AD80)","v":0},{"$f":"INDEX('Malaysia Hourly'!AL:AL,'Selected Presentation'!AD80)","v":0},{"$f":"INDEX('Malaysia Hourly'!AO:AO,'Selected Presentation'!AD80)","v":0},{"$f":"INDEX('Malaysia Hourly'!AM:AM,'Selected Presentation'!AD80)","v":78}]
[null,null,null,null,null,null,null,null,null,null,null,null,null,null,null,null,null,null,null,null,null,null,null,null,null,null,null,null,76,2266,{"$f":"INDEX('Malaysia Hourly'!O:O,'Selected Presentation'!AD81)","v":0},{"$f":"INDEX('Malaysia Hourly'!U:U,'Selected Presentation'!AD81)","v":100},{"$f":"INDEX('Malaysia Hourly'!W:W,'Selected Presentation'!AD81)","v":0},{"$f":"INDEX('Malaysia Hourly'!AJ:AJ,'Selected Presentation'!AD81)","v":0},{"$f":"INDEX('Malaysia Hourly'!AL:AL,'Selected Presentation'!AD81)","v":0},{"$f":"INDEX('Malaysia Hourly'!AO:AO,'Selected Presentation'!AD81)","v":0},{"$f":"INDEX('Malaysia Hourly'!AM:AM,'Selected Presentation'!AD81)","v":78}]
[null,null,null,null,null,null,null,null,null,null,null,null,null,null,null,null,null,null,null,null,null,null,null,null,null,null,null,null,77,2267,{"$f":"INDEX('Malaysia Hourly'!O:O,'Selected Presentation'!AD82)","v":0},{"$f":"INDEX('Malaysia Hourly'!U:U,'Selected Presentation'!AD82)","v":100},{"$f":"INDEX('Malaysia Hourly'!W:W,'Selected Presentation'!AD82)","v":0},{"$f":"INDEX('Malaysia Hourly'!AJ:AJ,'Selected Presentation'!AD82)","v":0},{"$f":"INDEX('Malaysia Hourly'!AL:AL,'Selected Presentation'!AD82)","v":0},{"$f":"INDEX('Malaysia Hourly'!AO:AO,'Selected Presentation'!AD82)","v":0},{"$f":"INDEX('Malaysia Hourly'!AM:AM,'Selected Presentation'!AD82)","v":78}]
[null,null,null,null,null,null,null,null,null,null,null,null,null,null,null,null,null,null,null,null,null,null,null,null,null,null,null,null,78,2268,{"$f":"INDEX('Malaysia Hourly'!O:O,'Selected Presentation'!AD83)","v":0},{"$f":"INDEX('Malaysia Hourly'!U:U,'Selected Presentation'!AD83)","v":100},{"$f":"INDEX('Malaysia Hourly'!W:W,'Selected Presentation'!AD83)","v":0},{"$f":"INDEX('Malaysia Hourly'!AJ:AJ,'Selected Presentation'!AD83)","v":0},{"$f":"INDEX('Malaysia Hourly'!AL:AL,'Selected Presentation'!AD83)","v":0},{"$f":"INDEX('Malaysia Hourly'!AO:AO,'Selected Presentation'!AD83)","v":0},{"$f":"INDEX('Malaysia Hourly'!AM:AM,'Selected Presentation'!AD83)","v":78}]
[null,null,null,null,null,null,null,null,null,null,null,null,null,null,null,null,null,null,null,null,null,null,null,null,null,null,null,null,79,2269,{"$f":"INDEX('Malaysia Hourly'!O:O,'Selected Presentation'!AD84)","v":0},{"$f":"INDEX('Malaysia Hourly'!U:U,'Selected Presentation'!AD84)","v":100},{"$f":"INDEX('Malaysia Hourly'!W:W,'Selected Presentation'!AD84)","v":0},{"$f":"INDEX('Malaysia Hourly'!AJ:AJ,'Selected Presentation'!AD84)","v":0},{"$f":"INDEX('Malaysia Hourly'!AL:AL,'Selected Presentation'!AD84)","v":0},{"$f":"INDEX('Malaysia Hourly'!AO:AO,'Selected Presentation'!AD84)","v":0},{"$f":"INDEX('Malaysia Hourly'!AM:AM,'Selected Presentation'!AD84)","v":78}]
[null,null,null,null,null,null,null,null,null,null,null,null,null,null,null,null,null,null,null,null,null,null,null,null,null,null,null,null,80,2270,{"$f":"INDEX('Malaysia Hourly'!O:O,'Selected Presentation'!AD85)","v":73.67},{"$f":"INDEX('Malaysia Hourly'!U:U,'Selected Presentation'!AD85)","v":100},{"$f":"INDEX('Malaysia Hourly'!W:W,'Selected Presentation'!AD85)","v":14.650310880000001},{"$f":"INDEX('Malaysia Hourly'!AJ:AJ,'Selected Presentation'!AD85)","v":0},{"$f":"INDEX('Malaysia Hourly'!AL:AL,'Selected Presentation'!AD85)","v":0},{"$f":"INDEX('Malaysia Hourly'!AO:AO,'Selected Presentation'!AD85)","v":0},{"$f":"INDEX('Malaysia Hourly'!AM:AM,'Selected Presentation'!AD85)","v":78}]
[null,null,null,null,null,null,null,null,null,null,null,null,null,null,null,null,null,null,null,null,null,null,null,null,null,null,null,null,81,2271,{"$f":"INDEX('Malaysia Hourly'!O:O,'Selected Presentation'!AD86)","v":65.47},{"$f":"INDEX('Malaysia Hourly'!U:U,'Selected Presentation'!AD86)","v":100},{"$f":"INDEX('Malaysia Hourly'!W:W,'Selected Presentation'!AD86)","v":12.847832800000001},{"$f":"INDEX('Malaysia Hourly'!AJ:AJ,'Selected Presentation'!AD86)","v":0},{"$f":"INDEX('Malaysia Hourly'!AL:AL,'Selected Presentation'!AD86)","v":0},{"$f":"INDEX('Malaysia Hourly'!AO:AO,'Selected Presentation'!AD86)","v":0},{"$f":"INDEX('Malaysia Hourly'!AM:AM,'Selected Presentation'!AD86)","v":78}]
[null,null,null,null,null,null,null,null,null,null,null,null,null,null,null,null,null,null,null,null,null,null,null,null,null,null,null,null,82,2272,{"$f":"INDEX('Malaysia Hourly'!O:O,'Selected Presentation'!AD87)","v":173.74},{"$f":"INDEX('Malaysia Hourly'!U:U,'Selected Presentation'!AD87)","v":100},{"$f":"INDEX('Malaysia Hourly'!W:W,'Selected Presentation'!AD87)","v":33.561008319999999},{"$f":"INDEX('Malaysia Hourly'!AJ:AJ,'Selected Presentation'!AD87)","v":0},{"$f":"INDEX('Malaysia Hourly'!AL:AL,'Selected Presentation'!AD87)","v":0},{"$f":"INDEX('Malaysia Hourly'!AO:AO,'Selected Presentation'!AD87)","v":0},{"$f":"INDEX('Malaysia Hourly'!AM:AM,'Selected Presentation'!AD87)","v":78}]
[null,null,null,null,null,null,null,null,null,null,null,null,null,null,null,null,null,null,null,null,null,null,null,null,null,null,null,null,83,2273,{"$f":"INDEX('Malaysia Hourly'!O:O,'Selected Presentation'!AD88)","v":233.32},{"$f":"INDEX('Malaysia Hourly'!U:U,'Selected Presentation'!AD88)","v":100},{"$f":"INDEX('Malaysia Hourly'!W:W,'Selected Presentation'!AD88)","v":44.427861120000003},{"$f":"INDEX('Malaysia Hourly'!AJ:AJ,'Selected Presentation'!AD88)","v":0},{"$f":"INDEX('Malaysia Hourly'!AL:AL,'Selected Presentation'!AD88)","v":0},{"$f":"INDEX('Malaysia Hourly'!AO:AO,'Selected Presentation'!AD88)","v":0},{"$f":"INDEX('Malaysia Hourly'!AM:AM,'Selected Presentation'!AD88)","v":78}]
[null,null,null,null,null,null,null,null,null,null,null,null,null,null,null,null,null,null,null,null,null,null,null,null,null,null,null,null,84,2274,{"$f":"INDEX('Malaysia Hourly'!O:O,'Selected Presentation'!AD89)","v":558.5},{"$f":"INDEX('Malaysia Hourly'!U:U,'Selected Presentation'!AD89)","v":100},{"$f":"INDEX('Malaysia Hourly'!W:W,'Selected Presentation'!AD89)","v":100},{"$f":"INDEX('Malaysia Hourly'!AJ:AJ,'Selected Presentation'!AD89)","v":5.1767200000000031},{"$f":"INDEX('Malaysia Hourly'!AL:AL,'Selected Presentation'!AD89)","v":0},{"$f":"INDEX('Malaysia Hourly'!AO:AO,'Selected Presentation'!AD89)","v":0},{"$f":"INDEX('Malaysia Hourly'!AM:AM,'Selected Presentation'!AD89)","v":82.8661168}]
[null,null,null,null,null,null,null,null,null,null,null,null,null,null,null,null,null,null,null,null,null,null,null,null,null,null,null,null,85,2275,{"$f":"INDEX('Malaysia Hourly'!O:O,'Selected Presentation'!AD90)","v":918.04},{"$f":"INDEX('Malaysia Hourly'!U:U,'Selected Presentation'!AD90)","v":100},{"$f":"INDEX('Malaysia Hourly'!W:W,'Selected Presentation'!AD90)","v":100},{"$f":"INDEX('Malaysia Hourly'!AJ:AJ,'Selected Presentation'!AD90)","v":71.460494719999986},{"$f":"INDEX('Malaysia Hourly'!AL:AL,'Selected Presentation'!AD90)","v":0},{"$f":"INDEX('Malaysia Hourly'!AO:AO,'Selected Presentation'!AD90)","v":0},{"$f":"INDEX('Malaysia Hourly'!AM:AM,'Selected Presentation'!AD90)","v":150.03898183679996}]
[null,null,null,null,null,null,null,null,null,null,null,null,null,null,null,null,null,null,null,null,null,null,null,null,null,null,null,null,86,2276,{"$f":"INDEX('Malaysia Hourly'!O:O,'Selected Presentation'!AD91)","v":860.13},{"$f":"INDEX('Malaysia Hourly'!U:U,'Selected Presentation'!AD91)","v":100},{"$f":"INDEX('Malaysia Hourly'!W:W,'Selected Presentation'!AD91)","v":100},{"$f":"INDEX('Malaysia Hourly'!AJ:AJ,'Selected Presentation'!AD91)","v":59.832797119999981},{"$f":"INDEX('Malaysia Hourly'!AL:AL,'Selected Presentation'!AD91)","v":0},{"$f":"INDEX('Malaysia Hourly'!AO:AO,'Selected Presentation'!AD91)","v":0},{"$f":"INDEX('Malaysia Hourly'!AM:AM,'Selected Presentation'!AD91)","v":206.28181112959993}]
[null,null,null,null,null,null,null,null,null,null,null,null,null,null,null,null,null,null,null,null,null,null,null,null,null,null,null,null,87,2277,{"$f":"INDEX('Malaysia Hourly'!O:O,'Selected Presentation'!AD92)","v":986.19},{"$f":"INDEX('Malaysia Hourly'!U:U,'Selected Presentation'!AD92)","v":100},{"$f":"INDEX('Malaysia Hourly'!W:W,'Selected Presentation'!AD92)","v":100},{"$f":"INDEX('Malaysia Hourly'!AJ:AJ,'Selected Presentation'!AD92)","v":83.55757232000002},{"$f":"INDEX('Malaysia Hourly'!AL:AL,'Selected Presentation'!AD92)","v":0},{"$f":"INDEX('Malaysia Hourly'!AO:AO,'Selected Presentation'!AD92)","v":0},{"$f":"INDEX('Malaysia Hourly'!AM:AM,'Selected Presentation'!AD92)","v":284.82592911039995}]
[null,null,null,null,null,null,null,null,null,null,null,null,null,null,null,null,null,null,null,null,null,null,null,null,null,null,null,null,88,2278,{"$f":"INDEX('Malaysia Hourly'!O:O,'Selected Presentation'!AD93)","v":836.67},{"$f":"INDEX('Malaysia Hourly'!U:U,'Selected Presentation'!AD93)","v":100},{"$f":"INDEX('Malaysia Hourly'!W:W,'Selected Presentation'!AD93)","v":100},{"$f":"INDEX('Malaysia Hourly'!AJ:AJ,'Selected Presentation'!AD93)","v":56.330116159999989},{"$f":"INDEX('Malaysia Hourly'!AL:AL,'Selected Presentation'!AD93)","v":0},{"$f":"INDEX('Malaysia Hourly'!AO:AO,'Selected Presentation'!AD93)","v":0},{"$f":"INDEX('Malaysia Hourly'!AM:AM,'Selected Presentation'!AD93)","v":337.77623830079995}]
[null,null,null,null,null,null,null,null,null,null,null,null,null,null,null,null,null,null,null,null,null,null,null,null,null,null,null,null,89,2279,{"$f":"INDEX('Malaysia Hourly'!O:O,'Selected Presentation'!AD94)","v":108.21},{"$f":"INDEX('Malaysia Hourly'!U:U,'Selected Presentation'!AD94)","v":100},{"$f":"INDEX('Malaysia Hourly'!W:W,'Selected Presentation'!AD94)","v":20.707065599999996},{"$f":"INDEX('Malaysia Hourly'!AJ:AJ,'Selected Presentation'!AD94)","v":0},{"$f":"INDEX('Malaysia Hourly'!AL:AL,'Selected Presentation'!AD94)","v":79.292934400000007},{"$f":"INDEX('Malaysia Hourly'!AO:AO,'Selected Presentation'!AD94)","v":0},{"$f":"INDEX('Malaysia Hourly'!AM:AM,'Selected Presentation'!AD94)","v":258.48330390079991}]
[null,null,null,null,null,null,null,null,null,null,null,null,null,null,null,null,null,null,null,null,null,null,null,null,null,null,null,null,90,2280,{"$f":"INDEX('Malaysia Hourly'!O:O,'Selected Presentation'!AD95)","v":119.8},{"$f":"INDEX('Malaysia Hourly'!U:U,'Selected Presentation'!AD95)","v":100},{"$f":"INDEX('Malaysia Hourly'!W:W,'Selected Presentation'!AD95)","v":23.0016},{"$f":"INDEX('Malaysia Hourly'!AJ:AJ,'Selected Presentation'!AD95)","v":0},{"$f":"INDEX('Malaysia Hourly'!AL:AL,'Selected Presentation'!AD95)","v":76.998400000000004},{"$f":"INDEX('Malaysia Hourly'!AO:AO,'Selected Presentation'!AD95)","v":0},{"$f":"INDEX('Malaysia Hourly'!AM:AM,'Selected Presentation'!AD95)","v":181.48490390079991}]
[null,null,null,null,null,null,null,null,null,null,null,null,null,null,null,null,null,null,null,null,null,null,null,null,null,null,null,null,91,2281,{"$f":"INDEX('Malaysia Hourly'!O:O,'Selected Presentation'!AD96)","v":12.73},{"$f":"INDEX('Malaysia Hourly'!U:U,'Selected Presentation'!AD96)","v":100},{"$f":"INDEX('Malaysia Hourly'!W:W,'Selected Presentation'!AD96)","v":2.4628985600000002},{"$f":"INDEX('Malaysia Hourly'!AJ:AJ,'Selected Presentation'!AD96)","v":0},{"$f":"INDEX('Malaysia Hourly'!AL:AL,'Selected Presentation'!AD96)","v":97.537101440000001},{"$f":"INDEX('Malaysia Hourly'!AO:AO,'Selected Presentation'!AD96)","v":0},{"$f":"INDEX('Malaysia Hourly'!AM:AM,'Selected Presentation'!AD96)","v":83.947802460799906}]
[null,null,null,null,null,null,null,null,null,null,null,null,null,null,null,null,null,null,null,null,null,null,null,null,null,null,null,null,92,2282,{"$f":"INDEX('Malaysia Hourly'!O:O,'Selected Presentation'!AD97)","v":0},{"$f":"INDEX('Malaysia Hourly'!U:U,'Selected Presentation'!AD97)","v":100},{"$f":"INDEX('Malaysia Hourly'!W:W,'Selected Presentation'!AD97)","v":0},{"$f":"INDEX('Malaysia Hourly'!AJ:AJ,'Selected Presentation'!AD97)","v":0},{"$f":"INDEX('Malaysia Hourly'!AL:AL,'Selected Presentation'!AD97)","v":5.947802460799906},{"$f":"INDEX('Malaysia Hourly'!AO:AO,'Selected Presentation'!AD97)","v":0},{"$f":"INDEX('Malaysia Hourly'!AM:AM,'Selected Presentation'!AD97)","v":78}]
[null,null,null,null,null,null,null,null,null,null,null,null,null,null,null,null,null,null,null,null,null,null,null,null,null,null,null,null,93,2283,{"$f":"INDEX('Malaysia Hourly'!O:O,'Selected Presentation'!AD98)","v":0},{"$f":"INDEX('Malaysia Hourly'!U:U,'Selected Presentation'!AD98)","v":100},{"$f":"INDEX('Malaysia Hourly'!W:W,'Selected Presentation'!AD98)","v":0},{"$f":"INDEX('Malaysia Hourly'!AJ:AJ,'Selected Presentation'!AD98)","v":0},{"$f":"INDEX('Malaysia Hourly'!AL:AL,'Selected Presentation'!AD98)","v":0},{"$f":"INDEX('Malaysia Hourly'!AO:AO,'Selected Presentation'!AD98)","v":0},{"$f":"INDEX('Malaysia Hourly'!AM:AM,'Selected Presentation'!AD98)","v":78}]
[null,null,null,null,null,null,null,null,null,null,null,null,null,null,null,null,null,null,null,null,null,null,null,null,null,null,null,null,94,2284,{"$f":"INDEX('Malaysia Hourly'!O:O,'Selected Presentation'!AD99)","v":0},{"$f":"INDEX('Malaysia Hourly'!U:U,'Selected Presentation'!AD99)","v":100},{"$f":"INDEX('Malaysia Hourly'!W:W,'Selected Presentation'!AD99)","v":0},{"$f":"INDEX('Malaysia Hourly'!AJ:AJ,'Selected Presentation'!AD99)","v":0},{"$f":"INDEX('Malaysia Hourly'!AL:AL,'Selected Presentation'!AD99)","v":0},{"$f":"INDEX('Malaysia Hourly'!AO:AO,'Selected Presentation'!AD99)","v":0},{"$f":"INDEX('Malaysia Hourly'!AM:AM,'Selected Presentation'!AD99)","v":78}]
[null,null,null,null,null,null,null,null,null,null,null,null,null,null,null,null,null,null,null,null,null,null,null,null,null,null,null,null,95,2285,{"$f":"INDEX('Malaysia Hourly'!O:O,'Selected Presentation'!AD100)","v":0},{"$f":"INDEX('Malaysia Hourly'!U:U,'Selected Presentation'!AD100)","v":100},{"$f":"INDEX('Malaysia Hourly'!W:W,'Selected Presentation'!AD100)","v":0},{"$f":"INDEX('Malaysia Hourly'!AJ:AJ,'Selected Presentation'!AD100)","v":0},{"$f":"INDEX('Malaysia Hourly'!AL:AL,'Selected Presentation'!AD100)","v":0},{"$f":"INDEX('Malaysia Hourly'!AO:AO,'Selected Presentation'!AD100)","v":0},{"$f":"INDEX('Malaysia Hourly'!AM:AM,'Selected Presentation'!AD100)","v":78}]
[null,null,null,null,null,null,null,null,null,null,null,null,null,null,null,null,null,null,null,null,null,null,null,null,null,null,null,null,96,2286,{"$f":"INDEX('Malaysia Hourly'!O:O,'Selected Presentation'!AD101)","v":0},{"$f":"INDEX('Malaysia Hourly'!U:U,'Selected Presentation'!AD101)","v":100},{"$f":"INDEX('Malaysia Hourly'!W:W,'Selected Presentation'!AD101)","v":0},{"$f":"INDEX('Malaysia Hourly'!AJ:AJ,'Selected Presentation'!AD101)","v":0},{"$f":"INDEX('Malaysia Hourly'!AL:AL,'Selected Presentation'!AD101)","v":0},{"$f":"INDEX('Malaysia Hourly'!AO:AO,'Selected Presentation'!AD101)","v":0},{"$f":"INDEX('Malaysia Hourly'!AM:AM,'Selected Presentation'!AD101)","v":78}]
[null,null,null,null,null,null,null,null,null,null,null,null,null,null,null,null,null,null,null,null,null,null,null,null,null,null,null,null,97,2287,{"$f":"INDEX('Malaysia Hourly'!O:O,'Selected Presentation'!AD102)","v":0},{"$f":"INDEX('Malaysia Hourly'!U:U,'Selected Presentation'!AD102)","v":100},{"$f":"INDEX('Malaysia Hourly'!W:W,'Selected Presentation'!AD102)","v":0},{"$f":"INDEX('Malaysia Hourly'!AJ:AJ,'Selected Presentation'!AD102)","v":0},{"$f":"INDEX('Malaysia Hourly'!AL:AL,'Selected Presentation'!AD102)","v":0},{"$f":"INDEX('Malaysia Hourly'!AO:AO,'Selected Presentation'!AD102)","v":0},{"$f":"INDEX('Malaysia Hourly'!AM:AM,'Selected Presentation'!AD102)","v":78}]
[null,null,null,null,null,null,null,null,null,null,null,null,null,null,null,null,null,null,null,null,null,null,null,null,null,null,null,null,98,2288,{"$f":"INDEX('Malaysia Hourly'!O:O,'Selected Presentation'!AD103)","v":0},{"$f":"INDEX('Malaysia Hourly'!U:U,'Selected Presentation'!AD103)","v":100},{"$f":"INDEX('Malaysia Hourly'!W:W,'Selected Presentation'!AD103)","v":0},{"$f":"INDEX('Malaysia Hourly'!AJ:AJ,'Selected Presentation'!AD103)","v":0},{"$f":"INDEX('Malaysia Hourly'!AL:AL,'Selected Presentation'!AD103)","v":0},{"$f":"INDEX('Malaysia Hourly'!AO:AO,'Selected Presentation'!AD103)","v":0},{"$f":"INDEX('Malaysia Hourly'!AM:AM,'Selected Presentation'!AD103)","v":78}]
[null,null,null,null,null,null,null,null,null,null,null,null,null,null,null,null,null,null,null,null,null,null,null,null,null,null,null,null,99,2289,{"$f":"INDEX('Malaysia Hourly'!O:O,'Selected Presentation'!AD104)","v":0},{"$f":"INDEX('Malaysia Hourly'!U:U,'Selected Presentation'!AD104)","v":100},{"$f":"INDEX('Malaysia Hourly'!W:W,'Selected Presentation'!AD104)","v":0},{"$f":"INDEX('Malaysia Hourly'!AJ:AJ,'Selected Presentation'!AD104)","v":0},{"$f":"INDEX('Malaysia Hourly'!AL:AL,'Selected Presentation'!AD104)","v":0},{"$f":"INDEX('Malaysia Hourly'!AO:AO,'Selected Presentation'!AD104)","v":0},{"$f":"INDEX('Malaysia Hourly'!AM:AM,'Selected Presentation'!AD104)","v":78}]
[null,null,null,null,null,null,null,null,null,null,null,null,null,null,null,null,null,null,null,null,null,null,null,null,null,null,null,null,100,2290,{"$f":"INDEX('Malaysia Hourly'!O:O,'Selected Presentation'!AD105)","v":0},{"$f":"INDEX('Malaysia Hourly'!U:U,'Selected Presentation'!AD105)","v":100},{"$f":"INDEX('Malaysia Hourly'!W:W,'Selected Presentation'!AD105)","v":0},{"$f":"INDEX('Malaysia Hourly'!AJ:AJ,'Selected Presentation'!AD105)","v":0},{"$f":"INDEX('Malaysia Hourly'!AL:AL,'Selected Presentation'!AD105)","v":0},{"$f":"INDEX('Malaysia Hourly'!AO:AO,'Selected Presentation'!AD105)","v":0},{"$f":"INDEX('Malaysia Hourly'!AM:AM,'Selected Presentation'!AD105)","v":78}]
[null,null,null,null,null,null,null,null,null,null,null,null,null,null,null,null,null,null,null,null,null,null,null,null,null,null,null,null,101,2291,{"$f":"INDEX('Malaysia Hourly'!O:O,'Selected Presentation'!AD106)","v":0},{"$f":"INDEX('Malaysia Hourly'!U:U,'Selected Presentation'!AD106)","v":100},{"$f":"INDEX('Malaysia Hourly'!W:W,'Selected Presentation'!AD106)","v":0},{"$f":"INDEX('Malaysia Hourly'!AJ:AJ,'Selected Presentation'!AD106)","v":0},{"$f":"INDEX('Malaysia Hourly'!AL:AL,'Selected Presentation'!AD106)","v":0},{"$f":"INDEX('Malaysia Hourly'!AO:AO,'Selected Presentation'!AD106)","v":0},{"$f":"INDEX('Malaysia Hourly'!AM:AM,'Selected Presentation'!AD106)","v":78}]
[null,null,null,null,null,null,null,null,null,null,null,null,null,null,null,null,null,null,null,null,null,null,null,null,null,null,null,null,102,2292,{"$f":"INDEX('Malaysia Hourly'!O:O,'Selected Presentation'!AD107)","v":0},{"$f":"INDEX('Malaysia Hourly'!U:U,'Selected Presentation'!AD107)","v":100},{"$f":"INDEX('Malaysia Hourly'!W:W,'Selected Presentation'!AD107)","v":0},{"$f":"INDEX('Malaysia Hourly'!AJ:AJ,'Selected Presentation'!AD107)","v":0},{"$f":"INDEX('Malaysia Hourly'!AL:AL,'Selected Presentation'!AD107)","v":0},{"$f":"INDEX('Malaysia Hourly'!AO:AO,'Selected Presentation'!AD107)","v":0},{"$f":"INDEX('Malaysia Hourly'!AM:AM,'Selected Presentation'!AD107)","v":78}]
[null,null,null,null,null,null,null,null,null,null,null,null,null,null,null,null,null,null,null,null,null,null,null,null,null,null,null,null,103,2293,{"$f":"INDEX('Malaysia Hourly'!O:O,'Selected Presentation'!AD108)","v":0},{"$f":"INDEX('Malaysia Hourly'!U:U,'Selected Presentation'!AD108)","v":100},{"$f":"INDEX('Malaysia Hourly'!W:W,'Selected Presentation'!AD108)","v":0},{"$f":"INDEX('Malaysia Hourly'!AJ:AJ,'Selected Presentation'!AD108)","v":0},{"$f":"INDEX('Malaysia Hourly'!AL:AL,'Selected Presentation'!AD108)","v":0},{"$f":"INDEX('Malaysia Hourly'!AO:AO,'Selected Presentation'!AD108)","v":0},{"$f":"INDEX('Malaysia Hourly'!AM:AM,'Selected Presentation'!AD108)","v":78}]
[null,null,null,null,null,null,null,null,null,null,null,null,null,null,null,null,null,null,null,null,null,null,null,null,null,null,null,null,104,2294,{"$f":"INDEX('Malaysia Hourly'!O:O,'Selected Presentation'!AD109)","v":24.55},{"$f":"INDEX('Malaysia Hourly'!U:U,'Selected Presentation'!AD109)","v":100},{"$f":"INDEX('Malaysia Hourly'!W:W,'Selected Presentation'!AD109)","v":4.9084287999999994},{"$f":"INDEX('Malaysia Hourly'!AJ:AJ,'Selected Presentation'!AD109)","v":0},{"$f":"INDEX('Malaysia Hourly'!AL:AL,'Selected Presentation'!AD109)","v":0},{"$f":"INDEX('Malaysia Hourly'!AO:AO,'Selected Presentation'!AD109)","v":0},{"$f":"INDEX('Malaysia Hourly'!AM:AM,'Selected Presentation'!AD109)","v":78}]
[null,null,null,null,null,null,null,null,null,null,null,null,null,null,null,null,null,null,null,null,null,null,null,null,null,null,null,null,105,2295,{"$f":"INDEX('Malaysia Hourly'!O:O,'Selected Presentation'!AD110)","v":100.98},{"$f":"INDEX('Malaysia Hourly'!U:U,'Selected Presentation'!AD110)","v":100},{"$f":"INDEX('Malaysia Hourly'!W:W,'Selected Presentation'!AD110)","v":19.868016960000002},{"$f":"INDEX('Malaysia Hourly'!AJ:AJ,'Selected Presentation'!AD110)","v":0},{"$f":"INDEX('Malaysia Hourly'!AL:AL,'Selected Presentation'!AD110)","v":0},{"$f":"INDEX('Malaysia Hourly'!AO:AO,'Selected Presentation'!AD110)","v":0},{"$f":"INDEX('Malaysia Hourly'!AM:AM,'Selected Presentation'!AD110)","v":78}]
[null,null,null,null,null,null,null,null,null,null,null,null,null,null,null,null,null,null,null,null,null,null,null,null,null,null,null,null,106,2296,{"$f":"INDEX('Malaysia Hourly'!O:O,'Selected Presentation'!AD111)","v":350.9},{"$f":"INDEX('Malaysia Hourly'!U:U,'Selected Presentation'!AD111)","v":100},{"$f":"INDEX('Malaysia Hourly'!W:W,'Selected Presentation'!AD111)","v":67.934239999999988},{"$f":"INDEX('Malaysia Hourly'!AJ:AJ,'Selected Presentation'!AD111)","v":0},{"$f":"INDEX('Malaysia Hourly'!AL:AL,'Selected Presentation'!AD111)","v":0},{"$f":"INDEX('Malaysia Hourly'!AO:AO,'Selected Presentation'!AD111)","v":0},{"$f":"INDEX('Malaysia Hourly'!AM:AM,'Selected Presentation'!AD111)","v":78}]
[null,null,null,null,null,null,null,null,null,null,null,null,null,null,null,null,null,null,null,null,null,null,null,null,null,null,null,null,107,2297,{"$f":"INDEX('Malaysia Hourly'!O:O,'Selected Presentation'!AD112)","v":532.49},{"$f":"INDEX('Malaysia Hourly'!U:U,'Selected Presentation'!AD112)","v":100},{"$f":"INDEX('Malaysia Hourly'!W:W,'Selected Presentation'!AD112)","v":100},{"$f":"INDEX('Malaysia Hourly'!AJ:AJ,'Selected Presentation'!AD112)","v":1.471294400000005},{"$f":"INDEX('Malaysia Hourly'!AL:AL,'Selected Presentation'!AD112)","v":0},{"$f":"INDEX('Malaysia Hourly'!AO:AO,'Selected Presentation'!AD112)","v":0},{"$f":"INDEX('Malaysia Hourly'!AM:AM,'Selected Presentation'!AD112)","v":79.383016736000002}]
[null,null,null,null,null,null,null,null,null,null,null,null,null,null,null,null,null,null,null,null,null,null,null,null,null,null,null,null,108,2298,{"$f":"INDEX('Malaysia Hourly'!O:O,'Selected Presentation'!AD113)","v":916.09},{"$f":"INDEX('Malaysia Hourly'!U:U,'Selected Presentation'!AD113)","v":100},{"$f":"INDEX('Malaysia Hourly'!W:W,'Selected Presentation'!AD113)","v":100},{"$f":"INDEX('Malaysia Hourly'!AJ:AJ,'Selected Presentation'!AD113)","v":71.799854239999974},{"$f":"INDEX('Malaysia Hourly'!AL:AL,'Selected Presentation'!AD113)","v":0},{"$f":"INDEX('Malaysia Hourly'!AO:AO,'Selected Presentation'!AD113)","v":0},{"$f":"INDEX('Malaysia Hourly'!AM:AM,'Selected Presentation'!AD113)","v":146.87487972159997}]
[null,null,null,null,null,null,null,null,null,null,null,null,null,null,null,null,null,null,null,null,null,null,null,null,null,null,null,null,109,2299,{"$f":"INDEX('Malaysia Hourly'!O:O,'Selected Presentation'!AD114)","v":921.4},{"$f":"INDEX('Malaysia Hourly'!U:U,'Selected Presentation'!AD114)","v":100},{"$f":"INDEX('Malaysia Hourly'!W:W,'Selected Presentation'!AD114)","v":100},{"$f":"INDEX('Malaysia Hourly'!AJ:AJ,'Selected Presentation'!AD114)","v":71.203491200000002},{"$f":"INDEX('Malaysia Hourly'!AL:AL,'Selected Presentation'!AD114)","v":0},{"$f":"INDEX('Malaysia Hourly'!AO:AO,'Selected Presentation'!AD114)","v":0},{"$f":"INDEX('Malaysia Hourly'!AM:AM,'Selected Presentation'!AD114)","v":213.80616144959995}]
[null,null,null,null,null,null,null,null,null,null,null,null,null,null,null,null,null,null,null,null,null,null,null,null,null,null,null,null,110,2300,{"$f":"INDEX('Malaysia Hourly'!O:O,'Selected Presentation'!AD115)","v":899.37},{"$f":"INDEX('Malaysia Hourly'!U:U,'Selected Presentation'!AD115)","v":100},{"$f":"INDEX('Malaysia Hourly'!W:W,'Selected Presentation'!AD115)","v":100},{"$f":"INDEX('Malaysia Hourly'!AJ:AJ,'Selected Presentation'!AD115)","v":66.707223200000016},{"$f":"INDEX('Malaysia Hourly'!AL:AL,'Selected Presentation'!AD115)","v":0},{"$f":"INDEX('Malaysia Hourly'!AO:AO,'Selected Presentation'!AD115)","v":0},{"$f":"INDEX('Malaysia Hourly'!AM:AM,'Selected Presentation'!AD115)","v":276.51095125759997}]
[null,null,null,null,null,null,null,null,null,null,null,null,null,null,null,null,null,null,null,null,null,null,null,null,null,null,null,null,111,2301,{"$f":"INDEX('Malaysia Hourly'!O:O,'Selected Presentation'!AD116)","v":990.99},{"$f":"INDEX('Malaysia Hourly'!U:U,'Selected Presentation'!AD116)","v":100},{"$f":"INDEX('Malaysia Hourly'!W:W,'Selected Presentation'!AD116)","v":100},{"$f":"INDEX('Malaysia Hourly'!AJ:AJ,'Selected Presentation'!AD116)","v":84.752247680000011},{"$f":"INDEX('Malaysia Hourly'!AL:AL,'Selected Presentation'!AD116)","v":0},{"$f":"INDEX('Malaysia Hourly'!AO:AO,'Selected Presentation'!AD116)","v":0},{"$f":"INDEX('Malaysia Hourly'!AM:AM,'Selected Presentation'!AD116)","v":356.17806407680001}]
[null,null,null,null,null,null,null,null,null,null,null,null,null,null,null,null,null,null,null,null,null,null,null,null,null,null,null,null,112,2302,{"$f":"INDEX('Malaysia Hourly'!O:O,'Selected Presentation'!AD117)","v":154.58000000000001},{"$f":"INDEX('Malaysia Hourly'!U:U,'Selected Presentation'!AD117)","v":100},{"$f":"INDEX('Malaysia Hourly'!W:W,'Selected Presentation'!AD117)","v":29.231696320000001},{"$f":"INDEX('Malaysia Hourly'!AJ:AJ,'Selected Presentation'!AD117)","v":0},{"$f":"INDEX('Malaysia Hourly'!AL:AL,'Selected Presentation'!AD117)","v":70.768303680000002},{"$f":"INDEX('Malaysia Hourly'!AO:AO,'Selected Presentation'!AD117)","v":0},{"$f":"INDEX('Malaysia Hourly'!AM:AM,'Selected Presentation'!AD117)","v":285.40976039680004}]
[null,null,null,null,null,null,null,null,null,null,null,null,null,null,null,null,null,null,null,null,null,null,null,null,null,null,null,null,113,2303,{"$f":"INDEX('Malaysia Hourly'!O:O,'Selected Presentation'!AD118)","v":81.84},{"$f":"INDEX('Malaysia Hourly'!U:U,'Selected Presentation'!AD118)","v":100},{"$f":"INDEX('Malaysia Hourly'!W:W,'Selected Presentation'!AD118)","v":15.52079232},{"$f":"INDEX('Malaysia Hourly'!AJ:AJ,'Selected Presentation'!AD118)","v":0},{"$f":"INDEX('Malaysia Hourly'!AL:AL,'Selected Presentation'!AD118)","v":84.479207680000002},{"$f":"INDEX('Malaysia Hourly'!AO:AO,'Selected Presentation'!AD118)","v":0},{"$f":"INDEX('Malaysia Hourly'!AM:AM,'Selected Presentation'!AD118)","v":200.93055271680004}]
[null,null,null,null,null,null,null,null,null,null,null,null,null,null,null,null,null,null,null,null,null,null,null,null,null,null,null,null,114,2304,{"$f":"INDEX('Malaysia Hourly'!O:O,'Selected Presentation'!AD119)","v":536.02},{"$f":"INDEX('Malaysia Hourly'!U:U,'Selected Presentation'!AD119)","v":100},{"$f":"INDEX('Malaysia Hourly'!W:W,'Selected Presentation'!AD119)","v":100},{"$f":"INDEX('Malaysia Hourly'!AJ:AJ,'Selected Presentation'!AD119)","v":2.0925132799999915},{"$f":"INDEX('Malaysia Hourly'!AL:AL,'Selected Presentation'!AD119)","v":0},{"$f":"INDEX('Malaysia Hourly'!AO:AO,'Selected Presentation'!AD119)","v":0},{"$f":"INDEX('Malaysia Hourly'!AM:AM,'Selected Presentation'!AD119)","v":202.89751520000002}]
[null,null,null,null,null,null,null,null,null,null,null,null,null,null,null,null,null,null,null,null,null,null,null,null,null,null,null,null,115,2305,{"$f":"INDEX('Malaysia Hourly'!O:O,'Selected Presentation'!AD120)","v":229.85},{"$f":"INDEX('Malaysia Hourly'!U:U,'Selected Presentation'!AD120)","v":100},{"$f":"INDEX('Malaysia Hourly'!W:W,'Selected Presentation'!AD120)","v":44.142232799999995},{"$f":"INDEX('Malaysia Hourly'!AJ:AJ,'Selected Presentation'!AD120)","v":0},{"$f":"INDEX('Malaysia Hourly'!AL:AL,'Selected Presentation'!AD120)","v":55.857767200000005},{"$f":"INDEX('Malaysia Hourly'!AO:AO,'Selected Presentation'!AD120)","v":0},{"$f":"INDEX('Malaysia Hourly'!AM:AM,'Selected Presentation'!AD120)","v":147.039748}]
[null,null,null,null,null,null,null,null,null,null,null,null,null,null,null,null,null,null,null,null,null,null,null,null,null,null,null,null,116,2306,{"$f":"INDEX('Malaysia Hourly'!O:O,'Selected Presentation'!AD121)","v":0},{"$f":"INDEX('Malaysia Hourly'!U:U,'Selected Presentation'!AD121)","v":100},{"$f":"INDEX('Malaysia Hourly'!W:W,'Selected Presentation'!AD121)","v":0},{"$f":"INDEX('Malaysia Hourly'!AJ:AJ,'Selected Presentation'!AD121)","v":0},{"$f":"INDEX('Malaysia Hourly'!AL:AL,'Selected Presentation'!AD121)","v":69.039748000000003},{"$f":"INDEX('Malaysia Hourly'!AO:AO,'Selected Presentation'!AD121)","v":0},{"$f":"INDEX('Malaysia Hourly'!AM:AM,'Selected Presentation'!AD121)","v":78}]
[null,null,null,null,null,null,null,null,null,null,null,null,null,null,null,null,null,null,null,null,null,null,null,null,null,null,null,null,117,2307,{"$f":"INDEX('Malaysia Hourly'!O:O,'Selected Presentation'!AD122)","v":0},{"$f":"INDEX('Malaysia Hourly'!U:U,'Selected Presentation'!AD122)","v":100},{"$f":"INDEX('Malaysia Hourly'!W:W,'Selected Presentation'!AD122)","v":0},{"$f":"INDEX('Malaysia Hourly'!AJ:AJ,'Selected Presentation'!AD122)","v":0},{"$f":"INDEX('Malaysia Hourly'!AL:AL,'Selected Presentation'!AD122)","v":0},{"$f":"INDEX('Malaysia Hourly'!AO:AO,'Selected Presentation'!AD122)","v":0},{"$f":"INDEX('Malaysia Hourly'!AM:AM,'Selected Presentation'!AD122)","v":78}]
[null,null,null,null,null,null,null,null,null,null,null,null,null,null,null,null,null,null,null,null,null,null,null,null,null,null,null,null,118,2308,{"$f":"INDEX('Malaysia Hourly'!O:O,'Selected Presentation'!AD123)","v":0},{"$f":"INDEX('Malaysia Hourly'!U:U,'Selected Presentation'!AD123)","v":100},{"$f":"INDEX('Malaysia Hourly'!W:W,'Selected Presentation'!AD123)","v":0},{"$f":"INDEX('Malaysia Hourly'!AJ:AJ,'Selected Presentation'!AD123)","v":0},{"$f":"INDEX('Malaysia Hourly'!AL:AL,'Selected Presentation'!AD123)","v":0},{"$f":"INDEX('Malaysia Hourly'!AO:AO,'Selected Presentation'!AD123)","v":0},{"$f":"INDEX('Malaysia Hourly'!AM:AM,'Selected Presentation'!AD123)","v":78}]
[null,null,null,null,null,null,null,null,null,null,null,null,null,null,null,null,null,null,null,null,null,null,null,null,null,null,null,null,119,2309,{"$f":"INDEX('Malaysia Hourly'!O:O,'Selected Presentation'!AD124)","v":0},{"$f":"INDEX('Malaysia Hourly'!U:U,'Selected Presentation'!AD124)","v":100},{"$f":"INDEX('Malaysia Hourly'!W:W,'Selected Presentation'!AD124)","v":0},{"$f":"INDEX('Malaysia Hourly'!AJ:AJ,'Selected Presentation'!AD124)","v":0},{"$f":"INDEX('Malaysia Hourly'!AL:AL,'Selected Presentation'!AD124)","v":0},{"$f":"INDEX('Malaysia Hourly'!AO:AO,'Selected Presentation'!AD124)","v":0},{"$f":"INDEX('Malaysia Hourly'!AM:AM,'Selected Presentation'!AD124)","v":78}]
[null,null,null,null,null,null,null,null,null,null,null,null,null,null,null,null,null,null,null,null,null,null,null,null,null,null,null,null,120,2310,{"$f":"INDEX('Malaysia Hourly'!O:O,'Selected Presentation'!AD125)","v":0},{"$f":"INDEX('Malaysia Hourly'!U:U,'Selected Presentation'!AD125)","v":100},{"$f":"INDEX('Malaysia Hourly'!W:W,'Selected Presentation'!AD125)","v":0},{"$f":"INDEX('Malaysia Hourly'!AJ:AJ,'Selected Presentation'!AD125)","v":0},{"$f":"INDEX('Malaysia Hourly'!AL:AL,'Selected Presentation'!AD125)","v":0},{"$f":"INDEX('Malaysia Hourly'!AO:AO,'Selected Presentation'!AD125)","v":0},{"$f":"INDEX('Malaysia Hourly'!AM:AM,'Selected Presentation'!AD125)","v":78}]
[null,null,null,null,null,null,null,null,null,null,null,null,null,null,null,null,null,null,null,null,null,null,null,null,null,null,null,null,121,2311,{"$f":"INDEX('Malaysia Hourly'!O:O,'Selected Presentation'!AD126)","v":0},{"$f":"INDEX('Malaysia Hourly'!U:U,'Selected Presentation'!AD126)","v":100},{"$f":"INDEX('Malaysia Hourly'!W:W,'Selected Presentation'!AD126)","v":0},{"$f":"INDEX('Malaysia Hourly'!AJ:AJ,'Selected Presentation'!AD126)","v":0},{"$f":"INDEX('Malaysia Hourly'!AL:AL,'Selected Presentation'!AD126)","v":0},{"$f":"INDEX('Malaysia Hourly'!AO:AO,'Selected Presentation'!AD126)","v":0},{"$f":"INDEX('Malaysia Hourly'!AM:AM,'Selected Presentation'!AD126)","v":78}]
[null,null,null,null,null,null,null,null,null,null,null,null,null,null,null,null,null,null,null,null,null,null,null,null,null,null,null,null,122,2312,{"$f":"INDEX('Malaysia Hourly'!O:O,'Selected Presentation'!AD127)","v":0},{"$f":"INDEX('Malaysia Hourly'!U:U,'Selected Presentation'!AD127)","v":100},{"$f":"INDEX('Malaysia Hourly'!W:W,'Selected Presentation'!AD127)","v":0},{"$f":"INDEX('Malaysia Hourly'!AJ:AJ,'Selected Presentation'!AD127)","v":0},{"$f":"INDEX('Malaysia Hourly'!AL:AL,'Selected Presentation'!AD127)","v":0},{"$f":"INDEX('Malaysia Hourly'!AO:AO,'Selected Presentation'!AD127)","v":0},{"$f":"INDEX('Malaysia Hourly'!AM:AM,'Selected Presentation'!AD127)","v":78}]
[null,null,null,null,null,null,null,null,null,null,null,null,null,null,null,null,null,null,null,null,null,null,null,null,null,null,null,null,123,2313,{"$f":"INDEX('Malaysia Hourly'!O:O,'Selected Presentation'!AD128)","v":0},{"$f":"INDEX('Malaysia Hourly'!U:U,'Selected Presentation'!AD128)","v":100},{"$f":"INDEX('Malaysia Hourly'!W:W,'Selected Presentation'!AD128)","v":0},{"$f":"INDEX('Malaysia Hourly'!AJ:AJ,'Selected Presentation'!AD128)","v":0},{"$f":"INDEX('Malaysia Hourly'!AL:AL,'Selected Presentation'!AD128)","v":0},{"$f":"INDEX('Malaysia Hourly'!AO:AO,'Selected Presentation'!AD128)","v":0},{"$f":"INDEX('Malaysia Hourly'!AM:AM,'Selected Presentation'!AD128)","v":78}]
[null,null,null,null,null,null,null,null,null,null,null,null,null,null,null,null,null,null,null,null,null,null,null,null,null,null,null,null,124,2314,{"$f":"INDEX('Malaysia Hourly'!O:O,'Selected Presentation'!AD129)","v":0},{"$f":"INDEX('Malaysia Hourly'!U:U,'Selected Presentation'!AD129)","v":100},{"$f":"INDEX('Malaysia Hourly'!W:W,'Selected Presentation'!AD129)","v":0},{"$f":"INDEX('Malaysia Hourly'!AJ:AJ,'Selected Presentation'!AD129)","v":0},{"$f":"INDEX('Malaysia Hourly'!AL:AL,'Selected Presentation'!AD129)","v":0},{"$f":"INDEX('Malaysia Hourly'!AO:AO,'Selected Presentation'!AD129)","v":0},{"$f":"INDEX('Malaysia Hourly'!AM:AM,'Selected Presentation'!AD129)","v":78}]
[null,null,null,null,null,null,null,null,null,null,null,null,null,null,null,null,null,null,null,null,null,null,null,null,null,null,null,null,125,2315,{"$f":"INDEX('Malaysia Hourly'!O:O,'Selected Presentation'!AD130)","v":0},{"$f":"INDEX('Malaysia Hourly'!U:U,'Selected Presentation'!AD130)","v":100},{"$f":"INDEX('Malaysia Hourly'!W:W,'Selected Presentation'!AD130)","v":0},{"$f":"INDEX('Malaysia Hourly'!AJ:AJ,'Selected Presentation'!AD130)","v":0},{"$f":"INDEX('Malaysia Hourly'!AL:AL,'Selected Presentation'!AD130)","v":0},{"$f":"INDEX('Malaysia Hourly'!AO:AO,'Selected Presentation'!AD130)","v":0},{"$f":"INDEX('Malaysia Hourly'!AM:AM,'Selected Presentation'!AD130)","v":78}]
[null,null,null,null,null,null,null,null,null,null,null,null,null,null,null,null,null,null,null,null,null,null,null,null,null,null,null,null,126,2316,{"$f":"INDEX('Malaysia Hourly'!O:O,'Selected Presentation'!AD131)","v":0},{"$f":"INDEX('Malaysia Hourly'!U:U,'Selected Presentation'!AD131)","v":100},{"$f":"INDEX('Malaysia Hourly'!W:W,'Selected Presentation'!AD131)","v":0},{"$f":"INDEX('Malaysia Hourly'!AJ:AJ,'Selected Presentation'!AD131)","v":0},{"$f":"INDEX('Malaysia Hourly'!AL:AL,'Selected Presentation'!AD131)","v":0},{"$f":"INDEX('Malaysia Hourly'!AO:AO,'Selected Presentation'!AD131)","v":0},{"$f":"INDEX('Malaysia Hourly'!AM:AM,'Selected Presentation'!AD131)","v":78}]
[null,null,null,null,null,null,null,null,null,null,null,null,null,null,null,null,null,null,null,null,null,null,null,null,null,null,null,null,127,2317,{"$f":"INDEX('Malaysia Hourly'!O:O,'Selected Presentation'!AD132)","v":0},{"$f":"INDEX('Malaysia Hourly'!U:U,'Selected Presentation'!AD132)","v":100},{"$f":"INDEX('Malaysia Hourly'!W:W,'Selected Presentation'!AD132)","v":0},{"$f":"INDEX('Malaysia Hourly'!AJ:AJ,'Selected Presentation'!AD132)","v":0},{"$f":"INDEX('Malaysia Hourly'!AL:AL,'Selected Presentation'!AD132)","v":0},{"$f":"INDEX('Malaysia Hourly'!AO:AO,'Selected Presentation'!AD132)","v":0},{"$f":"INDEX('Malaysia Hourly'!AM:AM,'Selected Presentation'!AD132)","v":78}]
[null,null,null,null,null,null,null,null,null,null,null,null,null,null,null,null,null,null,null,null,null,null,null,null,null,null,null,null,128,2318,{"$f":"INDEX('Malaysia Hourly'!O:O,'Selected Presentation'!AD133)","v":15.46},{"$f":"INDEX('Malaysia Hourly'!U:U,'Selected Presentation'!AD133)","v":100},{"$f":"INDEX('Malaysia Hourly'!W:W,'Selected Presentation'!AD133)","v":3.1009049600000003},{"$f":"INDEX('Malaysia Hourly'!AJ:AJ,'Selected Presentation'!AD133)","v":0},{"$f":"INDEX('Malaysia Hourly'!AL:AL,'Selected Presentation'!AD133)","v":0},{"$f":"INDEX('Malaysia Hourly'!AO:AO,'Selected Presentation'!AD133)","v":0},{"$f":"INDEX('Malaysia Hourly'!AM:AM,'Selected Presentation'!AD133)","v":78}]
[null,null,null,null,null,null,null,null,null,null,null,null,null,null,null,null,null,null,null,null,null,null,null,null,null,null,null,null,129,2319,{"$f":"INDEX('Malaysia Hourly'!O:O,'Selected Presentation'!AD134)","v":334.87},{"$f":"INDEX('Malaysia Hourly'!U:U,'Selected Presentation'!AD134)","v":100},{"$f":"INDEX('Malaysia Hourly'!W:W,'Selected Presentation'!AD134)","v":65.982784800000005},{"$f":"INDEX('Malaysia Hourly'!AJ:AJ,'Selected Presentation'!AD134)","v":0},{"$f":"INDEX('Malaysia Hourly'!AL:AL,'Selected Presentation'!AD134)","v":0},{"$f":"INDEX('Malaysia Hourly'!AO:AO,'Selected Presentation'!AD134)","v":0},{"$f":"INDEX('Malaysia Hourly'!AM:AM,'Selected Presentation'!AD134)","v":78}]
[null,null,null,null,null,null,null,null,null,null,null,null,null,null,null,null,null,null,null,null,null,null,null,null,null,null,null,null,130,2320,{"$f":"INDEX('Malaysia Hourly'!O:O,'Selected Presentation'!AD135)","v":659.41},{"$f":"INDEX('Malaysia Hourly'!U:U,'Selected Presentation'!AD135)","v":100},{"$f":"INDEX('Malaysia Hourly'!W:W,'Selected Presentation'!AD135)","v":100},{"$f":"INDEX('Malaysia Hourly'!AJ:AJ,'Selected Presentation'!AD135)","v":27.609023199999996},{"$f":"INDEX('Malaysia Hourly'!AL:AL,'Selected Presentation'!AD135)","v":0},{"$f":"INDEX('Malaysia Hourly'!AO:AO,'Selected Presentation'!AD135)","v":0},{"$f":"INDEX('Malaysia Hourly'!AM:AM,'Selected Presentation'!AD135)","v":103.95248180799999}]
[null,null,null,null,null,null,null,null,null,null,null,null,null,null,null,null,null,null,null,null,null,null,null,null,null,null,null,null,131,2321,{"$f":"INDEX('Malaysia Hourly'!O:O,'Selected Presentation'!AD136)","v":868.18},{"$f":"INDEX('Malaysia Hourly'!U:U,'Selected Presentation'!AD136)","v":100},{"$f":"INDEX('Malaysia Hourly'!W:W,'Selected Presentation'!AD136)","v":100},{"$f":"INDEX('Malaysia Hourly'!AJ:AJ,'Selected Presentation'!AD136)","v":65.32925376},{"$f":"INDEX('Malaysia Hourly'!AL:AL,'Selected Presentation'!AD136)","v":0},{"$f":"INDEX('Malaysia Hourly'!AO:AO,'Selected Presentation'!AD136)","v":0},{"$f":"INDEX('Malaysia Hourly'!AM:AM,'Selected Presentation'!AD136)","v":165.36198034239999}]
[null,null,null,null,null,null,null,null,null,null,null,null,null,null,null,null,null,null,null,null,null,null,null,null,null,null,null,null,132,2322,{"$f":"INDEX('Malaysia Hourly'!O:O,'Selected Presentation'!AD137)","v":1006.99},{"$f":"INDEX('Malaysia Hourly'!U:U,'Selected Presentation'!AD137)","v":100},{"$f":"INDEX('Malaysia Hourly'!W:W,'Selected Presentation'!AD137)","v":100},{"$f":"INDEX('Malaysia Hourly'!AJ:AJ,'Selected Presentation'!AD137)","v":89.588021279999992},{"$f":"INDEX('Malaysia Hourly'!AL:AL,'Selected Presentation'!AD137)","v":0},{"$f":"INDEX('Malaysia Hourly'!AO:AO,'Selected Presentation'!AD137)","v":0},{"$f":"INDEX('Malaysia Hourly'!AM:AM,'Selected Presentation'!AD137)","v":249.57472034559999}]
[null,null,null,null,null,null,null,null,null,null,null,null,null,null,null,null,null,null,null,null,null,null,null,null,null,null,null,null,133,2323,{"$f":"INDEX('Malaysia Hourly'!O:O,'Selected Presentation'!AD138)","v":919.32},{"$f":"INDEX('Malaysia Hourly'!U:U,'Selected Presentation'!AD138)","v":100},{"$f":"INDEX('Malaysia Hourly'!W:W,'Selected Presentation'!AD138)","v":100},{"$f":"INDEX('Malaysia Hourly'!AJ:AJ,'Selected Presentation'!AD138)","v":71.640721280000008},{"$f":"INDEX('Malaysia Hourly'!AL:AL,'Selected Presentation'!AD138)","v":0},{"$f":"INDEX('Malaysia Hourly'!AO:AO,'Selected Presentation'!AD138)","v":0},{"$f":"INDEX('Malaysia Hourly'!AM:AM,'Selected Presentation'!AD138)","v":316.91699834879995}]
[null,null,null,null,null,null,null,null,null,null,null,null,null,null,null,null,null,null,null,null,null,null,null,null,null,null,null,null,134,2324,{"$f":"INDEX('Malaysia Hourly'!O:O,'Selected Presentation'!AD139)","v":859.57},{"$f":"INDEX('Malaysia Hourly'!U:U,'Selected Presentation'!AD139)","v":100},{"$f":"INDEX('Malaysia Hourly'!W:W,'Selected Presentation'!AD139)","v":100},{"$f":"INDEX('Malaysia Hourly'!AJ:AJ,'Selected Presentation'!AD139)","v":59.866266880000012},{"$f":"INDEX('Malaysia Hourly'!AL:AL,'Selected Presentation'!AD139)","v":0},{"$f":"INDEX('Malaysia Hourly'!AO:AO,'Selected Presentation'!AD139)","v":0},{"$f":"INDEX('Malaysia Hourly'!AM:AM,'Selected Presentation'!AD139)","v":373.19128921599997}]
[null,null,null,null,null,null,null,null,null,null,null,null,null,null,null,null,null,null,null,null,null,null,null,null,null,null,null,null,135,2325,{"$f":"INDEX('Malaysia Hourly'!O:O,'Selected Presentation'!AD140)","v":889.77},{"$f":"INDEX('Malaysia Hourly'!U:U,'Selected Presentation'!AD140)","v":100},{"$f":"INDEX('Malaysia Hourly'!W:W,'Selected Presentation'!AD140)","v":100},{"$f":"INDEX('Malaysia Hourly'!AJ:AJ,'Selected Presentation'!AD140)","v":65.611110560000014},{"$f":"INDEX('Malaysia Hourly'!AL:AL,'Selected Presentation'!AD140)","v":0},{"$f":"INDEX('Malaysia Hourly'!AO:AO,'Selected Presentation'!AD140)","v":0},{"$f":"INDEX('Malaysia Hourly'!AM:AM,'Selected Presentation'!AD140)","v":434.86573314240002}]
[null,null,null,null,null,null,null,null,null,null,null,null,null,null,null,null,null,null,null,null,null,null,null,null,null,null,null,null,136,2326,{"$f":"INDEX('Malaysia Hourly'!O:O,'Selected Presentation'!AD141)","v":932.67},{"$f":"INDEX('Malaysia Hourly'!U:U,'Selected Presentation'!AD141)","v":100},{"$f":"INDEX('Malaysia Hourly'!W:W,'Selected Presentation'!AD141)","v":100},{"$f":"INDEX('Malaysia Hourly'!AJ:AJ,'Selected Presentation'!AD141)","v":74.715205760000003},{"$f":"INDEX('Malaysia Hourly'!AL:AL,'Selected Presentation'!AD141)","v":0},{"$f":"INDEX('Malaysia Hourly'!AO:AO,'Selected Presentation'!AD141)","v":0},{"$f":"INDEX('Malaysia Hourly'!AM:AM,'Selected Presentation'!AD141)","v":505.09802655679999}]
[null,null,null,null,null,null,null,null,null,null,null,null,null,null,null,null,null,null,null,null,null,null,null,null,null,null,null,null,137,2327,{"$f":"INDEX('Malaysia Hourly'!O:O,'Selected Presentation'!AD142)","v":896.24},{"$f":"INDEX('Malaysia Hourly'!U:U,'Selected Presentation'!AD142)","v":100},{"$f":"INDEX('Malaysia Hourly'!W:W,'Selected Presentation'!AD142)","v":100},{"$f":"INDEX('Malaysia Hourly'!AJ:AJ,'Selected Presentation'!AD142)","v":69.009354239999993},{"$f":"INDEX('Malaysia Hourly'!AL:AL,'Selected Presentation'!AD142)","v":0},{"$f":"INDEX('Malaysia Hourly'!AO:AO,'Selected Presentation'!AD142)","v":0},{"$f":"INDEX('Malaysia Hourly'!AM:AM,'Selected Presentation'!AD142)","v":569.9668195424}]
[null,null,null,null,null,null,null,null,null,null,null,null,null,null,null,null,null,null,null,null,null,null,null,null,null,null,null,null,138,2328,{"$f":"INDEX('Malaysia Hourly'!O:O,'Selected Presentation'!AD143)","v":689.93},{"$f":"INDEX('Malaysia Hourly'!U:U,'Selected Presentation'!AD143)","v":100},{"$f":"INDEX('Malaysia Hourly'!W:W,'Selected Presentation'!AD143)","v":100},{"$f":"INDEX('Malaysia Hourly'!AJ:AJ,'Selected Presentation'!AD143)","v":30.033180457599997},{"$f":"INDEX('Malaysia Hourly'!AL:AL,'Selected Presentation'!AD143)","v":0},{"$f":"INDEX('Malaysia Hourly'!AO:AO,'Selected Presentation'!AD143)","v":1.2632582624000008},{"$f":"INDEX('Malaysia Hourly'!AM:AM,'Selected Presentation'!AD143)","v":598.19800917254395}]
[null,null,null,null,null,null,null,null,null,null,null,null,null,null,null,null,null,null,null,null,null,null,null,null,null,null,null,null,139,2329,{"$f":"INDEX('Malaysia Hourly'!O:O,'Selected Presentation'!AD144)","v":156.63999999999999},{"$f":"INDEX('Malaysia Hourly'!U:U,'Selected Presentation'!AD144)","v":100},{"$f":"INDEX('Malaysia Hourly'!W:W,'Selected Presentation'!AD144)","v":30.210216959999997},{"$f":"INDEX('Malaysia Hourly'!AJ:AJ,'Selected Presentation'!AD144)","v":0},{"$f":"INDEX('Malaysia Hourly'!AL:AL,'Selected Presentation'!AD144)","v":69.789783040000003},{"$f":"INDEX('Malaysia Hourly'!AO:AO,'Selected Presentation'!AD144)","v":0},{"$f":"INDEX('Malaysia Hourly'!AM:AM,'Selected Presentation'!AD144)","v":528.40822613254397}]
[null,null,null,null,null,null,null,null,null,null,null,null,null,null,null,null,null,null,null,null,null,null,null,null,null,null,null,null,140,2330,{"$f":"INDEX('Malaysia Hourly'!O:O,'Selected Presentation'!AD145)","v":0},{"$f":"INDEX('Malaysia Hourly'!U:U,'Selected Presentation'!AD145)","v":100},{"$f":"INDEX('Malaysia Hourly'!W:W,'Selected Presentation'!AD145)","v":0},{"$f":"INDEX('Malaysia Hourly'!AJ:AJ,'Selected Presentation'!AD145)","v":0},{"$f":"INDEX('Malaysia Hourly'!AL:AL,'Selected Presentation'!AD145)","v":100},{"$f":"INDEX('Malaysia Hourly'!AO:AO,'Selected Presentation'!AD145)","v":0},{"$f":"INDEX('Malaysia Hourly'!AM:AM,'Selected Presentation'!AD145)","v":428.40822613254397}]
[null,null,null,null,null,null,null,null,null,null,null,null,null,null,null,null,null,null,null,null,null,null,null,null,null,null,null,null,141,2331,{"$f":"INDEX('Malaysia Hourly'!O:O,'Selected Presentation'!AD146)","v":0},{"$f":"INDEX('Malaysia Hourly'!U:U,'Selected Presentation'!AD146)","v":100},{"$f":"INDEX('Malaysia Hourly'!W:W,'Selected Presentation'!AD146)","v":0},{"$f":"INDEX('Malaysia Hourly'!AJ:AJ,'Selected Presentation'!AD146)","v":0},{"$f":"INDEX('Malaysia Hourly'!AL:AL,'Selected Presentation'!AD146)","v":100},{"$f":"INDEX('Malaysia Hourly'!AO:AO,'Selected Presentation'!AD146)","v":0},{"$f":"INDEX('Malaysia Hourly'!AM:AM,'Selected Presentation'!AD146)","v":328.40822613254397}]
[null,null,null,null,null,null,null,null,null,null,null,null,null,null,null,null,null,null,null,null,null,null,null,null,null,null,null,null,142,2332,{"$f":"INDEX('Malaysia Hourly'!O:O,'Selected Presentation'!AD147)","v":0},{"$f":"INDEX('Malaysia Hourly'!U:U,'Selected Presentation'!AD147)","v":100},{"$f":"INDEX('Malaysia Hourly'!W:W,'Selected Presentation'!AD147)","v":0},{"$f":"INDEX('Malaysia Hourly'!AJ:AJ,'Selected Presentation'!AD147)","v":0},{"$f":"INDEX('Malaysia Hourly'!AL:AL,'Selected Presentation'!AD147)","v":100},{"$f":"INDEX('Malaysia Hourly'!AO:AO,'Selected Presentation'!AD147)","v":0},{"$f":"INDEX('Malaysia Hourly'!AM:AM,'Selected Presentation'!AD147)","v":228.40822613254397}]
[null,null,null,null,null,null,null,null,null,null,null,null,null,null,null,null,null,null,null,null,null,null,null,null,null,null,null,null,143,2333,{"$f":"INDEX('Malaysia Hourly'!O:O,'Selected Presentation'!AD148)","v":0},{"$f":"INDEX('Malaysia Hourly'!U:U,'Selected Presentation'!AD148)","v":100},{"$f":"INDEX('Malaysia Hourly'!W:W,'Selected Presentation'!AD148)","v":0},{"$f":"INDEX('Malaysia Hourly'!AJ:AJ,'Selected Presentation'!AD148)","v":0},{"$f":"INDEX('Malaysia Hourly'!AL:AL,'Selected Presentation'!AD148)","v":100},{"$f":"INDEX('Malaysia Hourly'!AO:AO,'Selected Presentation'!AD148)","v":0},{"$f":"INDEX('Malaysia Hourly'!AM:AM,'Selected Presentation'!AD148)","v":128.40822613254397}]
[null,null,null,null,null,null,null,null,null,null,null,null,null,null,null,null,null,null,null,null,null,null,null,null,null,null,null,null,144,2334,{"$f":"INDEX('Malaysia Hourly'!O:O,'Selected Presentation'!AD149)","v":0},{"$f":"INDEX('Malaysia Hourly'!U:U,'Selected Presentation'!AD149)","v":100},{"$f":"INDEX('Malaysia Hourly'!W:W,'Selected Presentation'!AD149)","v":0},{"$f":"INDEX('Malaysia Hourly'!AJ:AJ,'Selected Presentation'!AD149)","v":0},{"$f":"INDEX('Malaysia Hourly'!AL:AL,'Selected Presentation'!AD149)","v":50.408226132543973},{"$f":"INDEX('Malaysia Hourly'!AO:AO,'Selected Presentation'!AD149)","v":0},{"$f":"INDEX('Malaysia Hourly'!AM:AM,'Selected Presentation'!AD149)","v":78}]
[null,null,null,null,null,null,null,null,null,null,null,null,null,null,null,null,null,null,null,null,null,null,null,null,null,null,null,null,145,2335,{"$f":"INDEX('Malaysia Hourly'!O:O,'Selected Presentation'!AD150)","v":0},{"$f":"INDEX('Malaysia Hourly'!U:U,'Selected Presentation'!AD150)","v":100},{"$f":"INDEX('Malaysia Hourly'!W:W,'Selected Presentation'!AD150)","v":0},{"$f":"INDEX('Malaysia Hourly'!AJ:AJ,'Selected Presentation'!AD150)","v":0},{"$f":"INDEX('Malaysia Hourly'!AL:AL,'Selected Presentation'!AD150)","v":0},{"$f":"INDEX('Malaysia Hourly'!AO:AO,'Selected Presentation'!AD150)","v":0},{"$f":"INDEX('Malaysia Hourly'!AM:AM,'Selected Presentation'!AD150)","v":78}]
[null,null,null,null,null,null,null,null,null,null,null,null,null,null,null,null,null,null,null,null,null,null,null,null,null,null,null,null,146,2336,{"$f":"INDEX('Malaysia Hourly'!O:O,'Selected Presentation'!AD151)","v":0},{"$f":"INDEX('Malaysia Hourly'!U:U,'Selected Presentation'!AD151)","v":100},{"$f":"INDEX('Malaysia Hourly'!W:W,'Selected Presentation'!AD151)","v":0},{"$f":"INDEX('Malaysia Hourly'!AJ:AJ,'Selected Presentation'!AD151)","v":0},{"$f":"INDEX('Malaysia Hourly'!AL:AL,'Selected Presentation'!AD151)","v":0},{"$f":"INDEX('Malaysia Hourly'!AO:AO,'Selected Presentation'!AD151)","v":0},{"$f":"INDEX('Malaysia Hourly'!AM:AM,'Selected Presentation'!AD151)","v":78}]
[null,null,null,null,null,null,null,null,null,null,null,null,null,null,null,null,null,null,null,null,null,null,null,null,null,null,null,null,147,2337,{"$f":"INDEX('Malaysia Hourly'!O:O,'Selected Presentation'!AD152)","v":0},{"$f":"INDEX('Malaysia Hourly'!U:U,'Selected Presentation'!AD152)","v":100},{"$f":"INDEX('Malaysia Hourly'!W:W,'Selected Presentation'!AD152)","v":0},{"$f":"INDEX('Malaysia Hourly'!AJ:AJ,'Selected Presentation'!AD152)","v":0},{"$f":"INDEX('Malaysia Hourly'!AL:AL,'Selected Presentation'!AD152)","v":0},{"$f":"INDEX('Malaysia Hourly'!AO:AO,'Selected Presentation'!AD152)","v":0},{"$f":"INDEX('Malaysia Hourly'!AM:AM,'Selected Presentation'!AD152)","v":78}]
[null,null,null,null,null,null,null,null,null,null,null,null,null,null,null,null,null,null,null,null,null,null,null,null,null,null,null,null,148,2338,{"$f":"INDEX('Malaysia Hourly'!O:O,'Selected Presentation'!AD153)","v":0},{"$f":"INDEX('Malaysia Hourly'!U:U,'Selected Presentation'!AD153)","v":100},{"$f":"INDEX('Malaysia Hourly'!W:W,'Selected Presentation'!AD153)","v":0},{"$f":"INDEX('Malaysia Hourly'!AJ:AJ,'Selected Presentation'!AD153)","v":0},{"$f":"INDEX('Malaysia Hourly'!AL:AL,'Selected Presentation'!AD153)","v":0},{"$f":"INDEX('Malaysia Hourly'!AO:AO,'Selected Presentation'!AD153)","v":0},{"$f":"INDEX('Malaysia Hourly'!AM:AM,'Selected Presentation'!AD153)","v":78}]
[null,null,null,null,null,null,null,null,null,null,null,null,null,null,null,null,null,null,null,null,null,null,null,null,null,null,null,null,149,2339,{"$f":"INDEX('Malaysia Hourly'!O:O,'Selected Presentation'!AD154)","v":0},{"$f":"INDEX('Malaysia Hourly'!U:U,'Selected Presentation'!AD154)","v":100},{"$f":"INDEX('Malaysia Hourly'!W:W,'Selected Presentation'!AD154)","v":0},{"$f":"INDEX('Malaysia Hourly'!AJ:AJ,'Selected Presentation'!AD154)","v":0},{"$f":"INDEX('Malaysia Hourly'!AL:AL,'Selected Presentation'!AD154)","v":0},{"$f":"INDEX('Malaysia Hourly'!AO:AO,'Selected Presentation'!AD154)","v":0},{"$f":"INDEX('Malaysia Hourly'!AM:AM,'Selected Presentation'!AD154)","v":78}]
[null,null,null,null,null,null,null,null,null,null,null,null,null,null,null,null,null,null,null,null,null,null,null,null,null,null,null,null,150,2340,{"$f":"INDEX('Malaysia Hourly'!O:O,'Selected Presentation'!AD155)","v":0},{"$f":"INDEX('Malaysia Hourly'!U:U,'Selected Presentation'!AD155)","v":100},{"$f":"INDEX('Malaysia Hourly'!W:W,'Selected Presentation'!AD155)","v":0},{"$f":"INDEX('Malaysia Hourly'!AJ:AJ,'Selected Presentation'!AD155)","v":0},{"$f":"INDEX('Malaysia Hourly'!AL:AL,'Selected Presentation'!AD155)","v":0},{"$f":"INDEX('Malaysia Hourly'!AO:AO,'Selected Presentation'!AD155)","v":0},{"$f":"INDEX('Malaysia Hourly'!AM:AM,'Selected Presentation'!AD155)","v":78}]
[null,null,null,null,null,null,null,null,null,null,null,null,null,null,null,null,null,null,null,null,null,null,null,null,null,null,null,null,151,2341,{"$f":"INDEX('Malaysia Hourly'!O:O,'Selected Presentation'!AD156)","v":0},{"$f":"INDEX('Malaysia Hourly'!U:U,'Selected Presentation'!AD156)","v":100},{"$f":"INDEX('Malaysia Hourly'!W:W,'Selected Presentation'!AD156)","v":0},{"$f":"INDEX('Malaysia Hourly'!AJ:AJ,'Selected Presentation'!AD156)","v":0},{"$f":"INDEX('Malaysia Hourly'!AL:AL,'Selected Presentation'!AD156)","v":0},{"$f":"INDEX('Malaysia Hourly'!AO:AO,'Selected Presentation'!AD156)","v":0},{"$f":"INDEX('Malaysia Hourly'!AM:AM,'Selected Presentation'!AD156)","v":78}]
[null,null,null,null,null,null,null,null,null,null,null,null,null,null,null,null,null,null,null,null,null,null,null,null,null,null,null,null,152,2342,{"$f":"INDEX('Malaysia Hourly'!O:O,'Selected Presentation'!AD157)","v":61.83},{"$f":"INDEX('Malaysia Hourly'!U:U,'Selected Presentation'!AD157)","v":100},{"$f":"INDEX('Malaysia Hourly'!W:W,'Selected Presentation'!AD157)","v":12.463938719999998},{"$f":"INDEX('Malaysia Hourly'!AJ:AJ,'Selected Presentation'!AD157)","v":0},{"$f":"INDEX('Malaysia Hourly'!AL:AL,'Selected Presentation'!AD157)","v":0},{"$f":"INDEX('Malaysia Hourly'!AO:AO,'Selected Presentation'!AD157)","v":0},{"$f":"INDEX('Malaysia Hourly'!AM:AM,'Selected Presentation'!AD157)","v":78}]
[null,null,null,null,null,null,null,null,null,null,null,null,null,null,null,null,null,null,null,null,null,null,null,null,null,null,null,null,153,2343,{"$f":"INDEX('Malaysia Hourly'!O:O,'Selected Presentation'!AD158)","v":567.20000000000005},{"$f":"INDEX('Malaysia Hourly'!U:U,'Selected Presentation'!AD158)","v":100},{"$f":"INDEX('Malaysia Hourly'!W:W,'Selected Presentation'!AD158)","v":100},{"$f":"INDEX('Malaysia Hourly'!AJ:AJ,'Selected Presentation'!AD158)","v":11.770163200000027},{"$f":"INDEX('Malaysia Hourly'!AL:AL,'Selected Presentation'!AD158)","v":0},{"$f":"INDEX('Malaysia Hourly'!AO:AO,'Selected Presentation'!AD158)","v":0},{"$f":"INDEX('Malaysia Hourly'!AM:AM,'Selected Presentation'!AD158)","v":89.063953408000032}]
[null,null,null,null,null,null,null,null,null,null,null,null,null,null,null,null,null,null,null,null,null,null,null,null,null,null,null,null,154,2344,{"$f":"INDEX('Malaysia Hourly'!O:O,'Selected Presentation'!AD159)","v":831.26},{"$f":"INDEX('Malaysia Hourly'!U:U,'Selected Presentation'!AD159)","v":100},{"$f":"INDEX('Malaysia Hourly'!W:W,'Selected Presentation'!AD159)","v":100},{"$f":"INDEX('Malaysia Hourly'!AJ:AJ,'Selected Presentation'!AD159)","v":60.825534720000007},{"$f":"INDEX('Malaysia Hourly'!AL:AL,'Selected Presentation'!AD159)","v":0},{"$f":"INDEX('Malaysia Hourly'!AO:AO,'Selected Presentation'!AD159)","v":0},{"$f":"INDEX('Malaysia Hourly'!AM:AM,'Selected Presentation'!AD159)","v":146.23995604480004}]
[null,null,null,null,null,null,null,null,null,null,null,null,null,null,null,null,null,null,null,null,null,null,null,null,null,null,null,null,155,2345,{"$f":"INDEX('Malaysia Hourly'!O:O,'Selected Presentation'!AD160)","v":978.18},{"$f":"INDEX('Malaysia Hourly'!U:U,'Selected Presentation'!AD160)","v":100},{"$f":"INDEX('Malaysia Hourly'!W:W,'Selected Presentation'!AD160)","v":100},{"$f":"INDEX('Malaysia Hourly'!AJ:AJ,'Selected Presentation'!AD160)","v":85.885501759999983},{"$f":"INDEX('Malaysia Hourly'!AL:AL,'Selected Presentation'!AD160)","v":0},{"$f":"INDEX('Malaysia Hourly'!AO:AO,'Selected Presentation'!AD160)","v":0},{"$f":"INDEX('Malaysia Hourly'!AM:AM,'Selected Presentation'!AD160)","v":226.97232769920001}]
[null,null,null,null,null,null,null,null,null,null,null,null,null,null,null,null,null,null,null,null,null,null,null,null,null,null,null,null,156,2346,{"$f":"INDEX('Malaysia Hourly'!O:O,'Selected Presentation'!AD161)","v":983.04},{"$f":"INDEX('Malaysia Hourly'!U:U,'Selected Presentation'!AD161)","v":100},{"$f":"INDEX('Malaysia Hourly'!W:W,'Selected Presentation'!AD161)","v":100},{"$f":"INDEX('Malaysia Hourly'!AJ:AJ,'Selected Presentation'!AD161)","v":84.072273919999986},{"$f":"INDEX('Malaysia Hourly'!AL:AL,'Selected Presentation'!AD161)","v":0},{"$f":"INDEX('Malaysia Hourly'!AO:AO,'Selected Presentation'!AD161)","v":0},{"$f":"INDEX('Malaysia Hourly'!AM:AM,'Selected Presentation'!AD161)","v":306.00026518399994}]
[null,null,null,null,null,null,null,null,null,null,null,null,null,null,null,null,null,null,null,null,null,null,null,null,null,null,null,null,157,2347,{"$f":"INDEX('Malaysia Hourly'!O:O,'Selected Presentation'!AD162)","v":926.64},{"$f":"INDEX('Malaysia Hourly'!U:U,'Selected Presentation'!AD162)","v":100},{"$f":"INDEX('Malaysia Hourly'!W:W,'Selected Presentation'!AD162)","v":100},{"$f":"INDEX('Malaysia Hourly'!AJ:AJ,'Selected Presentation'!AD162)","v":71.73233792000002},{"$f":"INDEX('Malaysia Hourly'!AL:AL,'Selected Presentation'!AD162)","v":0},{"$f":"INDEX('Malaysia Hourly'!AO:AO,'Selected Presentation'!AD162)","v":0},{"$f":"INDEX('Malaysia Hourly'!AM:AM,'Selected Presentation'!AD162)","v":373.42866282879999}]
[null,null,null,null,null,null,null,null,null,null,null,null,null,null,null,null,null,null,null,null,null,null,null,null,null,null,null,null,158,2348,{"$f":"INDEX('Malaysia Hourly'!O:O,'Selected Presentation'!AD163)","v":918.25},{"$f":"INDEX('Malaysia Hourly'!U:U,'Selected Presentation'!AD163)","v":100},{"$f":"INDEX('Malaysia Hourly'!W:W,'Selected Presentation'!AD163)","v":100},{"$f":"INDEX('Malaysia Hourly'!AJ:AJ,'Selected Presentation'!AD163)","v":69.501603999999986},{"$f":"INDEX('Malaysia Hourly'!AL:AL,'Selected Presentation'!AD163)","v":0},{"$f":"INDEX('Malaysia Hourly'!AO:AO,'Selected Presentation'!AD163)","v":0},{"$f":"INDEX('Malaysia Hourly'!AM:AM,'Selected Presentation'!AD163)","v":438.76017058879995}]
[null,null,null,null,null,null,null,null,null,null,null,null,null,null,null,null,null,null,null,null,null,null,null,null,null,null,null,null,159,2349,{"$f":"INDEX('Malaysia Hourly'!O:O,'Selected Presentation'!AD164)","v":938.75},{"$f":"INDEX('Malaysia Hourly'!U:U,'Selected Presentation'!AD164)","v":100},{"$f":"INDEX('Malaysia Hourly'!W:W,'Selected Presentation'!AD164)","v":100},{"$f":"INDEX('Malaysia Hourly'!AJ:AJ,'Selected Presentation'!AD164)","v":73.751359999999977},{"$f":"INDEX('Malaysia Hourly'!AL:AL,'Selected Presentation'!AD164)","v":0},{"$f":"INDEX('Malaysia Hourly'!AO:AO,'Selected Presentation'!AD164)","v":0},{"$f":"INDEX('Malaysia Hourly'!AM:AM,'Selected Presentation'!AD164)","v":508.08644898879993}]
[null,null,null,null,null,null,null,null,null,null,null,null,null,null,null,null,null,null,null,null,null,null,null,null,null,null,null,null,160,2350,{"$f":"INDEX('Malaysia Hourly'!O:O,'Selected Presentation'!AD165)","v":945.44},{"$f":"INDEX('Malaysia Hourly'!U:U,'Selected Presentation'!AD165)","v":100},{"$f":"INDEX('Malaysia Hourly'!W:W,'Selected Presentation'!AD165)","v":100},{"$f":"INDEX('Malaysia Hourly'!AJ:AJ,'Selected Presentation'!AD165)","v":75.730823680000015},{"$f":"INDEX('Malaysia Hourly'!AL:AL,'Selected Presentation'!AD165)","v":0},{"$f":"INDEX('Malaysia Hourly'!AO:AO,'Selected Presentation'!AD165)","v":0},{"$f":"INDEX('Malaysia Hourly'!AM:AM,'Selected Presentation'!AD165)","v":579.27342324799986}]
[null,null,null,null,null,null,null,null,null,null,null,null,null,null,null,null,null,null,null,null,null,null,null,null,null,null,null,null,161,2351,{"$f":"INDEX('Malaysia Hourly'!O:O,'Selected Presentation'!AD166)","v":833.9},{"$f":"INDEX('Malaysia Hourly'!U:U,'Selected Presentation'!AD166)","v":100},{"$f":"INDEX('Malaysia Hourly'!W:W,'Selected Presentation'!AD166)","v":100},{"$f":"INDEX('Malaysia Hourly'!AJ:AJ,'Selected Presentation'!AD166)","v":20.726576752000142},{"$f":"INDEX('Malaysia Hourly'!AL:AL,'Selected Presentation'!AD166)","v":0},{"$f":"INDEX('Malaysia Hourly'!AO:AO,'Selected Presentation'!AD166)","v":35.552954447999866},{"$f":"INDEX('Malaysia Hourly'!AM:AM,'Selected Presentation'!AD166)","v":598.75640539487995}]
[null,null,null,null,null,null,null,null,null,null,null,null,null,null,null,null,null,null,null,null,null,null,null,null,null,null,null,null,162,2352,{"$f":"INDEX('Malaysia Hourly'!O:O,'Selected Presentation'!AD167)","v":472.5},{"$f":"INDEX('Malaysia Hourly'!U:U,'Selected Presentation'!AD167)","v":100},{"$f":"INDEX('Malaysia Hourly'!W:W,'Selected Presentation'!AD167)","v":89.623800000000003},{"$f":"INDEX('Malaysia Hourly'!AJ:AJ,'Selected Presentation'!AD167)","v":0},{"$f":"INDEX('Malaysia Hourly'!AL:AL,'Selected Presentation'!AD167)","v":10.376199999999997},{"$f":"INDEX('Malaysia Hourly'!AO:AO,'Selected Presentation'!AD167)","v":0},{"$f":"INDEX('Malaysia Hourly'!AM:AM,'Selected Presentation'!AD167)","v":588.38020539487991}]
[null,null,null,null,null,null,null,null,null,null,null,null,null,null,null,null,null,null,null,null,null,null,null,null,null,null,null,null,163,2353,{"$f":"INDEX('Malaysia Hourly'!O:O,'Selected Presentation'!AD168)","v":186.28},{"$f":"INDEX('Malaysia Hourly'!U:U,'Selected Presentation'!AD168)","v":100},{"$f":"INDEX('Malaysia Hourly'!W:W,'Selected Presentation'!AD168)","v":35.876037760000003},{"$f":"INDEX('Malaysia Hourly'!AJ:AJ,'Selected Presentation'!AD168)","v":0},{"$f":"INDEX('Malaysia Hourly'!AL:AL,'Selected Presentation'!AD168)","v":64.123962239999997},{"$f":"INDEX('Malaysia Hourly'!AO:AO,'Selected Presentation'!AD168)","v":0},{"$f":"INDEX('Malaysia Hourly'!AM:AM,'Selected Presentation'!AD168)","v":524.25624315487994}]
[null,null,null,null,null,null,null,null,null,null,null,null,null,null,null,null,null,null,null,null,null,null,null,null,null,null,null,null,164,2354,{"$f":"INDEX('Malaysia Hourly'!O:O,'Selected Presentation'!AD169)","v":0},{"$f":"INDEX('Malaysia Hourly'!U:U,'Selected Presentation'!AD169)","v":100},{"$f":"INDEX('Malaysia Hourly'!W:W,'Selected Presentation'!AD169)","v":0},{"$f":"INDEX('Malaysia Hourly'!AJ:AJ,'Selected Presentation'!AD169)","v":0},{"$f":"INDEX('Malaysia Hourly'!AL:AL,'Selected Presentation'!AD169)","v":100},{"$f":"INDEX('Malaysia Hourly'!AO:AO,'Selected Presentation'!AD169)","v":0},{"$f":"INDEX('Malaysia Hourly'!AM:AM,'Selected Presentation'!AD169)","v":424.25624315487994}]
[null,null,null,null,null,null,null,null,null,null,null,null,null,null,null,null,null,null,null,null,null,null,null,null,null,null,null,null,165,2355,{"$f":"INDEX('Malaysia Hourly'!O:O,'Selected Presentation'!AD170)","v":0},{"$f":"INDEX('Malaysia Hourly'!U:U,'Selected Presentation'!AD170)","v":100},{"$f":"INDEX('Malaysia Hourly'!W:W,'Selected Presentation'!AD170)","v":0},{"$f":"INDEX('Malaysia Hourly'!AJ:AJ,'Selected Presentation'!AD170)","v":0},{"$f":"INDEX('Malaysia Hourly'!AL:AL,'Selected Presentation'!AD170)","v":100},{"$f":"INDEX('Malaysia Hourly'!AO:AO,'Selected Presentation'!AD170)","v":0},{"$f":"INDEX('Malaysia Hourly'!AM:AM,'Selected Presentation'!AD170)","v":324.25624315487994}]
[null,null,null,null,null,null,null,null,null,null,null,null,null,null,null,null,null,null,null,null,null,null,null,null,null,null,null,null,166,2356,{"$f":"INDEX('Malaysia Hourly'!O:O,'Selected Presentation'!AD171)","v":0},{"$f":"INDEX('Malaysia Hourly'!U:U,'Selected Presentation'!AD171)","v":100},{"$f":"INDEX('Malaysia Hourly'!W:W,'Selected Presentation'!AD171)","v":0},{"$f":"INDEX('Malaysia Hourly'!AJ:AJ,'Selected Presentation'!AD171)","v":0},{"$f":"INDEX('Malaysia Hourly'!AL:AL,'Selected Presentation'!AD171)","v":100},{"$f":"INDEX('Malaysia Hourly'!AO:AO,'Selected Presentation'!AD171)","v":0},{"$f":"INDEX('Malaysia Hourly'!AM:AM,'Selected Presentation'!AD171)","v":224.25624315487994}]
[null,null,null,null,null,null,null,null,null,null,null,null,null,null,null,null,null,null,null,null,null,null,null,null,null,null,null,null,167,2357,{"$f":"INDEX('Malaysia Hourly'!O:O,'Selected Presentation'!AD172)","v":0},{"$f":"INDEX('Malaysia Hourly'!U:U,'Selected Presentation'!AD172)","v":100},{"$f":"INDEX('Malaysia Hourly'!W:W,'Selected Presentation'!AD172)","v":0},{"$f":"INDEX('Malaysia Hourly'!AJ:AJ,'Selected Presentation'!AD172)","v":0},{"$f":"INDEX('Malaysia Hourly'!AL:AL,'Selected Presentation'!AD172)","v":100},{"$f":"INDEX('Malaysia Hourly'!AO:AO,'Selected Presentation'!AD172)","v":0},{"$f":"INDEX('Malaysia Hourly'!AM:AM,'Selected Presentation'!AD172)","v":124.25624315487994}]
[null,null,null,null,null,null,null,null,null,null,null,null,null,null,null,null,null,null,null,null,null,null,null,null,null,null,null,null,168,2358,{"$f":"INDEX('Malaysia Hourly'!O:O,'Selected Presentation'!AD173)","v":0},{"$f":"INDEX('Malaysia Hourly'!U:U,'Selected Presentation'!AD173)","v":100},{"$f":"INDEX('Malaysia Hourly'!W:W,'Selected Presentation'!AD173)","v":0},{"$f":"INDEX('Malaysia Hourly'!AJ:AJ,'Selected Presentation'!AD173)","v":0},{"$f":"INDEX('Malaysia Hourly'!AL:AL,'Selected Presentation'!AD173)","v":46.25624315487994},{"$f":"INDEX('Malaysia Hourly'!AO:AO,'Selected Presentation'!AD173)","v":0},{"$f":"INDEX('Malaysia Hourly'!AM:AM,'Selected Presentation'!AD173)","v":78}]
[null,null,null,null,null,null,null,null,null,null,null,null,null,null,null,null,null,null,null,null,null,null,null,null,null,null,null,null,169,2359,{"$f":"INDEX('Malaysia Hourly'!O:O,'Selected Presentation'!AD174)","v":0},{"$f":"INDEX('Malaysia Hourly'!U:U,'Selected Presentation'!AD174)","v":100},{"$f":"INDEX('Malaysia Hourly'!W:W,'Selected Presentation'!AD174)","v":0},{"$f":"INDEX('Malaysia Hourly'!AJ:AJ,'Selected Presentation'!AD174)","v":0},{"$f":"INDEX('Malaysia Hourly'!AL:AL,'Selected Presentation'!AD174)","v":0},{"$f":"INDEX('Malaysia Hourly'!AO:AO,'Selected Presentation'!AD174)","v":0},{"$f":"INDEX('Malaysia Hourly'!AM:AM,'Selected Presentation'!AD174)","v":78}]
[null,null,null,null,null,null,null,null,null,null,null,null,null,null,null,null,null,null,null,null,null,null,null,null,null,null,null,null,170,2360,{"$f":"INDEX('Malaysia Hourly'!O:O,'Selected Presentation'!AD175)","v":0},{"$f":"INDEX('Malaysia Hourly'!U:U,'Selected Presentation'!AD175)","v":100},{"$f":"INDEX('Malaysia Hourly'!W:W,'Selected Presentation'!AD175)","v":0},{"$f":"INDEX('Malaysia Hourly'!AJ:AJ,'Selected Presentation'!AD175)","v":0},{"$f":"INDEX('Malaysia Hourly'!AL:AL,'Selected Presentation'!AD175)","v":0},{"$f":"INDEX('Malaysia Hourly'!AO:AO,'Selected Presentation'!AD175)","v":0},{"$f":"INDEX('Malaysia Hourly'!AM:AM,'Selected Presentation'!AD175)","v":78}]
[null,null,null,null,null,null,null,null,null,null,null,null,null,null,null,null,null,null,null,null,null,null,null,null,null,null,null,null,171,2361,{"$f":"INDEX('Malaysia Hourly'!O:O,'Selected Presentation'!AD176)","v":0},{"$f":"INDEX('Malaysia Hourly'!U:U,'Selected Presentation'!AD176)","v":100},{"$f":"INDEX('Malaysia Hourly'!W:W,'Selected Presentation'!AD176)","v":0},{"$f":"INDEX('Malaysia Hourly'!AJ:AJ,'Selected Presentation'!AD176)","v":0},{"$f":"INDEX('Malaysia Hourly'!AL:AL,'Selected Presentation'!AD176)","v":0},{"$f":"INDEX('Malaysia Hourly'!AO:AO,'Selected Presentation'!AD176)","v":0},{"$f":"INDEX('Malaysia Hourly'!AM:AM,'Selected Presentation'!AD176)","v":78}]
[null,null,null,null,null,null,null,null,null,null,null,null,null,null,null,null,null,null,null,null,null,null,null,null,null,null,null,null,172,2362,{"$f":"INDEX('Malaysia Hourly'!O:O,'Selected Presentation'!AD177)","v":0},{"$f":"INDEX('Malaysia Hourly'!U:U,'Selected Presentation'!AD177)","v":100},{"$f":"INDEX('Malaysia Hourly'!W:W,'Selected Presentation'!AD177)","v":0},{"$f":"INDEX('Malaysia Hourly'!AJ:AJ,'Selected Presentation'!AD177)","v":0},{"$f":"INDEX('Malaysia Hourly'!AL:AL,'Selected Presentation'!AD177)","v":0},{"$f":"INDEX('Malaysia Hourly'!AO:AO,'Selected Presentation'!AD177)","v":0},{"$f":"INDEX('Malaysia Hourly'!AM:AM,'Selected Presentation'!AD177)","v":78}]
[null,null,null,null,null,null,null,null,null,null,null,null,null,null,null,null,null,null,null,null,null,null,null,null,null,null,null,null,173,2363,{"$f":"INDEX('Malaysia Hourly'!O:O,'Selected Presentation'!AD178)","v":0},{"$f":"INDEX('Malaysia Hourly'!U:U,'Selected Presentation'!AD178)","v":100},{"$f":"INDEX('Malaysia Hourly'!W:W,'Selected Presentation'!AD178)","v":0},{"$f":"INDEX('Malaysia Hourly'!AJ:AJ,'Selected Presentation'!AD178)","v":0},{"$f":"INDEX('Malaysia Hourly'!AL:AL,'Selected Presentation'!AD178)","v":0},{"$f":"INDEX('Malaysia Hourly'!AO:AO,'Selected Presentation'!AD178)","v":0},{"$f":"INDEX('Malaysia Hourly'!AM:AM,'Selected Presentation'!AD178)","v":78}]
[null,null,null,null,null,null,null,null,null,null,null,null,null,null,null,null,null,null,null,null,null,null,null,null,null,null,null,null,174,2364,{"$f":"INDEX('Malaysia Hourly'!O:O,'Selected Presentation'!AD179)","v":0},{"$f":"INDEX('Malaysia Hourly'!U:U,'Selected Presentation'!AD179)","v":100},{"$f":"INDEX('Malaysia Hourly'!W:W,'Selected Presentation'!AD179)","v":0},{"$f":"INDEX('Malaysia Hourly'!AJ:AJ,'Selected Presentation'!AD179)","v":0},{"$f":"INDEX('Malaysia Hourly'!AL:AL,'Selected Presentation'!AD179)","v":0},{"$f":"INDEX('Malaysia Hourly'!AO:AO,'Selected Presentation'!AD179)","v":0},{"$f":"INDEX('Malaysia Hourly'!AM:AM,'Selected Presentation'!AD179)","v":78}]
[null,null,null,null,null,null,null,null,null,null,null,null,null,null,null,null,null,null,null,null,null,null,null,null,null,null,null,null,175,2365,{"$f":"INDEX('Malaysia Hourly'!O:O,'Selected Presentation'!AD180)","v":0},{"$f":"INDEX('Malaysia Hourly'!U:U,'Selected Presentation'!AD180)","v":100},{"$f":"INDEX('Malaysia Hourly'!W:W,'Selected Presentation'!AD180)","v":0},{"$f":"INDEX('Malaysia Hourly'!AJ:AJ,'Selected Presentation'!AD180)","v":0},{"$f":"INDEX('Malaysia Hourly'!AL:AL,'Selected Presentation'!AD180)","v":0},{"$f":"INDEX('Malaysia Hourly'!AO:AO,'Selected Presentation'!AD180)","v":0},{"$f":"INDEX('Malaysia Hourly'!AM:AM,'Selected Presentation'!AD180)","v":78}]
[null,null,null,null,null,null,null,null,null,null,null,null,null,null,null,null,null,null,null,null,null,null,null,null,null,null,null,null,176,2366,{"$f":"INDEX('Malaysia Hourly'!O:O,'Selected Presentation'!AD181)","v":1006.09},{"$f":"INDEX('Malaysia Hourly'!U:U,'Selected Presentation'!AD181)","v":100},{"$f":"INDEX('Malaysia Hourly'!W:W,'Selected Presentation'!AD181)","v":100},{"$f":"INDEX('Malaysia Hourly'!AJ:AJ,'Selected Presentation'!AD181)","v":103.77749295999999},{"$f":"INDEX('Malaysia Hourly'!AL:AL,'Selected Presentation'!AD181)","v":0},{"$f":"INDEX('Malaysia Hourly'!AO:AO,'Selected Presentation'!AD181)","v":0},{"$f":"INDEX('Malaysia Hourly'!AM:AM,'Selected Presentation'!AD181)","v":175.55084338239999}]
[null,null,null,null,null,null,null,null,null,null,null,null,null,null,null,null,null,null,null,null,null,null,null,null,null,null,null,null,177,2367,{"$f":"INDEX('Malaysia Hourly'!O:O,'Selected Presentation'!AD182)","v":637.98},{"$f":"INDEX('Malaysia Hourly'!U:U,'Selected Presentation'!AD182)","v":100},{"$f":"INDEX('Malaysia Hourly'!W:W,'Selected Presentation'!AD182)","v":100},{"$f":"INDEX('Malaysia Hourly'!AJ:AJ,'Selected Presentation'!AD182)","v":25.819863680000012},{"$f":"INDEX('Malaysia Hourly'!AL:AL,'Selected Presentation'!AD182)","v":0},{"$f":"INDEX('Malaysia Hourly'!AO:AO,'Selected Presentation'!AD182)","v":0},{"$f":"INDEX('Malaysia Hourly'!AM:AM,'Selected Presentation'!AD182)","v":199.82151524160003}]
[null,null,null,null,null,null,null,null,null,null,null,null,null,null,null,null,null,null,null,null,null,null,null,null,null,null,null,null,178,2368,{"$f":"INDEX('Malaysia Hourly'!O:O,'Selected Presentation'!AD183)","v":914.01},{"$f":"INDEX('Malaysia Hourly'!U:U,'Selected Presentation'!AD183)","v":100},{"$f":"INDEX('Malaysia Hourly'!W:W,'Selected Presentation'!AD183)","v":100},{"$f":"INDEX('Malaysia Hourly'!AJ:AJ,'Selected Presentation'!AD183)","v":76.732973600000008},{"$f":"INDEX('Malaysia Hourly'!AL:AL,'Selected Presentation'!AD183)","v":0},{"$f":"INDEX('Malaysia Hourly'!AO:AO,'Selected Presentation'!AD183)","v":0},{"$f":"INDEX('Malaysia Hourly'!AM:AM,'Selected Presentation'!AD183)","v":271.95051042559999}]
[null,null,null,null,null,null,null,null,null,null,null,null,null,null,null,null,null,null,null,null,null,null,null,null,null,null,null,null,179,2369,{"$f":"INDEX('Malaysia Hourly'!O:O,'Selected Presentation'!AD184)","v":1025.6199999999999},{"$f":"INDEX('Malaysia Hourly'!U:U,'Selected Presentation'!AD184)","v":100},{"$f":"INDEX('Malaysia Hourly'!W:W,'Selected Presentation'!AD184)","v":100},{"$f":"INDEX('Malaysia Hourly'!AJ:AJ,'Selected Presentation'!AD184)","v":94.605241279999944},{"$f":"INDEX('Malaysia Hourly'!AL:AL,'Selected Presentation'!AD184)","v":0},{"$f":"INDEX('Malaysia Hourly'!AO:AO,'Selected Presentation'!AD184)","v":0},{"$f":"INDEX('Malaysia Hourly'!AM:AM,'Selected Presentation'!AD184)","v":360.87943722879993}]
[null,null,null,null,null,null,null,null,null,null,null,null,null,null,null,null,null,null,null,null,null,null,null,null,null,null,null,null,180,2370,{"$f":"INDEX('Malaysia Hourly'!O:O,'Selected Presentation'!AD185)","v":1039.22},{"$f":"INDEX('Malaysia Hourly'!U:U,'Selected Presentation'!AD185)","v":100},{"$f":"INDEX('Malaysia Hourly'!W:W,'Selected Presentation'!AD185)","v":100},{"$f":"INDEX('Malaysia Hourly'!AJ:AJ,'Selected Presentation'!AD185)","v":94.093040960000025},{"$f":"INDEX('Malaysia Hourly'!AL:AL,'Selected Presentation'!AD185)","v":0},{"$f":"INDEX('Malaysia Hourly'!AO:AO,'Selected Presentation'!AD185)","v":0},{"$f":"INDEX('Malaysia Hourly'!AM:AM,'Selected Presentation'!AD185)","v":449.32689573119995}]
[null,null,null,null,null,null,null,null,null,null,null,null,null,null,null,null,null,null,null,null,null,null,null,null,null,null,null,null,181,2371,{"$f":"INDEX('Malaysia Hourly'!O:O,'Selected Presentation'!AD186)","v":954.69},{"$f":"INDEX('Malaysia Hourly'!U:U,'Selected Presentation'!AD186)","v":100},{"$f":"INDEX('Malaysia Hourly'!W:W,'Selected Presentation'!AD186)","v":100},{"$f":"INDEX('Malaysia Hourly'!AJ:AJ,'Selected Presentation'!AD186)","v":76.50308720000001},{"$f":"INDEX('Malaysia Hourly'!AL:AL,'Selected Presentation'!AD186)","v":0},{"$f":"INDEX('Malaysia Hourly'!AO:AO,'Selected Presentation'!AD186)","v":0},{"$f":"INDEX('Malaysia Hourly'!AM:AM,'Selected Presentation'!AD186)","v":521.23979769920004}]
[null,null,null,null,null,null,null,null,null,null,null,null,null,null,null,null,null,null,null,null,null,null,null,null,null,null,null,null,182,2372,{"$f":"INDEX('Malaysia Hourly'!O:O,'Selected Presentation'!AD187)","v":937.98},{"$f":"INDEX('Malaysia Hourly'!U:U,'Selected Presentation'!AD187)","v":100},{"$f":"INDEX('Malaysia Hourly'!W:W,'Selected Presentation'!AD187)","v":100},{"$f":"INDEX('Malaysia Hourly'!AJ:AJ,'Selected Presentation'!AD187)","v":72.663358399999993},{"$f":"INDEX('Malaysia Hourly'!AL:AL,'Selected Presentation'!AD187)","v":0},{"$f":"INDEX('Malaysia Hourly'!AO:AO,'Selected Presentation'!AD187)","v":0},{"$f":"INDEX('Malaysia Hourly'!AM:AM,'Selected Presentation'!AD187)","v":589.54335459520007}]
[null,null,null,null,null,null,null,null,null,null,null,null,null,null,null,null,null,null,null,null,null,null,null,null,null,null,null,null,183,2373,{"$f":"INDEX('Malaysia Hourly'!O:O,'Selected Presentation'!AD188)","v":1047.22},{"$f":"INDEX('Malaysia Hourly'!U:U,'Selected Presentation'!AD188)","v":100},{"$f":"INDEX('Malaysia Hourly'!W:W,'Selected Presentation'!AD188)","v":100},{"$f":"INDEX('Malaysia Hourly'!AJ:AJ,'Selected Presentation'!AD188)","v":10.456645404799929},{"$f":"INDEX('Malaysia Hourly'!AL:AL,'Selected Presentation'!AD188)","v":0},{"$f":"INDEX('Malaysia Hourly'!AO:AO,'Selected Presentation'!AD188)","v":82.700989155200091},{"$f":"INDEX('Malaysia Hourly'!AM:AM,'Selected Presentation'!AD188)","v":599.37260127571199}]
[null,null,null,null,null,null,null,null,null,null,null,null,null,null,null,null,null,null,null,null,null,null,null,null,null,null,null,null,184,2374,{"$f":"INDEX('Malaysia Hourly'!O:O,'Selected Presentation'!AD189)","v":1064.75},{"$f":"INDEX('Malaysia Hourly'!U:U,'Selected Presentation'!AD189)","v":100},{"$f":"INDEX('Malaysia Hourly'!W:W,'Selected Presentation'!AD189)","v":100},{"$f":"INDEX('Malaysia Hourly'!AJ:AJ,'Selected Presentation'!AD189)","v":0.62739872428801391},{"$f":"INDEX('Malaysia Hourly'!AL:AL,'Selected Presentation'!AD189)","v":0},{"$f":"INDEX('Malaysia Hourly'!AO:AO,'Selected Presentation'!AD189)","v":97.978289275712001},{"$f":"INDEX('Malaysia Hourly'!AM:AM,'Selected Presentation'!AD189)","v":599.96235607654273}]
[null,null,null,null,null,null,null,null,null,null,null,null,null,null,null,null,null,null,null,null,null,null,null,null,null,null,null,null,185,2375,{"$f":"INDEX('Malaysia Hourly'!O:O,'Selected Presentation'!AD190)","v":976.69},{"$f":"INDEX('Malaysia Hourly'!U:U,'Selected Presentation'!AD190)","v":100},{"$f":"INDEX('Malaysia Hourly'!W:W,'Selected Presentation'!AD190)","v":100},{"$f":"INDEX('Malaysia Hourly'!AJ:AJ,'Selected Presentation'!AD190)","v":3.7643923457267192E-2},{"$f":"INDEX('Malaysia Hourly'!AL:AL,'Selected Presentation'!AD190)","v":0},{"$f":"INDEX('Malaysia Hourly'!AO:AO,'Selected Presentation'!AD190)","v":84.627087756542721},{"$f":"INDEX('Malaysia Hourly'!AM:AM,'Selected Presentation'!AD190)","v":599.99774136459257}]
[null,null,null,null,null,null,null,null,null,null,null,null,null,null,null,null,null,null,null,null,null,null,null,null,null,null,null,null,186,2376,{"$f":"INDEX('Malaysia Hourly'!O:O,'Selected Presentation'!AD191)","v":717.44},{"$f":"INDEX('Malaysia Hourly'!U:U,'Selected Presentation'!AD191)","v":100},{"$f":"INDEX('Malaysia Hourly'!W:W,'Selected Presentation'!AD191)","v":100},{"$f":"INDEX('Malaysia Hourly'!AJ:AJ,'Selected Presentation'!AD191)","v":2.2586354074292103E-3},{"$f":"INDEX('Malaysia Hourly'!AL:AL,'Selected Presentation'!AD191)","v":0},{"$f":"INDEX('Malaysia Hourly'!AO:AO,'Selected Presentation'!AD191)","v":36.667191604592574},{"$f":"INDEX('Malaysia Hourly'!AM:AM,'Selected Presentation'!AD191)","v":599.99986448187553}]
[null,null,null,null,null,null,null,null,null,null,null,null,null,null,null,null,null,null,null,null,null,null,null,null,null,null,null,null,187,2377,{"$f":"INDEX('Malaysia Hourly'!O:O,'Selected Presentation'!AD192)","v":219.21},{"$f":"INDEX('Malaysia Hourly'!U:U,'Selected Presentation'!AD192)","v":100},{"$f":"INDEX('Malaysia Hourly'!W:W,'Selected Presentation'!AD192)","v":42.172496640000006},{"$f":"INDEX('Malaysia Hourly'!AJ:AJ,'Selected Presentation'!AD192)","v":0},{"$f":"INDEX('Malaysia Hourly'!AL:AL,'Selected Presentation'!AD192)","v":57.827503359999994},{"$f":"INDEX('Malaysia Hourly'!AO:AO,'Selected Presentation'!AD192)","v":0},{"$f":"INDEX('Malaysia Hourly'!AM:AM,'Selected Presentation'!AD192)","v":542.1723611218755}]
[null,null,null,null,null,null,null,null,null,null,null,null,null,null,null,null,null,null,null,null,null,null,null,null,null,null,null,null,188,2378,{"$f":"INDEX('Malaysia Hourly'!O:O,'Selected Presentation'!AD193)","v":0},{"$f":"INDEX('Malaysia Hourly'!U:U,'Selected Presentation'!AD193)","v":100},{"$f":"INDEX('Malaysia Hourly'!W:W,'Selected Presentation'!AD193)","v":0},{"$f":"INDEX('Malaysia Hourly'!AJ:AJ,'Selected Presentation'!AD193)","v":0},{"$f":"INDEX('Malaysia Hourly'!AL:AL,'Selected Presentation'!AD193)","v":100},{"$f":"INDEX('Malaysia Hourly'!AO:AO,'Selected Presentation'!AD193)","v":0},{"$f":"INDEX('Malaysia Hourly'!AM:AM,'Selected Presentation'!AD193)","v":442.1723611218755}]
[null,null,null,null,null,null,null,null,null,null,null,null,null,null,null,null,null,null,null,null,null,null,null,null,null,null,null,null,189,2379,{"$f":"INDEX('Malaysia Hourly'!O:O,'Selected Presentation'!AD194)","v":0},{"$f":"INDEX('Malaysia Hourly'!U:U,'Selected Presentation'!AD194)","v":100},{"$f":"INDEX('Malaysia Hourly'!W:W,'Selected Presentation'!AD194)","v":0},{"$f":"INDEX('Malaysia Hourly'!AJ:AJ,'Selected Presentation'!AD194)","v":0},{"$f":"INDEX('Malaysia Hourly'!AL:AL,'Selected Presentation'!AD194)","v":100},{"$f":"INDEX('Malaysia Hourly'!AO:AO,'Selected Presentation'!AD194)","v":0},{"$f":"INDEX('Malaysia Hourly'!AM:AM,'Selected Presentation'!AD194)","v":342.1723611218755}]
[null,null,null,null,null,null,null,null,null,null,null,null,null,null,null,null,null,null,null,null,null,null,null,null,null,null,null,null,190,2380,{"$f":"INDEX('Malaysia Hourly'!O:O,'Selected Presentation'!AD195)","v":0},{"$f":"INDEX('Malaysia Hourly'!U:U,'Selected Presentation'!AD195)","v":100},{"$f":"INDEX('Malaysia Hourly'!W:W,'Selected Presentation'!AD195)","v":0},{"$f":"INDEX('Malaysia Hourly'!AJ:AJ,'Selected Presentation'!AD195)","v":0},{"$f":"INDEX('Malaysia Hourly'!AL:AL,'Selected Presentation'!AD195)","v":100},{"$f":"INDEX('Malaysia Hourly'!AO:AO,'Selected Presentation'!AD195)","v":0},{"$f":"INDEX('Malaysia Hourly'!AM:AM,'Selected Presentation'!AD195)","v":242.1723611218755}]
[null,null,null,null,null,null,null,null,null,null,null,null,null,null,null,null,null,null,null,null,null,null,null,null,null,null,null,null,191,2381,{"$f":"INDEX('Malaysia Hourly'!O:O,'Selected Presentation'!AD196)","v":0},{"$f":"INDEX('Malaysia Hourly'!U:U,'Selected Presentation'!AD196)","v":100},{"$f":"INDEX('Malaysia Hourly'!W:W,'Selected Presentation'!AD196)","v":0},{"$f":"INDEX('Malaysia Hourly'!AJ:AJ,'Selected Presentation'!AD196)","v":0},{"$f":"INDEX('Malaysia Hourly'!AL:AL,'Selected Presentation'!AD196)","v":100},{"$f":"INDEX('Malaysia Hourly'!AO:AO,'Selected Presentation'!AD196)","v":0},{"$f":"INDEX('Malaysia Hourly'!AM:AM,'Selected Presentation'!AD196)","v":142.1723611218755}]
[null,null,null,null,null,null,null,null,null,null,null,null,null,null,null,null,null,null,null,null,null,null,null,null,null,null,null,null,192,2382,{"$f":"INDEX('Malaysia Hourly'!O:O,'Selected Presentation'!AD197)","v":0},{"$f":"INDEX('Malaysia Hourly'!U:U,'Selected Presentation'!AD197)","v":100},{"$f":"INDEX('Malaysia Hourly'!W:W,'Selected Presentation'!AD197)","v":0},{"$f":"INDEX('Malaysia Hourly'!AJ:AJ,'Selected Presentation'!AD197)","v":0},{"$f":"INDEX('Malaysia Hourly'!AL:AL,'Selected Presentation'!AD197)","v":64.172361121875497},{"$f":"INDEX('Malaysia Hourly'!AO:AO,'Selected Presentation'!AD197)","v":0},{"$f":"INDEX('Malaysia Hourly'!AM:AM,'Selected Presentation'!AD197)","v":78}]
[null,null,null,null,null,null,null,null,null,null,null,null,null,null,null,null,null,null,null,null,null,null,null,null,null,null,null,null,193,2383,{"$f":"INDEX('Malaysia Hourly'!O:O,'Selected Presentation'!AD198)","v":0},{"$f":"INDEX('Malaysia Hourly'!U:U,'Selected Presentation'!AD198)","v":100},{"$f":"INDEX('Malaysia Hourly'!W:W,'Selected Presentation'!AD198)","v":0},{"$f":"INDEX('Malaysia Hourly'!AJ:AJ,'Selected Presentation'!AD198)","v":0},{"$f":"INDEX('Malaysia Hourly'!AL:AL,'Selected Presentation'!AD198)","v":0},{"$f":"INDEX('Malaysia Hourly'!AO:AO,'Selected Presentation'!AD198)","v":0},{"$f":"INDEX('Malaysia Hourly'!AM:AM,'Selected Presentation'!AD198)","v":78}]
[null,null,null,null,null,null,null,null,null,null,null,null,null,null,null,null,null,null,null,null,null,null,null,null,null,null,null,null,194,2384,{"$f":"INDEX('Malaysia Hourly'!O:O,'Selected Presentation'!AD199)","v":0},{"$f":"INDEX('Malaysia Hourly'!U:U,'Selected Presentation'!AD199)","v":100},{"$f":"INDEX('Malaysia Hourly'!W:W,'Selected Presentation'!AD199)","v":0},{"$f":"INDEX('Malaysia Hourly'!AJ:AJ,'Selected Presentation'!AD199)","v":0},{"$f":"INDEX('Malaysia Hourly'!AL:AL,'Selected Presentation'!AD199)","v":0},{"$f":"INDEX('Malaysia Hourly'!AO:AO,'Selected Presentation'!AD199)","v":0},{"$f":"INDEX('Malaysia Hourly'!AM:AM,'Selected Presentation'!AD199)","v":78}]
[null,null,null,null,null,null,null,null,null,null,null,null,null,null,null,null,null,null,null,null,null,null,null,null,null,null,null,null,195,2385,{"$f":"INDEX('Malaysia Hourly'!O:O,'Selected Presentation'!AD200)","v":0},{"$f":"INDEX('Malaysia Hourly'!U:U,'Selected Presentation'!AD200)","v":100},{"$f":"INDEX('Malaysia Hourly'!W:W,'Selected Presentation'!AD200)","v":0},{"$f":"INDEX('Malaysia Hourly'!AJ:AJ,'Selected Presentation'!AD200)","v":0},{"$f":"INDEX('Malaysia Hourly'!AL:AL,'Selected Presentation'!AD200)","v":0},{"$f":"INDEX('Malaysia Hourly'!AO:AO,'Selected Presentation'!AD200)","v":0},{"$f":"INDEX('Malaysia Hourly'!AM:AM,'Selected Presentation'!AD200)","v":78}]
[null,null,null,null,null,null,null,null,null,null,null,null,null,null,null,null,null,null,null,null,null,null,null,null,null,null,null,null,196,2386,{"$f":"INDEX('Malaysia Hourly'!O:O,'Selected Presentation'!AD201)","v":0},{"$f":"INDEX('Malaysia Hourly'!U:U,'Selected Presentation'!AD201)","v":100},{"$f":"INDEX('Malaysia Hourly'!W:W,'Selected Presentation'!AD201)","v":0},{"$f":"INDEX('Malaysia Hourly'!AJ:AJ,'Selected Presentation'!AD201)","v":0},{"$f":"INDEX('Malaysia Hourly'!AL:AL,'Selected Presentation'!AD201)","v":0},{"$f":"INDEX('Malaysia Hourly'!AO:AO,'Selected Presentation'!AD201)","v":0},{"$f":"INDEX('Malaysia Hourly'!AM:AM,'Selected Presentation'!AD201)","v":78}]
[null,null,null,null,null,null,null,null,null,null,null,null,null,null,null,null,null,null,null,null,null,null,null,null,null,null,null,null,197,2387,{"$f":"INDEX('Malaysia Hourly'!O:O,'Selected Presentation'!AD202)","v":0},{"$f":"INDEX('Malaysia Hourly'!U:U,'Selected Presentation'!AD202)","v":100},{"$f":"INDEX('Malaysia Hourly'!W:W,'Selected Presentation'!AD202)","v":0},{"$f":"INDEX('Malaysia Hourly'!AJ:AJ,'Selected Presentation'!AD202)","v":0},{"$f":"INDEX('Malaysia Hourly'!AL:AL,'Selected Presentation'!AD202)","v":0},{"$f":"INDEX('Malaysia Hourly'!AO:AO,'Selected Presentation'!AD202)","v":0},{"$f":"INDEX('Malaysia Hourly'!AM:AM,'Selected Presentation'!AD202)","v":78}]
[null,null,null,null,null,null,null,null,null,null,null,null,null,null,null,null,null,null,null,null,null,null,null,null,null,null,null,null,198,2388,{"$f":"INDEX('Malaysia Hourly'!O:O,'Selected Presentation'!AD203)","v":0},{"$f":"INDEX('Malaysia Hourly'!U:U,'Selected Presentation'!AD203)","v":100},{"$f":"INDEX('Malaysia Hourly'!W:W,'Selected Presentation'!AD203)","v":0},{"$f":"INDEX('Malaysia Hourly'!AJ:AJ,'Selected Presentation'!AD203)","v":0},{"$f":"INDEX('Malaysia Hourly'!AL:AL,'Selected Presentation'!AD203)","v":0},{"$f":"INDEX('Malaysia Hourly'!AO:AO,'Selected Presentation'!AD203)","v":0},{"$f":"INDEX('Malaysia Hourly'!AM:AM,'Selected Presentation'!AD203)","v":78}]
[null,null,null,null,null,null,null,null,null,null,null,null,null,null,null,null,null,null,null,null,null,null,null,null,null,null,null,null,199,2389,{"$f":"INDEX('Malaysia Hourly'!O:O,'Selected Presentation'!AD204)","v":0},{"$f":"INDEX('Malaysia Hourly'!U:U,'Selected Presentation'!AD204)","v":100},{"$f":"INDEX('Malaysia Hourly'!W:W,'Selected Presentation'!AD204)","v":0},{"$f":"INDEX('Malaysia Hourly'!AJ:AJ,'Selected Presentation'!AD204)","v":0},{"$f":"INDEX('Malaysia Hourly'!AL:AL,'Selected Presentation'!AD204)","v":0},{"$f":"INDEX('Malaysia Hourly'!AO:AO,'Selected Presentation'!AD204)","v":0},{"$f":"INDEX('Malaysia Hourly'!AM:AM,'Selected Presentation'!AD204)","v":78}]
[null,null,null,null,null,null,null,null,null,null,null,null,null,null,null,null,null,null,null,null,null,null,null,null,null,null,null,null,200,2390,{"$f":"INDEX('Malaysia Hourly'!O:O,'Selected Presentation'!AD205)","v":238.68},{"$f":"INDEX('Malaysia Hourly'!U:U,'Selected Presentation'!AD205)","v":100},{"$f":"INDEX('Malaysia Hourly'!W:W,'Selected Presentation'!AD205)","v":47.697811200000004},{"$f":"INDEX('Malaysia Hourly'!AJ:AJ,'Selected Presentation'!AD205)","v":0},{"$f":"INDEX('Malaysia Hourly'!AL:AL,'Selected Presentation'!AD205)","v":0},{"$f":"INDEX('Malaysia Hourly'!AO:AO,'Selected Presentation'!AD205)","v":0},{"$f":"INDEX('Malaysia Hourly'!AM:AM,'Selected Presentation'!AD205)","v":78}]
[null,null,null,null,null,null,null,null,null,null,null,null,null,null,null,null,null,null,null,null,null,null,null,null,null,null,null,null,201,2391,{"$f":"INDEX('Malaysia Hourly'!O:O,'Selected Presentation'!AD206)","v":647.80999999999995},{"$f":"INDEX('Malaysia Hourly'!U:U,'Selected Presentation'!AD206)","v":100},{"$f":"INDEX('Malaysia Hourly'!W:W,'Selected Presentation'!AD206)","v":100},{"$f":"INDEX('Malaysia Hourly'!AJ:AJ,'Selected Presentation'!AD206)","v":26.545796640000006},{"$f":"INDEX('Malaysia Hourly'!AL:AL,'Selected Presentation'!AD206)","v":0},{"$f":"INDEX('Malaysia Hourly'!AO:AO,'Selected Presentation'!AD206)","v":0},{"$f":"INDEX('Malaysia Hourly'!AM:AM,'Selected Presentation'!AD206)","v":102.95304884160001}]
[null,null,null,null,null,null,null,null,null,null,null,null,null,null,null,null,null,null,null,null,null,null,null,null,null,null,null,null,202,2392,{"$f":"INDEX('Malaysia Hourly'!O:O,'Selected Presentation'!AD207)","v":623.41},{"$f":"INDEX('Malaysia Hourly'!U:U,'Selected Presentation'!AD207)","v":100},{"$f":"INDEX('Malaysia Hourly'!W:W,'Selected Presentation'!AD207)","v":100},{"$f":"INDEX('Malaysia Hourly'!AJ:AJ,'Selected Presentation'!AD207)","v":19.644847200000001},{"$f":"INDEX('Malaysia Hourly'!AL:AL,'Selected Presentation'!AD207)","v":0},{"$f":"INDEX('Malaysia Hourly'!AO:AO,'Selected Presentation'!AD207)","v":0},{"$f":"INDEX('Malaysia Hourly'!AM:AM,'Selected Presentation'!AD207)","v":121.41920520960001}]
[null,null,null,null,null,null,null,null,null,null,null,null,null,null,null,null,null,null,null,null,null,null,null,null,null,null,null,null,203,2393,{"$f":"INDEX('Malaysia Hourly'!O:O,'Selected Presentation'!AD208)","v":791.75},{"$f":"INDEX('Malaysia Hourly'!U:U,'Selected Presentation'!AD208)","v":100},{"$f":"INDEX('Malaysia Hourly'!W:W,'Selected Presentation'!AD208)","v":100},{"$f":"INDEX('Malaysia Hourly'!AJ:AJ,'Selected Presentation'!AD208)","v":49.634415999999987},{"$f":"INDEX('Malaysia Hourly'!AL:AL,'Selected Presentation'!AD208)","v":0},{"$f":"INDEX('Malaysia Hourly'!AO:AO,'Selected Presentation'!AD208)","v":0},{"$f":"INDEX('Malaysia Hourly'!AM:AM,'Selected Presentation'!AD208)","v":168.0755562496}]
[null,null,null,null,null,null,null,null,null,null,null,null,null,null,null,null,null,null,null,null,null,null,null,null,null,null,null,null,204,2394,{"$f":"INDEX('Malaysia Hourly'!O:O,'Selected Presentation'!AD209)","v":920.27},{"$f":"INDEX('Malaysia Hourly'!U:U,'Selected Presentation'!AD209)","v":100},{"$f":"INDEX('Malaysia Hourly'!W:W,'Selected Presentation'!AD209)","v":100},{"$f":"INDEX('Malaysia Hourly'!AJ:AJ,'Selected Presentation'!AD209)","v":71.906435999999985},{"$f":"INDEX('Malaysia Hourly'!AL:AL,'Selected Presentation'!AD209)","v":0},{"$f":"INDEX('Malaysia Hourly'!AO:AO,'Selected Presentation'!AD209)","v":0},{"$f":"INDEX('Malaysia Hourly'!AM:AM,'Selected Presentation'!AD209)","v":235.66760608959999}]
[null,null,null,null,null,null,null,null,null,null,null,null,null,null,null,null,null,null,null,null,null,null,null,null,null,null,null,null,205,2395,{"$f":"INDEX('Malaysia Hourly'!O:O,'Selected Presentation'!AD210)","v":928.9},{"$f":"INDEX('Malaysia Hourly'!U:U,'Selected Presentation'!AD210)","v":100},{"$f":"INDEX('Malaysia Hourly'!W:W,'Selected Presentation'!AD210)","v":100},{"$f":"INDEX('Malaysia Hourly'!AJ:AJ,'Selected Presentation'!AD210)","v":72.403840000000031},{"$f":"INDEX('Malaysia Hourly'!AL:AL,'Selected Presentation'!AD210)","v":0},{"$f":"INDEX('Malaysia Hourly'!AO:AO,'Selected Presentation'!AD210)","v":0},{"$f":"INDEX('Malaysia Hourly'!AM:AM,'Selected Presentation'!AD210)","v":303.72721568960003}]
[null,null,null,null,null,null,null,null,null,null,null,null,null,null,null,null,null,null,null,null,null,null,null,null,null,null,null,null,206,2396,{"$f":"INDEX('Malaysia Hourly'!O:O,'Selected Presentation'!AD211)","v":907.85},{"$f":"INDEX('Malaysia Hourly'!U:U,'Selected Presentation'!AD211)","v":100},{"$f":"INDEX('Malaysia Hourly'!W:W,'Selected Presentation'!AD211)","v":100},{"$f":"INDEX('Malaysia Hourly'!AJ:AJ,'Selected Presentation'!AD211)","v":68.30812720000003},{"$f":"INDEX('Malaysia Hourly'!AL:AL,'Selected Presentation'!AD211)","v":0},{"$f":"INDEX('Malaysia Hourly'!AO:AO,'Selected Presentation'!AD211)","v":0},{"$f":"INDEX('Malaysia Hourly'!AM:AM,'Selected Presentation'!AD211)","v":367.93685525760009}]
[null,null,null,null,null,null,null,null,null,null,null,null,null,null,null,null,null,null,null,null,null,null,null,null,null,null,null,null,207,2397,{"$f":"INDEX('Malaysia Hourly'!O:O,'Selected Presentation'!AD212)","v":1006.46},{"$f":"INDEX('Malaysia Hourly'!U:U,'Selected Presentation'!AD212)","v":100},{"$f":"INDEX('Malaysia Hourly'!W:W,'Selected Presentation'!AD212)","v":100},{"$f":"INDEX('Malaysia Hourly'!AJ:AJ,'Selected Presentation'!AD212)","v":86.525218880000011},{"$f":"INDEX('Malaysia Hourly'!AL:AL,'Selected Presentation'!AD212)","v":0},{"$f":"INDEX('Malaysia Hourly'!AO:AO,'Selected Presentation'!AD212)","v":0},{"$f":"INDEX('Malaysia Hourly'!AM:AM,'Selected Presentation'!AD212)","v":449.27056100480007}]
[null,null,null,null,null,null,null,null,null,null,null,null,null,null,null,null,null,null,null,null,null,null,null,null,null,null,null,null,208,2398,{"$f":"INDEX('Malaysia Hourly'!O:O,'Selected Presentation'!AD213)","v":1040.04},{"$f":"INDEX('Malaysia Hourly'!U:U,'Selected Presentation'!AD213)","v":100},{"$f":"INDEX('Malaysia Hourly'!W:W,'Selected Presentation'!AD213)","v":100},{"$f":"INDEX('Malaysia Hourly'!AJ:AJ,'Selected Presentation'!AD213)","v":95.527519999999981},{"$f":"INDEX('Malaysia Hourly'!AL:AL,'Selected Presentation'!AD213)","v":0},{"$f":"INDEX('Malaysia Hourly'!AO:AO,'Selected Presentation'!AD213)","v":0},{"$f":"INDEX('Malaysia Hourly'!AM:AM,'Selected Presentation'!AD213)","v":539.06642980480001}]
[null,null,null,null,null,null,null,null,null,null,null,null,null,null,null,null,null,null,null,null,null,null,null,null,null,null,null,null,209,2399,{"$f":"INDEX('Malaysia Hourly'!O:O,'Selected Presentation'!AD214)","v":939.3},{"$f":"INDEX('Malaysia Hourly'!U:U,'Selected Presentation'!AD214)","v":100},{"$f":"INDEX('Malaysia Hourly'!W:W,'Selected Presentation'!AD214)","v":100},{"$f":"INDEX('Malaysia Hourly'!AJ:AJ,'Selected Presentation'!AD214)","v":60.933570195199991},{"$f":"INDEX('Malaysia Hourly'!AL:AL,'Selected Presentation'!AD214)","v":0},{"$f":"INDEX('Malaysia Hourly'!AO:AO,'Selected Presentation'!AD214)","v":16.511471404800005},{"$f":"INDEX('Malaysia Hourly'!AM:AM,'Selected Presentation'!AD214)","v":596.34398578828802}]
[null,null,null,null,null,null,null,null,null,null,null,null,null,null,null,null,null,null,null,null,null,null,null,null,null,null,null,null,210,2400,{"$f":"INDEX('Malaysia Hourly'!O:O,'Selected Presentation'!AD215)","v":715.98},{"$f":"INDEX('Malaysia Hourly'!U:U,'Selected Presentation'!AD215)","v":100},{"$f":"INDEX('Malaysia Hourly'!W:W,'Selected Presentation'!AD215)","v":100},{"$f":"INDEX('Malaysia Hourly'!AJ:AJ,'Selected Presentation'!AD215)","v":3.6560142117119767},{"$f":"INDEX('Malaysia Hourly'!AL:AL,'Selected Presentation'!AD215)","v":0},{"$f":"INDEX('Malaysia Hourly'!AO:AO,'Selected Presentation'!AD215)","v":32.345818748288025},{"$f":"INDEX('Malaysia Hourly'!AM:AM,'Selected Presentation'!AD215)","v":599.78063914729728}]
[null,null,null,null,null,null,null,null,null,null,null,null,null,null,null,null,null,null,null,null,null,null,null,null,null,null,null,null,211,2401,{"$f":"INDEX('Malaysia Hourly'!O:O,'Selected Presentation'!AD216)","v":218.45},{"$f":"INDEX('Malaysia Hourly'!U:U,'Selected Presentation'!AD216)","v":100},{"$f":"INDEX('Malaysia Hourly'!W:W,'Selected Presentation'!AD216)","v":41.837543999999994},{"$f":"INDEX('Malaysia Hourly'!AJ:AJ,'Selected Presentation'!AD216)","v":0},{"$f":"INDEX('Malaysia Hourly'!AL:AL,'Selected Presentation'!AD216)","v":58.162456000000006},{"$f":"INDEX('Malaysia Hourly'!AO:AO,'Selected Presentation'!AD216)","v":0},{"$f":"INDEX('Malaysia Hourly'!AM:AM,'Selected Presentation'!AD216)","v":541.61818314729726}]
[null,null,null,null,null,null,null,null,null,null,null,null,null,null,null,null,null,null,null,null,null,null,null,null,null,null,null,null,212,2402,{"$f":"INDEX('Malaysia Hourly'!O:O,'Selected Presentation'!AD217)","v":0},{"$f":"INDEX('Malaysia Hourly'!U:U,'Selected Presentation'!AD217)","v":100},{"$f":"INDEX('Malaysia Hourly'!W:W,'Selected Presentation'!AD217)","v":0},{"$f":"INDEX('Malaysia Hourly'!AJ:AJ,'Selected Presentation'!AD217)","v":0},{"$f":"INDEX('Malaysia Hourly'!AL:AL,'Selected Presentation'!AD217)","v":100},{"$f":"INDEX('Malaysia Hourly'!AO:AO,'Selected Presentation'!AD217)","v":0},{"$f":"INDEX('Malaysia Hourly'!AM:AM,'Selected Presentation'!AD217)","v":441.61818314729726}]
[null,null,null,null,null,null,null,null,null,null,null,null,null,null,null,null,null,null,null,null,null,null,null,null,null,null,null,null,213,2403,{"$f":"INDEX('Malaysia Hourly'!O:O,'Selected Presentation'!AD218)","v":0},{"$f":"INDEX('Malaysia Hourly'!U:U,'Selected Presentation'!AD218)","v":100},{"$f":"INDEX('Malaysia Hourly'!W:W,'Selected Presentation'!AD218)","v":0},{"$f":"INDEX('Malaysia Hourly'!AJ:AJ,'Selected Presentation'!AD218)","v":0},{"$f":"INDEX('Malaysia Hourly'!AL:AL,'Selected Presentation'!AD218)","v":100},{"$f":"INDEX('Malaysia Hourly'!AO:AO,'Selected Presentation'!AD218)","v":0},{"$f":"INDEX('Malaysia Hourly'!AM:AM,'Selected Presentation'!AD218)","v":341.61818314729726}]
[null,null,null,null,null,null,null,null,null,null,null,null,null,null,null,null,null,null,null,null,null,null,null,null,null,null,null,null,214,2404,{"$f":"INDEX('Malaysia Hourly'!O:O,'Selected Presentation'!AD219)","v":0},{"$f":"INDEX('Malaysia Hourly'!U:U,'Selected Presentation'!AD219)","v":100},{"$f":"INDEX('Malaysia Hourly'!W:W,'Selected Presentation'!AD219)","v":0},{"$f":"INDEX('Malaysia Hourly'!AJ:AJ,'Selected Presentation'!AD219)","v":0},{"$f":"INDEX('Malaysia Hourly'!AL:AL,'Selected Presentation'!AD219)","v":100},{"$f":"INDEX('Malaysia Hourly'!AO:AO,'Selected Presentation'!AD219)","v":0},{"$f":"INDEX('Malaysia Hourly'!AM:AM,'Selected Presentation'!AD219)","v":241.61818314729726}]
[null,null,null,null,null,null,null,null,null,null,null,null,null,null,null,null,null,null,null,null,null,null,null,null,null,null,null,null,215,2405,{"$f":"INDEX('Malaysia Hourly'!O:O,'Selected Presentation'!AD220)","v":0},{"$f":"INDEX('Malaysia Hourly'!U:U,'Selected Presentation'!AD220)","v":100},{"$f":"INDEX('Malaysia Hourly'!W:W,'Selected Presentation'!AD220)","v":0},{"$f":"INDEX('Malaysia Hourly'!AJ:AJ,'Selected Presentation'!AD220)","v":0},{"$f":"INDEX('Malaysia Hourly'!AL:AL,'Selected Presentation'!AD220)","v":100},{"$f":"INDEX('Malaysia Hourly'!AO:AO,'Selected Presentation'!AD220)","v":0},{"$f":"INDEX('Malaysia Hourly'!AM:AM,'Selected Presentation'!AD220)","v":141.61818314729726}]
[null,null,null,null,null,null,null,null,null,null,null,null,null,null,null,null,null,null,null,null,null,null,null,null,null,null,null,null,216,2406,{"$f":"INDEX('Malaysia Hourly'!O:O,'Selected Presentation'!AD221)","v":0},{"$f":"INDEX('Malaysia Hourly'!U:U,'Selected Presentation'!AD221)","v":100},{"$f":"INDEX('Malaysia Hourly'!W:W,'Selected Presentation'!AD221)","v":0},{"$f":"INDEX('Malaysia Hourly'!AJ:AJ,'Selected Presentation'!AD221)","v":0},{"$f":"INDEX('Malaysia Hourly'!AL:AL,'Selected Presentation'!AD221)","v":63.618183147297259},{"$f":"INDEX('Malaysia Hourly'!AO:AO,'Selected Presentation'!AD221)","v":0},{"$f":"INDEX('Malaysia Hourly'!AM:AM,'Selected Presentation'!AD221)","v":78}]
[null,null,null,null,null,null,null,null,null,null,null,null,null,null,null,null,null,null,null,null,null,null,null,null,null,null,null,null,217,2407,{"$f":"INDEX('Malaysia Hourly'!O:O,'Selected Presentation'!AD222)","v":0},{"$f":"INDEX('Malaysia Hourly'!U:U,'Selected Presentation'!AD222)","v":100},{"$f":"INDEX('Malaysia Hourly'!W:W,'Selected Presentation'!AD222)","v":0},{"$f":"INDEX('Malaysia Hourly'!AJ:AJ,'Selected Presentation'!AD222)","v":0},{"$f":"INDEX('Malaysia Hourly'!AL:AL,'Selected Presentation'!AD222)","v":0},{"$f":"INDEX('Malaysia Hourly'!AO:AO,'Selected Presentation'!AD222)","v":0},{"$f":"INDEX('Malaysia Hourly'!AM:AM,'Selected Presentation'!AD222)","v":78}]
[null,null,null,null,null,null,null,null,null,null,null,null,null,null,null,null,null,null,null,null,null,null,null,null,null,null,null,null,218,2408,{"$f":"INDEX('Malaysia Hourly'!O:O,'Selected Presentation'!AD223)","v":0},{"$f":"INDEX('Malaysia Hourly'!U:U,'Selected Presentation'!AD223)","v":100},{"$f":"INDEX('Malaysia Hourly'!W:W,'Selected Presentation'!AD223)","v":0},{"$f":"INDEX('Malaysia Hourly'!AJ:AJ,'Selected Presentation'!AD223)","v":0},{"$f":"INDEX('Malaysia Hourly'!AL:AL,'Selected Presentation'!AD223)","v":0},{"$f":"INDEX('Malaysia Hourly'!AO:AO,'Selected Presentation'!AD223)","v":0},{"$f":"INDEX('Malaysia Hourly'!AM:AM,'Selected Presentation'!AD223)","v":78}]
[null,null,null,null,null,null,null,null,null,null,null,null,null,null,null,null,null,null,null,null,null,null,null,null,null,null,null,null,219,2409,{"$f":"INDEX('Malaysia Hourly'!O:O,'Selected Presentation'!AD224)","v":0},{"$f":"INDEX('Malaysia Hourly'!U:U,'Selected Presentation'!AD224)","v":100},{"$f":"INDEX('Malaysia Hourly'!W:W,'Selected Presentation'!AD224)","v":0},{"$f":"INDEX('Malaysia Hourly'!AJ:AJ,'Selected Presentation'!AD224)","v":0},{"$f":"INDEX('Malaysia Hourly'!AL:AL,'Selected Presentation'!AD224)","v":0},{"$f":"INDEX('Malaysia Hourly'!AO:AO,'Selected Presentation'!AD224)","v":0},{"$f":"INDEX('Malaysia Hourly'!AM:AM,'Selected Presentation'!AD224)","v":78}]
[null,null,null,null,null,null,null,null,null,null,null,null,null,null,null,null,null,null,null,null,null,null,null,null,null,null,null,null,220,2410,{"$f":"INDEX('Malaysia Hourly'!O:O,'Selected Presentation'!AD225)","v":0},{"$f":"INDEX('Malaysia Hourly'!U:U,'Selected Presentation'!AD225)","v":100},{"$f":"INDEX('Malaysia Hourly'!W:W,'Selected Presentation'!AD225)","v":0},{"$f":"INDEX('Malaysia Hourly'!AJ:AJ,'Selected Presentation'!AD225)","v":0},{"$f":"INDEX('Malaysia Hourly'!AL:AL,'Selected Presentation'!AD225)","v":0},{"$f":"INDEX('Malaysia Hourly'!AO:AO,'Selected Presentation'!AD225)","v":0},{"$f":"INDEX('Malaysia Hourly'!AM:AM,'Selected Presentation'!AD225)","v":78}]
[null,null,null,null,null,null,null,null,null,null,null,null,null,null,null,null,null,null,null,null,null,null,null,null,null,null,null,null,221,2411,{"$f":"INDEX('Malaysia Hourly'!O:O,'Selected Presentation'!AD226)","v":0},{"$f":"INDEX('Malaysia Hourly'!U:U,'Selected Presentation'!AD226)","v":100},{"$f":"INDEX('Malaysia Hourly'!W:W,'Selected Presentation'!AD226)","v":0},{"$f":"INDEX('Malaysia Hourly'!AJ:AJ,'Selected Presentation'!AD226)","v":0},{"$f":"INDEX('Malaysia Hourly'!AL:AL,'Selected Presentation'!AD226)","v":0},{"$f":"INDEX('Malaysia Hourly'!AO:AO,'Selected Presentation'!AD226)","v":0},{"$f":"INDEX('Malaysia Hourly'!AM:AM,'Selected Presentation'!AD226)","v":78}]
[null,null,null,null,null,null,null,null,null,null,null,null,null,null,null,null,null,null,null,null,null,null,null,null,null,null,null,null,222,2412,{"$f":"INDEX('Malaysia Hourly'!O:O,'Selected Presentation'!AD227)","v":0},{"$f":"INDEX('Malaysia Hourly'!U:U,'Selected Presentation'!AD227)","v":100},{"$f":"INDEX('Malaysia Hourly'!W:W,'Selected Presentation'!AD227)","v":0},{"$f":"INDEX('Malaysia Hourly'!AJ:AJ,'Selected Presentation'!AD227)","v":0},{"$f":"INDEX('Malaysia Hourly'!AL:AL,'Selected Presentation'!AD227)","v":0},{"$f":"INDEX('Malaysia Hourly'!AO:AO,'Selected Presentation'!AD227)","v":0},{"$f":"INDEX('Malaysia Hourly'!AM:AM,'Selected Presentation'!AD227)","v":78}]
[null,null,null,null,null,null,null,null,null,null,null,null,null,null,null,null,null,null,null,null,null,null,null,null,null,null,null,null,223,2413,{"$f":"INDEX('Malaysia Hourly'!O:O,'Selected Presentation'!AD228)","v":0},{"$f":"INDEX('Malaysia Hourly'!U:U,'Selected Presentation'!AD228)","v":100},{"$f":"INDEX('Malaysia Hourly'!W:W,'Selected Presentation'!AD228)","v":0},{"$f":"INDEX('Malaysia Hourly'!AJ:AJ,'Selected Presentation'!AD228)","v":0},{"$f":"INDEX('Malaysia Hourly'!AL:AL,'Selected Presentation'!AD228)","v":0},{"$f":"INDEX('Malaysia Hourly'!AO:AO,'Selected Presentation'!AD228)","v":0},{"$f":"INDEX('Malaysia Hourly'!AM:AM,'Selected Presentation'!AD228)","v":78}]
[null,null,null,null,null,null,null,null,null,null,null,null,null,null,null,null,null,null,null,null,null,null,null,null,null,null,null,null,224,2414,{"$f":"INDEX('Malaysia Hourly'!O:O,'Selected Presentation'!AD229)","v":57.29},{"$f":"INDEX('Malaysia Hourly'!U:U,'Selected Presentation'!AD229)","v":100},{"$f":"INDEX('Malaysia Hourly'!W:W,'Selected Presentation'!AD229)","v":11.442417119999998},{"$f":"INDEX('Malaysia Hourly'!AJ:AJ,'Selected Presentation'!AD229)","v":0},{"$f":"INDEX('Malaysia Hourly'!AL:AL,'Selected Presentation'!AD229)","v":0},{"$f":"INDEX('Malaysia Hourly'!AO:AO,'Selected Presentation'!AD229)","v":0},{"$f":"INDEX('Malaysia Hourly'!AM:AM,'Selected Presentation'!AD229)","v":78}]
[null,null,null,null,null,null,null,null,null,null,null,null,null,null,null,null,null,null,null,null,null,null,null,null,null,null,null,null,225,2415,{"$f":"INDEX('Malaysia Hourly'!O:O,'Selected Presentation'!AD230)","v":414.54},{"$f":"INDEX('Malaysia Hourly'!U:U,'Selected Presentation'!AD230)","v":100},{"$f":"INDEX('Malaysia Hourly'!W:W,'Selected Presentation'!AD230)","v":81.627900480000008},{"$f":"INDEX('Malaysia Hourly'!AJ:AJ,'Selected Presentation'!AD230)","v":0},{"$f":"INDEX('Malaysia Hourly'!AL:AL,'Selected Presentation'!AD230)","v":0},{"$f":"INDEX('Malaysia Hourly'!AO:AO,'Selected Presentation'!AD230)","v":0},{"$f":"INDEX('Malaysia Hourly'!AM:AM,'Selected Presentation'!AD230)","v":78}]
[null,null,null,null,null,null,null,null,null,null,null,null,null,null,null,null,null,null,null,null,null,null,null,null,null,null,null,null,226,2416,{"$f":"INDEX('Malaysia Hourly'!O:O,'Selected Presentation'!AD231)","v":623.37},{"$f":"INDEX('Malaysia Hourly'!U:U,'Selected Presentation'!AD231)","v":100},{"$f":"INDEX('Malaysia Hourly'!W:W,'Selected Presentation'!AD231)","v":100},{"$f":"INDEX('Malaysia Hourly'!AJ:AJ,'Selected Presentation'!AD231)","v":20.355292640000002},{"$f":"INDEX('Malaysia Hourly'!AL:AL,'Selected Presentation'!AD231)","v":0},{"$f":"INDEX('Malaysia Hourly'!AO:AO,'Selected Presentation'!AD231)","v":0},{"$f":"INDEX('Malaysia Hourly'!AM:AM,'Selected Presentation'!AD231)","v":97.133975081599999}]
[null,null,null,null,null,null,null,null,null,null,null,null,null,null,null,null,null,null,null,null,null,null,null,null,null,null,null,null,227,2417,{"$f":"INDEX('Malaysia Hourly'!O:O,'Selected Presentation'!AD232)","v":776.51},{"$f":"INDEX('Malaysia Hourly'!U:U,'Selected Presentation'!AD232)","v":100},{"$f":"INDEX('Malaysia Hourly'!W:W,'Selected Presentation'!AD232)","v":100},{"$f":"INDEX('Malaysia Hourly'!AJ:AJ,'Selected Presentation'!AD232)","v":47.462355040000034},{"$f":"INDEX('Malaysia Hourly'!AL:AL,'Selected Presentation'!AD232)","v":0},{"$f":"INDEX('Malaysia Hourly'!AO:AO,'Selected Presentation'!AD232)","v":0},{"$f":"INDEX('Malaysia Hourly'!AM:AM,'Selected Presentation'!AD232)","v":141.74858881920002}]
[null,null,null,null,null,null,null,null,null,null,null,null,null,null,null,null,null,null,null,null,null,null,null,null,null,null,null,null,228,2418,{"$f":"INDEX('Malaysia Hourly'!O:O,'Selected Presentation'!AD233)","v":974.76},{"$f":"INDEX('Malaysia Hourly'!U:U,'Selected Presentation'!AD233)","v":100},{"$f":"INDEX('Malaysia Hourly'!W:W,'Selected Presentation'!AD233)","v":100},{"$f":"INDEX('Malaysia Hourly'!AJ:AJ,'Selected Presentation'!AD233)","v":83.286072320000017},{"$f":"INDEX('Malaysia Hourly'!AL:AL,'Selected Presentation'!AD233)","v":0},{"$f":"INDEX('Malaysia Hourly'!AO:AO,'Selected Presentation'!AD233)","v":0},{"$f":"INDEX('Malaysia Hourly'!AM:AM,'Selected Presentation'!AD233)","v":220.03749680000004}]
[null,null,null,null,null,null,null,null,null,null,null,null,null,null,null,null,null,null,null,null,null,null,null,null,null,null,null,null,229,2419,{"$f":"INDEX('Malaysia Hourly'!O:O,'Selected Presentation'!AD234)","v":885.62},{"$f":"INDEX('Malaysia Hourly'!U:U,'Selected Presentation'!AD234)","v":100},{"$f":"INDEX('Malaysia Hourly'!W:W,'Selected Presentation'!AD234)","v":100},{"$f":"INDEX('Malaysia Hourly'!AJ:AJ,'Selected Presentation'!AD234)","v":65.150417599999997},{"$f":"INDEX('Malaysia Hourly'!AL:AL,'Selected Presentation'!AD234)","v":0},{"$f":"INDEX('Malaysia Hourly'!AO:AO,'Selected Presentation'!AD234)","v":0},{"$f":"INDEX('Malaysia Hourly'!AM:AM,'Selected Presentation'!AD234)","v":281.27888934400005}]
[null,null,null,null,null,null,null,null,null,null,null,null,null,null,null,null,null,null,null,null,null,null,null,null,null,null,null,null,230,2420,{"$f":"INDEX('Malaysia Hourly'!O:O,'Selected Presentation'!AD235)","v":919.85},{"$f":"INDEX('Malaysia Hourly'!U:U,'Selected Presentation'!AD235)","v":100},{"$f":"INDEX('Malaysia Hourly'!W:W,'Selected Presentation'!AD235)","v":100},{"$f":"INDEX('Malaysia Hourly'!AJ:AJ,'Selected Presentation'!AD235)","v":70.827183200000007},{"$f":"INDEX('Malaysia Hourly'!AL:AL,'Selected Presentation'!AD235)","v":0},{"$f":"INDEX('Malaysia Hourly'!AO:AO,'Selected Presentation'!AD235)","v":0},{"$f":"INDEX('Malaysia Hourly'!AM:AM,'Selected Presentation'!AD235)","v":347.85644155200009}]
[null,null,null,null,null,null,null,null,null,null,null,null,null,null,null,null,null,null,null,null,null,null,null,null,null,null,null,null,231,2421,{"$f":"INDEX('Malaysia Hourly'!O:O,'Selected Presentation'!AD236)","v":1006.3},{"$f":"INDEX('Malaysia Hourly'!U:U,'Selected Presentation'!AD236)","v":100},{"$f":"INDEX('Malaysia Hourly'!W:W,'Selected Presentation'!AD236)","v":100},{"$f":"INDEX('Malaysia Hourly'!AJ:AJ,'Selected Presentation'!AD236)","v":87.139598399999983},{"$f":"INDEX('Malaysia Hourly'!AL:AL,'Selected Presentation'!AD236)","v":0},{"$f":"INDEX('Malaysia Hourly'!AO:AO,'Selected Presentation'!AD236)","v":0},{"$f":"INDEX('Malaysia Hourly'!AM:AM,'Selected Presentation'!AD236)","v":429.76766404800003}]
[null,null,null,null,null,null,null,null,null,null,null,null,null,null,null,null,null,null,null,null,null,null,null,null,null,null,null,null,232,2422,{"$f":"INDEX('Malaysia Hourly'!O:O,'Selected Presentation'!AD237)","v":1026.33},{"$f":"INDEX('Malaysia Hourly'!U:U,'Selected Presentation'!AD237)","v":100},{"$f":"INDEX('Malaysia Hourly'!W:W,'Selected Presentation'!AD237)","v":100},{"$f":"INDEX('Malaysia Hourly'!AJ:AJ,'Selected Presentation'!AD237)","v":91.587073759999981},{"$f":"INDEX('Malaysia Hourly'!AL:AL,'Selected Presentation'!AD237)","v":0},{"$f":"INDEX('Malaysia Hourly'!AO:AO,'Selected Presentation'!AD237)","v":0},{"$f":"INDEX('Malaysia Hourly'!AM:AM,'Selected Presentation'!AD237)","v":515.8595133824}]
[null,null,null,null,null,null,null,null,null,null,null,null,null,null,null,null,null,null,null,null,null,null,null,null,null,null,null,null,233,2423,{"$f":"INDEX('Malaysia Hourly'!O:O,'Selected Presentation'!AD238)","v":938.22},{"$f":"INDEX('Malaysia Hourly'!U:U,'Selected Presentation'!AD238)","v":100},{"$f":"INDEX('Malaysia Hourly'!W:W,'Selected Presentation'!AD238)","v":100},{"$f":"INDEX('Malaysia Hourly'!AJ:AJ,'Selected Presentation'!AD238)","v":76.040095040000011},{"$f":"INDEX('Malaysia Hourly'!AL:AL,'Selected Presentation'!AD238)","v":0},{"$f":"INDEX('Malaysia Hourly'!AO:AO,'Selected Presentation'!AD238)","v":0},{"$f":"INDEX('Malaysia Hourly'!AM:AM,'Selected Presentation'!AD238)","v":587.33720271999994}]
[null,null,null,null,null,null,null,null,null,null,null,null,null,null,null,null,null,null,null,null,null,null,null,null,null,null,null,null,234,2424,{"$f":"INDEX('Malaysia Hourly'!O:O,'Selected Presentation'!AD239)","v":677.71},{"$f":"INDEX('Malaysia Hourly'!U:U,'Selected Presentation'!AD239)","v":100},{"$f":"INDEX('Malaysia Hourly'!W:W,'Selected Presentation'!AD239)","v":100},{"$f":"INDEX('Malaysia Hourly'!AJ:AJ,'Selected Presentation'!AD239)","v":12.662797280000063},{"$f":"INDEX('Malaysia Hourly'!AL:AL,'Selected Presentation'!AD239)","v":0},{"$f":"INDEX('Malaysia Hourly'!AO:AO,'Selected Presentation'!AD239)","v":15.885235519999952},{"$f":"INDEX('Malaysia Hourly'!AM:AM,'Selected Presentation'!AD239)","v":599.24023216319995}]
[null,null,null,null,null,null,null,null,null,null,null,null,null,null,null,null,null,null,null,null,null,null,null,null,null,null,null,null,235,2425,{"$f":"INDEX('Malaysia Hourly'!O:O,'Selected Presentation'!AD240)","v":219.06},{"$f":"INDEX('Malaysia Hourly'!U:U,'Selected Presentation'!AD240)","v":100},{"$f":"INDEX('Malaysia Hourly'!W:W,'Selected Presentation'!AD240)","v":42.027975359999999},{"$f":"INDEX('Malaysia Hourly'!AJ:AJ,'Selected Presentation'!AD240)","v":0},{"$f":"INDEX('Malaysia Hourly'!AL:AL,'Selected Presentation'!AD240)","v":57.972024640000001},{"$f":"INDEX('Malaysia Hourly'!AO:AO,'Selected Presentation'!AD240)","v":0},{"$f":"INDEX('Malaysia Hourly'!AM:AM,'Selected Presentation'!AD240)","v":541.26820752319998}]
[null,null,null,null,null,null,null,null,null,null,null,null,null,null,null,null,null,null,null,null,null,null,null,null,null,null,null,null,236,2426,{"$f":"INDEX('Malaysia Hourly'!O:O,'Selected Presentation'!AD241)","v":0},{"$f":"INDEX('Malaysia Hourly'!U:U,'Selected Presentation'!AD241)","v":100},{"$f":"INDEX('Malaysia Hourly'!W:W,'Selected Presentation'!AD241)","v":0},{"$f":"INDEX('Malaysia Hourly'!AJ:AJ,'Selected Presentation'!AD241)","v":0},{"$f":"INDEX('Malaysia Hourly'!AL:AL,'Selected Presentation'!AD241)","v":100},{"$f":"INDEX('Malaysia Hourly'!AO:AO,'Selected Presentation'!AD241)","v":0},{"$f":"INDEX('Malaysia Hourly'!AM:AM,'Selected Presentation'!AD241)","v":441.26820752319998}]
[null,null,null,null,null,null,null,null,null,null,null,null,null,null,null,null,null,null,null,null,null,null,null,null,null,null,null,null,237,2427,{"$f":"INDEX('Malaysia Hourly'!O:O,'Selected Presentation'!AD242)","v":0},{"$f":"INDEX('Malaysia Hourly'!U:U,'Selected Presentation'!AD242)","v":100},{"$f":"INDEX('Malaysia Hourly'!W:W,'Selected Presentation'!AD242)","v":0},{"$f":"INDEX('Malaysia Hourly'!AJ:AJ,'Selected Presentation'!AD242)","v":0},{"$f":"INDEX('Malaysia Hourly'!AL:AL,'Selected Presentation'!AD242)","v":100},{"$f":"INDEX('Malaysia Hourly'!AO:AO,'Selected Presentation'!AD242)","v":0},{"$f":"INDEX('Malaysia Hourly'!AM:AM,'Selected Presentation'!AD242)","v":341.26820752319998}]
[null,null,null,null,null,null,null,null,null,null,null,null,null,null,null,null,null,null,null,null,null,null,null,null,null,null,null,null,238,2428,{"$f":"INDEX('Malaysia Hourly'!O:O,'Selected Presentation'!AD243)","v":0},{"$f":"INDEX('Malaysia Hourly'!U:U,'Selected Presentation'!AD243)","v":100},{"$f":"INDEX('Malaysia Hourly'!W:W,'Selected Presentation'!AD243)","v":0},{"$f":"INDEX('Malaysia Hourly'!AJ:AJ,'Selected Presentation'!AD243)","v":0},{"$f":"INDEX('Malaysia Hourly'!AL:AL,'Selected Presentation'!AD243)","v":100},{"$f":"INDEX('Malaysia Hourly'!AO:AO,'Selected Presentation'!AD243)","v":0},{"$f":"INDEX('Malaysia Hourly'!AM:AM,'Selected Presentation'!AD243)","v":241.26820752319998}]
[null,null,null,null,null,null,null,null,null,null,null,null,null,null,null,null,null,null,null,null,null,null,null,null,null,null,null,null,239,2429,{"$f":"INDEX('Malaysia Hourly'!O:O,'Selected Presentation'!AD244)","v":0},{"$f":"INDEX('Malaysia Hourly'!U:U,'Selected Presentation'!AD244)","v":100},{"$f":"INDEX('Malaysia Hourly'!W:W,'Selected Presentation'!AD244)","v":0},{"$f":"INDEX('Malaysia Hourly'!AJ:AJ,'Selected Presentation'!AD244)","v":0},{"$f":"INDEX('Malaysia Hourly'!AL:AL,'Selected Presentation'!AD244)","v":100},{"$f":"INDEX('Malaysia Hourly'!AO:AO,'Selected Presentation'!AD244)","v":0},{"$f":"INDEX('Malaysia Hourly'!AM:AM,'Selected Presentation'!AD244)","v":141.26820752319998}]
[null,null,null,null,null,null,null,null,null,null,null,null,null,null,null,null,null,null,null,null,null,null,null,null,null,null,null,null,240,2430,{"$f":"INDEX('Malaysia Hourly'!O:O,'Selected Presentation'!AD245)","v":0},{"$f":"INDEX('Malaysia Hourly'!U:U,'Selected Presentation'!AD245)","v":100},{"$f":"INDEX('Malaysia Hourly'!W:W,'Selected Presentation'!AD245)","v":0},{"$f":"INDEX('Malaysia Hourly'!AJ:AJ,'Selected Presentation'!AD245)","v":0},{"$f":"INDEX('Malaysia Hourly'!AL:AL,'Selected Presentation'!AD245)","v":63.268207523199976},{"$f":"INDEX('Malaysia Hourly'!AO:AO,'Selected Presentation'!AD245)","v":0},{"$f":"INDEX('Malaysia Hourly'!AM:AM,'Selected Presentation'!AD245)","v":78}]
[null,null,null,null,null,null,null,null,null,null,null,null,null,null,null,null,null,null,null,null,null,null,null,null,null,null,null,null,241,2431,{"$f":"INDEX('Malaysia Hourly'!O:O,'Selected Presentation'!AD246)","v":0},{"$f":"INDEX('Malaysia Hourly'!U:U,'Selected Presentation'!AD246)","v":100},{"$f":"INDEX('Malaysia Hourly'!W:W,'Selected Presentation'!AD246)","v":0},{"$f":"INDEX('Malaysia Hourly'!AJ:AJ,'Selected Presentation'!AD246)","v":0},{"$f":"INDEX('Malaysia Hourly'!AL:AL,'Selected Presentation'!AD246)","v":0},{"$f":"INDEX('Malaysia Hourly'!AO:AO,'Selected Presentation'!AD246)","v":0},{"$f":"INDEX('Malaysia Hourly'!AM:AM,'Selected Presentation'!AD246)","v":78}]
[null,null,null,null,null,null,null,null,null,null,null,null,null,null,null,null,null,null,null,null,null,null,null,null,null,null,null,null,242,2432,{"$f":"INDEX('Malaysia Hourly'!O:O,'Selected Presentation'!AD247)","v":0},{"$f":"INDEX('Malaysia Hourly'!U:U,'Selected Presentation'!AD247)","v":100},{"$f":"INDEX('Malaysia Hourly'!W:W,'Selected Presentation'!AD247)","v":0},{"$f":"INDEX('Malaysia Hourly'!AJ:AJ,'Selected Presentation'!AD247)","v":0},{"$f":"INDEX('Malaysia Hourly'!AL:AL,'Selected Presentation'!AD247)","v":0},{"$f":"INDEX('Malaysia Hourly'!AO:AO,'Selected Presentation'!AD247)","v":0},{"$f":"INDEX('Malaysia Hourly'!AM:AM,'Selected Presentation'!AD247)","v":78}]
[null,null,null,null,null,null,null,null,null,null,null,null,null,null,null,null,null,null,null,null,null,null,null,null,null,null,null,null,243,2433,{"$f":"INDEX('Malaysia Hourly'!O:O,'Selected Presentation'!AD248)","v":0},{"$f":"INDEX('Malaysia Hourly'!U:U,'Selected Presentation'!AD248)","v":100},{"$f":"INDEX('Malaysia Hourly'!W:W,'Selected Presentation'!AD248)","v":0},{"$f":"INDEX('Malaysia Hourly'!AJ:AJ,'Selected Presentation'!AD248)","v":0},{"$f":"INDEX('Malaysia Hourly'!AL:AL,'Selected Presentation'!AD248)","v":0},{"$f":"INDEX('Malaysia Hourly'!AO:AO,'Selected Presentation'!AD248)","v":0},{"$f":"INDEX('Malaysia Hourly'!AM:AM,'Selected Presentation'!AD248)","v":78}]
[null,null,null,null,null,null,null,null,null,null,null,null,null,null,null,null,null,null,null,null,null,null,null,null,null,null,null,null,244,2434,{"$f":"INDEX('Malaysia Hourly'!O:O,'Selected Presentation'!AD249)","v":0},{"$f":"INDEX('Malaysia Hourly'!U:U,'Selected Presentation'!AD249)","v":100},{"$f":"INDEX('Malaysia Hourly'!W:W,'Selected Presentation'!AD249)","v":0},{"$f":"INDEX('Malaysia Hourly'!AJ:AJ,'Selected Presentation'!AD249)","v":0},{"$f":"INDEX('Malaysia Hourly'!AL:AL,'Selected Presentation'!AD249)","v":0},{"$f":"INDEX('Malaysia Hourly'!AO:AO,'Selected Presentation'!AD249)","v":0},{"$f":"INDEX('Malaysia Hourly'!AM:AM,'Selected Presentation'!AD249)","v":78}]
[null,null,null,null,null,null,null,null,null,null,null,null,null,null,null,null,null,null,null,null,null,null,null,null,null,null,null,null,245,2435,{"$f":"INDEX('Malaysia Hourly'!O:O,'Selected Presentation'!AD250)","v":0},{"$f":"INDEX('Malaysia Hourly'!U:U,'Selected Presentation'!AD250)","v":100},{"$f":"INDEX('Malaysia Hourly'!W:W,'Selected Presentation'!AD250)","v":0},{"$f":"INDEX('Malaysia Hourly'!AJ:AJ,'Selected Presentation'!AD250)","v":0},{"$f":"INDEX('Malaysia Hourly'!AL:AL,'Selected Presentation'!AD250)","v":0},{"$f":"INDEX('Malaysia Hourly'!AO:AO,'Selected Presentation'!AD250)","v":0},{"$f":"INDEX('Malaysia Hourly'!AM:AM,'Selected Presentation'!AD250)","v":78}]
[null,null,null,null,null,null,null,null,null,null,null,null,null,null,null,null,null,null,null,null,null,null,null,null,null,null,null,null,246,2436,{"$f":"INDEX('Malaysia Hourly'!O:O,'Selected Presentation'!AD251)","v":0},{"$f":"INDEX('Malaysia Hourly'!U:U,'Selected Presentation'!AD251)","v":100},{"$f":"INDEX('Malaysia Hourly'!W:W,'Selected Presentation'!AD251)","v":0},{"$f":"INDEX('Malaysia Hourly'!AJ:AJ,'Selected Presentation'!AD251)","v":0},{"$f":"INDEX('Malaysia Hourly'!AL:AL,'Selected Presentation'!AD251)","v":0},{"$f":"INDEX('Malaysia Hourly'!AO:AO,'Selected Presentation'!AD251)","v":0},{"$f":"INDEX('Malaysia Hourly'!AM:AM,'Selected Presentation'!AD251)","v":78}]
[null,null,null,null,null,null,null,null,null,null,null,null,null,null,null,null,null,null,null,null,null,null,null,null,null,null,null,null,247,2437,{"$f":"INDEX('Malaysia Hourly'!O:O,'Selected Presentation'!AD252)","v":0},{"$f":"INDEX('Malaysia Hourly'!U:U,'Selected Presentation'!AD252)","v":100},{"$f":"INDEX('Malaysia Hourly'!W:W,'Selected Presentation'!AD252)","v":0},{"$f":"INDEX('Malaysia Hourly'!AJ:AJ,'Selected Presentation'!AD252)","v":0},{"$f":"INDEX('Malaysia Hourly'!AL:AL,'Selected Presentation'!AD252)","v":0},{"$f":"INDEX('Malaysia Hourly'!AO:AO,'Selected Presentation'!AD252)","v":0},{"$f":"INDEX('Malaysia Hourly'!AM:AM,'Selected Presentation'!AD252)","v":78}]
[null,null,null,null,null,null,null,null,null,null,null,null,null,null,null,null,null,null,null,null,null,null,null,null,null,null,null,null,248,2438,{"$f":"INDEX('Malaysia Hourly'!O:O,'Selected Presentation'!AD253)","v":166.6},{"$f":"INDEX('Malaysia Hourly'!U:U,'Selected Presentation'!AD253)","v":100},{"$f":"INDEX('Malaysia Hourly'!W:W,'Selected Presentation'!AD253)","v":33.343990400000003},{"$f":"INDEX('Malaysia Hourly'!AJ:AJ,'Selected Presentation'!AD253)","v":0},{"$f":"INDEX('Malaysia Hourly'!AL:AL,'Selected Presentation'!AD253)","v":0},{"$f":"INDEX('Malaysia Hourly'!AO:AO,'Selected Presentation'!AD253)","v":0},{"$f":"INDEX('Malaysia Hourly'!AM:AM,'Selected Presentation'!AD253)","v":78}]
[null,null,null,null,null,null,null,null,null,null,null,null,null,null,null,null,null,null,null,null,null,null,null,null,null,null,null,null,249,2439,{"$f":"INDEX('Malaysia Hourly'!O:O,'Selected Presentation'!AD254)","v":587.19000000000005},{"$f":"INDEX('Malaysia Hourly'!U:U,'Selected Presentation'!AD254)","v":100},{"$f":"INDEX('Malaysia Hourly'!W:W,'Selected Presentation'!AD254)","v":100},{"$f":"INDEX('Malaysia Hourly'!AJ:AJ,'Selected Presentation'!AD254)","v":14.337636800000027},{"$f":"INDEX('Malaysia Hourly'!AL:AL,'Selected Presentation'!AD254)","v":0},{"$f":"INDEX('Malaysia Hourly'!AO:AO,'Selected Presentation'!AD254)","v":0},{"$f":"INDEX('Malaysia Hourly'!AM:AM,'Selected Presentation'!AD254)","v":91.477378592000022}]
[null,null,null,null,null,null,null,null,null,null,null,null,null,null,null,null,null,null,null,null,null,null,null,null,null,null,null,null,250,2440,{"$f":"INDEX('Malaysia Hourly'!O:O,'Selected Presentation'!AD255)","v":878.37},{"$f":"INDEX('Malaysia Hourly'!U:U,'Selected Presentation'!AD255)","v":100},{"$f":"INDEX('Malaysia Hourly'!W:W,'Selected Presentation'!AD255)","v":100},{"$f":"INDEX('Malaysia Hourly'!AJ:AJ,'Selected Presentation'!AD255)","v":68.211368480000004},{"$f":"INDEX('Malaysia Hourly'!AL:AL,'Selected Presentation'!AD255)","v":0},{"$f":"INDEX('Malaysia Hourly'!AO:AO,'Selected Presentation'!AD255)","v":0},{"$f":"INDEX('Malaysia Hourly'!AM:AM,'Selected Presentation'!AD255)","v":155.59606496320001}]
[null,null,null,null,null,null,null,null,null,null,null,null,null,null,null,null,null,null,null,null,null,null,null,null,null,null,null,null,251,2441,{"$f":"INDEX('Malaysia Hourly'!O:O,'Selected Presentation'!AD256)","v":1011.03},{"$f":"INDEX('Malaysia Hourly'!U:U,'Selected Presentation'!AD256)","v":100},{"$f":"INDEX('Malaysia Hourly'!W:W,'Selected Presentation'!AD256)","v":100},{"$f":"INDEX('Malaysia Hourly'!AJ:AJ,'Selected Presentation'!AD256)","v":91.028052320000029},{"$f":"INDEX('Malaysia Hourly'!AL:AL,'Selected Presentation'!AD256)","v":0},{"$f":"INDEX('Malaysia Hourly'!AO:AO,'Selected Presentation'!AD256)","v":0},{"$f":"INDEX('Malaysia Hourly'!AM:AM,'Selected Presentation'!AD256)","v":241.16243414400003}]
[null,null,null,null,null,null,null,null,null,null,null,null,null,null,null,null,null,null,null,null,null,null,null,null,null,null,null,null,252,2442,{"$f":"INDEX('Malaysia Hourly'!O:O,'Selected Presentation'!AD257)","v":1025.8900000000001},{"$f":"INDEX('Malaysia Hourly'!U:U,'Selected Presentation'!AD257)","v":100},{"$f":"INDEX('Malaysia Hourly'!W:W,'Selected Presentation'!AD257)","v":100},{"$f":"INDEX('Malaysia Hourly'!AJ:AJ,'Selected Presentation'!AD257)","v":90.831954240000016},{"$f":"INDEX('Malaysia Hourly'!AL:AL,'Selected Presentation'!AD257)","v":0},{"$f":"INDEX('Malaysia Hourly'!AO:AO,'Selected Presentation'!AD257)","v":0},{"$f":"INDEX('Malaysia Hourly'!AM:AM,'Selected Presentation'!AD257)","v":326.54447112960003}]
[null,null,null,null,null,null,null,null,null,null,null,null,null,null,null,null,null,null,null,null,null,null,null,null,null,null,null,null,253,2443,{"$f":"INDEX('Malaysia Hourly'!O:O,'Selected Presentation'!AD258)","v":861.88},{"$f":"INDEX('Malaysia Hourly'!U:U,'Selected Presentation'!AD258)","v":100},{"$f":"INDEX('Malaysia Hourly'!W:W,'Selected Presentation'!AD258)","v":100},{"$f":"INDEX('Malaysia Hourly'!AJ:AJ,'Selected Presentation'!AD258)","v":58.13084735999999},{"$f":"INDEX('Malaysia Hourly'!AL:AL,'Selected Presentation'!AD258)","v":0},{"$f":"INDEX('Malaysia Hourly'!AO:AO,'Selected Presentation'!AD258)","v":0},{"$f":"INDEX('Malaysia Hourly'!AM:AM,'Selected Presentation'!AD258)","v":381.18746764800005}]
[null,null,null,null,null,null,null,null,null,null,null,null,null,null,null,null,null,null,null,null,null,null,null,null,null,null,null,null,254,2444,{"$f":"INDEX('Malaysia Hourly'!O:O,'Selected Presentation'!AD259)","v":834.5},{"$f":"INDEX('Malaysia Hourly'!U:U,'Selected Presentation'!AD259)","v":100},{"$f":"INDEX('Malaysia Hourly'!W:W,'Selected Presentation'!AD259)","v":100},{"$f":"INDEX('Malaysia Hourly'!AJ:AJ,'Selected Presentation'!AD259)","v":51.905704000000014},{"$f":"INDEX('Malaysia Hourly'!AL:AL,'Selected Presentation'!AD259)","v":0},{"$f":"INDEX('Malaysia Hourly'!AO:AO,'Selected Presentation'!AD259)","v":0},{"$f":"INDEX('Malaysia Hourly'!AM:AM,'Selected Presentation'!AD259)","v":429.97882940800008}]
[null,null,null,null,null,null,null,null,null,null,null,null,null,null,null,null,null,null,null,null,null,null,null,null,null,null,null,null,255,2445,{"$f":"INDEX('Malaysia Hourly'!O:O,'Selected Presentation'!AD260)","v":888.64},{"$f":"INDEX('Malaysia Hourly'!U:U,'Selected Presentation'!AD260)","v":100},{"$f":"INDEX('Malaysia Hourly'!W:W,'Selected Presentation'!AD260)","v":100},{"$f":"INDEX('Malaysia Hourly'!AJ:AJ,'Selected Presentation'!AD260)","v":61.007349760000011},{"$f":"INDEX('Malaysia Hourly'!AL:AL,'Selected Presentation'!AD260)","v":0},{"$f":"INDEX('Malaysia Hourly'!AO:AO,'Selected Presentation'!AD260)","v":0},{"$f":"INDEX('Malaysia Hourly'!AM:AM,'Selected Presentation'!AD260)","v":487.32573818240007}]
[null,null,null,null,null,null,null,null,null,null,null,null,null,null,null,null,null,null,null,null,null,null,null,null,null,null,null,null,256,{"$f":"AC261+$G$6","v":2446},{"$f":"INDEX('Malaysia Hourly'!O:O,'Selected Presentation'!AD261)","v":711.9},{"$f":"INDEX('Malaysia Hourly'!U:U,'Selected Presentation'!AD261)","v":100},{"$f":"INDEX('Malaysia Hourly'!W:W,'Selected Presentation'!AD261)","v":100},{"$f":"INDEX('Malaysia Hourly'!AJ:AJ,'Selected Presentation'!AD261)","v":29.167135999999999},{"$f":"INDEX('Malaysia Hourly'!AL:AL,'Selected Presentation'!AD261)","v":0},{"$f":"INDEX('Malaysia Hourly'!AO:AO,'Selected Presentation'!AD261)","v":0},{"$f":"INDEX('Malaysia Hourly'!AM:AM,'Selected Presentation'!AD261)","v":514.74284602240004}]
[null,null,null,null,null,null,null,null,null,null,null,null,null,null,null,null,null,null,null,null,null,null,null,null,null,null,null,null,257,2447,{"$f":"INDEX('Malaysia Hourly'!O:O,'Selected Presentation'!AD262)","v":356.68},{"$f":"INDEX('Malaysia Hourly'!U:U,'Selected Presentation'!AD262)","v":100},{"$f":"INDEX('Malaysia Hourly'!W:W,'Selected Presentation'!AD262)","v":65.149742079999996},{"$f":"INDEX('Malaysia Hourly'!AJ:AJ,'Selected Presentation'!AD262)","v":0},{"$f":"INDEX('Malaysia Hourly'!AL:AL,'Selected Presentation'!AD262)","v":34.850257920000004},{"$f":"INDEX('Malaysia Hourly'!AO:AO,'Selected Presentation'!AD262)","v":0},{"$f":"INDEX('Malaysia Hourly'!AM:AM,'Selected Presentation'!AD262)","v":479.89258810240005}]
[null,null,null,null,null,null,null,null,null,null,null,null,null,null,null,null,null,null,null,null,null,null,null,null,null,null,null,null,258,2448,{"$f":"INDEX('Malaysia Hourly'!O:O,'Selected Presentation'!AD263)","v":201.29},{"$f":"INDEX('Malaysia Hourly'!U:U,'Selected Presentation'!AD263)","v":100},{"$f":"INDEX('Malaysia Hourly'!W:W,'Selected Presentation'!AD263)","v":37.137199840000001},{"$f":"INDEX('Malaysia Hourly'!AJ:AJ,'Selected Presentation'!AD263)","v":0},{"$f":"INDEX('Malaysia Hourly'!AL:AL,'Selected Presentation'!AD263)","v":62.862800159999999},{"$f":"INDEX('Malaysia Hourly'!AO:AO,'Selected Presentation'!AD263)","v":0},{"$f":"INDEX('Malaysia Hourly'!AM:AM,'Selected Presentation'!AD263)","v":417.02978794240005}]
[null,null,null,null,null,null,null,null,null,null,null,null,null,null,null,null,null,null,null,null,null,null,null,null,null,null,null,null,259,2449,{"$f":"INDEX('Malaysia Hourly'!O:O,'Selected Presentation'!AD264)","v":213.99},{"$f":"INDEX('Malaysia Hourly'!U:U,'Selected Presentation'!AD264)","v":100},{"$f":"INDEX('Malaysia Hourly'!W:W,'Selected Presentation'!AD264)","v":40.144524000000004},{"$f":"INDEX('Malaysia Hourly'!AJ:AJ,'Selected Presentation'!AD264)","v":0},{"$f":"INDEX('Malaysia Hourly'!AL:AL,'Selected Presentation'!AD264)","v":59.855475999999996},{"$f":"INDEX('Malaysia Hourly'!AO:AO,'Selected Presentation'!AD264)","v":0},{"$f":"INDEX('Malaysia Hourly'!AM:AM,'Selected Presentation'!AD264)","v":357.17431194240004}]
[null,null,null,null,null,null,null,null,null,null,null,null,null,null,null,null,null,null,null,null,null,null,null,null,null,null,null,null,260,2450,{"$f":"INDEX('Malaysia Hourly'!O:O,'Selected Presentation'!AD265)","v":0},{"$f":"INDEX('Malaysia Hourly'!U:U,'Selected Presentation'!AD265)","v":100},{"$f":"INDEX('Malaysia Hourly'!W:W,'Selected Presentation'!AD265)","v":0},{"$f":"INDEX('Malaysia Hourly'!AJ:AJ,'Selected Presentation'!AD265)","v":0},{"$f":"INDEX('Malaysia Hourly'!AL:AL,'Selected Presentation'!AD265)","v":100},{"$f":"INDEX('Malaysia Hourly'!AO:AO,'Selected Presentation'!AD265)","v":0},{"$f":"INDEX('Malaysia Hourly'!AM:AM,'Selected Presentation'!AD265)","v":257.17431194240004}]
[null,null,null,null,null,null,null,null,null,null,null,null,null,null,null,null,null,null,null,null,null,null,null,null,null,null,null,null,261,2451,{"$f":"INDEX('Malaysia Hourly'!O:O,'Selected Presentation'!AD266)","v":0},{"$f":"INDEX('Malaysia Hourly'!U:U,'Selected Presentation'!AD266)","v":100},{"$f":"INDEX('Malaysia Hourly'!W:W,'Selected Presentation'!AD266)","v":0},{"$f":"INDEX('Malaysia Hourly'!AJ:AJ,'Selected Presentation'!AD266)","v":0},{"$f":"INDEX('Malaysia Hourly'!AL:AL,'Selected Presentation'!AD266)","v":100},{"$f":"INDEX('Malaysia Hourly'!AO:AO,'Selected Presentation'!AD266)","v":0},{"$f":"INDEX('Malaysia Hourly'!AM:AM,'Selected Presentation'!AD266)","v":157.17431194240004}]
[null,null,null,null,null,null,null,null,null,null,null,null,null,null,null,null,null,null,null,null,null,null,null,null,null,null,null,null,262,2452,{"$f":"INDEX('Malaysia Hourly'!O:O,'Selected Presentation'!AD267)","v":0},{"$f":"INDEX('Malaysia Hourly'!U:U,'Selected Presentation'!AD267)","v":100},{"$f":"INDEX('Malaysia Hourly'!W:W,'Selected Presentation'!AD267)","v":0},{"$f":"INDEX('Malaysia Hourly'!AJ:AJ,'Selected Presentation'!AD267)","v":0},{"$f":"INDEX('Malaysia Hourly'!AL:AL,'Selected Presentation'!AD267)","v":79.174311942400038},{"$f":"INDEX('Malaysia Hourly'!AO:AO,'Selected Presentation'!AD267)","v":0},{"$f":"INDEX('Malaysia Hourly'!AM:AM,'Selected Presentation'!AD267)","v":78}]
[null,null,null,null,null,null,null,null,null,null,null,null,null,null,null,null,null,null,null,null,null,null,null,null,null,null,null,null,263,2453,{"$f":"INDEX('Malaysia Hourly'!O:O,'Selected Presentation'!AD268)","v":0},{"$f":"INDEX('Malaysia Hourly'!U:U,'Selected Presentation'!AD268)","v":100},{"$f":"INDEX('Malaysia Hourly'!W:W,'Selected Presentation'!AD268)","v":0},{"$f":"INDEX('Malaysia Hourly'!AJ:AJ,'Selected Presentation'!AD268)","v":0},{"$f":"INDEX('Malaysia Hourly'!AL:AL,'Selected Presentation'!AD268)","v":0},{"$f":"INDEX('Malaysia Hourly'!AO:AO,'Selected Presentation'!AD268)","v":0},{"$f":"INDEX('Malaysia Hourly'!AM:AM,'Selected Presentation'!AD268)","v":78}]
[null,null,null,null,null,null,null,null,null,null,null,null,null,null,null,null,null,null,null,null,null,null,null,null,null,null,null,null,264,2454,{"$f":"INDEX('Malaysia Hourly'!O:O,'Selected Presentation'!AD269)","v":0},{"$f":"INDEX('Malaysia Hourly'!U:U,'Selected Presentation'!AD269)","v":100},{"$f":"INDEX('Malaysia Hourly'!W:W,'Selected Presentation'!AD269)","v":0},{"$f":"INDEX('Malaysia Hourly'!AJ:AJ,'Selected Presentation'!AD269)","v":0},{"$f":"INDEX('Malaysia Hourly'!AL:AL,'Selected Presentation'!AD269)","v":0},{"$f":"INDEX('Malaysia Hourly'!AO:AO,'Selected Presentation'!AD269)","v":0},{"$f":"INDEX('Malaysia Hourly'!AM:AM,'Selected Presentation'!AD269)","v":78}]
[null,null,null,null,null,null,null,null,null,null,null,null,null,null,null,null,null,null,null,null,null,null,null,null,null,null,null,null,265,2455,{"$f":"INDEX('Malaysia Hourly'!O:O,'Selected Presentation'!AD270)","v":0},{"$f":"INDEX('Malaysia Hourly'!U:U,'Selected Presentation'!AD270)","v":100},{"$f":"INDEX('Malaysia Hourly'!W:W,'Selected Presentation'!AD270)","v":0},{"$f":"INDEX('Malaysia Hourly'!AJ:AJ,'Selected Presentation'!AD270)","v":0},{"$f":"INDEX('Malaysia Hourly'!AL:AL,'Selected Presentation'!AD270)","v":0},{"$f":"INDEX('Malaysia Hourly'!AO:AO,'Selected Presentation'!AD270)","v":0},{"$f":"INDEX('Malaysia Hourly'!AM:AM,'Selected Presentation'!AD270)","v":78}]
[null,null,null,null,null,null,null,null,null,null,null,null,null,null,null,null,null,null,null,null,null,null,null,null,null,null,null,null,266,2456,{"$f":"INDEX('Malaysia Hourly'!O:O,'Selected Presentation'!AD271)","v":0},{"$f":"INDEX('Malaysia Hourly'!U:U,'Selected Presentation'!AD271)","v":100},{"$f":"INDEX('Malaysia Hourly'!W:W,'Selected Presentation'!AD271)","v":0},{"$f":"INDEX('Malaysia Hourly'!AJ:AJ,'Selected Presentation'!AD271)","v":0},{"$f":"INDEX('Malaysia Hourly'!AL:AL,'Selected Presentation'!AD271)","v":0},{"$f":"INDEX('Malaysia Hourly'!AO:AO,'Selected Presentation'!AD271)","v":0},{"$f":"INDEX('Malaysia Hourly'!AM:AM,'Selected Presentation'!AD271)","v":78}]
[null,null,null,null,null,null,null,null,null,null,null,null,null,null,null,null,null,null,null,null,null,null,null,null,null,null,null,null,267,2457,{"$f":"INDEX('Malaysia Hourly'!O:O,'Selected Presentation'!AD272)","v":0},{"$f":"INDEX('Malaysia Hourly'!U:U,'Selected Presentation'!AD272)","v":100},{"$f":"INDEX('Malaysia Hourly'!W:W,'Selected Presentation'!AD272)","v":0},{"$f":"INDEX('Malaysia Hourly'!AJ:AJ,'Selected Presentation'!AD272)","v":0},{"$f":"INDEX('Malaysia Hourly'!AL:AL,'Selected Presentation'!AD272)","v":0},{"$f":"INDEX('Malaysia Hourly'!AO:AO,'Selected Presentation'!AD272)","v":0},{"$f":"INDEX('Malaysia Hourly'!AM:AM,'Selected Presentation'!AD272)","v":78}]
[null,null,null,null,null,null,null,null,null,null,null,null,null,null,null,null,null,null,null,null,null,null,null,null,null,null,null,null,268,2458,{"$f":"INDEX('Malaysia Hourly'!O:O,'Selected Presentation'!AD273)","v":0},{"$f":"INDEX('Malaysia Hourly'!U:U,'Selected Presentation'!AD273)","v":100},{"$f":"INDEX('Malaysia Hourly'!W:W,'Selected Presentation'!AD273)","v":0},{"$f":"INDEX('Malaysia Hourly'!AJ:AJ,'Selected Presentation'!AD273)","v":0},{"$f":"INDEX('Malaysia Hourly'!AL:AL,'Selected Presentation'!AD273)","v":0},{"$f":"INDEX('Malaysia Hourly'!AO:AO,'Selected Presentation'!AD273)","v":0},{"$f":"INDEX('Malaysia Hourly'!AM:AM,'Selected Presentation'!AD273)","v":78}]
[null,null,null,null,null,null,null,null,null,null,null,null,null,null,null,null,null,null,null,null,null,null,null,null,null,null,null,null,269,2459,{"$f":"INDEX('Malaysia Hourly'!O:O,'Selected Presentation'!AD274)","v":0},{"$f":"INDEX('Malaysia Hourly'!U:U,'Selected Presentation'!AD274)","v":100},{"$f":"INDEX('Malaysia Hourly'!W:W,'Selected Presentation'!AD274)","v":0},{"$f":"INDEX('Malaysia Hourly'!AJ:AJ,'Selected Presentation'!AD274)","v":0},{"$f":"INDEX('Malaysia Hourly'!AL:AL,'Selected Presentation'!AD274)","v":0},{"$f":"INDEX('Malaysia Hourly'!AO:AO,'Selected Presentation'!AD274)","v":0},{"$f":"INDEX('Malaysia Hourly'!AM:AM,'Selected Presentation'!AD274)","v":78}]
[null,null,null,null,null,null,null,null,null,null,null,null,null,null,null,null,null,null,null,null,null,null,null,null,null,null,null,null,270,2460,{"$f":"INDEX('Malaysia Hourly'!O:O,'Selected Presentation'!AD275)","v":0},{"$f":"INDEX('Malaysia Hourly'!U:U,'Selected Presentation'!AD275)","v":100},{"$f":"INDEX('Malaysia Hourly'!W:W,'Selected Presentation'!AD275)","v":0},{"$f":"INDEX('Malaysia Hourly'!AJ:AJ,'Selected Presentation'!AD275)","v":0},{"$f":"INDEX('Malaysia Hourly'!AL:AL,'Selected Presentation'!AD275)","v":0},{"$f":"INDEX('Malaysia Hourly'!AO:AO,'Selected Presentation'!AD275)","v":0},{"$f":"INDEX('Malaysia Hourly'!AM:AM,'Selected Presentation'!AD275)","v":78}]
[null,null,null,null,null,null,null,null,null,null,null,null,null,null,null,null,null,null,null,null,null,null,null,null,null,null,null,null,271,2461,{"$f":"INDEX('Malaysia Hourly'!O:O,'Selected Presentation'!AD276)","v":0},{"$f":"INDEX('Malaysia Hourly'!U:U,'Selected Presentation'!AD276)","v":100},{"$f":"INDEX('Malaysia Hourly'!W:W,'Selected Presentation'!AD276)","v":0},{"$f":"INDEX('Malaysia Hourly'!AJ:AJ,'Selected Presentation'!AD276)","v":0},{"$f":"INDEX('Malaysia Hourly'!AL:AL,'Selected Presentation'!AD276)","v":0},{"$f":"INDEX('Malaysia Hourly'!AO:AO,'Selected Presentation'!AD276)","v":0},{"$f":"INDEX('Malaysia Hourly'!AM:AM,'Selected Presentation'!AD276)","v":78}]
[null,null,null,null,null,null,null,null,null,null,null,null,null,null,null,null,null,null,null,null,null,null,null,null,null,null,null,null,272,2462,{"$f":"INDEX('Malaysia Hourly'!O:O,'Selected Presentation'!AD277)","v":25.46},{"$f":"INDEX('Malaysia Hourly'!U:U,'Selected Presentation'!AD277)","v":100},{"$f":"INDEX('Malaysia Hourly'!W:W,'Selected Presentation'!AD277)","v":5.0154163199999999},{"$f":"INDEX('Malaysia Hourly'!AJ:AJ,'Selected Presentation'!AD277)","v":0},{"$f":"INDEX('Malaysia Hourly'!AL:AL,'Selected Presentation'!AD277)","v":0},{"$f":"INDEX('Malaysia Hourly'!AO:AO,'Selected Presentation'!AD277)","v":0},{"$f":"INDEX('Malaysia Hourly'!AM:AM,'Selected Presentation'!AD277)","v":78}]
[null,null,null,null,null,null,null,null,null,null,null,null,null,null,null,null,null,null,null,null,null,null,null,null,null,null,null,null,273,2463,{"$f":"INDEX('Malaysia Hourly'!O:O,'Selected Presentation'!AD278)","v":96.39},{"$f":"INDEX('Malaysia Hourly'!U:U,'Selected Presentation'!AD278)","v":100},{"$f":"INDEX('Malaysia Hourly'!W:W,'Selected Presentation'!AD278)","v":18.68886432},{"$f":"INDEX('Malaysia Hourly'!AJ:AJ,'Selected Presentation'!AD278)","v":0},{"$f":"INDEX('Malaysia Hourly'!AL:AL,'Selected Presentation'!AD278)","v":0},{"$f":"INDEX('Malaysia Hourly'!AO:AO,'Selected Presentation'!AD278)","v":0},{"$f":"INDEX('Malaysia Hourly'!AM:AM,'Selected Presentation'!AD278)","v":78}]
[null,null,null,null,null,null,null,null,null,null,null,null,null,null,null,null,null,null,null,null,null,null,null,null,null,null,null,null,274,2464,{"$f":"INDEX('Malaysia Hourly'!O:O,'Selected Presentation'!AD279)","v":755.67},{"$f":"INDEX('Malaysia Hourly'!U:U,'Selected Presentation'!AD279)","v":100},{"$f":"INDEX('Malaysia Hourly'!W:W,'Selected Presentation'!AD279)","v":100},{"$f":"INDEX('Malaysia Hourly'!AJ:AJ,'Selected Presentation'!AD279)","v":44.206017439999982},{"$f":"INDEX('Malaysia Hourly'!AL:AL,'Selected Presentation'!AD279)","v":0},{"$f":"INDEX('Malaysia Hourly'!AO:AO,'Selected Presentation'!AD279)","v":0},{"$f":"INDEX('Malaysia Hourly'!AM:AM,'Selected Presentation'!AD279)","v":119.55365639359998}]
[null,null,null,null,null,null,null,null,null,null,null,null,null,null,null,null,null,null,null,null,null,null,null,null,null,null,null,null,275,2465,{"$f":"INDEX('Malaysia Hourly'!O:O,'Selected Presentation'!AD280)","v":897.14},{"$f":"INDEX('Malaysia Hourly'!U:U,'Selected Presentation'!AD280)","v":100},{"$f":"INDEX('Malaysia Hourly'!W:W,'Selected Presentation'!AD280)","v":100},{"$f":"INDEX('Malaysia Hourly'!AJ:AJ,'Selected Presentation'!AD280)","v":68.518777599999993},{"$f":"INDEX('Malaysia Hourly'!AL:AL,'Selected Presentation'!AD280)","v":0},{"$f":"INDEX('Malaysia Hourly'!AO:AO,'Selected Presentation'!AD280)","v":0},{"$f":"INDEX('Malaysia Hourly'!AM:AM,'Selected Presentation'!AD280)","v":183.96130733759998}]
[null,null,null,null,null,null,null,null,null,null,null,null,null,null,null,null,null,null,null,null,null,null,null,null,null,null,null,null,276,2466,{"$f":"INDEX('Malaysia Hourly'!O:O,'Selected Presentation'!AD281)","v":1008.74},{"$f":"INDEX('Malaysia Hourly'!U:U,'Selected Presentation'!AD281)","v":100},{"$f":"INDEX('Malaysia Hourly'!W:W,'Selected Presentation'!AD281)","v":100},{"$f":"INDEX('Malaysia Hourly'!AJ:AJ,'Selected Presentation'!AD281)","v":87.544940799999978},{"$f":"INDEX('Malaysia Hourly'!AL:AL,'Selected Presentation'!AD281)","v":0},{"$f":"INDEX('Malaysia Hourly'!AO:AO,'Selected Presentation'!AD281)","v":0},{"$f":"INDEX('Malaysia Hourly'!AM:AM,'Selected Presentation'!AD281)","v":266.25355168959999}]
[null,null,null,null,null,null,null,null,null,null,null,null,null,null,null,null,null,null,null,null,null,null,null,null,null,null,null,null,277,2467,{"$f":"INDEX('Malaysia Hourly'!O:O,'Selected Presentation'!AD282)","v":927.24},{"$f":"INDEX('Malaysia Hourly'!U:U,'Selected Presentation'!AD282)","v":100},{"$f":"INDEX('Malaysia Hourly'!W:W,'Selected Presentation'!AD282)","v":100},{"$f":"INDEX('Malaysia Hourly'!AJ:AJ,'Selected Presentation'!AD282)","v":70.671503360000003},{"$f":"INDEX('Malaysia Hourly'!AL:AL,'Selected Presentation'!AD282)","v":0},{"$f":"INDEX('Malaysia Hourly'!AO:AO,'Selected Presentation'!AD282)","v":0},{"$f":"INDEX('Malaysia Hourly'!AM:AM,'Selected Presentation'!AD282)","v":332.68476484799999}]
[null,null,null,null,null,null,null,null,null,null,null,null,null,null,null,null,null,null,null,null,null,null,null,null,null,null,null,null,278,2468,{"$f":"INDEX('Malaysia Hourly'!O:O,'Selected Presentation'!AD283)","v":890.01},{"$f":"INDEX('Malaysia Hourly'!U:U,'Selected Presentation'!AD283)","v":100},{"$f":"INDEX('Malaysia Hourly'!W:W,'Selected Presentation'!AD283)","v":100},{"$f":"INDEX('Malaysia Hourly'!AJ:AJ,'Selected Presentation'!AD283)","v":62.579906719999997},{"$f":"INDEX('Malaysia Hourly'!AL:AL,'Selected Presentation'!AD283)","v":0},{"$f":"INDEX('Malaysia Hourly'!AO:AO,'Selected Presentation'!AD283)","v":0},{"$f":"INDEX('Malaysia Hourly'!AM:AM,'Selected Presentation'!AD283)","v":391.5098771648}]
[null,null,null,null,null,null,null,null,null,null,null,null,null,null,null,null,null,null,null,null,null,null,null,null,null,null,null,null,279,2469,{"$f":"INDEX('Malaysia Hourly'!O:O,'Selected Presentation'!AD284)","v":792.37},{"$f":"INDEX('Malaysia Hourly'!U:U,'Selected Presentation'!AD284)","v":100},{"$f":"INDEX('Malaysia Hourly'!W:W,'Selected Presentation'!AD284)","v":100},{"$f":"INDEX('Malaysia Hourly'!AJ:AJ,'Selected Presentation'!AD284)","v":44.946659360000012},{"$f":"INDEX('Malaysia Hourly'!AL:AL,'Selected Presentation'!AD284)","v":0},{"$f":"INDEX('Malaysia Hourly'!AO:AO,'Selected Presentation'!AD284)","v":0},{"$f":"INDEX('Malaysia Hourly'!AM:AM,'Selected Presentation'!AD284)","v":433.7597369632}]
[null,null,null,null,null,null,null,null,null,null,null,null,null,null,null,null,null,null,null,null,null,null,null,null,null,null,null,null,280,2470,{"$f":"INDEX('Malaysia Hourly'!O:O,'Selected Presentation'!AD285)","v":741.09},{"$f":"INDEX('Malaysia Hourly'!U:U,'Selected Presentation'!AD285)","v":100},{"$f":"INDEX('Malaysia Hourly'!W:W,'Selected Presentation'!AD285)","v":100},{"$f":"INDEX('Malaysia Hourly'!AJ:AJ,'Selected Presentation'!AD285)","v":35.518681759999993},{"$f":"INDEX('Malaysia Hourly'!AL:AL,'Selected Presentation'!AD285)","v":0},{"$f":"INDEX('Malaysia Hourly'!AO:AO,'Selected Presentation'!AD285)","v":0},{"$f":"INDEX('Malaysia Hourly'!AM:AM,'Selected Presentation'!AD285)","v":467.14729781759996}]
[null,null,null,null,null,null,null,null,null,null,null,null,null,null,null,null,null,null,null,null,null,null,null,null,null,null,null,null,281,2471,{"$f":"INDEX('Malaysia Hourly'!O:O,'Selected Presentation'!AD286)","v":742},{"$f":"INDEX('Malaysia Hourly'!U:U,'Selected Presentation'!AD286)","v":100},{"$f":"INDEX('Malaysia Hourly'!W:W,'Selected Presentation'!AD286)","v":100},{"$f":"INDEX('Malaysia Hourly'!AJ:AJ,'Selected Presentation'!AD286)","v":37.109728000000018},{"$f":"INDEX('Malaysia Hourly'!AL:AL,'Selected Presentation'!AD286)","v":0},{"$f":"INDEX('Malaysia Hourly'!AO:AO,'Selected Presentation'!AD286)","v":0},{"$f":"INDEX('Malaysia Hourly'!AM:AM,'Selected Presentation'!AD286)","v":502.03044213760001}]
[null,null,null,null,null,null,null,null,null,null,null,null,null,null,null,null,null,null,null,null,null,null,null,null,null,null,null,null,282,2472,{"$f":"INDEX('Malaysia Hourly'!O:O,'Selected Presentation'!AD287)","v":429.78},{"$f":"INDEX('Malaysia Hourly'!U:U,'Selected Presentation'!AD287)","v":100},{"$f":"INDEX('Malaysia Hourly'!W:W,'Selected Presentation'!AD287)","v":79.980338879999977},{"$f":"INDEX('Malaysia Hourly'!AJ:AJ,'Selected Presentation'!AD287)","v":0},{"$f":"INDEX('Malaysia Hourly'!AL:AL,'Selected Presentation'!AD287)","v":20.019661120000023},{"$f":"INDEX('Malaysia Hourly'!AO:AO,'Selected Presentation'!AD287)","v":0},{"$f":"INDEX('Malaysia Hourly'!AM:AM,'Selected Presentation'!AD287)","v":482.01078101759998}]
[null,null,null,null,null,null,null,null,null,null,null,null,null,null,null,null,null,null,null,null,null,null,null,null,null,null,null,null,283,2473,{"$f":"INDEX('Malaysia Hourly'!O:O,'Selected Presentation'!AD288)","v":150.80000000000001},{"$f":"INDEX('Malaysia Hourly'!U:U,'Selected Presentation'!AD288)","v":100},{"$f":"INDEX('Malaysia Hourly'!W:W,'Selected Presentation'!AD288)","v":28.3504},{"$f":"INDEX('Malaysia Hourly'!AJ:AJ,'Selected Presentation'!AD288)","v":0},{"$f":"INDEX('Malaysia Hourly'!AL:AL,'Selected Presentation'!AD288)","v":71.649599999999992},{"$f":"INDEX('Malaysia Hourly'!AO:AO,'Selected Presentation'!AD288)","v":0},{"$f":"INDEX('Malaysia Hourly'!AM:AM,'Selected Presentation'!AD288)","v":410.36118101759996}]
[null,null,null,null,null,null,null,null,null,null,null,null,null,null,null,null,null,null,null,null,null,null,null,null,null,null,null,null,284,2474,{"$f":"INDEX('Malaysia Hourly'!O:O,'Selected Presentation'!AD289)","v":0},{"$f":"INDEX('Malaysia Hourly'!U:U,'Selected Presentation'!AD289)","v":100},{"$f":"INDEX('Malaysia Hourly'!W:W,'Selected Presentation'!AD289)","v":0},{"$f":"INDEX('Malaysia Hourly'!AJ:AJ,'Selected Presentation'!AD289)","v":0},{"$f":"INDEX('Malaysia Hourly'!AL:AL,'Selected Presentation'!AD289)","v":100},{"$f":"INDEX('Malaysia Hourly'!AO:AO,'Selected Presentation'!AD289)","v":0},{"$f":"INDEX('Malaysia Hourly'!AM:AM,'Selected Presentation'!AD289)","v":310.36118101759996}]
[null,null,null,null,null,null,null,null,null,null,null,null,null,null,null,null,null,null,null,null,null,null,null,null,null,null,null,null,285,2475,{"$f":"INDEX('Malaysia Hourly'!O:O,'Selected Presentation'!AD290)","v":0},{"$f":"INDEX('Malaysia Hourly'!U:U,'Selected Presentation'!AD290)","v":100},{"$f":"INDEX('Malaysia Hourly'!W:W,'Selected Presentation'!AD290)","v":0},{"$f":"INDEX('Malaysia Hourly'!AJ:AJ,'Selected Presentation'!AD290)","v":0},{"$f":"INDEX('Malaysia Hourly'!AL:AL,'Selected Presentation'!AD290)","v":100},{"$f":"INDEX('Malaysia Hourly'!AO:AO,'Selected Presentation'!AD290)","v":0},{"$f":"INDEX('Malaysia Hourly'!AM:AM,'Selected Presentation'!AD290)","v":210.36118101759996}]
[null,null,null,null,null,null,null,null,null,null,null,null,null,null,null,null,null,null,null,null,null,null,null,null,null,null,null,null,286,2476,{"$f":"INDEX('Malaysia Hourly'!O:O,'Selected Presentation'!AD291)","v":0},{"$f":"INDEX('Malaysia Hourly'!U:U,'Selected Presentation'!AD291)","v":100},{"$f":"INDEX('Malaysia Hourly'!W:W,'Selected Presentation'!AD291)","v":0},{"$f":"INDEX('Malaysia Hourly'!AJ:AJ,'Selected Presentation'!AD291)","v":0},{"$f":"INDEX('Malaysia Hourly'!AL:AL,'Selected Presentation'!AD291)","v":100},{"$f":"INDEX('Malaysia Hourly'!AO:AO,'Selected Presentation'!AD291)","v":0},{"$f":"INDEX('Malaysia Hourly'!AM:AM,'Selected Presentation'!AD291)","v":110.36118101759996}]
[null,null,null,null,null,null,null,null,null,null,null,null,null,null,null,null,null,null,null,null,null,null,null,null,null,null,null,null,287,2477,{"$f":"INDEX('Malaysia Hourly'!O:O,'Selected Presentation'!AD292)","v":0},{"$f":"INDEX('Malaysia Hourly'!U:U,'Selected Presentation'!AD292)","v":100},{"$f":"INDEX('Malaysia Hourly'!W:W,'Selected Presentation'!AD292)","v":0},{"$f":"INDEX('Malaysia Hourly'!AJ:AJ,'Selected Presentation'!AD292)","v":0},{"$f":"INDEX('Malaysia Hourly'!AL:AL,'Selected Presentation'!AD292)","v":32.361181017599961},{"$f":"INDEX('Malaysia Hourly'!AO:AO,'Selected Presentation'!AD292)","v":0},{"$f":"INDEX('Malaysia Hourly'!AM:AM,'Selected Presentation'!AD292)","v":78}]
[null,null,null,null,null,null,null,null,null,null,null,null,null,null,null,null,null,null,null,null,null,null,null,null,null,null,null,null,288,2478,{"$f":"INDEX('Malaysia Hourly'!O:O,'Selected Presentation'!AD293)","v":0},{"$f":"INDEX('Malaysia Hourly'!U:U,'Selected Presentation'!AD293)","v":100},{"$f":"INDEX('Malaysia Hourly'!W:W,'Selected Presentation'!AD293)","v":0},{"$f":"INDEX('Malaysia Hourly'!AJ:AJ,'Selected Presentation'!AD293)","v":0},{"$f":"INDEX('Malaysia Hourly'!AL:AL,'Selected Presentation'!AD293)","v":0},{"$f":"INDEX('Malaysia Hourly'!AO:AO,'Selected Presentation'!AD293)","v":0},{"$f":"INDEX('Malaysia Hourly'!AM:AM,'Selected Presentation'!AD293)","v":78}]
[null,null,null,null,null,null,null,null,null,null,null,null,null,null,null,null,null,null,null,null,null,null,null,null,null,null,null,null,289,2479,{"$f":"INDEX('Malaysia Hourly'!O:O,'Selected Presentation'!AD294)","v":0},{"$f":"INDEX('Malaysia Hourly'!U:U,'Selected Presentation'!AD294)","v":100},{"$f":"INDEX('Malaysia Hourly'!W:W,'Selected Presentation'!AD294)","v":0},{"$f":"INDEX('Malaysia Hourly'!AJ:AJ,'Selected Presentation'!AD294)","v":0},{"$f":"INDEX('Malaysia Hourly'!AL:AL,'Selected Presentation'!AD294)","v":0},{"$f":"INDEX('Malaysia Hourly'!AO:AO,'Selected Presentation'!AD294)","v":0},{"$f":"INDEX('Malaysia Hourly'!AM:AM,'Selected Presentation'!AD294)","v":78}]
[null,null,null,null,null,null,null,null,null,null,null,null,null,null,null,null,null,null,null,null,null,null,null,null,null,null,null,null,290,2480,{"$f":"INDEX('Malaysia Hourly'!O:O,'Selected Presentation'!AD295)","v":0},{"$f":"INDEX('Malaysia Hourly'!U:U,'Selected Presentation'!AD295)","v":100},{"$f":"INDEX('Malaysia Hourly'!W:W,'Selected Presentation'!AD295)","v":0},{"$f":"INDEX('Malaysia Hourly'!AJ:AJ,'Selected Presentation'!AD295)","v":0},{"$f":"INDEX('Malaysia Hourly'!AL:AL,'Selected Presentation'!AD295)","v":0},{"$f":"INDEX('Malaysia Hourly'!AO:AO,'Selected Presentation'!AD295)","v":0},{"$f":"INDEX('Malaysia Hourly'!AM:AM,'Selected Presentation'!AD295)","v":78}]
[null,null,null,null,null,null,null,null,null,null,null,null,null,null,null,null,null,null,null,null,null,null,null,null,null,null,null,null,291,2481,{"$f":"INDEX('Malaysia Hourly'!O:O,'Selected Presentation'!AD296)","v":0},{"$f":"INDEX('Malaysia Hourly'!U:U,'Selected Presentation'!AD296)","v":100},{"$f":"INDEX('Malaysia Hourly'!W:W,'Selected Presentation'!AD296)","v":0},{"$f":"INDEX('Malaysia Hourly'!AJ:AJ,'Selected Presentation'!AD296)","v":0},{"$f":"INDEX('Malaysia Hourly'!AL:AL,'Selected Presentation'!AD296)","v":0},{"$f":"INDEX('Malaysia Hourly'!AO:AO,'Selected Presentation'!AD296)","v":0},{"$f":"INDEX('Malaysia Hourly'!AM:AM,'Selected Presentation'!AD296)","v":78}]
[null,null,null,null,null,null,null,null,null,null,null,null,null,null,null,null,null,null,null,null,null,null,null,null,null,null,null,null,292,2482,{"$f":"INDEX('Malaysia Hourly'!O:O,'Selected Presentation'!AD297)","v":0},{"$f":"INDEX('Malaysia Hourly'!U:U,'Selected Presentation'!AD297)","v":100},{"$f":"INDEX('Malaysia Hourly'!W:W,'Selected Presentation'!AD297)","v":0},{"$f":"INDEX('Malaysia Hourly'!AJ:AJ,'Selected Presentation'!AD297)","v":0},{"$f":"INDEX('Malaysia Hourly'!AL:AL,'Selected Presentation'!AD297)","v":0},{"$f":"INDEX('Malaysia Hourly'!AO:AO,'Selected Presentation'!AD297)","v":0},{"$f":"INDEX('Malaysia Hourly'!AM:AM,'Selected Presentation'!AD297)","v":78}]
[null,null,null,null,null,null,null,null,null,null,null,null,null,null,null,null,null,null,null,null,null,null,null,null,null,null,null,null,293,2483,{"$f":"INDEX('Malaysia Hourly'!O:O,'Selected Presentation'!AD298)","v":0},{"$f":"INDEX('Malaysia Hourly'!U:U,'Selected Presentation'!AD298)","v":100},{"$f":"INDEX('Malaysia Hourly'!W:W,'Selected Presentation'!AD298)","v":0},{"$f":"INDEX('Malaysia Hourly'!AJ:AJ,'Selected Presentation'!AD298)","v":0},{"$f":"INDEX('Malaysia Hourly'!AL:AL,'Selected Presentation'!AD298)","v":0},{"$f":"INDEX('Malaysia Hourly'!AO:AO,'Selected Presentation'!AD298)","v":0},{"$f":"INDEX('Malaysia Hourly'!AM:AM,'Selected Presentation'!AD298)","v":78}]
[null,null,null,null,null,null,null,null,null,null,null,null,null,null,null,null,null,null,null,null,null,null,null,null,null,null,null,null,294,2484,{"$f":"INDEX('Malaysia Hourly'!O:O,'Selected Presentation'!AD299)","v":0},{"$f":"INDEX('Malaysia Hourly'!U:U,'Selected Presentation'!AD299)","v":100},{"$f":"INDEX('Malaysia Hourly'!W:W,'Selected Presentation'!AD299)","v":0},{"$f":"INDEX('Malaysia Hourly'!AJ:AJ,'Selected Presentation'!AD299)","v":0},{"$f":"INDEX('Malaysia Hourly'!AL:AL,'Selected Presentation'!AD299)","v":0},{"$f":"INDEX('Malaysia Hourly'!AO:AO,'Selected Presentation'!AD299)","v":0},{"$f":"INDEX('Malaysia Hourly'!AM:AM,'Selected Presentation'!AD299)","v":78}]
[null,null,null,null,null,null,null,null,null,null,null,null,null,null,null,null,null,null,null,null,null,null,null,null,null,null,null,null,295,2485,{"$f":"INDEX('Malaysia Hourly'!O:O,'Selected Presentation'!AD300)","v":0},{"$f":"INDEX('Malaysia Hourly'!U:U,'Selected Presentation'!AD300)","v":100},{"$f":"INDEX('Malaysia Hourly'!W:W,'Selected Presentation'!AD300)","v":0},{"$f":"INDEX('Malaysia Hourly'!AJ:AJ,'Selected Presentation'!AD300)","v":0},{"$f":"INDEX('Malaysia Hourly'!AL:AL,'Selected Presentation'!AD300)","v":0},{"$f":"INDEX('Malaysia Hourly'!AO:AO,'Selected Presentation'!AD300)","v":0},{"$f":"INDEX('Malaysia Hourly'!AM:AM,'Selected Presentation'!AD300)","v":78}]
[null,null,null,null,null,null,null,null,null,null,null,null,null,null,null,null,null,null,null,null,null,null,null,null,null,null,null,null,296,2486,{"$f":"INDEX('Malaysia Hourly'!O:O,'Selected Presentation'!AD301)","v":52.74},{"$f":"INDEX('Malaysia Hourly'!U:U,'Selected Presentation'!AD301)","v":100},{"$f":"INDEX('Malaysia Hourly'!W:W,'Selected Presentation'!AD301)","v":10.50665184},{"$f":"INDEX('Malaysia Hourly'!AJ:AJ,'Selected Presentation'!AD301)","v":0},{"$f":"INDEX('Malaysia Hourly'!AL:AL,'Selected Presentation'!AD301)","v":0},{"$f":"INDEX('Malaysia Hourly'!AO:AO,'Selected Presentation'!AD301)","v":0},{"$f":"INDEX('Malaysia Hourly'!AM:AM,'Selected Presentation'!AD301)","v":78}]
[null,null,null,null,null,null,null,null,null,null,null,null,null,null,null,null,null,null,null,null,null,null,null,null,null,null,null,null,297,2487,{"$f":"INDEX('Malaysia Hourly'!O:O,'Selected Presentation'!AD302)","v":590.52},{"$f":"INDEX('Malaysia Hourly'!U:U,'Selected Presentation'!AD302)","v":100},{"$f":"INDEX('Malaysia Hourly'!W:W,'Selected Presentation'!AD302)","v":100},{"$f":"INDEX('Malaysia Hourly'!AJ:AJ,'Selected Presentation'!AD302)","v":15.392332160000009},{"$f":"INDEX('Malaysia Hourly'!AL:AL,'Selected Presentation'!AD302)","v":0},{"$f":"INDEX('Malaysia Hourly'!AO:AO,'Selected Presentation'!AD302)","v":0},{"$f":"INDEX('Malaysia Hourly'!AM:AM,'Selected Presentation'!AD302)","v":92.468792230400012}]
[null,null,null,null,null,null,null,null,null,null,null,null,null,null,null,null,null,null,null,null,null,null,null,null,null,null,null,null,298,2488,{"$f":"INDEX('Malaysia Hourly'!O:O,'Selected Presentation'!AD303)","v":864.28},{"$f":"INDEX('Malaysia Hourly'!U:U,'Selected Presentation'!AD303)","v":100},{"$f":"INDEX('Malaysia Hourly'!W:W,'Selected Presentation'!AD303)","v":100},{"$f":"INDEX('Malaysia Hourly'!AJ:AJ,'Selected Presentation'!AD303)","v":66.342785919999983},{"$f":"INDEX('Malaysia Hourly'!AL:AL,'Selected Presentation'!AD303)","v":0},{"$f":"INDEX('Malaysia Hourly'!AO:AO,'Selected Presentation'!AD303)","v":0},{"$f":"INDEX('Malaysia Hourly'!AM:AM,'Selected Presentation'!AD303)","v":154.83101099520002}]
[null,null,null,null,null,null,null,null,null,null,null,null,null,null,null,null,null,null,null,null,null,null,null,null,null,null,null,null,299,2489,{"$f":"INDEX('Malaysia Hourly'!O:O,'Selected Presentation'!AD304)","v":997.5},{"$f":"INDEX('Malaysia Hourly'!U:U,'Selected Presentation'!AD304)","v":100},{"$f":"INDEX('Malaysia Hourly'!W:W,'Selected Presentation'!AD304)","v":100},{"$f":"INDEX('Malaysia Hourly'!AJ:AJ,'Selected Presentation'!AD304)","v":88.870640000000009},{"$f":"INDEX('Malaysia Hourly'!AL:AL,'Selected Presentation'!AD304)","v":0},{"$f":"INDEX('Malaysia Hourly'!AO:AO,'Selected Presentation'!AD304)","v":0},{"$f":"INDEX('Malaysia Hourly'!AM:AM,'Selected Presentation'!AD304)","v":238.36941259520003}]
[null,null,null,null,null,null,null,null,null,null,null,null,null,null,null,null,null,null,null,null,null,null,null,null,null,null,null,null,300,2490,{"$f":"INDEX('Malaysia Hourly'!O:O,'Selected Presentation'!AD305)","v":1035.44},{"$f":"INDEX('Malaysia Hourly'!U:U,'Selected Presentation'!AD305)","v":100},{"$f":"INDEX('Malaysia Hourly'!W:W,'Selected Presentation'!AD305)","v":100},{"$f":"INDEX('Malaysia Hourly'!AJ:AJ,'Selected Presentation'!AD305)","v":93.121985280000018},{"$f":"INDEX('Malaysia Hourly'!AL:AL,'Selected Presentation'!AD305)","v":0},{"$f":"INDEX('Malaysia Hourly'!AO:AO,'Selected Presentation'!AD305)","v":0},{"$f":"INDEX('Malaysia Hourly'!AM:AM,'Selected Presentation'!AD305)","v":325.90407875840003}]
[null,null,null,null,null,null,null,null,null,null,null,null,null,null,null,null,null,null,null,null,null,null,null,null,null,null,null,null,301,2491,{"$f":"INDEX('Malaysia Hourly'!O:O,'Selected Presentation'!AD306)","v":947.07},{"$f":"INDEX('Malaysia Hourly'!U:U,'Selected Presentation'!AD306)","v":100},{"$f":"INDEX('Malaysia Hourly'!W:W,'Selected Presentation'!AD306)","v":100},{"$f":"INDEX('Malaysia Hourly'!AJ:AJ,'Selected Presentation'!AD306)","v":74.488176800000019},{"$f":"INDEX('Malaysia Hourly'!AL:AL,'Selected Presentation'!AD306)","v":0},{"$f":"INDEX('Malaysia Hourly'!AO:AO,'Selected Presentation'!AD306)","v":0},{"$f":"INDEX('Malaysia Hourly'!AM:AM,'Selected Presentation'!AD306)","v":395.92296495040006}]
[null,null,null,null,null,null,null,null,null,null,null,null,null,null,null,null,null,null,null,null,null,null,null,null,null,null,null,null,302,2492,{"$f":"INDEX('Malaysia Hourly'!O:O,'Selected Presentation'!AD307)","v":925.58},{"$f":"INDEX('Malaysia Hourly'!U:U,'Selected Presentation'!AD307)","v":100},{"$f":"INDEX('Malaysia Hourly'!W:W,'Selected Presentation'!AD307)","v":100},{"$f":"INDEX('Malaysia Hourly'!AJ:AJ,'Selected Presentation'!AD307)","v":69.181214720000014},{"$f":"INDEX('Malaysia Hourly'!AL:AL,'Selected Presentation'!AD307)","v":0},{"$f":"INDEX('Malaysia Hourly'!AO:AO,'Selected Presentation'!AD307)","v":0},{"$f":"INDEX('Malaysia Hourly'!AM:AM,'Selected Presentation'!AD307)","v":460.95330678720006}]
[null,null,null,null,null,null,null,null,null,null,null,null,null,null,null,null,null,null,null,null,null,null,null,null,null,null,null,null,303,2493,{"$f":"INDEX('Malaysia Hourly'!O:O,'Selected Presentation'!AD308)","v":1005.06},{"$f":"INDEX('Malaysia Hourly'!U:U,'Selected Presentation'!AD308)","v":100},{"$f":"INDEX('Malaysia Hourly'!W:W,'Selected Presentation'!AD308)","v":100},{"$f":"INDEX('Malaysia Hourly'!AJ:AJ,'Selected Presentation'!AD308)","v":83.387267840000021},{"$f":"INDEX('Malaysia Hourly'!AL:AL,'Selected Presentation'!AD308)","v":0},{"$f":"INDEX('Malaysia Hourly'!AO:AO,'Selected Presentation'!AD308)","v":0},{"$f":"INDEX('Malaysia Hourly'!AM:AM,'Selected Presentation'!AD308)","v":539.33733855680009}]
[null,null,null,null,null,null,null,null,null,null,null,null,null,null,null,null,null,null,null,null,null,null,null,null,null,null,null,null,304,2494,{"$f":"INDEX('Malaysia Hourly'!O:O,'Selected Presentation'!AD309)","v":1011.65},{"$f":"INDEX('Malaysia Hourly'!U:U,'Selected Presentation'!AD309)","v":100},{"$f":"INDEX('Malaysia Hourly'!W:W,'Selected Presentation'!AD309)","v":100},{"$f":"INDEX('Malaysia Hourly'!AJ:AJ,'Selected Presentation'!AD309)","v":60.662661443199909},{"$f":"INDEX('Malaysia Hourly'!AL:AL,'Selected Presentation'!AD309)","v":0},{"$f":"INDEX('Malaysia Hourly'!AO:AO,'Selected Presentation'!AD309)","v":24.137467356800101},{"$f":"INDEX('Malaysia Hourly'!AM:AM,'Selected Presentation'!AD309)","v":596.36024031340799}]
[null,null,null,null,null,null,null,null,null,null,null,null,null,null,null,null,null,null,null,null,null,null,null,null,null,null,null,null,305,2495,{"$f":"INDEX('Malaysia Hourly'!O:O,'Selected Presentation'!AD310)","v":927.6},{"$f":"INDEX('Malaysia Hourly'!U:U,'Selected Presentation'!AD310)","v":100},{"$f":"INDEX('Malaysia Hourly'!W:W,'Selected Presentation'!AD310)","v":100},{"$f":"INDEX('Malaysia Hourly'!AJ:AJ,'Selected Presentation'!AD310)","v":3.639759686592015},{"$f":"INDEX('Malaysia Hourly'!AL:AL,'Selected Presentation'!AD310)","v":0},{"$f":"INDEX('Malaysia Hourly'!AO:AO,'Selected Presentation'!AD310)","v":66.608233913408014},{"$f":"INDEX('Malaysia Hourly'!AM:AM,'Selected Presentation'!AD310)","v":599.78161441880445}]
[null,null,null,null,null,null,null,null,null,null,null,null,null,null,null,null,null,null,null,null,null,null,null,null,null,null,null,null,306,2496,{"$f":"INDEX('Malaysia Hourly'!O:O,'Selected Presentation'!AD311)","v":774.44},{"$f":"INDEX('Malaysia Hourly'!U:U,'Selected Presentation'!AD311)","v":100},{"$f":"INDEX('Malaysia Hourly'!W:W,'Selected Presentation'!AD311)","v":100},{"$f":"INDEX('Malaysia Hourly'!AJ:AJ,'Selected Presentation'!AD311)","v":0.21838558119554818},{"$f":"INDEX('Malaysia Hourly'!AL:AL,'Selected Presentation'!AD311)","v":0},{"$f":"INDEX('Malaysia Hourly'!AO:AO,'Selected Presentation'!AD311)","v":43.406159058804462},{"$f":"INDEX('Malaysia Hourly'!AM:AM,'Selected Presentation'!AD311)","v":599.9868968651283}]
[null,null,null,null,null,null,null,null,null,null,null,null,null,null,null,null,null,null,null,null,null,null,null,null,null,null,null,null,307,2497,{"$f":"INDEX('Malaysia Hourly'!O:O,'Selected Presentation'!AD312)","v":378.57},{"$f":"INDEX('Malaysia Hourly'!U:U,'Selected Presentation'!AD312)","v":100},{"$f":"INDEX('Malaysia Hourly'!W:W,'Selected Presentation'!AD312)","v":71.17116},{"$f":"INDEX('Malaysia Hourly'!AJ:AJ,'Selected Presentation'!AD312)","v":0},{"$f":"INDEX('Malaysia Hourly'!AL:AL,'Selected Presentation'!AD312)","v":28.82884},{"$f":"INDEX('Malaysia Hourly'!AO:AO,'Selected Presentation'!AD312)","v":0},{"$f":"INDEX('Malaysia Hourly'!AM:AM,'Selected Presentation'!AD312)","v":571.15805686512829}]
[null,null,null,null,null,null,null,null,null,null,null,null,null,null,null,null,null,null,null,null,null,null,null,null,null,null,null,null,308,2498,{"$f":"INDEX('Malaysia Hourly'!O:O,'Selected Presentation'!AD313)","v":0},{"$f":"INDEX('Malaysia Hourly'!U:U,'Selected Presentation'!AD313)","v":100},{"$f":"INDEX('Malaysia Hourly'!W:W,'Selected Presentation'!AD313)","v":0},{"$f":"INDEX('Malaysia Hourly'!AJ:AJ,'Selected Presentation'!AD313)","v":0},{"$f":"INDEX('Malaysia Hourly'!AL:AL,'Selected Presentation'!AD313)","v":100},{"$f":"INDEX('Malaysia Hourly'!AO:AO,'Selected Presentation'!AD313)","v":0},{"$f":"INDEX('Malaysia Hourly'!AM:AM,'Selected Presentation'!AD313)","v":471.15805686512829}]
[null,null,null,null,null,null,null,null,null,null,null,null,null,null,null,null,null,null,null,null,null,null,null,null,null,null,null,null,309,2499,{"$f":"INDEX('Malaysia Hourly'!O:O,'Selected Presentation'!AD314)","v":0},{"$f":"INDEX('Malaysia Hourly'!U:U,'Selected Presentation'!AD314)","v":100},{"$f":"INDEX('Malaysia Hourly'!W:W,'Selected Presentation'!AD314)","v":0},{"$f":"INDEX('Malaysia Hourly'!AJ:AJ,'Selected Presentation'!AD314)","v":0},{"$f":"INDEX('Malaysia Hourly'!AL:AL,'Selected Presentation'!AD314)","v":100},{"$f":"INDEX('Malaysia Hourly'!AO:AO,'Selected Presentation'!AD314)","v":0},{"$f":"INDEX('Malaysia Hourly'!AM:AM,'Selected Presentation'!AD314)","v":371.15805686512829}]
[null,null,null,null,null,null,null,null,null,null,null,null,null,null,null,null,null,null,null,null,null,null,null,null,null,null,null,null,310,2500,{"$f":"INDEX('Malaysia Hourly'!O:O,'Selected Presentation'!AD315)","v":0},{"$f":"INDEX('Malaysia Hourly'!U:U,'Selected Presentation'!AD315)","v":100},{"$f":"INDEX('Malaysia Hourly'!W:W,'Selected Presentation'!AD315)","v":0},{"$f":"INDEX('Malaysia Hourly'!AJ:AJ,'Selected Presentation'!AD315)","v":0},{"$f":"INDEX('Malaysia Hourly'!AL:AL,'Selected Presentation'!AD315)","v":100},{"$f":"INDEX('Malaysia Hourly'!AO:AO,'Selected Presentation'!AD315)","v":0},{"$f":"INDEX('Malaysia Hourly'!AM:AM,'Selected Presentation'!AD315)","v":271.15805686512829}]
[null,null,null,null,null,null,null,null,null,null,null,null,null,null,null,null,null,null,null,null,null,null,null,null,null,null,null,null,311,2501,{"$f":"INDEX('Malaysia Hourly'!O:O,'Selected Presentation'!AD316)","v":0},{"$f":"INDEX('Malaysia Hourly'!U:U,'Selected Presentation'!AD316)","v":100},{"$f":"INDEX('Malaysia Hourly'!W:W,'Selected Presentation'!AD316)","v":0},{"$f":"INDEX('Malaysia Hourly'!AJ:AJ,'Selected Presentation'!AD316)","v":0},{"$f":"INDEX('Malaysia Hourly'!AL:AL,'Selected Presentation'!AD316)","v":100},{"$f":"INDEX('Malaysia Hourly'!AO:AO,'Selected Presentation'!AD316)","v":0},{"$f":"INDEX('Malaysia Hourly'!AM:AM,'Selected Presentation'!AD316)","v":171.15805686512829}]
[null,null,null,null,null,null,null,null,null,null,null,null,null,null,null,null,null,null,null,null,null,null,null,null,null,null,null,null,312,2502,{"$f":"INDEX('Malaysia Hourly'!O:O,'Selected Presentation'!AD317)","v":0},{"$f":"INDEX('Malaysia Hourly'!U:U,'Selected Presentation'!AD317)","v":100},{"$f":"INDEX('Malaysia Hourly'!W:W,'Selected Presentation'!AD317)","v":0},{"$f":"INDEX('Malaysia Hourly'!AJ:AJ,'Selected Presentation'!AD317)","v":0},{"$f":"INDEX('Malaysia Hourly'!AL:AL,'Selected Presentation'!AD317)","v":93.158056865128287},{"$f":"INDEX('Malaysia Hourly'!AO:AO,'Selected Presentation'!AD317)","v":0},{"$f":"INDEX('Malaysia Hourly'!AM:AM,'Selected Presentation'!AD317)","v":78}]
[null,null,null,null,null,null,null,null,null,null,null,null,null,null,null,null,null,null,null,null,null,null,null,null,null,null,null,null,313,2503,{"$f":"INDEX('Malaysia Hourly'!O:O,'Selected Presentation'!AD318)","v":0},{"$f":"INDEX('Malaysia Hourly'!U:U,'Selected Presentation'!AD318)","v":100},{"$f":"INDEX('Malaysia Hourly'!W:W,'Selected Presentation'!AD318)","v":0},{"$f":"INDEX('Malaysia Hourly'!AJ:AJ,'Selected Presentation'!AD318)","v":0},{"$f":"INDEX('Malaysia Hourly'!AL:AL,'Selected Presentation'!AD318)","v":0},{"$f":"INDEX('Malaysia Hourly'!AO:AO,'Selected Presentation'!AD318)","v":0},{"$f":"INDEX('Malaysia Hourly'!AM:AM,'Selected Presentation'!AD318)","v":78}]
[null,null,null,null,null,null,null,null,null,null,null,null,null,null,null,null,null,null,null,null,null,null,null,null,null,null,null,null,314,2504,{"$f":"INDEX('Malaysia Hourly'!O:O,'Selected Presentation'!AD319)","v":0},{"$f":"INDEX('Malaysia Hourly'!U:U,'Selected Presentation'!AD319)","v":100},{"$f":"INDEX('Malaysia Hourly'!W:W,'Selected Presentation'!AD319)","v":0},{"$f":"INDEX('Malaysia Hourly'!AJ:AJ,'Selected Presentation'!AD319)","v":0},{"$f":"INDEX('Malaysia Hourly'!AL:AL,'Selected Presentation'!AD319)","v":0},{"$f":"INDEX('Malaysia Hourly'!AO:AO,'Selected Presentation'!AD319)","v":0},{"$f":"INDEX('Malaysia Hourly'!AM:AM,'Selected Presentation'!AD319)","v":78}]
[null,null,null,null,null,null,null,null,null,null,null,null,null,null,null,null,null,null,null,null,null,null,null,null,null,null,null,null,315,2505,{"$f":"INDEX('Malaysia Hourly'!O:O,'Selected Presentation'!AD320)","v":0},{"$f":"INDEX('Malaysia Hourly'!U:U,'Selected Presentation'!AD320)","v":100},{"$f":"INDEX('Malaysia Hourly'!W:W,'Selected Presentation'!AD320)","v":0},{"$f":"INDEX('Malaysia Hourly'!AJ:AJ,'Selected Presentation'!AD320)","v":0},{"$f":"INDEX('Malaysia Hourly'!AL:AL,'Selected Presentation'!AD320)","v":0},{"$f":"INDEX('Malaysia Hourly'!AO:AO,'Selected Presentation'!AD320)","v":0},{"$f":"INDEX('Malaysia Hourly'!AM:AM,'Selected Presentation'!AD320)","v":78}]
[null,null,null,null,null,null,null,null,null,null,null,null,null,null,null,null,null,null,null,null,null,null,null,null,null,null,null,null,316,2506,{"$f":"INDEX('Malaysia Hourly'!O:O,'Selected Presentation'!AD321)","v":0},{"$f":"INDEX('Malaysia Hourly'!U:U,'Selected Presentation'!AD321)","v":100},{"$f":"INDEX('Malaysia Hourly'!W:W,'Selected Presentation'!AD321)","v":0},{"$f":"INDEX('Malaysia Hourly'!AJ:AJ,'Selected Presentation'!AD321)","v":0},{"$f":"INDEX('Malaysia Hourly'!AL:AL,'Selected Presentation'!AD321)","v":0},{"$f":"INDEX('Malaysia Hourly'!AO:AO,'Selected Presentation'!AD321)","v":0},{"$f":"INDEX('Malaysia Hourly'!AM:AM,'Selected Presentation'!AD321)","v":78}]
[null,null,null,null,null,null,null,null,null,null,null,null,null,null,null,null,null,null,null,null,null,null,null,null,null,null,null,null,317,2507,{"$f":"INDEX('Malaysia Hourly'!O:O,'Selected Presentation'!AD322)","v":0},{"$f":"INDEX('Malaysia Hourly'!U:U,'Selected Presentation'!AD322)","v":100},{"$f":"INDEX('Malaysia Hourly'!W:W,'Selected Presentation'!AD322)","v":0},{"$f":"INDEX('Malaysia Hourly'!AJ:AJ,'Selected Presentation'!AD322)","v":0},{"$f":"INDEX('Malaysia Hourly'!AL:AL,'Selected Presentation'!AD322)","v":0},{"$f":"INDEX('Malaysia Hourly'!AO:AO,'Selected Presentation'!AD322)","v":0},{"$f":"INDEX('Malaysia Hourly'!AM:AM,'Selected Presentation'!AD322)","v":78}]
[null,null,null,null,null,null,null,null,null,null,null,null,null,null,null,null,null,null,null,null,null,null,null,null,null,null,null,null,318,2508,{"$f":"INDEX('Malaysia Hourly'!O:O,'Selected Presentation'!AD323)","v":0},{"$f":"INDEX('Malaysia Hourly'!U:U,'Selected Presentation'!AD323)","v":100},{"$f":"INDEX('Malaysia Hourly'!W:W,'Selected Presentation'!AD323)","v":0},{"$f":"INDEX('Malaysia Hourly'!AJ:AJ,'Selected Presentation'!AD323)","v":0},{"$f":"INDEX('Malaysia Hourly'!AL:AL,'Selected Presentation'!AD323)","v":0},{"$f":"INDEX('Malaysia Hourly'!AO:AO,'Selected Presentation'!AD323)","v":0},{"$f":"INDEX('Malaysia Hourly'!AM:AM,'Selected Presentation'!AD323)","v":78}]
[null,null,null,null,null,null,null,null,null,null,null,null,null,null,null,null,null,null,null,null,null,null,null,null,null,null,null,null,319,2509,{"$f":"INDEX('Malaysia Hourly'!O:O,'Selected Presentation'!AD324)","v":0},{"$f":"INDEX('Malaysia Hourly'!U:U,'Selected Presentation'!AD324)","v":100},{"$f":"INDEX('Malaysia Hourly'!W:W,'Selected Presentation'!AD324)","v":0},{"$f":"INDEX('Malaysia Hourly'!AJ:AJ,'Selected Presentation'!AD324)","v":0},{"$f":"INDEX('Malaysia Hourly'!AL:AL,'Selected Presentation'!AD324)","v":0},{"$f":"INDEX('Malaysia Hourly'!AO:AO,'Selected Presentation'!AD324)","v":0},{"$f":"INDEX('Malaysia Hourly'!AM:AM,'Selected Presentation'!AD324)","v":78}]
[null,null,null,null,null,null,null,null,null,null,null,null,null,null,null,null,null,null,null,null,null,null,null,null,null,null,null,null,320,{"$f":"AC325+$G$6","v":2510},{"$f":"INDEX('Malaysia Hourly'!O:O,'Selected Presentation'!AD325)","v":221.44},{"$f":"INDEX('Malaysia Hourly'!U:U,'Selected Presentation'!AD325)","v":100},{"$f":"INDEX('Malaysia Hourly'!W:W,'Selected Presentation'!AD325)","v":43.972669439999997},{"$f":"INDEX('Malaysia Hourly'!AJ:AJ,'Selected Presentation'!AD325)","v":0},{"$f":"INDEX('Malaysia Hourly'!AL:AL,'Selected Presentation'!AD325)","v":0},{"$f":"INDEX('Malaysia Hourly'!AO:AO,'Selected Presentation'!AD325)","v":0},{"$f":"INDEX('Malaysia Hourly'!AM:AM,'Selected Presentation'!AD325)","v":78}]
[null,null,null,null,null,null,null,null,null,null,null,null,null,null,null,null,null,null,null,null,null,null,null,null,null,null,null,null,321,2511,{"$f":"INDEX('Malaysia Hourly'!O:O,'Selected Presentation'!AD326)","v":668.6},{"$f":"INDEX('Malaysia Hourly'!U:U,'Selected Presentation'!AD326)","v":100},{"$f":"INDEX('Malaysia Hourly'!W:W,'Selected Presentation'!AD326)","v":100},{"$f":"INDEX('Malaysia Hourly'!AJ:AJ,'Selected Presentation'!AD326)","v":30.318163200000015},{"$f":"INDEX('Malaysia Hourly'!AL:AL,'Selected Presentation'!AD326)","v":0},{"$f":"INDEX('Malaysia Hourly'!AO:AO,'Selected Presentation'!AD326)","v":0},{"$f":"INDEX('Malaysia Hourly'!AM:AM,'Selected Presentation'!AD326)","v":106.49907340800002}]
[null,null,null,null,null,null,null,null,null,null,null,null,null,null,null,null,null,null,null,null,null,null,null,null,null,null,null,null,322,2512,{"$f":"INDEX('Malaysia Hourly'!O:O,'Selected Presentation'!AD327)","v":902.68},{"$f":"INDEX('Malaysia Hourly'!U:U,'Selected Presentation'!AD327)","v":100},{"$f":"INDEX('Malaysia Hourly'!W:W,'Selected Presentation'!AD327)","v":100},{"$f":"INDEX('Malaysia Hourly'!AJ:AJ,'Selected Presentation'!AD327)","v":73.097916799999979},{"$f":"INDEX('Malaysia Hourly'!AL:AL,'Selected Presentation'!AD327)","v":0},{"$f":"INDEX('Malaysia Hourly'!AO:AO,'Selected Presentation'!AD327)","v":0},{"$f":"INDEX('Malaysia Hourly'!AM:AM,'Selected Presentation'!AD327)","v":175.21111519999999}]
[null,null,null,null,null,null,null,null,null,null,null,null,null,null,null,null,null,null,null,null,null,null,null,null,null,null,null,null,323,2513,{"$f":"INDEX('Malaysia Hourly'!O:O,'Selected Presentation'!AD328)","v":996.69},{"$f":"INDEX('Malaysia Hourly'!U:U,'Selected Presentation'!AD328)","v":100},{"$f":"INDEX('Malaysia Hourly'!W:W,'Selected Presentation'!AD328)","v":100},{"$f":"INDEX('Malaysia Hourly'!AJ:AJ,'Selected Presentation'!AD328)","v":88.222913120000015},{"$f":"INDEX('Malaysia Hourly'!AL:AL,'Selected Presentation'!AD328)","v":0},{"$f":"INDEX('Malaysia Hourly'!AO:AO,'Selected Presentation'!AD328)","v":0},{"$f":"INDEX('Malaysia Hourly'!AM:AM,'Selected Presentation'!AD328)","v":258.14065353280006}]
[null,null,null,null,null,null,null,null,null,null,null,null,null,null,null,null,null,null,null,null,null,null,null,null,null,null,null,null,324,2514,{"$f":"INDEX('Malaysia Hourly'!O:O,'Selected Presentation'!AD329)","v":1006.62},{"$f":"INDEX('Malaysia Hourly'!U:U,'Selected Presentation'!AD329)","v":100},{"$f":"INDEX('Malaysia Hourly'!W:W,'Selected Presentation'!AD329)","v":100},{"$f":"INDEX('Malaysia Hourly'!AJ:AJ,'Selected Presentation'!AD329)","v":87.327955519999989},{"$f":"INDEX('Malaysia Hourly'!AL:AL,'Selected Presentation'!AD329)","v":0},{"$f":"INDEX('Malaysia Hourly'!AO:AO,'Selected Presentation'!AD329)","v":0},{"$f":"INDEX('Malaysia Hourly'!AM:AM,'Selected Presentation'!AD329)","v":340.22893172160002}]
[null,null,null,null,null,null,null,null,null,null,null,null,null,null,null,null,null,null,null,null,null,null,null,null,null,null,null,null,325,2515,{"$f":"INDEX('Malaysia Hourly'!O:O,'Selected Presentation'!AD330)","v":896.24},{"$f":"INDEX('Malaysia Hourly'!U:U,'Selected Presentation'!AD330)","v":100},{"$f":"INDEX('Malaysia Hourly'!W:W,'Selected Presentation'!AD330)","v":100},{"$f":"INDEX('Malaysia Hourly'!AJ:AJ,'Selected Presentation'!AD330)","v":65.022878719999994},{"$f":"INDEX('Malaysia Hourly'!AL:AL,'Selected Presentation'!AD330)","v":0},{"$f":"INDEX('Malaysia Hourly'!AO:AO,'Selected Presentation'!AD330)","v":0},{"$f":"INDEX('Malaysia Hourly'!AM:AM,'Selected Presentation'!AD330)","v":401.35043771840003}]
[null,null,null,null,null,null,null,null,null,null,null,null,null,null,null,null,null,null,null,null,null,null,null,null,null,null,null,null,326,2516,{"$f":"INDEX('Malaysia Hourly'!O:O,'Selected Presentation'!AD331)","v":862.25},{"$f":"INDEX('Malaysia Hourly'!U:U,'Selected Presentation'!AD331)","v":100},{"$f":"INDEX('Malaysia Hourly'!W:W,'Selected Presentation'!AD331)","v":100},{"$f":"INDEX('Malaysia Hourly'!AJ:AJ,'Selected Presentation'!AD331)","v":57.95040400000002},{"$f":"INDEX('Malaysia Hourly'!AL:AL,'Selected Presentation'!AD331)","v":0},{"$f":"INDEX('Malaysia Hourly'!AO:AO,'Selected Presentation'!AD331)","v":0},{"$f":"INDEX('Malaysia Hourly'!AM:AM,'Selected Presentation'!AD331)","v":455.82381747840009}]
[null,null,null,null,null,null,null,null,null,null,null,null,null,null,null,null,null,null,null,null,null,null,null,null,null,null,null,null,327,2517,{"$f":"INDEX('Malaysia Hourly'!O:O,'Selected Presentation'!AD332)","v":953.99},{"$f":"INDEX('Malaysia Hourly'!U:U,'Selected Presentation'!AD332)","v":100},{"$f":"INDEX('Malaysia Hourly'!W:W,'Selected Presentation'!AD332)","v":100},{"$f":"INDEX('Malaysia Hourly'!AJ:AJ,'Selected Presentation'!AD332)","v":74.236733600000008},{"$f":"INDEX('Malaysia Hourly'!AL:AL,'Selected Presentation'!AD332)","v":0},{"$f":"INDEX('Malaysia Hourly'!AO:AO,'Selected Presentation'!AD332)","v":0},{"$f":"INDEX('Malaysia Hourly'!AM:AM,'Selected Presentation'!AD332)","v":525.60634706240012}]
[null,null,null,null,null,null,null,null,null,null,null,null,null,null,null,null,null,null,null,null,null,null,null,null,null,null,null,null,328,2518,{"$f":"INDEX('Malaysia Hourly'!O:O,'Selected Presentation'!AD333)","v":996.23},{"$f":"INDEX('Malaysia Hourly'!U:U,'Selected Presentation'!AD333)","v":100},{"$f":"INDEX('Malaysia Hourly'!W:W,'Selected Presentation'!AD333)","v":100},{"$f":"INDEX('Malaysia Hourly'!AJ:AJ,'Selected Presentation'!AD333)","v":74.393652937599882},{"$f":"INDEX('Malaysia Hourly'!AL:AL,'Selected Presentation'!AD333)","v":0},{"$f":"INDEX('Malaysia Hourly'!AO:AO,'Selected Presentation'!AD333)","v":7.4462165024001195},{"$f":"INDEX('Malaysia Hourly'!AM:AM,'Selected Presentation'!AD333)","v":595.53638082374403}]
[null,null,null,null,null,null,null,null,null,null,null,null,null,null,null,null,null,null,null,null,null,null,null,null,null,null,null,null,329,2519,{"$f":"INDEX('Malaysia Hourly'!O:O,'Selected Presentation'!AD334)","v":716.1},{"$f":"INDEX('Malaysia Hourly'!U:U,'Selected Presentation'!AD334)","v":100},{"$f":"INDEX('Malaysia Hourly'!W:W,'Selected Presentation'!AD334)","v":100},{"$f":"INDEX('Malaysia Hourly'!AJ:AJ,'Selected Presentation'!AD334)","v":4.4636191762559747},{"$f":"INDEX('Malaysia Hourly'!AL:AL,'Selected Presentation'!AD334)","v":0},{"$f":"INDEX('Malaysia Hourly'!AO:AO,'Selected Presentation'!AD334)","v":28.077897623744036},{"$f":"INDEX('Malaysia Hourly'!AM:AM,'Selected Presentation'!AD334)","v":599.73218284942459}]
[null,null,null,null,null,null,null,null,null,null,null,null,null,null,null,null,null,null,null,null,null,null,null,null,null,null,null,null,330,2520,{"$f":"INDEX('Malaysia Hourly'!O:O,'Selected Presentation'!AD335)","v":731.84},{"$f":"INDEX('Malaysia Hourly'!U:U,'Selected Presentation'!AD335)","v":100},{"$f":"INDEX('Malaysia Hourly'!W:W,'Selected Presentation'!AD335)","v":100},{"$f":"INDEX('Malaysia Hourly'!AJ:AJ,'Selected Presentation'!AD335)","v":0.26781715057541078},{"$f":"INDEX('Malaysia Hourly'!AL:AL,'Selected Presentation'!AD335)","v":0},{"$f":"INDEX('Malaysia Hourly'!AO:AO,'Selected Presentation'!AD335)","v":36.393057089424616},{"$f":"INDEX('Malaysia Hourly'!AM:AM,'Selected Presentation'!AD335)","v":599.9839309709655}]
[null,null,null,null,null,null,null,null,null,null,null,null,null,null,null,null,null,null,null,null,null,null,null,null,null,null,null,null,331,2521,{"$f":"INDEX('Malaysia Hourly'!O:O,'Selected Presentation'!AD336)","v":9.09},{"$f":"INDEX('Malaysia Hourly'!U:U,'Selected Presentation'!AD336)","v":100},{"$f":"INDEX('Malaysia Hourly'!W:W,'Selected Presentation'!AD336)","v":1.7170646399999998},{"$f":"INDEX('Malaysia Hourly'!AJ:AJ,'Selected Presentation'!AD336)","v":0},{"$f":"INDEX('Malaysia Hourly'!AL:AL,'Selected Presentation'!AD336)","v":98.282935359999996},{"$f":"INDEX('Malaysia Hourly'!AO:AO,'Selected Presentation'!AD336)","v":0},{"$f":"INDEX('Malaysia Hourly'!AM:AM,'Selected Presentation'!AD336)","v":501.70099561096549}]
[null,null,null,null,null,null,null,null,null,null,null,null,null,null,null,null,null,null,null,null,null,null,null,null,null,null,null,null,332,2522,{"$f":"INDEX('Malaysia Hourly'!O:O,'Selected Presentation'!AD337)","v":0},{"$f":"INDEX('Malaysia Hourly'!U:U,'Selected Presentation'!AD337)","v":100},{"$f":"INDEX('Malaysia Hourly'!W:W,'Selected Presentation'!AD337)","v":0},{"$f":"INDEX('Malaysia Hourly'!AJ:AJ,'Selected Presentation'!AD337)","v":0},{"$f":"INDEX('Malaysia Hourly'!AL:AL,'Selected Presentation'!AD337)","v":100},{"$f":"INDEX('Malaysia Hourly'!AO:AO,'Selected Presentation'!AD337)","v":0},{"$f":"INDEX('Malaysia Hourly'!AM:AM,'Selected Presentation'!AD337)","v":401.70099561096549}]
[null,null,null,null,null,null,null,null,null,null,null,null,null,null,null,null,null,null,null,null,null,null,null,null,null,null,null,null,333,2523,{"$f":"INDEX('Malaysia Hourly'!O:O,'Selected Presentation'!AD338)","v":0},{"$f":"INDEX('Malaysia Hourly'!U:U,'Selected Presentation'!AD338)","v":100},{"$f":"INDEX('Malaysia Hourly'!W:W,'Selected Presentation'!AD338)","v":0},{"$f":"INDEX('Malaysia Hourly'!AJ:AJ,'Selected Presentation'!AD338)","v":0},{"$f":"INDEX('Malaysia Hourly'!AL:AL,'Selected Presentation'!AD338)","v":100},{"$f":"INDEX('Malaysia Hourly'!AO:AO,'Selected Presentation'!AD338)","v":0},{"$f":"INDEX('Malaysia Hourly'!AM:AM,'Selected Presentation'!AD338)","v":301.70099561096549}]
[null,null,null,null,null,null,null,null,null,null,null,null,null,null,null,null,null,null,null,null,null,null,null,null,null,null,null,null,334,2524,{"$f":"INDEX('Malaysia Hourly'!O:O,'Selected Presentation'!AD339)","v":0},{"$f":"INDEX('Malaysia Hourly'!U:U,'Selected Presentation'!AD339)","v":100},{"$f":"INDEX('Malaysia Hourly'!W:W,'Selected Presentation'!AD339)","v":0},{"$f":"INDEX('Malaysia Hourly'!AJ:AJ,'Selected Presentation'!AD339)","v":0},{"$f":"INDEX('Malaysia Hourly'!AL:AL,'Selected Presentation'!AD339)","v":100},{"$f":"INDEX('Malaysia Hourly'!AO:AO,'Selected Presentation'!AD339)","v":0},{"$f":"INDEX('Malaysia Hourly'!AM:AM,'Selected Presentation'!AD339)","v":201.70099561096549}]
[null,null,null,null,null,null,null,null,null,null,null,null,null,null,null,null,null,null,null,null,null,null,null,null,null,null,null,null,335,2525,{"$f":"INDEX('Malaysia Hourly'!O:O,'Selected Presentation'!AD340)","v":0},{"$f":"INDEX('Malaysia Hourly'!U:U,'Selected Presentation'!AD340)","v":100},{"$f":"INDEX('Malaysia Hourly'!W:W,'Selected Presentation'!AD340)","v":0},{"$f":"INDEX('Malaysia Hourly'!AJ:AJ,'Selected Presentation'!AD340)","v":0},{"$f":"INDEX('Malaysia Hourly'!AL:AL,'Selected Presentation'!AD340)","v":100},{"$f":"INDEX('Malaysia Hourly'!AO:AO,'Selected Presentation'!AD340)","v":0},{"$f":"INDEX('Malaysia Hourly'!AM:AM,'Selected Presentation'!AD340)","v":101.70099561096549}]
[null,null,null,null,null,null,null,null,null,null,null,null,null,null,null,null,null,null,null,null,null,null,null,null,null,null,null,null,336,2526,{"$f":"INDEX('Malaysia Hourly'!O:O,'Selected Presentation'!AD341)","v":0},{"$f":"INDEX('Malaysia Hourly'!U:U,'Selected Presentation'!AD341)","v":100},{"$f":"INDEX('Malaysia Hourly'!W:W,'Selected Presentation'!AD341)","v":0},{"$f":"INDEX('Malaysia Hourly'!AJ:AJ,'Selected Presentation'!AD341)","v":0},{"$f":"INDEX('Malaysia Hourly'!AL:AL,'Selected Presentation'!AD341)","v":23.700995610965492},{"$f":"INDEX('Malaysia Hourly'!AO:AO,'Selected Presentation'!AD341)","v":0},{"$f":"INDEX('Malaysia Hourly'!AM:AM,'Selected Presentation'!AD341)","v":78}]
[null,null,null,null,null,null,null,null,null,null,null,null,null,null,null,null,null,null,null,null,null,null,null,null,null,null,null,null,337,2527,{"$f":"INDEX('Malaysia Hourly'!O:O,'Selected Presentation'!AD342)","v":0},{"$f":"INDEX('Malaysia Hourly'!U:U,'Selected Presentation'!AD342)","v":100},{"$f":"INDEX('Malaysia Hourly'!W:W,'Selected Presentation'!AD342)","v":0},{"$f":"INDEX('Malaysia Hourly'!AJ:AJ,'Selected Presentation'!AD342)","v":0},{"$f":"INDEX('Malaysia Hourly'!AL:AL,'Selected Presentation'!AD342)","v":0},{"$f":"INDEX('Malaysia Hourly'!AO:AO,'Selected Presentation'!AD342)","v":0},{"$f":"INDEX('Malaysia Hourly'!AM:AM,'Selected Presentation'!AD342)","v":78}]
[null,null,null,null,null,null,null,null,null,null,null,null,null,null,null,null,null,null,null,null,null,null,null,null,null,null,null,null,338,2528,{"$f":"INDEX('Malaysia Hourly'!O:O,'Selected Presentation'!AD343)","v":0},{"$f":"INDEX('Malaysia Hourly'!U:U,'Selected Presentation'!AD343)","v":100},{"$f":"INDEX('Malaysia Hourly'!W:W,'Selected Presentation'!AD343)","v":0},{"$f":"INDEX('Malaysia Hourly'!AJ:AJ,'Selected Presentation'!AD343)","v":0},{"$f":"INDEX('Malaysia Hourly'!AL:AL,'Selected Presentation'!AD343)","v":0},{"$f":"INDEX('Malaysia Hourly'!AO:AO,'Selected Presentation'!AD343)","v":0},{"$f":"INDEX('Malaysia Hourly'!AM:AM,'Selected Presentation'!AD343)","v":78}]
[null,null,null,null,null,null,null,null,null,null,null,null,null,null,null,null,null,null,null,null,null,null,null,null,null,null,null,null,339,2529,{"$f":"INDEX('Malaysia Hourly'!O:O,'Selected Presentation'!AD344)","v":0},{"$f":"INDEX('Malaysia Hourly'!U:U,'Selected Presentation'!AD344)","v":100},{"$f":"INDEX('Malaysia Hourly'!W:W,'Selected Presentation'!AD344)","v":0},{"$f":"INDEX('Malaysia Hourly'!AJ:AJ,'Selected Presentation'!AD344)","v":0},{"$f":"INDEX('Malaysia Hourly'!AL:AL,'Selected Presentation'!AD344)","v":0},{"$f":"INDEX('Malaysia Hourly'!AO:AO,'Selected Presentation'!AD344)","v":0},{"$f":"INDEX('Malaysia Hourly'!AM:AM,'Selected Presentation'!AD344)","v":78}]
[null,null,null,null,null,null,null,null,null,null,null,null,null,null,null,null,null,null,null,null,null,null,null,null,null,null,null,null,340,2530,{"$f":"INDEX('Malaysia Hourly'!O:O,'Selected Presentation'!AD345)","v":0},{"$f":"INDEX('Malaysia Hourly'!U:U,'Selected Presentation'!AD345)","v":100},{"$f":"INDEX('Malaysia Hourly'!W:W,'Selected Presentation'!AD345)","v":0},{"$f":"INDEX('Malaysia Hourly'!AJ:AJ,'Selected Presentation'!AD345)","v":0},{"$f":"INDEX('Malaysia Hourly'!AL:AL,'Selected Presentation'!AD345)","v":0},{"$f":"INDEX('Malaysia Hourly'!AO:AO,'Selected Presentation'!AD345)","v":0},{"$f":"INDEX('Malaysia Hourly'!AM:AM,'Selected Presentation'!AD345)","v":78}]
[null,null,null,null,null,null,null,null,null,null,null,null,null,null,null,null,null,null,null,null,null,null,null,null,null,null,null,null,341,2531,{"$f":"INDEX('Malaysia Hourly'!O:O,'Selected Presentation'!AD346)","v":0},{"$f":"INDEX('Malaysia Hourly'!U:U,'Selected Presentation'!AD346)","v":100},{"$f":"INDEX('Malaysia Hourly'!W:W,'Selected Presentation'!AD346)","v":0},{"$f":"INDEX('Malaysia Hourly'!AJ:AJ,'Selected Presentation'!AD346)","v":0},{"$f":"INDEX('Malaysia Hourly'!AL:AL,'Selected Presentation'!AD346)","v":0},{"$f":"INDEX('Malaysia Hourly'!AO:AO,'Selected Presentation'!AD346)","v":0},{"$f":"INDEX('Malaysia Hourly'!AM:AM,'Selected Presentation'!AD346)","v":78}]
[null,null,null,null,null,null,null,null,null,null,null,null,null,null,null,null,null,null,null,null,null,null,null,null,null,null,null,null,342,2532,{"$f":"INDEX('Malaysia Hourly'!O:O,'Selected Presentation'!AD347)","v":0},{"$f":"INDEX('Malaysia Hourly'!U:U,'Selected Presentation'!AD347)","v":100},{"$f":"INDEX('Malaysia Hourly'!W:W,'Selected Presentation'!AD347)","v":0},{"$f":"INDEX('Malaysia Hourly'!AJ:AJ,'Selected Presentation'!AD347)","v":0},{"$f":"INDEX('Malaysia Hourly'!AL:AL,'Selected Presentation'!AD347)","v":0},{"$f":"INDEX('Malaysia Hourly'!AO:AO,'Selected Presentation'!AD347)","v":0},{"$f":"INDEX('Malaysia Hourly'!AM:AM,'Selected Presentation'!AD347)","v":78}]
[null,null,null,null,null,null,null,null,null,null,null,null,null,null,null,null,null,null,null,null,null,null,null,null,null,null,null,null,343,2533,{"$f":"INDEX('Malaysia Hourly'!O:O,'Selected Presentation'!AD348)","v":0},{"$f":"INDEX('Malaysia Hourly'!U:U,'Selected Presentation'!AD348)","v":100},{"$f":"INDEX('Malaysia Hourly'!W:W,'Selected Presentation'!AD348)","v":0},{"$f":"INDEX('Malaysia Hourly'!AJ:AJ,'Selected Presentation'!AD348)","v":0},{"$f":"INDEX('Malaysia Hourly'!AL:AL,'Selected Presentation'!AD348)","v":0},{"$f":"INDEX('Malaysia Hourly'!AO:AO,'Selected Presentation'!AD348)","v":0},{"$f":"INDEX('Malaysia Hourly'!AM:AM,'Selected Presentation'!AD348)","v":78}]
[null,null,null,null,null,null,null,null,null,null,null,null,null,null,null,null,null,null,null,null,null,null,null,null,null,null,null,null,344,2534,{"$f":"INDEX('Malaysia Hourly'!O:O,'Selected Presentation'!AD349)","v":152.15},{"$f":"INDEX('Malaysia Hourly'!U:U,'Selected Presentation'!AD349)","v":100},{"$f":"INDEX('Malaysia Hourly'!W:W,'Selected Presentation'!AD349)","v":30.247419999999998},{"$f":"INDEX('Malaysia Hourly'!AJ:AJ,'Selected Presentation'!AD349)","v":0},{"$f":"INDEX('Malaysia Hourly'!AL:AL,'Selected Presentation'!AD349)","v":0},{"$f":"INDEX('Malaysia Hourly'!AO:AO,'Selected Presentation'!AD349)","v":0},{"$f":"INDEX('Malaysia Hourly'!AM:AM,'Selected Presentation'!AD349)","v":78}]
[null,null,null,null,null,null,null,null,null,null,null,null,null,null,null,null,null,null,null,null,null,null,null,null,null,null,null,null,345,2535,{"$f":"INDEX('Malaysia Hourly'!O:O,'Selected Presentation'!AD350)","v":565.79},{"$f":"INDEX('Malaysia Hourly'!U:U,'Selected Presentation'!AD350)","v":100},{"$f":"INDEX('Malaysia Hourly'!W:W,'Selected Presentation'!AD350)","v":100},{"$f":"INDEX('Malaysia Hourly'!AJ:AJ,'Selected Presentation'!AD350)","v":9.8085231999999962},{"$f":"INDEX('Malaysia Hourly'!AL:AL,'Selected Presentation'!AD350)","v":0},{"$f":"INDEX('Malaysia Hourly'!AO:AO,'Selected Presentation'!AD350)","v":0},{"$f":"INDEX('Malaysia Hourly'!AM:AM,'Selected Presentation'!AD350)","v":87.220011807999995}]
[null,null,null,null,null,null,null,null,null,null,null,null,null,null,null,null,null,null,null,null,null,null,null,null,null,null,null,null,346,2536,{"$f":"INDEX('Malaysia Hourly'!O:O,'Selected Presentation'!AD351)","v":880.02},{"$f":"INDEX('Malaysia Hourly'!U:U,'Selected Presentation'!AD351)","v":100},{"$f":"INDEX('Malaysia Hourly'!W:W,'Selected Presentation'!AD351)","v":100},{"$f":"INDEX('Malaysia Hourly'!AJ:AJ,'Selected Presentation'!AD351)","v":68.231663359999999},{"$f":"INDEX('Malaysia Hourly'!AL:AL,'Selected Presentation'!AD351)","v":0},{"$f":"INDEX('Malaysia Hourly'!AO:AO,'Selected Presentation'!AD351)","v":0},{"$f":"INDEX('Malaysia Hourly'!AM:AM,'Selected Presentation'!AD351)","v":151.35777536640001}]
[null,null,null,null,null,null,null,null,null,null,null,null,null,null,null,null,null,null,null,null,null,null,null,null,null,null,null,null,347,2537,{"$f":"INDEX('Malaysia Hourly'!O:O,'Selected Presentation'!AD352)","v":996.08},{"$f":"INDEX('Malaysia Hourly'!U:U,'Selected Presentation'!AD352)","v":100},{"$f":"INDEX('Malaysia Hourly'!W:W,'Selected Presentation'!AD352)","v":100},{"$f":"INDEX('Malaysia Hourly'!AJ:AJ,'Selected Presentation'!AD352)","v":87.884593919999986},{"$f":"INDEX('Malaysia Hourly'!AL:AL,'Selected Presentation'!AD352)","v":0},{"$f":"INDEX('Malaysia Hourly'!AO:AO,'Selected Presentation'!AD352)","v":0},{"$f":"INDEX('Malaysia Hourly'!AM:AM,'Selected Presentation'!AD352)","v":233.96929365119999}]
[null,null,null,null,null,null,null,null,null,null,null,null,null,null,null,null,null,null,null,null,null,null,null,null,null,null,null,null,348,2538,{"$f":"INDEX('Malaysia Hourly'!O:O,'Selected Presentation'!AD353)","v":947.63},{"$f":"INDEX('Malaysia Hourly'!U:U,'Selected Presentation'!AD353)","v":100},{"$f":"INDEX('Malaysia Hourly'!W:W,'Selected Presentation'!AD353)","v":100},{"$f":"INDEX('Malaysia Hourly'!AJ:AJ,'Selected Presentation'!AD353)","v":77.108256480000023},{"$f":"INDEX('Malaysia Hourly'!AL:AL,'Selected Presentation'!AD353)","v":0},{"$f":"INDEX('Malaysia Hourly'!AO:AO,'Selected Presentation'!AD353)","v":0},{"$f":"INDEX('Malaysia Hourly'!AM:AM,'Selected Presentation'!AD353)","v":306.45105474240006}]
[null,null,null,null,null,null,null,null,null,null,null,null,null,null,null,null,null,null,null,null,null,null,null,null,null,null,null,null,349,2539,{"$f":"INDEX('Malaysia Hourly'!O:O,'Selected Presentation'!AD354)","v":855.69},{"$f":"INDEX('Malaysia Hourly'!U:U,'Selected Presentation'!AD354)","v":100},{"$f":"INDEX('Malaysia Hourly'!W:W,'Selected Presentation'!AD354)","v":100},{"$f":"INDEX('Malaysia Hourly'!AJ:AJ,'Selected Presentation'!AD354)","v":58.610698400000018},{"$f":"INDEX('Malaysia Hourly'!AL:AL,'Selected Presentation'!AD354)","v":0},{"$f":"INDEX('Malaysia Hourly'!AO:AO,'Selected Presentation'!AD354)","v":0},{"$f":"INDEX('Malaysia Hourly'!AM:AM,'Selected Presentation'!AD354)","v":361.54511123840012}]
[null,null,null,null,null,null,null,null,null,null,null,null,null,null,null,null,null,null,null,null,null,null,null,null,null,null,null,null,350,2540,{"$f":"INDEX('Malaysia Hourly'!O:O,'Selected Presentation'!AD355)","v":757.03},{"$f":"INDEX('Malaysia Hourly'!U:U,'Selected Presentation'!AD355)","v":100},{"$f":"INDEX('Malaysia Hourly'!W:W,'Selected Presentation'!AD355)","v":100},{"$f":"INDEX('Malaysia Hourly'!AJ:AJ,'Selected Presentation'!AD355)","v":40.044493760000023},{"$f":"INDEX('Malaysia Hourly'!AL:AL,'Selected Presentation'!AD355)","v":0},{"$f":"INDEX('Malaysia Hourly'!AO:AO,'Selected Presentation'!AD355)","v":0},{"$f":"INDEX('Malaysia Hourly'!AM:AM,'Selected Presentation'!AD355)","v":399.18693537280012}]
[null,null,null,null,null,null,null,null,null,null,null,null,null,null,null,null,null,null,null,null,null,null,null,null,null,null,null,null,351,2541,{"$f":"INDEX('Malaysia Hourly'!O:O,'Selected Presentation'!AD356)","v":726.41},{"$f":"INDEX('Malaysia Hourly'!U:U,'Selected Presentation'!AD356)","v":100},{"$f":"INDEX('Malaysia Hourly'!W:W,'Selected Presentation'!AD356)","v":100},{"$f":"INDEX('Malaysia Hourly'!AJ:AJ,'Selected Presentation'!AD356)","v":34.86818624},{"$f":"INDEX('Malaysia Hourly'!AL:AL,'Selected Presentation'!AD356)","v":0},{"$f":"INDEX('Malaysia Hourly'!AO:AO,'Selected Presentation'!AD356)","v":0},{"$f":"INDEX('Malaysia Hourly'!AM:AM,'Selected Presentation'!AD356)","v":431.9630304384001}]
[null,null,null,null,null,null,null,null,null,null,null,null,null,null,null,null,null,null,null,null,null,null,null,null,null,null,null,null,352,2542,{"$f":"INDEX('Malaysia Hourly'!O:O,'Selected Presentation'!AD357)","v":805.69},{"$f":"INDEX('Malaysia Hourly'!U:U,'Selected Presentation'!AD357)","v":100},{"$f":"INDEX('Malaysia Hourly'!W:W,'Selected Presentation'!AD357)","v":100},{"$f":"INDEX('Malaysia Hourly'!AJ:AJ,'Selected Presentation'!AD357)","v":49.27824320000002},{"$f":"INDEX('Malaysia Hourly'!AL:AL,'Selected Presentation'!AD357)","v":0},{"$f":"INDEX('Malaysia Hourly'!AO:AO,'Selected Presentation'!AD357)","v":0},{"$f":"INDEX('Malaysia Hourly'!AM:AM,'Selected Presentation'!AD357)","v":478.2845790464001}]
[null,null,null,null,null,null,null,null,null,null,null,null,null,null,null,null,null,null,null,null,null,null,null,null,null,null,null,null,353,2543,{"$f":"INDEX('Malaysia Hourly'!O:O,'Selected Presentation'!AD358)","v":924.79},{"$f":"INDEX('Malaysia Hourly'!U:U,'Selected Presentation'!AD358)","v":100},{"$f":"INDEX('Malaysia Hourly'!W:W,'Selected Presentation'!AD358)","v":100},{"$f":"INDEX('Malaysia Hourly'!AJ:AJ,'Selected Presentation'!AD358)","v":71.907363520000018},{"$f":"INDEX('Malaysia Hourly'!AL:AL,'Selected Presentation'!AD358)","v":0},{"$f":"INDEX('Malaysia Hourly'!AO:AO,'Selected Presentation'!AD358)","v":0},{"$f":"INDEX('Malaysia Hourly'!AM:AM,'Selected Presentation'!AD358)","v":545.87750075520012}]
[null,null,null,null,null,null,null,null,null,null,null,null,null,null,null,null,null,null,null,null,null,null,null,null,null,null,null,null,354,2544,{"$f":"INDEX('Malaysia Hourly'!O:O,'Selected Presentation'!AD359)","v":569.05999999999995},{"$f":"INDEX('Malaysia Hourly'!U:U,'Selected Presentation'!AD359)","v":100},{"$f":"INDEX('Malaysia Hourly'!W:W,'Selected Presentation'!AD359)","v":100},{"$f":"INDEX('Malaysia Hourly'!AJ:AJ,'Selected Presentation'!AD359)","v":6.8011807999999974},{"$f":"INDEX('Malaysia Hourly'!AL:AL,'Selected Presentation'!AD359)","v":0},{"$f":"INDEX('Malaysia Hourly'!AO:AO,'Selected Presentation'!AD359)","v":0},{"$f":"INDEX('Malaysia Hourly'!AM:AM,'Selected Presentation'!AD359)","v":552.27061070720015}]
[null,null,null,null,null,null,null,null,null,null,null,null,null,null,null,null,null,null,null,null,null,null,null,null,null,null,null,null,355,2545,{"$f":"INDEX('Malaysia Hourly'!O:O,'Selected Presentation'!AD360)","v":44.44},{"$f":"INDEX('Malaysia Hourly'!U:U,'Selected Presentation'!AD360)","v":100},{"$f":"INDEX('Malaysia Hourly'!W:W,'Selected Presentation'!AD360)","v":8.4215577599999989},{"$f":"INDEX('Malaysia Hourly'!AJ:AJ,'Selected Presentation'!AD360)","v":0},{"$f":"INDEX('Malaysia Hourly'!AL:AL,'Selected Presentation'!AD360)","v":91.578442240000001},{"$f":"INDEX('Malaysia Hourly'!AO:AO,'Selected Presentation'!AD360)","v":0},{"$f":"INDEX('Malaysia Hourly'!AM:AM,'Selected Presentation'!AD360)","v":460.69216846720013}]
[null,null,null,null,null,null,null,null,null,null,null,null,null,null,null,null,null,null,null,null,null,null,null,null,null,null,null,null,356,2546,{"$f":"INDEX('Malaysia Hourly'!O:O,'Selected Presentation'!AD361)","v":0},{"$f":"INDEX('Malaysia Hourly'!U:U,'Selected Presentation'!AD361)","v":100},{"$f":"INDEX('Malaysia Hourly'!W:W,'Selected Presentation'!AD361)","v":0},{"$f":"INDEX('Malaysia Hourly'!AJ:AJ,'Selected Presentation'!AD361)","v":0},{"$f":"INDEX('Malaysia Hourly'!AL:AL,'Selected Presentation'!AD361)","v":100},{"$f":"INDEX('Malaysia Hourly'!AO:AO,'Selected Presentation'!AD361)","v":0},{"$f":"INDEX('Malaysia Hourly'!AM:AM,'Selected Presentation'!AD361)","v":360.69216846720013}]
[null,null,null,null,null,null,null,null,null,null,null,null,null,null,null,null,null,null,null,null,null,null,null,null,null,null,null,null,357,2547,{"$f":"INDEX('Malaysia Hourly'!O:O,'Selected Presentation'!AD362)","v":0},{"$f":"INDEX('Malaysia Hourly'!U:U,'Selected Presentation'!AD362)","v":100},{"$f":"INDEX('Malaysia Hourly'!W:W,'Selected Presentation'!AD362)","v":0},{"$f":"INDEX('Malaysia Hourly'!AJ:AJ,'Selected Presentation'!AD362)","v":0},{"$f":"INDEX('Malaysia Hourly'!AL:AL,'Selected Presentation'!AD362)","v":100},{"$f":"INDEX('Malaysia Hourly'!AO:AO,'Selected Presentation'!AD362)","v":0},{"$f":"INDEX('Malaysia Hourly'!AM:AM,'Selected Presentation'!AD362)","v":260.69216846720013}]
[null,null,null,null,null,null,null,null,null,null,null,null,null,null,null,null,null,null,null,null,null,null,null,null,null,null,null,null,358,2548,{"$f":"INDEX('Malaysia Hourly'!O:O,'Selected Presentation'!AD363)","v":0},{"$f":"INDEX('Malaysia Hourly'!U:U,'Selected Presentation'!AD363)","v":100},{"$f":"INDEX('Malaysia Hourly'!W:W,'Selected Presentation'!AD363)","v":0},{"$f":"INDEX('Malaysia Hourly'!AJ:AJ,'Selected Presentation'!AD363)","v":0},{"$f":"INDEX('Malaysia Hourly'!AL:AL,'Selected Presentation'!AD363)","v":100},{"$f":"INDEX('Malaysia Hourly'!AO:AO,'Selected Presentation'!AD363)","v":0},{"$f":"INDEX('Malaysia Hourly'!AM:AM,'Selected Presentation'!AD363)","v":160.69216846720013}]
[null,null,null,null,null,null,null,null,null,null,null,null,null,null,null,null,null,null,null,null,null,null,null,null,null,null,null,null,359,2549,{"$f":"INDEX('Malaysia Hourly'!O:O,'Selected Presentation'!AD364)","v":0},{"$f":"INDEX('Malaysia Hourly'!U:U,'Selected Presentation'!AD364)","v":100},{"$f":"INDEX('Malaysia Hourly'!W:W,'Selected Presentation'!AD364)","v":0},{"$f":"INDEX('Malaysia Hourly'!AJ:AJ,'Selected Presentation'!AD364)","v":0},{"$f":"INDEX('Malaysia Hourly'!AL:AL,'Selected Presentation'!AD364)","v":82.692168467200133},{"$f":"INDEX('Malaysia Hourly'!AO:AO,'Selected Presentation'!AD364)","v":0},{"$f":"INDEX('Malaysia Hourly'!AM:AM,'Selected Presentation'!AD364)","v":78}]
[null,null,null,null,null,null,null,null,null,null,null,null,null,null,null,null,null,null,null,null,null,null,null,null,null,null,null,null,360,2550,{"$f":"INDEX('Malaysia Hourly'!O:O,'Selected Presentation'!AD365)","v":0},{"$f":"INDEX('Malaysia Hourly'!U:U,'Selected Presentation'!AD365)","v":100},{"$f":"INDEX('Malaysia Hourly'!W:W,'Selected Presentation'!AD365)","v":0},{"$f":"INDEX('Malaysia Hourly'!AJ:AJ,'Selected Presentation'!AD365)","v":0},{"$f":"INDEX('Malaysia Hourly'!AL:AL,'Selected Presentation'!AD365)","v":0},{"$f":"INDEX('Malaysia Hourly'!AO:AO,'Selected Presentation'!AD365)","v":0},{"$f":"INDEX('Malaysia Hourly'!AM:AM,'Selected Presentation'!AD365)","v":78}]
[null,null,null,null,null,null,null,null,null,null,null,null,null,null,null,null,null,null,null,null,null,null,null,null,null,null,null,null,361,2551,{"$f":"INDEX('Malaysia Hourly'!O:O,'Selected Presentation'!AD366)","v":0},{"$f":"INDEX('Malaysia Hourly'!U:U,'Selected Presentation'!AD366)","v":100},{"$f":"INDEX('Malaysia Hourly'!W:W,'Selected Presentation'!AD366)","v":0},{"$f":"INDEX('Malaysia Hourly'!AJ:AJ,'Selected Presentation'!AD366)","v":0},{"$f":"INDEX('Malaysia Hourly'!AL:AL,'Selected Presentation'!AD366)","v":0},{"$f":"INDEX('Malaysia Hourly'!AO:AO,'Selected Presentation'!AD366)","v":0},{"$f":"INDEX('Malaysia Hourly'!AM:AM,'Selected Presentation'!AD366)","v":78}]
[null,null,null,null,null,null,null,null,null,null,null,null,null,null,null,null,null,null,null,null,null,null,null,null,null,null,null,null,362,2552,{"$f":"INDEX('Malaysia Hourly'!O:O,'Selected Presentation'!AD367)","v":0},{"$f":"INDEX('Malaysia Hourly'!U:U,'Selected Presentation'!AD367)","v":100},{"$f":"INDEX('Malaysia Hourly'!W:W,'Selected Presentation'!AD367)","v":0},{"$f":"INDEX('Malaysia Hourly'!AJ:AJ,'Selected Presentation'!AD367)","v":0},{"$f":"INDEX('Malaysia Hourly'!AL:AL,'Selected Presentation'!AD367)","v":0},{"$f":"INDEX('Malaysia Hourly'!AO:AO,'Selected Presentation'!AD367)","v":0},{"$f":"INDEX('Malaysia Hourly'!AM:AM,'Selected Presentation'!AD367)","v":78}]
[null,null,null,null,null,null,null,null,null,null,null,null,null,null,null,null,null,null,null,null,null,null,null,null,null,null,null,null,363,2553,{"$f":"INDEX('Malaysia Hourly'!O:O,'Selected Presentation'!AD368)","v":0},{"$f":"INDEX('Malaysia Hourly'!U:U,'Selected Presentation'!AD368)","v":100},{"$f":"INDEX('Malaysia Hourly'!W:W,'Selected Presentation'!AD368)","v":0},{"$f":"INDEX('Malaysia Hourly'!AJ:AJ,'Selected Presentation'!AD368)","v":0},{"$f":"INDEX('Malaysia Hourly'!AL:AL,'Selected Presentation'!AD368)","v":0},{"$f":"INDEX('Malaysia Hourly'!AO:AO,'Selected Presentation'!AD368)","v":0},{"$f":"INDEX('Malaysia Hourly'!AM:AM,'Selected Presentation'!AD368)","v":78}]
[null,null,null,null,null,null,null,null,null,null,null,null,null,null,null,null,null,null,null,null,null,null,null,null,null,null,null,null,364,2554,{"$f":"INDEX('Malaysia Hourly'!O:O,'Selected Presentation'!AD369)","v":0},{"$f":"INDEX('Malaysia Hourly'!U:U,'Selected Presentation'!AD369)","v":100},{"$f":"INDEX('Malaysia Hourly'!W:W,'Selected Presentation'!AD369)","v":0},{"$f":"INDEX('Malaysia Hourly'!AJ:AJ,'Selected Presentation'!AD369)","v":0},{"$f":"INDEX('Malaysia Hourly'!AL:AL,'Selected Presentation'!AD369)","v":0},{"$f":"INDEX('Malaysia Hourly'!AO:AO,'Selected Presentation'!AD369)","v":0},{"$f":"INDEX('Malaysia Hourly'!AM:AM,'Selected Presentation'!AD369)","v":78}]
[null,null,null,null,null,null,null,null,null,null,null,null,null,null,null,null,null,null,null,null,null,null,null,null,null,null,null,null,365,2555,{"$f":"INDEX('Malaysia Hourly'!O:O,'Selected Presentation'!AD370)","v":0},{"$f":"INDEX('Malaysia Hourly'!U:U,'Selected Presentation'!AD370)","v":100},{"$f":"INDEX('Malaysia Hourly'!W:W,'Selected Presentation'!AD370)","v":0},{"$f":"INDEX('Malaysia Hourly'!AJ:AJ,'Selected Presentation'!AD370)","v":0},{"$f":"INDEX('Malaysia Hourly'!AL:AL,'Selected Presentation'!AD370)","v":0},{"$f":"INDEX('Malaysia Hourly'!AO:AO,'Selected Presentation'!AD370)","v":0},{"$f":"INDEX('Malaysia Hourly'!AM:AM,'Selected Presentation'!AD370)","v":78}]
[null,null,null,null,null,null,null,null,null,null,null,null,null,null,null,null,null,null,null,null,null,null,null,null,null,null,null,null,366,2556,{"$f":"INDEX('Malaysia Hourly'!O:O,'Selected Presentation'!AD371)","v":0},{"$f":"INDEX('Malaysia Hourly'!U:U,'Selected Presentation'!AD371)","v":100},{"$f":"INDEX('Malaysia Hourly'!W:W,'Selected Presentation'!AD371)","v":0},{"$f":"INDEX('Malaysia Hourly'!AJ:AJ,'Selected Presentation'!AD371)","v":0},{"$f":"INDEX('Malaysia Hourly'!AL:AL,'Selected Presentation'!AD371)","v":0},{"$f":"INDEX('Malaysia Hourly'!AO:AO,'Selected Presentation'!AD371)","v":0},{"$f":"INDEX('Malaysia Hourly'!AM:AM,'Selected Presentation'!AD371)","v":78}]
[null,null,null,null,null,null,null,null,null,null,null,null,null,null,null,null,null,null,null,null,null,null,null,null,null,null,null,null,367,2557,{"$f":"INDEX('Malaysia Hourly'!O:O,'Selected Presentation'!AD372)","v":0},{"$f":"INDEX('Malaysia Hourly'!U:U,'Selected Presentation'!AD372)","v":100},{"$f":"INDEX('Malaysia Hourly'!W:W,'Selected Presentation'!AD372)","v":0},{"$f":"INDEX('Malaysia Hourly'!AJ:AJ,'Selected Presentation'!AD372)","v":0},{"$f":"INDEX('Malaysia Hourly'!AL:AL,'Selected Presentation'!AD372)","v":0},{"$f":"INDEX('Malaysia Hourly'!AO:AO,'Selected Presentation'!AD372)","v":0},{"$f":"INDEX('Malaysia Hourly'!AM:AM,'Selected Presentation'!AD372)","v":78}]
[null,null,null,null,null,null,null,null,null,null,null,null,null,null,null,null,null,null,null,null,null,null,null,null,null,null,null,null,368,2558,{"$f":"INDEX('Malaysia Hourly'!O:O,'Selected Presentation'!AD373)","v":163.71},{"$f":"INDEX('Malaysia Hourly'!U:U,'Selected Presentation'!AD373)","v":100},{"$f":"INDEX('Malaysia Hourly'!W:W,'Selected Presentation'!AD373)","v":32.205031200000001},{"$f":"INDEX('Malaysia Hourly'!AJ:AJ,'Selected Presentation'!AD373)","v":0},{"$f":"INDEX('Malaysia Hourly'!AL:AL,'Selected Presentation'!AD373)","v":0},{"$f":"INDEX('Malaysia Hourly'!AO:AO,'Selected Presentation'!AD373)","v":0},{"$f":"INDEX('Malaysia Hourly'!AM:AM,'Selected Presentation'!AD373)","v":78}]
[null,null,null,null,null,null,null,null,null,null,null,null,null,null,null,null,null,null,null,null,null,null,null,null,null,null,null,null,369,2559,{"$f":"INDEX('Malaysia Hourly'!O:O,'Selected Presentation'!AD374)","v":601.82000000000005},{"$f":"INDEX('Malaysia Hourly'!U:U,'Selected Presentation'!AD374)","v":100},{"$f":"INDEX('Malaysia Hourly'!W:W,'Selected Presentation'!AD374)","v":100},{"$f":"INDEX('Malaysia Hourly'!AJ:AJ,'Selected Presentation'!AD374)","v":16.483464640000008},{"$f":"INDEX('Malaysia Hourly'!AL:AL,'Selected Presentation'!AD374)","v":0},{"$f":"INDEX('Malaysia Hourly'!AO:AO,'Selected Presentation'!AD374)","v":0},{"$f":"INDEX('Malaysia Hourly'!AM:AM,'Selected Presentation'!AD374)","v":93.494456761600006}]
[null,null,null,null,null,null,null,null,null,null,null,null,null,null,null,null,null,null,null,null,null,null,null,null,null,null,null,null,370,2560,{"$f":"INDEX('Malaysia Hourly'!O:O,'Selected Presentation'!AD375)","v":865.75},{"$f":"INDEX('Malaysia Hourly'!U:U,'Selected Presentation'!AD375)","v":100},{"$f":"INDEX('Malaysia Hourly'!W:W,'Selected Presentation'!AD375)","v":100},{"$f":"INDEX('Malaysia Hourly'!AJ:AJ,'Selected Presentation'!AD375)","v":64.935764000000006},{"$f":"INDEX('Malaysia Hourly'!AL:AL,'Selected Presentation'!AD375)","v":0},{"$f":"INDEX('Malaysia Hourly'!AO:AO,'Selected Presentation'!AD375)","v":0},{"$f":"INDEX('Malaysia Hourly'!AM:AM,'Selected Presentation'!AD375)","v":154.53407492160002}]
[null,null,null,null,null,null,null,null,null,null,null,null,null,null,null,null,null,null,null,null,null,null,null,null,null,null,null,null,371,2561,{"$f":"INDEX('Malaysia Hourly'!O:O,'Selected Presentation'!AD376)","v":982.28},{"$f":"INDEX('Malaysia Hourly'!U:U,'Selected Presentation'!AD376)","v":100},{"$f":"INDEX('Malaysia Hourly'!W:W,'Selected Presentation'!AD376)","v":100},{"$f":"INDEX('Malaysia Hourly'!AJ:AJ,'Selected Presentation'!AD376)","v":84.354310400000003},{"$f":"INDEX('Malaysia Hourly'!AL:AL,'Selected Presentation'!AD376)","v":0},{"$f":"INDEX('Malaysia Hourly'!AO:AO,'Selected Presentation'!AD376)","v":0},{"$f":"INDEX('Malaysia Hourly'!AM:AM,'Selected Presentation'!AD376)","v":233.82712669760002}]
[null,null,null,null,null,null,null,null,null,null,null,null,null,null,null,null,null,null,null,null,null,null,null,null,null,null,null,null,372,2562,{"$f":"INDEX('Malaysia Hourly'!O:O,'Selected Presentation'!AD377)","v":970.85},{"$f":"INDEX('Malaysia Hourly'!U:U,'Selected Presentation'!AD377)","v":100},{"$f":"INDEX('Malaysia Hourly'!W:W,'Selected Presentation'!AD377)","v":100},{"$f":"INDEX('Malaysia Hourly'!AJ:AJ,'Selected Presentation'!AD377)","v":79.925688800000017},{"$f":"INDEX('Malaysia Hourly'!AL:AL,'Selected Presentation'!AD377)","v":0},{"$f":"INDEX('Malaysia Hourly'!AO:AO,'Selected Presentation'!AD377)","v":0},{"$f":"INDEX('Malaysia Hourly'!AM:AM,'Selected Presentation'!AD377)","v":308.95727416960005}]
[null,null,null,null,null,null,null,null,null,null,null,null,null,null,null,null,null,null,null,null,null,null,null,null,null,null,null,null,373,2563,{"$f":"INDEX('Malaysia Hourly'!O:O,'Selected Presentation'!AD378)","v":917.8},{"$f":"INDEX('Malaysia Hourly'!U:U,'Selected Presentation'!AD378)","v":100},{"$f":"INDEX('Malaysia Hourly'!W:W,'Selected Presentation'!AD378)","v":100},{"$f":"INDEX('Malaysia Hourly'!AJ:AJ,'Selected Presentation'!AD378)","v":68.581503999999995},{"$f":"INDEX('Malaysia Hourly'!AL:AL,'Selected Presentation'!AD378)","v":0},{"$f":"INDEX('Malaysia Hourly'!AO:AO,'Selected Presentation'!AD378)","v":0},{"$f":"INDEX('Malaysia Hourly'!AM:AM,'Selected Presentation'!AD378)","v":373.42388792960003}]
[null,null,null,null,null,null,null,null,null,null,null,null,null,null,null,null,null,null,null,null,null,null,null,null,null,null,null,null,374,2564,{"$f":"INDEX('Malaysia Hourly'!O:O,'Selected Presentation'!AD379)","v":917.45},{"$f":"INDEX('Malaysia Hourly'!U:U,'Selected Presentation'!AD379)","v":100},{"$f":"INDEX('Malaysia Hourly'!W:W,'Selected Presentation'!AD379)","v":100},{"$f":"INDEX('Malaysia Hourly'!AJ:AJ,'Selected Presentation'!AD379)","v":67.900689600000049},{"$f":"INDEX('Malaysia Hourly'!AL:AL,'Selected Presentation'!AD379)","v":0},{"$f":"INDEX('Malaysia Hourly'!AO:AO,'Selected Presentation'!AD379)","v":0},{"$f":"INDEX('Malaysia Hourly'!AM:AM,'Selected Presentation'!AD379)","v":437.25053615360008}]
[null,null,null,null,null,null,null,null,null,null,null,null,null,null,null,null,null,null,null,null,null,null,null,null,null,null,null,null,375,2565,{"$f":"INDEX('Malaysia Hourly'!O:O,'Selected Presentation'!AD380)","v":976.2},{"$f":"INDEX('Malaysia Hourly'!U:U,'Selected Presentation'!AD380)","v":100},{"$f":"INDEX('Malaysia Hourly'!W:W,'Selected Presentation'!AD380)","v":100},{"$f":"INDEX('Malaysia Hourly'!AJ:AJ,'Selected Presentation'!AD380)","v":78.933555200000001},{"$f":"INDEX('Malaysia Hourly'!AL:AL,'Selected Presentation'!AD380)","v":0},{"$f":"INDEX('Malaysia Hourly'!AO:AO,'Selected Presentation'!AD380)","v":0},{"$f":"INDEX('Malaysia Hourly'!AM:AM,'Selected Presentation'!AD380)","v":511.44807804160001}]
[null,null,null,null,null,null,null,null,null,null,null,null,null,null,null,null,null,null,null,null,null,null,null,null,null,null,null,null,376,2566,{"$f":"INDEX('Malaysia Hourly'!O:O,'Selected Presentation'!AD381)","v":1001.85},{"$f":"INDEX('Malaysia Hourly'!U:U,'Selected Presentation'!AD381)","v":100},{"$f":"INDEX('Malaysia Hourly'!W:W,'Selected Presentation'!AD381)","v":100},{"$f":"INDEX('Malaysia Hourly'!AJ:AJ,'Selected Presentation'!AD381)","v":84.372459200000009},{"$f":"INDEX('Malaysia Hourly'!AL:AL,'Selected Presentation'!AD381)","v":0},{"$f":"INDEX('Malaysia Hourly'!AO:AO,'Selected Presentation'!AD381)","v":0},{"$f":"INDEX('Malaysia Hourly'!AM:AM,'Selected Presentation'!AD381)","v":590.75818968960004}]
[null,null,null,null,null,null,null,null,null,null,null,null,null,null,null,null,null,null,null,null,null,null,null,null,null,null,null,null,377,2567,{"$f":"INDEX('Malaysia Hourly'!O:O,'Selected Presentation'!AD382)","v":924.06},{"$f":"INDEX('Malaysia Hourly'!U:U,'Selected Presentation'!AD382)","v":100},{"$f":"INDEX('Malaysia Hourly'!W:W,'Selected Presentation'!AD382)","v":100},{"$f":"INDEX('Malaysia Hourly'!AJ:AJ,'Selected Presentation'!AD382)","v":9.2418103103999556},{"$f":"INDEX('Malaysia Hourly'!AL:AL,'Selected Presentation'!AD382)","v":0},{"$f":"INDEX('Malaysia Hourly'!AO:AO,'Selected Presentation'!AD382)","v":62.529854969600052},{"$f":"INDEX('Malaysia Hourly'!AM:AM,'Selected Presentation'!AD382)","v":599.44549138137597}]
[null,null,null,null,null,null,null,null,null,null,null,null,null,null,null,null,null,null,null,null,null,null,null,null,null,null,null,null,378,2568,{"$f":"INDEX('Malaysia Hourly'!O:O,'Selected Presentation'!AD383)","v":692.56},{"$f":"INDEX('Malaysia Hourly'!U:U,'Selected Presentation'!AD383)","v":100},{"$f":"INDEX('Malaysia Hourly'!W:W,'Selected Presentation'!AD383)","v":100},{"$f":"INDEX('Malaysia Hourly'!AJ:AJ,'Selected Presentation'!AD383)","v":0.55450861862402689},{"$f":"INDEX('Malaysia Hourly'!AL:AL,'Selected Presentation'!AD383)","v":0},{"$f":"INDEX('Malaysia Hourly'!AO:AO,'Selected Presentation'!AD383)","v":29.979200181375973},{"$f":"INDEX('Malaysia Hourly'!AM:AM,'Selected Presentation'!AD383)","v":599.96672948288256}]
[null,null,null,null,null,null,null,null,null,null,null,null,null,null,null,null,null,null,null,null,null,null,null,null,null,null,null,null,379,2569,{"$f":"INDEX('Malaysia Hourly'!O:O,'Selected Presentation'!AD384)","v":202.51},{"$f":"INDEX('Malaysia Hourly'!U:U,'Selected Presentation'!AD384)","v":100},{"$f":"INDEX('Malaysia Hourly'!W:W,'Selected Presentation'!AD384)","v":38.593545759999991},{"$f":"INDEX('Malaysia Hourly'!AJ:AJ,'Selected Presentation'!AD384)","v":0},{"$f":"INDEX('Malaysia Hourly'!AL:AL,'Selected Presentation'!AD384)","v":61.406454240000009},{"$f":"INDEX('Malaysia Hourly'!AO:AO,'Selected Presentation'!AD384)","v":0},{"$f":"INDEX('Malaysia Hourly'!AM:AM,'Selected Presentation'!AD384)","v":538.56027524288254}]
[null,null,null,null,null,null,null,null,null,null,null,null,null,null,null,null,null,null,null,null,null,null,null,null,null,null,null,null,380,2570,{"$f":"INDEX('Malaysia Hourly'!O:O,'Selected Presentation'!AD385)","v":0},{"$f":"INDEX('Malaysia Hourly'!U:U,'Selected Presentation'!AD385)","v":100},{"$f":"INDEX('Malaysia Hourly'!W:W,'Selected Presentation'!AD385)","v":0},{"$f":"INDEX('Malaysia Hourly'!AJ:AJ,'Selected Presentation'!AD385)","v":0},{"$f":"INDEX('Malaysia Hourly'!AL:AL,'Selected Presentation'!AD385)","v":100},{"$f":"INDEX('Malaysia Hourly'!AO:AO,'Selected Presentation'!AD385)","v":0},{"$f":"INDEX('Malaysia Hourly'!AM:AM,'Selected Presentation'!AD385)","v":438.56027524288254}]
[null,null,null,null,null,null,null,null,null,null,null,null,null,null,null,null,null,null,null,null,null,null,null,null,null,null,null,null,381,2571,{"$f":"INDEX('Malaysia Hourly'!O:O,'Selected Presentation'!AD386)","v":0},{"$f":"INDEX('Malaysia Hourly'!U:U,'Selected Presentation'!AD386)","v":100},{"$f":"INDEX('Malaysia Hourly'!W:W,'Selected Presentation'!AD386)","v":0},{"$f":"INDEX('Malaysia Hourly'!AJ:AJ,'Selected Presentation'!AD386)","v":0},{"$f":"INDEX('Malaysia Hourly'!AL:AL,'Selected Presentation'!AD386)","v":100},{"$f":"INDEX('Malaysia Hourly'!AO:AO,'Selected Presentation'!AD386)","v":0},{"$f":"INDEX('Malaysia Hourly'!AM:AM,'Selected Presentation'!AD386)","v":338.56027524288254}]
[null,null,null,null,null,null,null,null,null,null,null,null,null,null,null,null,null,null,null,null,null,null,null,null,null,null,null,null,382,2572,{"$f":"INDEX('Malaysia Hourly'!O:O,'Selected Presentation'!AD387)","v":0},{"$f":"INDEX('Malaysia Hourly'!U:U,'Selected Presentation'!AD387)","v":100},{"$f":"INDEX('Malaysia Hourly'!W:W,'Selected Presentation'!AD387)","v":0},{"$f":"INDEX('Malaysia Hourly'!AJ:AJ,'Selected Presentation'!AD387)","v":0},{"$f":"INDEX('Malaysia Hourly'!AL:AL,'Selected Presentation'!AD387)","v":100},{"$f":"INDEX('Malaysia Hourly'!AO:AO,'Selected Presentation'!AD387)","v":0},{"$f":"INDEX('Malaysia Hourly'!AM:AM,'Selected Presentation'!AD387)","v":238.56027524288254}]
[null,null,null,null,null,null,null,null,null,null,null,null,null,null,null,null,null,null,null,null,null,null,null,null,null,null,null,null,383,2573,{"$f":"INDEX('Malaysia Hourly'!O:O,'Selected Presentation'!AD388)","v":0},{"$f":"INDEX('Malaysia Hourly'!U:U,'Selected Presentation'!AD388)","v":100},{"$f":"INDEX('Malaysia Hourly'!W:W,'Selected Presentation'!AD388)","v":0},{"$f":"INDEX('Malaysia Hourly'!AJ:AJ,'Selected Presentation'!AD388)","v":0},{"$f":"INDEX('Malaysia Hourly'!AL:AL,'Selected Presentation'!AD388)","v":100},{"$f":"INDEX('Malaysia Hourly'!AO:AO,'Selected Presentation'!AD388)","v":0},{"$f":"INDEX('Malaysia Hourly'!AM:AM,'Selected Presentation'!AD388)","v":138.56027524288254}]
[null,null,null,null,null,null,null,null,null,null,null,null,null,null,null,null,null,null,null,null,null,null,null,null,null,null,null,null,384,{"$f":"AC389+$G$6","v":2574},{"$f":"INDEX('Malaysia Hourly'!O:O,'Selected Presentation'!AD389)","v":0},{"$f":"INDEX('Malaysia Hourly'!U:U,'Selected Presentation'!AD389)","v":100},{"$f":"INDEX('Malaysia Hourly'!W:W,'Selected Presentation'!AD389)","v":0},{"$f":"INDEX('Malaysia Hourly'!AJ:AJ,'Selected Presentation'!AD389)","v":0},{"$f":"INDEX('Malaysia Hourly'!AL:AL,'Selected Presentation'!AD389)","v":60.56027524288254},{"$f":"INDEX('Malaysia Hourly'!AO:AO,'Selected Presentation'!AD389)","v":0},{"$f":"INDEX('Malaysia Hourly'!AM:AM,'Selected Presentation'!AD389)","v":78}]
[null,null,null,null,null,null,null,null,null,null,null,null,null,null,null,null,null,null,null,null,null,null,null,null,null,null,null,null,385,2575,{"$f":"INDEX('Malaysia Hourly'!O:O,'Selected Presentation'!AD390)","v":0},{"$f":"INDEX('Malaysia Hourly'!U:U,'Selected Presentation'!AD390)","v":100},{"$f":"INDEX('Malaysia Hourly'!W:W,'Selected Presentation'!AD390)","v":0},{"$f":"INDEX('Malaysia Hourly'!AJ:AJ,'Selected Presentation'!AD390)","v":0},{"$f":"INDEX('Malaysia Hourly'!AL:AL,'Selected Presentation'!AD390)","v":0},{"$f":"INDEX('Malaysia Hourly'!AO:AO,'Selected Presentation'!AD390)","v":0},{"$f":"INDEX('Malaysia Hourly'!AM:AM,'Selected Presentation'!AD390)","v":78}]
[null,null,null,null,null,null,null,null,null,null,null,null,null,null,null,null,null,null,null,null,null,null,null,null,null,null,null,null,386,2576,{"$f":"INDEX('Malaysia Hourly'!O:O,'Selected Presentation'!AD391)","v":0},{"$f":"INDEX('Malaysia Hourly'!U:U,'Selected Presentation'!AD391)","v":100},{"$f":"INDEX('Malaysia Hourly'!W:W,'Selected Presentation'!AD391)","v":0},{"$f":"INDEX('Malaysia Hourly'!AJ:AJ,'Selected Presentation'!AD391)","v":0},{"$f":"INDEX('Malaysia Hourly'!AL:AL,'Selected Presentation'!AD391)","v":0},{"$f":"INDEX('Malaysia Hourly'!AO:AO,'Selected Presentation'!AD391)","v":0},{"$f":"INDEX('Malaysia Hourly'!AM:AM,'Selected Presentation'!AD391)","v":78}]
[null,null,null,null,null,null,null,null,null,null,null,null,null,null,null,null,null,null,null,null,null,null,null,null,null,null,null,null,387,2577,{"$f":"INDEX('Malaysia Hourly'!O:O,'Selected Presentation'!AD392)","v":0},{"$f":"INDEX('Malaysia Hourly'!U:U,'Selected Presentation'!AD392)","v":100},{"$f":"INDEX('Malaysia Hourly'!W:W,'Selected Presentation'!AD392)","v":0},{"$f":"INDEX('Malaysia Hourly'!AJ:AJ,'Selected Presentation'!AD392)","v":0},{"$f":"INDEX('Malaysia Hourly'!AL:AL,'Selected Presentation'!AD392)","v":0},{"$f":"INDEX('Malaysia Hourly'!AO:AO,'Selected Presentation'!AD392)","v":0},{"$f":"INDEX('Malaysia Hourly'!AM:AM,'Selected Presentation'!AD392)","v":78}]
[null,null,null,null,null,null,null,null,null,null,null,null,null,null,null,null,null,null,null,null,null,null,null,null,null,null,null,null,388,2578,{"$f":"INDEX('Malaysia Hourly'!O:O,'Selected Presentation'!AD393)","v":0},{"$f":"INDEX('Malaysia Hourly'!U:U,'Selected Presentation'!AD393)","v":100},{"$f":"INDEX('Malaysia Hourly'!W:W,'Selected Presentation'!AD393)","v":0},{"$f":"INDEX('Malaysia Hourly'!AJ:AJ,'Selected Presentation'!AD393)","v":0},{"$f":"INDEX('Malaysia Hourly'!AL:AL,'Selected Presentation'!AD393)","v":0},{"$f":"INDEX('Malaysia Hourly'!AO:AO,'Selected Presentation'!AD393)","v":0},{"$f":"INDEX('Malaysia Hourly'!AM:AM,'Selected Presentation'!AD393)","v":78}]
[null,null,null,null,null,null,null,null,null,null,null,null,null,null,null,null,null,null,null,null,null,null,null,null,null,null,null,null,389,2579,{"$f":"INDEX('Malaysia Hourly'!O:O,'Selected Presentation'!AD394)","v":0},{"$f":"INDEX('Malaysia Hourly'!U:U,'Selected Presentation'!AD394)","v":100},{"$f":"INDEX('Malaysia Hourly'!W:W,'Selected Presentation'!AD394)","v":0},{"$f":"INDEX('Malaysia Hourly'!AJ:AJ,'Selected Presentation'!AD394)","v":0},{"$f":"INDEX('Malaysia Hourly'!AL:AL,'Selected Presentation'!AD394)","v":0},{"$f":"INDEX('Malaysia Hourly'!AO:AO,'Selected Presentation'!AD394)","v":0},{"$f":"INDEX('Malaysia Hourly'!AM:AM,'Selected Presentation'!AD394)","v":78}]
[null,null,null,null,null,null,null,null,null,null,null,null,null,null,null,null,null,null,null,null,null,null,null,null,null,null,null,null,390,2580,{"$f":"INDEX('Malaysia Hourly'!O:O,'Selected Presentation'!AD395)","v":0},{"$f":"INDEX('Malaysia Hourly'!U:U,'Selected Presentation'!AD395)","v":100},{"$f":"INDEX('Malaysia Hourly'!W:W,'Selected Presentation'!AD395)","v":0},{"$f":"INDEX('Malaysia Hourly'!AJ:AJ,'Selected Presentation'!AD395)","v":0},{"$f":"INDEX('Malaysia Hourly'!AL:AL,'Selected Presentation'!AD395)","v":0},{"$f":"INDEX('Malaysia Hourly'!AO:AO,'Selected Presentation'!AD395)","v":0},{"$f":"INDEX('Malaysia Hourly'!AM:AM,'Selected Presentation'!AD395)","v":78}]
[null,null,null,null,null,null,null,null,null,null,null,null,null,null,null,null,null,null,null,null,null,null,null,null,null,null,null,null,391,2581,{"$f":"INDEX('Malaysia Hourly'!O:O,'Selected Presentation'!AD396)","v":0},{"$f":"INDEX('Malaysia Hourly'!U:U,'Selected Presentation'!AD396)","v":100},{"$f":"INDEX('Malaysia Hourly'!W:W,'Selected Presentation'!AD396)","v":0},{"$f":"INDEX('Malaysia Hourly'!AJ:AJ,'Selected Presentation'!AD396)","v":0},{"$f":"INDEX('Malaysia Hourly'!AL:AL,'Selected Presentation'!AD396)","v":0},{"$f":"INDEX('Malaysia Hourly'!AO:AO,'Selected Presentation'!AD396)","v":0},{"$f":"INDEX('Malaysia Hourly'!AM:AM,'Selected Presentation'!AD396)","v":78}]
[null,null,null,null,null,null,null,null,null,null,null,null,null,null,null,null,null,null,null,null,null,null,null,null,null,null,null,null,392,2582,{"$f":"INDEX('Malaysia Hourly'!O:O,'Selected Presentation'!AD397)","v":16.37},{"$f":"INDEX('Malaysia Hourly'!U:U,'Selected Presentation'!AD397)","v":100},{"$f":"INDEX('Malaysia Hourly'!W:W,'Selected Presentation'!AD397)","v":3.2140203199999999},{"$f":"INDEX('Malaysia Hourly'!AJ:AJ,'Selected Presentation'!AD397)","v":0},{"$f":"INDEX('Malaysia Hourly'!AL:AL,'Selected Presentation'!AD397)","v":0},{"$f":"INDEX('Malaysia Hourly'!AO:AO,'Selected Presentation'!AD397)","v":0},{"$f":"INDEX('Malaysia Hourly'!AM:AM,'Selected Presentation'!AD397)","v":78}]
[null,null,null,null,null,null,null,null,null,null,null,null,null,null,null,null,null,null,null,null,null,null,null,null,null,null,null,null,393,2583,{"$f":"INDEX('Malaysia Hourly'!O:O,'Selected Presentation'!AD398)","v":645.16999999999996},{"$f":"INDEX('Malaysia Hourly'!U:U,'Selected Presentation'!AD398)","v":100},{"$f":"INDEX('Malaysia Hourly'!W:W,'Selected Presentation'!AD398)","v":100},{"$f":"INDEX('Malaysia Hourly'!AJ:AJ,'Selected Presentation'!AD398)","v":24.966848319999997},{"$f":"INDEX('Malaysia Hourly'!AL:AL,'Selected Presentation'!AD398)","v":0},{"$f":"INDEX('Malaysia Hourly'!AO:AO,'Selected Presentation'!AD398)","v":0},{"$f":"INDEX('Malaysia Hourly'!AM:AM,'Selected Presentation'!AD398)","v":101.4688374208}]
[null,null,null,null,null,null,null,null,null,null,null,null,null,null,null,null,null,null,null,null,null,null,null,null,null,null,null,null,394,2584,{"$f":"INDEX('Malaysia Hourly'!O:O,'Selected Presentation'!AD399)","v":796.88},{"$f":"INDEX('Malaysia Hourly'!U:U,'Selected Presentation'!AD399)","v":100},{"$f":"INDEX('Malaysia Hourly'!W:W,'Selected Presentation'!AD399)","v":100},{"$f":"INDEX('Malaysia Hourly'!AJ:AJ,'Selected Presentation'!AD399)","v":52.388956159999992},{"$f":"INDEX('Malaysia Hourly'!AL:AL,'Selected Presentation'!AD399)","v":0},{"$f":"INDEX('Malaysia Hourly'!AO:AO,'Selected Presentation'!AD399)","v":0},{"$f":"INDEX('Malaysia Hourly'!AM:AM,'Selected Presentation'!AD399)","v":150.71445621119997}]
[null,null,null,null,null,null,null,null,null,null,null,null,null,null,null,null,null,null,null,null,null,null,null,null,null,null,null,null,395,2585,{"$f":"INDEX('Malaysia Hourly'!O:O,'Selected Presentation'!AD400)","v":910.94},{"$f":"INDEX('Malaysia Hourly'!U:U,'Selected Presentation'!AD400)","v":100},{"$f":"INDEX('Malaysia Hourly'!W:W,'Selected Presentation'!AD400)","v":100},{"$f":"INDEX('Malaysia Hourly'!AJ:AJ,'Selected Presentation'!AD400)","v":72.62677376000002},{"$f":"INDEX('Malaysia Hourly'!AL:AL,'Selected Presentation'!AD400)","v":0},{"$f":"INDEX('Malaysia Hourly'!AO:AO,'Selected Presentation'!AD400)","v":0},{"$f":"INDEX('Malaysia Hourly'!AM:AM,'Selected Presentation'!AD400)","v":218.98362354559998}]
[null,null,null,null,null,null,null,null,null,null,null,null,null,null,null,null,null,null,null,null,null,null,null,null,null,null,null,null,396,2586,{"$f":"INDEX('Malaysia Hourly'!O:O,'Selected Presentation'!AD401)","v":970.63},{"$f":"INDEX('Malaysia Hourly'!U:U,'Selected Presentation'!AD401)","v":100},{"$f":"INDEX('Malaysia Hourly'!W:W,'Selected Presentation'!AD401)","v":100},{"$f":"INDEX('Malaysia Hourly'!AJ:AJ,'Selected Presentation'!AD401)","v":82.726921279999999},{"$f":"INDEX('Malaysia Hourly'!AL:AL,'Selected Presentation'!AD401)","v":0},{"$f":"INDEX('Malaysia Hourly'!AO:AO,'Selected Presentation'!AD401)","v":0},{"$f":"INDEX('Malaysia Hourly'!AM:AM,'Selected Presentation'!AD401)","v":296.74692954879998}]
[null,null,null,null,null,null,null,null,null,null,null,null,null,null,null,null,null,null,null,null,null,null,null,null,null,null,null,null,397,2587,{"$f":"INDEX('Malaysia Hourly'!O:O,'Selected Presentation'!AD402)","v":900.86},{"$f":"INDEX('Malaysia Hourly'!U:U,'Selected Presentation'!AD402)","v":100},{"$f":"INDEX('Malaysia Hourly'!W:W,'Selected Presentation'!AD402)","v":100},{"$f":"INDEX('Malaysia Hourly'!AJ:AJ,'Selected Presentation'!AD402)","v":68.41037184000001},{"$f":"INDEX('Malaysia Hourly'!AL:AL,'Selected Presentation'!AD402)","v":0},{"$f":"INDEX('Malaysia Hourly'!AO:AO,'Selected Presentation'!AD402)","v":0},{"$f":"INDEX('Malaysia Hourly'!AM:AM,'Selected Presentation'!AD402)","v":361.05267907839993}]
[null,null,null,null,null,null,null,null,null,null,null,null,null,null,null,null,null,null,null,null,null,null,null,null,null,null,null,null,398,2588,{"$f":"INDEX('Malaysia Hourly'!O:O,'Selected Presentation'!AD403)","v":834.29},{"$f":"INDEX('Malaysia Hourly'!U:U,'Selected Presentation'!AD403)","v":100},{"$f":"INDEX('Malaysia Hourly'!W:W,'Selected Presentation'!AD403)","v":100},{"$f":"INDEX('Malaysia Hourly'!AJ:AJ,'Selected Presentation'!AD403)","v":55.725234239999992},{"$f":"INDEX('Malaysia Hourly'!AL:AL,'Selected Presentation'!AD403)","v":0},{"$f":"INDEX('Malaysia Hourly'!AO:AO,'Selected Presentation'!AD403)","v":0},{"$f":"INDEX('Malaysia Hourly'!AM:AM,'Selected Presentation'!AD403)","v":413.43439926399992}]
[null,null,null,null,null,null,null,null,null,null,null,null,null,null,null,null,null,null,null,null,null,null,null,null,null,null,null,null,399,2589,{"$f":"INDEX('Malaysia Hourly'!O:O,'Selected Presentation'!AD404)","v":679.96},{"$f":"INDEX('Malaysia Hourly'!U:U,'Selected Presentation'!AD404)","v":100},{"$f":"INDEX('Malaysia Hourly'!W:W,'Selected Presentation'!AD404)","v":100},{"$f":"INDEX('Malaysia Hourly'!AJ:AJ,'Selected Presentation'!AD404)","v":25.504296960000005},{"$f":"INDEX('Malaysia Hourly'!AL:AL,'Selected Presentation'!AD404)","v":0},{"$f":"INDEX('Malaysia Hourly'!AO:AO,'Selected Presentation'!AD404)","v":0},{"$f":"INDEX('Malaysia Hourly'!AM:AM,'Selected Presentation'!AD404)","v":437.40843840639997}]
[null,null,null,null,null,null,null,null,null,null,null,null,null,null,null,null,null,null,null,null,null,null,null,null,null,null,null,null,400,2590,{"$f":"INDEX('Malaysia Hourly'!O:O,'Selected Presentation'!AD405)","v":151.85},{"$f":"INDEX('Malaysia Hourly'!U:U,'Selected Presentation'!AD405)","v":100},{"$f":"INDEX('Malaysia Hourly'!W:W,'Selected Presentation'!AD405)","v":28.227092800000001},{"$f":"INDEX('Malaysia Hourly'!AJ:AJ,'Selected Presentation'!AD405)","v":0},{"$f":"INDEX('Malaysia Hourly'!AL:AL,'Selected Presentation'!AD405)","v":71.772907199999992},{"$f":"INDEX('Malaysia Hourly'!AO:AO,'Selected Presentation'!AD405)","v":0},{"$f":"INDEX('Malaysia Hourly'!AM:AM,'Selected Presentation'!AD405)","v":365.63553120639995}]
[null,null,null,null,null,null,null,null,null,null,null,null,null,null,null,null,null,null,null,null,null,null,null,null,null,null,null,null,401,2591,{"$f":"INDEX('Malaysia Hourly'!O:O,'Selected Presentation'!AD406)","v":49.1},{"$f":"INDEX('Malaysia Hourly'!U:U,'Selected Presentation'!AD406)","v":100},{"$f":"INDEX('Malaysia Hourly'!W:W,'Selected Presentation'!AD406)","v":9.3242864000000001},{"$f":"INDEX('Malaysia Hourly'!AJ:AJ,'Selected Presentation'!AD406)","v":0},{"$f":"INDEX('Malaysia Hourly'!AL:AL,'Selected Presentation'!AD406)","v":90.675713599999995},{"$f":"INDEX('Malaysia Hourly'!AO:AO,'Selected Presentation'!AD406)","v":0},{"$f":"INDEX('Malaysia Hourly'!AM:AM,'Selected Presentation'!AD406)","v":274.95981760639995}]
[null,null,null,null,null,null,null,null,null,null,null,null,null,null,null,null,null,null,null,null,null,null,null,null,null,null,null,null,402,2592,{"$f":"INDEX('Malaysia Hourly'!O:O,'Selected Presentation'!AD407)","v":32.729999999999997},{"$f":"INDEX('Malaysia Hourly'!U:U,'Selected Presentation'!AD407)","v":100},{"$f":"INDEX('Malaysia Hourly'!W:W,'Selected Presentation'!AD407)","v":6.2726390399999987},{"$f":"INDEX('Malaysia Hourly'!AJ:AJ,'Selected Presentation'!AD407)","v":0},{"$f":"INDEX('Malaysia Hourly'!AL:AL,'Selected Presentation'!AD407)","v":93.727360959999999},{"$f":"INDEX('Malaysia Hourly'!AO:AO,'Selected Presentation'!AD407)","v":0},{"$f":"INDEX('Malaysia Hourly'!AM:AM,'Selected Presentation'!AD407)","v":181.23245664639995}]
[null,null,null,null,null,null,null,null,null,null,null,null,null,null,null,null,null,null,null,null,null,null,null,null,null,null,null,null,403,2593,{"$f":"INDEX('Malaysia Hourly'!O:O,'Selected Presentation'!AD408)","v":9.09},{"$f":"INDEX('Malaysia Hourly'!U:U,'Selected Presentation'!AD408)","v":100},{"$f":"INDEX('Malaysia Hourly'!W:W,'Selected Presentation'!AD408)","v":1.7531337600000001},{"$f":"INDEX('Malaysia Hourly'!AJ:AJ,'Selected Presentation'!AD408)","v":0},{"$f":"INDEX('Malaysia Hourly'!AL:AL,'Selected Presentation'!AD408)","v":98.246866240000003},{"$f":"INDEX('Malaysia Hourly'!AO:AO,'Selected Presentation'!AD408)","v":0},{"$f":"INDEX('Malaysia Hourly'!AM:AM,'Selected Presentation'!AD408)","v":82.98559040639995}]
[null,null,null,null,null,null,null,null,null,null,null,null,null,null,null,null,null,null,null,null,null,null,null,null,null,null,null,null,404,2594,{"$f":"INDEX('Malaysia Hourly'!O:O,'Selected Presentation'!AD409)","v":0},{"$f":"INDEX('Malaysia Hourly'!U:U,'Selected Presentation'!AD409)","v":100},{"$f":"INDEX('Malaysia Hourly'!W:W,'Selected Presentation'!AD409)","v":0},{"$f":"INDEX('Malaysia Hourly'!AJ:AJ,'Selected Presentation'!AD409)","v":0},{"$f":"INDEX('Malaysia Hourly'!AL:AL,'Selected Presentation'!AD409)","v":4.9855904063999503},{"$f":"INDEX('Malaysia Hourly'!AO:AO,'Selected Presentation'!AD409)","v":0},{"$f":"INDEX('Malaysia Hourly'!AM:AM,'Selected Presentation'!AD409)","v":78}]
[null,null,null,null,null,null,null,null,null,null,null,null,null,null,null,null,null,null,null,null,null,null,null,null,null,null,null,null,405,2595,{"$f":"INDEX('Malaysia Hourly'!O:O,'Selected Presentation'!AD410)","v":0},{"$f":"INDEX('Malaysia Hourly'!U:U,'Selected Presentation'!AD410)","v":100},{"$f":"INDEX('Malaysia Hourly'!W:W,'Selected Presentation'!AD410)","v":0},{"$f":"INDEX('Malaysia Hourly'!AJ:AJ,'Selected Presentation'!AD410)","v":0},{"$f":"INDEX('Malaysia Hourly'!AL:AL,'Selected Presentation'!AD410)","v":0},{"$f":"INDEX('Malaysia Hourly'!AO:AO,'Selected Presentation'!AD410)","v":0},{"$f":"INDEX('Malaysia Hourly'!AM:AM,'Selected Presentation'!AD410)","v":78}]
[null,null,null,null,null,null,null,null,null,null,null,null,null,null,null,null,null,null,null,null,null,null,null,null,null,null,null,null,406,2596,{"$f":"INDEX('Malaysia Hourly'!O:O,'Selected Presentation'!AD411)","v":0},{"$f":"INDEX('Malaysia Hourly'!U:U,'Selected Presentation'!AD411)","v":100},{"$f":"INDEX('Malaysia Hourly'!W:W,'Selected Presentation'!AD411)","v":0},{"$f":"INDEX('Malaysia Hourly'!AJ:AJ,'Selected Presentation'!AD411)","v":0},{"$f":"INDEX('Malaysia Hourly'!AL:AL,'Selected Presentation'!AD411)","v":0},{"$f":"INDEX('Malaysia Hourly'!AO:AO,'Selected Presentation'!AD411)","v":0},{"$f":"INDEX('Malaysia Hourly'!AM:AM,'Selected Presentation'!AD411)","v":78}]
[null,null,null,null,null,null,null,null,null,null,null,null,null,null,null,null,null,null,null,null,null,null,null,null,null,null,null,null,407,2597,{"$f":"INDEX('Malaysia Hourly'!O:O,'Selected Presentation'!AD412)","v":0},{"$f":"INDEX('Malaysia Hourly'!U:U,'Selected Presentation'!AD412)","v":100},{"$f":"INDEX('Malaysia Hourly'!W:W,'Selected Presentation'!AD412)","v":0},{"$f":"INDEX('Malaysia Hourly'!AJ:AJ,'Selected Presentation'!AD412)","v":0},{"$f":"INDEX('Malaysia Hourly'!AL:AL,'Selected Presentation'!AD412)","v":0},{"$f":"INDEX('Malaysia Hourly'!AO:AO,'Selected Presentation'!AD412)","v":0},{"$f":"INDEX('Malaysia Hourly'!AM:AM,'Selected Presentation'!AD412)","v":78}]
[null,null,null,null,null,null,null,null,null,null,null,null,null,null,null,null,null,null,null,null,null,null,null,null,null,null,null,null,408,2598,{"$f":"INDEX('Malaysia Hourly'!O:O,'Selected Presentation'!AD413)","v":0},{"$f":"INDEX('Malaysia Hourly'!U:U,'Selected Presentation'!AD413)","v":100},{"$f":"INDEX('Malaysia Hourly'!W:W,'Selected Presentation'!AD413)","v":0},{"$f":"INDEX('Malaysia Hourly'!AJ:AJ,'Selected Presentation'!AD413)","v":0},{"$f":"INDEX('Malaysia Hourly'!AL:AL,'Selected Presentation'!AD413)","v":0},{"$f":"INDEX('Malaysia Hourly'!AO:AO,'Selected Presentation'!AD413)","v":0},{"$f":"INDEX('Malaysia Hourly'!AM:AM,'Selected Presentation'!AD413)","v":78}]
[null,null,null,null,null,null,null,null,null,null,null,null,null,null,null,null,null,null,null,null,null,null,null,null,null,null,null,null,409,2599,{"$f":"INDEX('Malaysia Hourly'!O:O,'Selected Presentation'!AD414)","v":0},{"$f":"INDEX('Malaysia Hourly'!U:U,'Selected Presentation'!AD414)","v":100},{"$f":"INDEX('Malaysia Hourly'!W:W,'Selected Presentation'!AD414)","v":0},{"$f":"INDEX('Malaysia Hourly'!AJ:AJ,'Selected Presentation'!AD414)","v":0},{"$f":"INDEX('Malaysia Hourly'!AL:AL,'Selected Presentation'!AD414)","v":0},{"$f":"INDEX('Malaysia Hourly'!AO:AO,'Selected Presentation'!AD414)","v":0},{"$f":"INDEX('Malaysia Hourly'!AM:AM,'Selected Presentation'!AD414)","v":78}]
[null,null,null,null,null,null,null,null,null,null,null,null,null,null,null,null,null,null,null,null,null,null,null,null,null,null,null,null,410,2600,{"$f":"INDEX('Malaysia Hourly'!O:O,'Selected Presentation'!AD415)","v":0},{"$f":"INDEX('Malaysia Hourly'!U:U,'Selected Presentation'!AD415)","v":100},{"$f":"INDEX('Malaysia Hourly'!W:W,'Selected Presentation'!AD415)","v":0},{"$f":"INDEX('Malaysia Hourly'!AJ:AJ,'Selected Presentation'!AD415)","v":0},{"$f":"INDEX('Malaysia Hourly'!AL:AL,'Selected Presentation'!AD415)","v":0},{"$f":"INDEX('Malaysia Hourly'!AO:AO,'Selected Presentation'!AD415)","v":0},{"$f":"INDEX('Malaysia Hourly'!AM:AM,'Selected Presentation'!AD415)","v":78}]
[null,null,null,null,null,null,null,null,null,null,null,null,null,null,null,null,null,null,null,null,null,null,null,null,null,null,null,null,411,2601,{"$f":"INDEX('Malaysia Hourly'!O:O,'Selected Presentation'!AD416)","v":0},{"$f":"INDEX('Malaysia Hourly'!U:U,'Selected Presentation'!AD416)","v":100},{"$f":"INDEX('Malaysia Hourly'!W:W,'Selected Presentation'!AD416)","v":0},{"$f":"INDEX('Malaysia Hourly'!AJ:AJ,'Selected Presentation'!AD416)","v":0},{"$f":"INDEX('Malaysia Hourly'!AL:AL,'Selected Presentation'!AD416)","v":0},{"$f":"INDEX('Malaysia Hourly'!AO:AO,'Selected Presentation'!AD416)","v":0},{"$f":"INDEX('Malaysia Hourly'!AM:AM,'Selected Presentation'!AD416)","v":78}]
[null,null,null,null,null,null,null,null,null,null,null,null,null,null,null,null,null,null,null,null,null,null,null,null,null,null,null,null,412,2602,{"$f":"INDEX('Malaysia Hourly'!O:O,'Selected Presentation'!AD417)","v":0},{"$f":"INDEX('Malaysia Hourly'!U:U,'Selected Presentation'!AD417)","v":100},{"$f":"INDEX('Malaysia Hourly'!W:W,'Selected Presentation'!AD417)","v":0},{"$f":"INDEX('Malaysia Hourly'!AJ:AJ,'Selected Presentation'!AD417)","v":0},{"$f":"INDEX('Malaysia Hourly'!AL:AL,'Selected Presentation'!AD417)","v":0},{"$f":"INDEX('Malaysia Hourly'!AO:AO,'Selected Presentation'!AD417)","v":0},{"$f":"INDEX('Malaysia Hourly'!AM:AM,'Selected Presentation'!AD417)","v":78}]
[null,null,null,null,null,null,null,null,null,null,null,null,null,null,null,null,null,null,null,null,null,null,null,null,null,null,null,null,413,2603,{"$f":"INDEX('Malaysia Hourly'!O:O,'Selected Presentation'!AD418)","v":0},{"$f":"INDEX('Malaysia Hourly'!U:U,'Selected Presentation'!AD418)","v":100},{"$f":"INDEX('Malaysia Hourly'!W:W,'Selected Presentation'!AD418)","v":0},{"$f":"INDEX('Malaysia Hourly'!AJ:AJ,'Selected Presentation'!AD418)","v":0},{"$f":"INDEX('Malaysia Hourly'!AL:AL,'Selected Presentation'!AD418)","v":0},{"$f":"INDEX('Malaysia Hourly'!AO:AO,'Selected Presentation'!AD418)","v":0},{"$f":"INDEX('Malaysia Hourly'!AM:AM,'Selected Presentation'!AD418)","v":78}]
[null,null,null,null,null,null,null,null,null,null,null,null,null,null,null,null,null,null,null,null,null,null,null,null,null,null,null,null,414,2604,{"$f":"INDEX('Malaysia Hourly'!O:O,'Selected Presentation'!AD419)","v":0},{"$f":"INDEX('Malaysia Hourly'!U:U,'Selected Presentation'!AD419)","v":100},{"$f":"INDEX('Malaysia Hourly'!W:W,'Selected Presentation'!AD419)","v":0},{"$f":"INDEX('Malaysia Hourly'!AJ:AJ,'Selected Presentation'!AD419)","v":0},{"$f":"INDEX('Malaysia Hourly'!AL:AL,'Selected Presentation'!AD419)","v":0},{"$f":"INDEX('Malaysia Hourly'!AO:AO,'Selected Presentation'!AD419)","v":0},{"$f":"INDEX('Malaysia Hourly'!AM:AM,'Selected Presentation'!AD419)","v":78}]
[null,null,null,null,null,null,null,null,null,null,null,null,null,null,null,null,null,null,null,null,null,null,null,null,null,null,null,null,415,2605,{"$f":"INDEX('Malaysia Hourly'!O:O,'Selected Presentation'!AD420)","v":0},{"$f":"INDEX('Malaysia Hourly'!U:U,'Selected Presentation'!AD420)","v":100},{"$f":"INDEX('Malaysia Hourly'!W:W,'Selected Presentation'!AD420)","v":0},{"$f":"INDEX('Malaysia Hourly'!AJ:AJ,'Selected Presentation'!AD420)","v":0},{"$f":"INDEX('Malaysia Hourly'!AL:AL,'Selected Presentation'!AD420)","v":0},{"$f":"INDEX('Malaysia Hourly'!AO:AO,'Selected Presentation'!AD420)","v":0},{"$f":"INDEX('Malaysia Hourly'!AM:AM,'Selected Presentation'!AD420)","v":78}]
[null,null,null,null,null,null,null,null,null,null,null,null,null,null,null,null,null,null,null,null,null,null,null,null,null,null,null,null,416,2606,{"$f":"INDEX('Malaysia Hourly'!O:O,'Selected Presentation'!AD421)","v":122.96},{"$f":"INDEX('Malaysia Hourly'!U:U,'Selected Presentation'!AD421)","v":100},{"$f":"INDEX('Malaysia Hourly'!W:W,'Selected Presentation'!AD421)","v":24.37165568},{"$f":"INDEX('Malaysia Hourly'!AJ:AJ,'Selected Presentation'!AD421)","v":0},{"$f":"INDEX('Malaysia Hourly'!AL:AL,'Selected Presentation'!AD421)","v":0},{"$f":"INDEX('Malaysia Hourly'!AO:AO,'Selected Presentation'!AD421)","v":0},{"$f":"INDEX('Malaysia Hourly'!AM:AM,'Selected Presentation'!AD421)","v":78}]
[null,null,null,null,null,null,null,null,null,null,null,null,null,null,null,null,null,null,null,null,null,null,null,null,null,null,null,null,417,2607,{"$f":"INDEX('Malaysia Hourly'!O:O,'Selected Presentation'!AD422)","v":506.5},{"$f":"INDEX('Malaysia Hourly'!U:U,'Selected Presentation'!AD422)","v":100},{"$f":"INDEX('Malaysia Hourly'!W:W,'Selected Presentation'!AD422)","v":98.917423999999997},{"$f":"INDEX('Malaysia Hourly'!AJ:AJ,'Selected Presentation'!AD422)","v":0},{"$f":"INDEX('Malaysia Hourly'!AL:AL,'Selected Presentation'!AD422)","v":0},{"$f":"INDEX('Malaysia Hourly'!AO:AO,'Selected Presentation'!AD422)","v":0},{"$f":"INDEX('Malaysia Hourly'!AM:AM,'Selected Presentation'!AD422)","v":78}]
[null,null,null,null,null,null,null,null,null,null,null,null,null,null,null,null,null,null,null,null,null,null,null,null,null,null,null,null,418,2608,{"$f":"INDEX('Malaysia Hourly'!O:O,'Selected Presentation'!AD423)","v":781.18},{"$f":"INDEX('Malaysia Hourly'!U:U,'Selected Presentation'!AD423)","v":100},{"$f":"INDEX('Malaysia Hourly'!W:W,'Selected Presentation'!AD423)","v":100},{"$f":"INDEX('Malaysia Hourly'!AJ:AJ,'Selected Presentation'!AD423)","v":50.186542080000009},{"$f":"INDEX('Malaysia Hourly'!AL:AL,'Selected Presentation'!AD423)","v":0},{"$f":"INDEX('Malaysia Hourly'!AO:AO,'Selected Presentation'!AD423)","v":0},{"$f":"INDEX('Malaysia Hourly'!AM:AM,'Selected Presentation'!AD423)","v":125.1753495552}]
[null,null,null,null,null,null,null,null,null,null,null,null,null,null,null,null,null,null,null,null,null,null,null,null,null,null,null,null,419,2609,{"$f":"INDEX('Malaysia Hourly'!O:O,'Selected Presentation'!AD424)","v":967.9},{"$f":"INDEX('Malaysia Hourly'!U:U,'Selected Presentation'!AD424)","v":100},{"$f":"INDEX('Malaysia Hourly'!W:W,'Selected Presentation'!AD424)","v":100},{"$f":"INDEX('Malaysia Hourly'!AJ:AJ,'Selected Presentation'!AD424)","v":83.374462399999999},{"$f":"INDEX('Malaysia Hourly'!AL:AL,'Selected Presentation'!AD424)","v":0},{"$f":"INDEX('Malaysia Hourly'!AO:AO,'Selected Presentation'!AD424)","v":0},{"$f":"INDEX('Malaysia Hourly'!AM:AM,'Selected Presentation'!AD424)","v":203.5473442112}]
[null,null,null,null,null,null,null,null,null,null,null,null,null,null,null,null,null,null,null,null,null,null,null,null,null,null,null,null,420,2610,{"$f":"INDEX('Malaysia Hourly'!O:O,'Selected Presentation'!AD425)","v":1032.6600000000001},{"$f":"INDEX('Malaysia Hourly'!U:U,'Selected Presentation'!AD425)","v":100},{"$f":"INDEX('Malaysia Hourly'!W:W,'Selected Presentation'!AD425)","v":100},{"$f":"INDEX('Malaysia Hourly'!AJ:AJ,'Selected Presentation'!AD425)","v":93.363519680000024},{"$f":"INDEX('Malaysia Hourly'!AL:AL,'Selected Presentation'!AD425)","v":0},{"$f":"INDEX('Malaysia Hourly'!AO:AO,'Selected Presentation'!AD425)","v":0},{"$f":"INDEX('Malaysia Hourly'!AM:AM,'Selected Presentation'!AD425)","v":291.30905271040007}]
[null,null,null,null,null,null,null,null,null,null,null,null,null,null,null,null,null,null,null,null,null,null,null,null,null,null,null,null,421,2611,{"$f":"INDEX('Malaysia Hourly'!O:O,'Selected Presentation'!AD426)","v":938.63},{"$f":"INDEX('Malaysia Hourly'!U:U,'Selected Presentation'!AD426)","v":100},{"$f":"INDEX('Malaysia Hourly'!W:W,'Selected Presentation'!AD426)","v":100},{"$f":"INDEX('Malaysia Hourly'!AJ:AJ,'Selected Presentation'!AD426)","v":74.480053440000006},{"$f":"INDEX('Malaysia Hourly'!AL:AL,'Selected Presentation'!AD426)","v":0},{"$f":"INDEX('Malaysia Hourly'!AO:AO,'Selected Presentation'!AD426)","v":0},{"$f":"INDEX('Malaysia Hourly'!AM:AM,'Selected Presentation'!AD426)","v":361.32030294400005}]
[null,null,null,null,null,null,null,null,null,null,null,null,null,null,null,null,null,null,null,null,null,null,null,null,null,null,null,null,422,2612,{"$f":"INDEX('Malaysia Hourly'!O:O,'Selected Presentation'!AD427)","v":920.4},{"$f":"INDEX('Malaysia Hourly'!U:U,'Selected Presentation'!AD427)","v":100},{"$f":"INDEX('Malaysia Hourly'!W:W,'Selected Presentation'!AD427)","v":100},{"$f":"INDEX('Malaysia Hourly'!AJ:AJ,'Selected Presentation'!AD427)","v":70.708428799999979},{"$f":"INDEX('Malaysia Hourly'!AL:AL,'Selected Presentation'!AD427)","v":0},{"$f":"INDEX('Malaysia Hourly'!AO:AO,'Selected Presentation'!AD427)","v":0},{"$f":"INDEX('Malaysia Hourly'!AM:AM,'Selected Presentation'!AD427)","v":427.786226016}]
[null,null,null,null,null,null,null,null,null,null,null,null,null,null,null,null,null,null,null,null,null,null,null,null,null,null,null,null,423,2613,{"$f":"INDEX('Malaysia Hourly'!O:O,'Selected Presentation'!AD428)","v":998.14},{"$f":"INDEX('Malaysia Hourly'!U:U,'Selected Presentation'!AD428)","v":100},{"$f":"INDEX('Malaysia Hourly'!W:W,'Selected Presentation'!AD428)","v":100},{"$f":"INDEX('Malaysia Hourly'!AJ:AJ,'Selected Presentation'!AD428)","v":85.079111359999985},{"$f":"INDEX('Malaysia Hourly'!AL:AL,'Selected Presentation'!AD428)","v":0},{"$f":"INDEX('Malaysia Hourly'!AO:AO,'Selected Presentation'!AD428)","v":0},{"$f":"INDEX('Malaysia Hourly'!AM:AM,'Selected Presentation'!AD428)","v":507.76059069439998}]
[null,null,null,null,null,null,null,null,null,null,null,null,null,null,null,null,null,null,null,null,null,null,null,null,null,null,null,null,424,2614,{"$f":"INDEX('Malaysia Hourly'!O:O,'Selected Presentation'!AD429)","v":973.1},{"$f":"INDEX('Malaysia Hourly'!U:U,'Selected Presentation'!AD429)","v":100},{"$f":"INDEX('Malaysia Hourly'!W:W,'Selected Presentation'!AD429)","v":100},{"$f":"INDEX('Malaysia Hourly'!AJ:AJ,'Selected Presentation'!AD429)","v":81.37027040000001},{"$f":"INDEX('Malaysia Hourly'!AL:AL,'Selected Presentation'!AD429)","v":0},{"$f":"INDEX('Malaysia Hourly'!AO:AO,'Selected Presentation'!AD429)","v":0},{"$f":"INDEX('Malaysia Hourly'!AM:AM,'Selected Presentation'!AD429)","v":584.24864487039997}]
[null,null,null,null,null,null,null,null,null,null,null,null,null,null,null,null,null,null,null,null,null,null,null,null,null,null,null,null,425,2615,{"$f":"INDEX('Malaysia Hourly'!O:O,'Selected Presentation'!AD430)","v":914.03},{"$f":"INDEX('Malaysia Hourly'!U:U,'Selected Presentation'!AD430)","v":100},{"$f":"INDEX('Malaysia Hourly'!W:W,'Selected Presentation'!AD430)","v":100},{"$f":"INDEX('Malaysia Hourly'!AJ:AJ,'Selected Presentation'!AD430)","v":15.751355129600029},{"$f":"INDEX('Malaysia Hourly'!AL:AL,'Selected Presentation'!AD430)","v":0},{"$f":"INDEX('Malaysia Hourly'!AO:AO,'Selected Presentation'!AD430)","v":56.188656230399971},{"$f":"INDEX('Malaysia Hourly'!AM:AM,'Selected Presentation'!AD430)","v":599.05491869222396}]
[null,null,null,null,null,null,null,null,null,null,null,null,null,null,null,null,null,null,null,null,null,null,null,null,null,null,null,null,426,2616,{"$f":"INDEX('Malaysia Hourly'!O:O,'Selected Presentation'!AD431)","v":689.39},{"$f":"INDEX('Malaysia Hourly'!U:U,'Selected Presentation'!AD431)","v":100},{"$f":"INDEX('Malaysia Hourly'!W:W,'Selected Presentation'!AD431)","v":100},{"$f":"INDEX('Malaysia Hourly'!AJ:AJ,'Selected Presentation'!AD431)","v":0.94508130777603583},{"$f":"INDEX('Malaysia Hourly'!AL:AL,'Selected Presentation'!AD431)","v":0},{"$f":"INDEX('Malaysia Hourly'!AO:AO,'Selected Presentation'!AD431)","v":30.016958212223983},{"$f":"INDEX('Malaysia Hourly'!AM:AM,'Selected Presentation'!AD431)","v":599.94329512153342}]
[null,null,null,null,null,null,null,null,null,null,null,null,null,null,null,null,null,null,null,null,null,null,null,null,null,null,null,null,427,2617,{"$f":"INDEX('Malaysia Hourly'!O:O,'Selected Presentation'!AD432)","v":198.98},{"$f":"INDEX('Malaysia Hourly'!U:U,'Selected Presentation'!AD432)","v":100},{"$f":"INDEX('Malaysia Hourly'!W:W,'Selected Presentation'!AD432)","v":38.089547519999989},{"$f":"INDEX('Malaysia Hourly'!AJ:AJ,'Selected Presentation'!AD432)","v":0},{"$f":"INDEX('Malaysia Hourly'!AL:AL,'Selected Presentation'!AD432)","v":61.910452480000011},{"$f":"INDEX('Malaysia Hourly'!AO:AO,'Selected Presentation'!AD432)","v":0},{"$f":"INDEX('Malaysia Hourly'!AM:AM,'Selected Presentation'!AD432)","v":538.03284264153342}]
[null,null,null,null,null,null,null,null,null,null,null,null,null,null,null,null,null,null,null,null,null,null,null,null,null,null,null,null,428,2618,{"$f":"INDEX('Malaysia Hourly'!O:O,'Selected Presentation'!AD433)","v":0},{"$f":"INDEX('Malaysia Hourly'!U:U,'Selected Presentation'!AD433)","v":100},{"$f":"INDEX('Malaysia Hourly'!W:W,'Selected Presentation'!AD433)","v":0},{"$f":"INDEX('Malaysia Hourly'!AJ:AJ,'Selected Presentation'!AD433)","v":0},{"$f":"INDEX('Malaysia Hourly'!AL:AL,'Selected Presentation'!AD433)","v":100},{"$f":"INDEX('Malaysia Hourly'!AO:AO,'Selected Presentation'!AD433)","v":0},{"$f":"INDEX('Malaysia Hourly'!AM:AM,'Selected Presentation'!AD433)","v":438.03284264153342}]
[null,null,null,null,null,null,null,null,null,null,null,null,null,null,null,null,null,null,null,null,null,null,null,null,null,null,null,null,429,2619,{"$f":"INDEX('Malaysia Hourly'!O:O,'Selected Presentation'!AD434)","v":0},{"$f":"INDEX('Malaysia Hourly'!U:U,'Selected Presentation'!AD434)","v":100},{"$f":"INDEX('Malaysia Hourly'!W:W,'Selected Presentation'!AD434)","v":0},{"$f":"INDEX('Malaysia Hourly'!AJ:AJ,'Selected Presentation'!AD434)","v":0},{"$f":"INDEX('Malaysia Hourly'!AL:AL,'Selected Presentation'!AD434)","v":100},{"$f":"INDEX('Malaysia Hourly'!AO:AO,'Selected Presentation'!AD434)","v":0},{"$f":"INDEX('Malaysia Hourly'!AM:AM,'Selected Presentation'!AD434)","v":338.03284264153342}]
[null,null,null,null,null,null,null,null,null,null,null,null,null,null,null,null,null,null,null,null,null,null,null,null,null,null,null,null,430,2620,{"$f":"INDEX('Malaysia Hourly'!O:O,'Selected Presentation'!AD435)","v":0},{"$f":"INDEX('Malaysia Hourly'!U:U,'Selected Presentation'!AD435)","v":100},{"$f":"INDEX('Malaysia Hourly'!W:W,'Selected Presentation'!AD435)","v":0},{"$f":"INDEX('Malaysia Hourly'!AJ:AJ,'Selected Presentation'!AD435)","v":0},{"$f":"INDEX('Malaysia Hourly'!AL:AL,'Selected Presentation'!AD435)","v":100},{"$f":"INDEX('Malaysia Hourly'!AO:AO,'Selected Presentation'!AD435)","v":0},{"$f":"INDEX('Malaysia Hourly'!AM:AM,'Selected Presentation'!AD435)","v":238.03284264153342}]
[null,null,null,null,null,null,null,null,null,null,null,null,null,null,null,null,null,null,null,null,null,null,null,null,null,null,null,null,431,2621,{"$f":"INDEX('Malaysia Hourly'!O:O,'Selected Presentation'!AD436)","v":0},{"$f":"INDEX('Malaysia Hourly'!U:U,'Selected Presentation'!AD436)","v":100},{"$f":"INDEX('Malaysia Hourly'!W:W,'Selected Presentation'!AD436)","v":0},{"$f":"INDEX('Malaysia Hourly'!AJ:AJ,'Selected Presentation'!AD436)","v":0},{"$f":"INDEX('Malaysia Hourly'!AL:AL,'Selected Presentation'!AD436)","v":100},{"$f":"INDEX('Malaysia Hourly'!AO:AO,'Selected Presentation'!AD436)","v":0},{"$f":"INDEX('Malaysia Hourly'!AM:AM,'Selected Presentation'!AD436)","v":138.03284264153342}]
[null,null,null,null,null,null,null,null,null,null,null,null,null,null,null,null,null,null,null,null,null,null,null,null,null,null,null,null,432,2622,{"$f":"INDEX('Malaysia Hourly'!O:O,'Selected Presentation'!AD437)","v":0},{"$f":"INDEX('Malaysia Hourly'!U:U,'Selected Presentation'!AD437)","v":100},{"$f":"INDEX('Malaysia Hourly'!W:W,'Selected Presentation'!AD437)","v":0},{"$f":"INDEX('Malaysia Hourly'!AJ:AJ,'Selected Presentation'!AD437)","v":0},{"$f":"INDEX('Malaysia Hourly'!AL:AL,'Selected Presentation'!AD437)","v":60.032842641533421},{"$f":"INDEX('Malaysia Hourly'!AO:AO,'Selected Presentation'!AD437)","v":0},{"$f":"INDEX('Malaysia Hourly'!AM:AM,'Selected Presentation'!AD437)","v":78}]
[null,null,null,null,null,null,null,null,null,null,null,null,null,null,null,null,null,null,null,null,null,null,null,null,null,null,null,null,433,2623,{"$f":"INDEX('Malaysia Hourly'!O:O,'Selected Presentation'!AD438)","v":0},{"$f":"INDEX('Malaysia Hourly'!U:U,'Selected Presentation'!AD438)","v":100},{"$f":"INDEX('Malaysia Hourly'!W:W,'Selected Presentation'!AD438)","v":0},{"$f":"INDEX('Malaysia Hourly'!AJ:AJ,'Selected Presentation'!AD438)","v":0},{"$f":"INDEX('Malaysia Hourly'!AL:AL,'Selected Presentation'!AD438)","v":0},{"$f":"INDEX('Malaysia Hourly'!AO:AO,'Selected Presentation'!AD438)","v":0},{"$f":"INDEX('Malaysia Hourly'!AM:AM,'Selected Presentation'!AD438)","v":78}]
[null,null,null,null,null,null,null,null,null,null,null,null,null,null,null,null,null,null,null,null,null,null,null,null,null,null,null,null,434,2624,{"$f":"INDEX('Malaysia Hourly'!O:O,'Selected Presentation'!AD439)","v":0},{"$f":"INDEX('Malaysia Hourly'!U:U,'Selected Presentation'!AD439)","v":100},{"$f":"INDEX('Malaysia Hourly'!W:W,'Selected Presentation'!AD439)","v":0},{"$f":"INDEX('Malaysia Hourly'!AJ:AJ,'Selected Presentation'!AD439)","v":0},{"$f":"INDEX('Malaysia Hourly'!AL:AL,'Selected Presentation'!AD439)","v":0},{"$f":"INDEX('Malaysia Hourly'!AO:AO,'Selected Presentation'!AD439)","v":0},{"$f":"INDEX('Malaysia Hourly'!AM:AM,'Selected Presentation'!AD439)","v":78}]
[null,null,null,null,null,null,null,null,null,null,null,null,null,null,null,null,null,null,null,null,null,null,null,null,null,null,null,null,435,2625,{"$f":"INDEX('Malaysia Hourly'!O:O,'Selected Presentation'!AD440)","v":0},{"$f":"INDEX('Malaysia Hourly'!U:U,'Selected Presentation'!AD440)","v":100},{"$f":"INDEX('Malaysia Hourly'!W:W,'Selected Presentation'!AD440)","v":0},{"$f":"INDEX('Malaysia Hourly'!AJ:AJ,'Selected Presentation'!AD440)","v":0},{"$f":"INDEX('Malaysia Hourly'!AL:AL,'Selected Presentation'!AD440)","v":0},{"$f":"INDEX('Malaysia Hourly'!AO:AO,'Selected Presentation'!AD440)","v":0},{"$f":"INDEX('Malaysia Hourly'!AM:AM,'Selected Presentation'!AD440)","v":78}]
[null,null,null,null,null,null,null,null,null,null,null,null,null,null,null,null,null,null,null,null,null,null,null,null,null,null,null,null,436,2626,{"$f":"INDEX('Malaysia Hourly'!O:O,'Selected Presentation'!AD441)","v":0},{"$f":"INDEX('Malaysia Hourly'!U:U,'Selected Presentation'!AD441)","v":100},{"$f":"INDEX('Malaysia Hourly'!W:W,'Selected Presentation'!AD441)","v":0},{"$f":"INDEX('Malaysia Hourly'!AJ:AJ,'Selected Presentation'!AD441)","v":0},{"$f":"INDEX('Malaysia Hourly'!AL:AL,'Selected Presentation'!AD441)","v":0},{"$f":"INDEX('Malaysia Hourly'!AO:AO,'Selected Presentation'!AD441)","v":0},{"$f":"INDEX('Malaysia Hourly'!AM:AM,'Selected Presentation'!AD441)","v":78}]
[null,null,null,null,null,null,null,null,null,null,null,null,null,null,null,null,null,null,null,null,null,null,null,null,null,null,null,null,437,2627,{"$f":"INDEX('Malaysia Hourly'!O:O,'Selected Presentation'!AD442)","v":0},{"$f":"INDEX('Malaysia Hourly'!U:U,'Selected Presentation'!AD442)","v":100},{"$f":"INDEX('Malaysia Hourly'!W:W,'Selected Presentation'!AD442)","v":0},{"$f":"INDEX('Malaysia Hourly'!AJ:AJ,'Selected Presentation'!AD442)","v":0},{"$f":"INDEX('Malaysia Hourly'!AL:AL,'Selected Presentation'!AD442)","v":0},{"$f":"INDEX('Malaysia Hourly'!AO:AO,'Selected Presentation'!AD442)","v":0},{"$f":"INDEX('Malaysia Hourly'!AM:AM,'Selected Presentation'!AD442)","v":78}]
[null,null,null,null,null,null,null,null,null,null,null,null,null,null,null,null,null,null,null,null,null,null,null,null,null,null,null,null,438,2628,{"$f":"INDEX('Malaysia Hourly'!O:O,'Selected Presentation'!AD443)","v":0},{"$f":"INDEX('Malaysia Hourly'!U:U,'Selected Presentation'!AD443)","v":100},{"$f":"INDEX('Malaysia Hourly'!W:W,'Selected Presentation'!AD443)","v":0},{"$f":"INDEX('Malaysia Hourly'!AJ:AJ,'Selected Presentation'!AD443)","v":0},{"$f":"INDEX('Malaysia Hourly'!AL:AL,'Selected Presentation'!AD443)","v":0},{"$f":"INDEX('Malaysia Hourly'!AO:AO,'Selected Presentation'!AD443)","v":0},{"$f":"INDEX('Malaysia Hourly'!AM:AM,'Selected Presentation'!AD443)","v":78}]
[null,null,null,null,null,null,null,null,null,null,null,null,null,null,null,null,null,null,null,null,null,null,null,null,null,null,null,null,439,2629,{"$f":"INDEX('Malaysia Hourly'!O:O,'Selected Presentation'!AD444)","v":0},{"$f":"INDEX('Malaysia Hourly'!U:U,'Selected Presentation'!AD444)","v":100},{"$f":"INDEX('Malaysia Hourly'!W:W,'Selected Presentation'!AD444)","v":0},{"$f":"INDEX('Malaysia Hourly'!AJ:AJ,'Selected Presentation'!AD444)","v":0},{"$f":"INDEX('Malaysia Hourly'!AL:AL,'Selected Presentation'!AD444)","v":0},{"$f":"INDEX('Malaysia Hourly'!AO:AO,'Selected Presentation'!AD444)","v":0},{"$f":"INDEX('Malaysia Hourly'!AM:AM,'Selected Presentation'!AD444)","v":78}]
[null,null,null,null,null,null,null,null,null,null,null,null,null,null,null,null,null,null,null,null,null,null,null,null,null,null,null,null,440,2630,{"$f":"INDEX('Malaysia Hourly'!O:O,'Selected Presentation'!AD445)","v":88.22},{"$f":"INDEX('Malaysia Hourly'!U:U,'Selected Presentation'!AD445)","v":100},{"$f":"INDEX('Malaysia Hourly'!W:W,'Selected Presentation'!AD445)","v":17.54801664},{"$f":"INDEX('Malaysia Hourly'!AJ:AJ,'Selected Presentation'!AD445)","v":0},{"$f":"INDEX('Malaysia Hourly'!AL:AL,'Selected Presentation'!AD445)","v":0},{"$f":"INDEX('Malaysia Hourly'!AO:AO,'Selected Presentation'!AD445)","v":0},{"$f":"INDEX('Malaysia Hourly'!AM:AM,'Selected Presentation'!AD445)","v":78}]
[null,null,null,null,null,null,null,null,null,null,null,null,null,null,null,null,null,null,null,null,null,null,null,null,null,null,null,null,441,2631,{"$f":"INDEX('Malaysia Hourly'!O:O,'Selected Presentation'!AD446)","v":332.66},{"$f":"INDEX('Malaysia Hourly'!U:U,'Selected Presentation'!AD446)","v":100},{"$f":"INDEX('Malaysia Hourly'!W:W,'Selected Presentation'!AD446)","v":65.217327679999997},{"$f":"INDEX('Malaysia Hourly'!AJ:AJ,'Selected Presentation'!AD446)","v":0},{"$f":"INDEX('Malaysia Hourly'!AL:AL,'Selected Presentation'!AD446)","v":0},{"$f":"INDEX('Malaysia Hourly'!AO:AO,'Selected Presentation'!AD446)","v":0},{"$f":"INDEX('Malaysia Hourly'!AM:AM,'Selected Presentation'!AD446)","v":78}]
[null,null,null,null,null,null,null,null,null,null,null,null,null,null,null,null,null,null,null,null,null,null,null,null,null,null,null,null,442,2632,{"$f":"INDEX('Malaysia Hourly'!O:O,'Selected Presentation'!AD447)","v":554.87},{"$f":"INDEX('Malaysia Hourly'!U:U,'Selected Presentation'!AD447)","v":100},{"$f":"INDEX('Malaysia Hourly'!W:W,'Selected Presentation'!AD447)","v":100},{"$f":"INDEX('Malaysia Hourly'!AJ:AJ,'Selected Presentation'!AD447)","v":7.2275177599999978},{"$f":"INDEX('Malaysia Hourly'!AL:AL,'Selected Presentation'!AD447)","v":0},{"$f":"INDEX('Malaysia Hourly'!AO:AO,'Selected Presentation'!AD447)","v":0},{"$f":"INDEX('Malaysia Hourly'!AM:AM,'Selected Presentation'!AD447)","v":84.793866694399995}]
[null,null,null,null,null,null,null,null,null,null,null,null,null,null,null,null,null,null,null,null,null,null,null,null,null,null,null,null,443,2633,{"$f":"INDEX('Malaysia Hourly'!O:O,'Selected Presentation'!AD448)","v":925.24},{"$f":"INDEX('Malaysia Hourly'!U:U,'Selected Presentation'!AD448)","v":100},{"$f":"INDEX('Malaysia Hourly'!W:W,'Selected Presentation'!AD448)","v":100},{"$f":"INDEX('Malaysia Hourly'!AJ:AJ,'Selected Presentation'!AD448)","v":75.647561600000017},{"$f":"INDEX('Malaysia Hourly'!AL:AL,'Selected Presentation'!AD448)","v":0},{"$f":"INDEX('Malaysia Hourly'!AO:AO,'Selected Presentation'!AD448)","v":0},{"$f":"INDEX('Malaysia Hourly'!AM:AM,'Selected Presentation'!AD448)","v":155.90257459839998}]
[null,null,null,null,null,null,null,null,null,null,null,null,null,null,null,null,null,null,null,null,null,null,null,null,null,null,null,null,444,2634,{"$f":"INDEX('Malaysia Hourly'!O:O,'Selected Presentation'!AD449)","v":1015.31},{"$f":"INDEX('Malaysia Hourly'!U:U,'Selected Presentation'!AD449)","v":100},{"$f":"INDEX('Malaysia Hourly'!W:W,'Selected Presentation'!AD449)","v":100},{"$f":"INDEX('Malaysia Hourly'!AJ:AJ,'Selected Presentation'!AD449)","v":89.286273919999985},{"$f":"INDEX('Malaysia Hourly'!AL:AL,'Selected Presentation'!AD449)","v":0},{"$f":"INDEX('Malaysia Hourly'!AO:AO,'Selected Presentation'!AD449)","v":0},{"$f":"INDEX('Malaysia Hourly'!AM:AM,'Selected Presentation'!AD449)","v":239.83167208319995}]
[null,null,null,null,null,null,null,null,null,null,null,null,null,null,null,null,null,null,null,null,null,null,null,null,null,null,null,null,445,2635,{"$f":"INDEX('Malaysia Hourly'!O:O,'Selected Presentation'!AD450)","v":951.5},{"$f":"INDEX('Malaysia Hourly'!U:U,'Selected Presentation'!AD450)","v":100},{"$f":"INDEX('Malaysia Hourly'!W:W,'Selected Presentation'!AD450)","v":100},{"$f":"INDEX('Malaysia Hourly'!AJ:AJ,'Selected Presentation'!AD450)","v":75.12167199999999},{"$f":"INDEX('Malaysia Hourly'!AL:AL,'Selected Presentation'!AD450)","v":0},{"$f":"INDEX('Malaysia Hourly'!AO:AO,'Selected Presentation'!AD450)","v":0},{"$f":"INDEX('Malaysia Hourly'!AM:AM,'Selected Presentation'!AD450)","v":310.4460437631999}]
[null,null,null,null,null,null,null,null,null,null,null,null,null,null,null,null,null,null,null,null,null,null,null,null,null,null,null,null,446,2636,{"$f":"INDEX('Malaysia Hourly'!O:O,'Selected Presentation'!AD451)","v":925.45},{"$f":"INDEX('Malaysia Hourly'!U:U,'Selected Presentation'!AD451)","v":100},{"$f":"INDEX('Malaysia Hourly'!W:W,'Selected Presentation'!AD451)","v":100},{"$f":"INDEX('Malaysia Hourly'!AJ:AJ,'Selected Presentation'!AD451)","v":69.172260000000023},{"$f":"INDEX('Malaysia Hourly'!AL:AL,'Selected Presentation'!AD451)","v":0},{"$f":"INDEX('Malaysia Hourly'!AO:AO,'Selected Presentation'!AD451)","v":0},{"$f":"INDEX('Malaysia Hourly'!AM:AM,'Selected Presentation'!AD451)","v":375.46796816319994}]
[null,null,null,null,null,null,null,null,null,null,null,null,null,null,null,null,null,null,null,null,null,null,null,null,null,null,null,null,447,2637,{"$f":"INDEX('Malaysia Hourly'!O:O,'Selected Presentation'!AD452)","v":1003.68},{"$f":"INDEX('Malaysia Hourly'!U:U,'Selected Presentation'!AD452)","v":100},{"$f":"INDEX('Malaysia Hourly'!W:W,'Selected Presentation'!AD452)","v":100},{"$f":"INDEX('Malaysia Hourly'!AJ:AJ,'Selected Presentation'!AD452)","v":83.601175040000015},{"$f":"INDEX('Malaysia Hourly'!AL:AL,'Selected Presentation'!AD452)","v":0},{"$f":"INDEX('Malaysia Hourly'!AO:AO,'Selected Presentation'!AD452)","v":0},{"$f":"INDEX('Malaysia Hourly'!AM:AM,'Selected Presentation'!AD452)","v":454.05307270079993}]
[null,null,null,null,null,null,null,null,null,null,null,null,null,null,null,null,null,null,null,null,null,null,null,null,null,null,null,null,448,{"$f":"AC453+$G$6","v":2638},{"$f":"INDEX('Malaysia Hourly'!O:O,'Selected Presentation'!AD453)","v":950.51},{"$f":"INDEX('Malaysia Hourly'!U:U,'Selected Presentation'!AD453)","v":100},{"$f":"INDEX('Malaysia Hourly'!W:W,'Selected Presentation'!AD453)","v":100},{"$f":"INDEX('Malaysia Hourly'!AJ:AJ,'Selected Presentation'!AD453)","v":74.696133919999994},{"$f":"INDEX('Malaysia Hourly'!AL:AL,'Selected Presentation'!AD453)","v":0},{"$f":"INDEX('Malaysia Hourly'!AO:AO,'Selected Presentation'!AD453)","v":0},{"$f":"INDEX('Malaysia Hourly'!AM:AM,'Selected Presentation'!AD453)","v":524.26743858559985}]
[null,null,null,null,null,null,null,null,null,null,null,null,null,null,null,null,null,null,null,null,null,null,null,null,null,null,null,null,449,2639,{"$f":"INDEX('Malaysia Hourly'!O:O,'Selected Presentation'!AD454)","v":852.53},{"$f":"INDEX('Malaysia Hourly'!U:U,'Selected Presentation'!AD454)","v":100},{"$f":"INDEX('Malaysia Hourly'!W:W,'Selected Presentation'!AD454)","v":100},{"$f":"INDEX('Malaysia Hourly'!AJ:AJ,'Selected Presentation'!AD454)","v":58.434175199999999},{"$f":"INDEX('Malaysia Hourly'!AL:AL,'Selected Presentation'!AD454)","v":0},{"$f":"INDEX('Malaysia Hourly'!AO:AO,'Selected Presentation'!AD454)","v":0},{"$f":"INDEX('Malaysia Hourly'!AM:AM,'Selected Presentation'!AD454)","v":579.19556327359987}]
[null,null,null,null,null,null,null,null,null,null,null,null,null,null,null,null,null,null,null,null,null,null,null,null,null,null,null,null,450,2640,{"$f":"INDEX('Malaysia Hourly'!O:O,'Selected Presentation'!AD455)","v":652.28},{"$f":"INDEX('Malaysia Hourly'!U:U,'Selected Presentation'!AD455)","v":100},{"$f":"INDEX('Malaysia Hourly'!W:W,'Selected Presentation'!AD455)","v":100},{"$f":"INDEX('Malaysia Hourly'!AJ:AJ,'Selected Presentation'!AD455)","v":20.804436726400127},{"$f":"INDEX('Malaysia Hourly'!AL:AL,'Selected Presentation'!AD455)","v":0},{"$f":"INDEX('Malaysia Hourly'!AO:AO,'Selected Presentation'!AD455)","v":2.2520989535998694},{"$f":"INDEX('Malaysia Hourly'!AM:AM,'Selected Presentation'!AD455)","v":598.75173379641603}]
[null,null,null,null,null,null,null,null,null,null,null,null,null,null,null,null,null,null,null,null,null,null,null,null,null,null,null,null,451,2641,{"$f":"INDEX('Malaysia Hourly'!O:O,'Selected Presentation'!AD456)","v":112.66},{"$f":"INDEX('Malaysia Hourly'!U:U,'Selected Presentation'!AD456)","v":100},{"$f":"INDEX('Malaysia Hourly'!W:W,'Selected Presentation'!AD456)","v":21.504540800000001},{"$f":"INDEX('Malaysia Hourly'!AJ:AJ,'Selected Presentation'!AD456)","v":0},{"$f":"INDEX('Malaysia Hourly'!AL:AL,'Selected Presentation'!AD456)","v":78.495459199999999},{"$f":"INDEX('Malaysia Hourly'!AO:AO,'Selected Presentation'!AD456)","v":0},{"$f":"INDEX('Malaysia Hourly'!AM:AM,'Selected Presentation'!AD456)","v":520.25627459641601}]
[null,null,null,null,null,null,null,null,null,null,null,null,null,null,null,null,null,null,null,null,null,null,null,null,null,null,null,null,452,2642,{"$f":"INDEX('Malaysia Hourly'!O:O,'Selected Presentation'!AD457)","v":0},{"$f":"INDEX('Malaysia Hourly'!U:U,'Selected Presentation'!AD457)","v":100},{"$f":"INDEX('Malaysia Hourly'!W:W,'Selected Presentation'!AD457)","v":0},{"$f":"INDEX('Malaysia Hourly'!AJ:AJ,'Selected Presentation'!AD457)","v":0},{"$f":"INDEX('Malaysia Hourly'!AL:AL,'Selected Presentation'!AD457)","v":100},{"$f":"INDEX('Malaysia Hourly'!AO:AO,'Selected Presentation'!AD457)","v":0},{"$f":"INDEX('Malaysia Hourly'!AM:AM,'Selected Presentation'!AD457)","v":420.25627459641601}]
[null,null,null,null,null,null,null,null,null,null,null,null,null,null,null,null,null,null,null,null,null,null,null,null,null,null,null,null,453,2643,{"$f":"INDEX('Malaysia Hourly'!O:O,'Selected Presentation'!AD458)","v":0},{"$f":"INDEX('Malaysia Hourly'!U:U,'Selected Presentation'!AD458)","v":100},{"$f":"INDEX('Malaysia Hourly'!W:W,'Selected Presentation'!AD458)","v":0},{"$f":"INDEX('Malaysia Hourly'!AJ:AJ,'Selected Presentation'!AD458)","v":0},{"$f":"INDEX('Malaysia Hourly'!AL:AL,'Selected Presentation'!AD458)","v":100},{"$f":"INDEX('Malaysia Hourly'!AO:AO,'Selected Presentation'!AD458)","v":0},{"$f":"INDEX('Malaysia Hourly'!AM:AM,'Selected Presentation'!AD458)","v":320.25627459641601}]
[null,null,null,null,null,null,null,null,null,null,null,null,null,null,null,null,null,null,null,null,null,null,null,null,null,null,null,null,454,2644,{"$f":"INDEX('Malaysia Hourly'!O:O,'Selected Presentation'!AD459)","v":0},{"$f":"INDEX('Malaysia Hourly'!U:U,'Selected Presentation'!AD459)","v":100},{"$f":"INDEX('Malaysia Hourly'!W:W,'Selected Presentation'!AD459)","v":0},{"$f":"INDEX('Malaysia Hourly'!AJ:AJ,'Selected Presentation'!AD459)","v":0},{"$f":"INDEX('Malaysia Hourly'!AL:AL,'Selected Presentation'!AD459)","v":100},{"$f":"INDEX('Malaysia Hourly'!AO:AO,'Selected Presentation'!AD459)","v":0},{"$f":"INDEX('Malaysia Hourly'!AM:AM,'Selected Presentation'!AD459)","v":220.25627459641601}]
[null,null,null,null,null,null,null,null,null,null,null,null,null,null,null,null,null,null,null,null,null,null,null,null,null,null,null,null,455,2645,{"$f":"INDEX('Malaysia Hourly'!O:O,'Selected Presentation'!AD460)","v":0},{"$f":"INDEX('Malaysia Hourly'!U:U,'Selected Presentation'!AD460)","v":100},{"$f":"INDEX('Malaysia Hourly'!W:W,'Selected Presentation'!AD460)","v":0},{"$f":"INDEX('Malaysia Hourly'!AJ:AJ,'Selected Presentation'!AD460)","v":0},{"$f":"INDEX('Malaysia Hourly'!AL:AL,'Selected Presentation'!AD460)","v":100},{"$f":"INDEX('Malaysia Hourly'!AO:AO,'Selected Presentation'!AD460)","v":0},{"$f":"INDEX('Malaysia Hourly'!AM:AM,'Selected Presentation'!AD460)","v":120.25627459641601}]
[null,null,null,null,null,null,null,null,null,null,null,null,null,null,null,null,null,null,null,null,null,null,null,null,null,null,null,null,456,2646,{"$f":"INDEX('Malaysia Hourly'!O:O,'Selected Presentation'!AD461)","v":0},{"$f":"INDEX('Malaysia Hourly'!U:U,'Selected Presentation'!AD461)","v":100},{"$f":"INDEX('Malaysia Hourly'!W:W,'Selected Presentation'!AD461)","v":0},{"$f":"INDEX('Malaysia Hourly'!AJ:AJ,'Selected Presentation'!AD461)","v":0},{"$f":"INDEX('Malaysia Hourly'!AL:AL,'Selected Presentation'!AD461)","v":42.256274596416006},{"$f":"INDEX('Malaysia Hourly'!AO:AO,'Selected Presentation'!AD461)","v":0},{"$f":"INDEX('Malaysia Hourly'!AM:AM,'Selected Presentation'!AD461)","v":78}]
[null,null,null,null,null,null,null,null,null,null,null,null,null,null,null,null,null,null,null,null,null,null,null,null,null,null,null,null,457,2647,{"$f":"INDEX('Malaysia Hourly'!O:O,'Selected Presentation'!AD462)","v":0},{"$f":"INDEX('Malaysia Hourly'!U:U,'Selected Presentation'!AD462)","v":100},{"$f":"INDEX('Malaysia Hourly'!W:W,'Selected Presentation'!AD462)","v":0},{"$f":"INDEX('Malaysia Hourly'!AJ:AJ,'Selected Presentation'!AD462)","v":0},{"$f":"INDEX('Malaysia Hourly'!AL:AL,'Selected Presentation'!AD462)","v":0},{"$f":"INDEX('Malaysia Hourly'!AO:AO,'Selected Presentation'!AD462)","v":0},{"$f":"INDEX('Malaysia Hourly'!AM:AM,'Selected Presentation'!AD462)","v":78}]
[null,null,null,null,null,null,null,null,null,null,null,null,null,null,null,null,null,null,null,null,null,null,null,null,null,null,null,null,458,2648,{"$f":"INDEX('Malaysia Hourly'!O:O,'Selected Presentation'!AD463)","v":0},{"$f":"INDEX('Malaysia Hourly'!U:U,'Selected Presentation'!AD463)","v":100},{"$f":"INDEX('Malaysia Hourly'!W:W,'Selected Presentation'!AD463)","v":0},{"$f":"INDEX('Malaysia Hourly'!AJ:AJ,'Selected Presentation'!AD463)","v":0},{"$f":"INDEX('Malaysia Hourly'!AL:AL,'Selected Presentation'!AD463)","v":0},{"$f":"INDEX('Malaysia Hourly'!AO:AO,'Selected Presentation'!AD463)","v":0},{"$f":"INDEX('Malaysia Hourly'!AM:AM,'Selected Presentation'!AD463)","v":78}]
[null,null,null,null,null,null,null,null,null,null,null,null,null,null,null,null,null,null,null,null,null,null,null,null,null,null,null,null,459,2649,{"$f":"INDEX('Malaysia Hourly'!O:O,'Selected Presentation'!AD464)","v":0},{"$f":"INDEX('Malaysia Hourly'!U:U,'Selected Presentation'!AD464)","v":100},{"$f":"INDEX('Malaysia Hourly'!W:W,'Selected Presentation'!AD464)","v":0},{"$f":"INDEX('Malaysia Hourly'!AJ:AJ,'Selected Presentation'!AD464)","v":0},{"$f":"INDEX('Malaysia Hourly'!AL:AL,'Selected Presentation'!AD464)","v":0},{"$f":"INDEX('Malaysia Hourly'!AO:AO,'Selected Presentation'!AD464)","v":0},{"$f":"INDEX('Malaysia Hourly'!AM:AM,'Selected Presentation'!AD464)","v":78}]
[null,null,null,null,null,null,null,null,null,null,null,null,null,null,null,null,null,null,null,null,null,null,null,null,null,null,null,null,460,2650,{"$f":"INDEX('Malaysia Hourly'!O:O,'Selected Presentation'!AD465)","v":0},{"$f":"INDEX('Malaysia Hourly'!U:U,'Selected Presentation'!AD465)","v":100},{"$f":"INDEX('Malaysia Hourly'!W:W,'Selected Presentation'!AD465)","v":0},{"$f":"INDEX('Malaysia Hourly'!AJ:AJ,'Selected Presentation'!AD465)","v":0},{"$f":"INDEX('Malaysia Hourly'!AL:AL,'Selected Presentation'!AD465)","v":0},{"$f":"INDEX('Malaysia Hourly'!AO:AO,'Selected Presentation'!AD465)","v":0},{"$f":"INDEX('Malaysia Hourly'!AM:AM,'Selected Presentation'!AD465)","v":78}]
[null,null,null,null,null,null,null,null,null,null,null,null,null,null,null,null,null,null,null,null,null,null,null,null,null,null,null,null,461,2651,{"$f":"INDEX('Malaysia Hourly'!O:O,'Selected Presentation'!AD466)","v":0},{"$f":"INDEX('Malaysia Hourly'!U:U,'Selected Presentation'!AD466)","v":100},{"$f":"INDEX('Malaysia Hourly'!W:W,'Selected Presentation'!AD466)","v":0},{"$f":"INDEX('Malaysia Hourly'!AJ:AJ,'Selected Presentation'!AD466)","v":0},{"$f":"INDEX('Malaysia Hourly'!AL:AL,'Selected Presentation'!AD466)","v":0},{"$f":"INDEX('Malaysia Hourly'!AO:AO,'Selected Presentation'!AD466)","v":0},{"$f":"INDEX('Malaysia Hourly'!AM:AM,'Selected Presentation'!AD466)","v":78}]
[null,null,null,null,null,null,null,null,null,null,null,null,null,null,null,null,null,null,null,null,null,null,null,null,null,null,null,null,462,2652,{"$f":"INDEX('Malaysia Hourly'!O:O,'Selected Presentation'!AD467)","v":0},{"$f":"INDEX('Malaysia Hourly'!U:U,'Selected Presentation'!AD467)","v":100},{"$f":"INDEX('Malaysia Hourly'!W:W,'Selected Presentation'!AD467)","v":0},{"$f":"INDEX('Malaysia Hourly'!AJ:AJ,'Selected Presentation'!AD467)","v":0},{"$f":"INDEX('Malaysia Hourly'!AL:AL,'Selected Presentation'!AD467)","v":0},{"$f":"INDEX('Malaysia Hourly'!AO:AO,'Selected Presentation'!AD467)","v":0},{"$f":"INDEX('Malaysia Hourly'!AM:AM,'Selected Presentation'!AD467)","v":78}]
[null,null,null,null,null,null,null,null,null,null,null,null,null,null,null,null,null,null,null,null,null,null,null,null,null,null,null,null,463,2653,{"$f":"INDEX('Malaysia Hourly'!O:O,'Selected Presentation'!AD468)","v":0},{"$f":"INDEX('Malaysia Hourly'!U:U,'Selected Presentation'!AD468)","v":100},{"$f":"INDEX('Malaysia Hourly'!W:W,'Selected Presentation'!AD468)","v":0},{"$f":"INDEX('Malaysia Hourly'!AJ:AJ,'Selected Presentation'!AD468)","v":0},{"$f":"INDEX('Malaysia Hourly'!AL:AL,'Selected Presentation'!AD468)","v":0},{"$f":"INDEX('Malaysia Hourly'!AO:AO,'Selected Presentation'!AD468)","v":0},{"$f":"INDEX('Malaysia Hourly'!AM:AM,'Selected Presentation'!AD468)","v":78}]
[null,null,null,null,null,null,null,null,null,null,null,null,null,null,null,null,null,null,null,null,null,null,null,null,null,null,null,null,464,2654,{"$f":"INDEX('Malaysia Hourly'!O:O,'Selected Presentation'!AD469)","v":46.37},{"$f":"INDEX('Malaysia Hourly'!U:U,'Selected Presentation'!AD469)","v":100},{"$f":"INDEX('Malaysia Hourly'!W:W,'Selected Presentation'!AD469)","v":9.1723569600000001},{"$f":"INDEX('Malaysia Hourly'!AJ:AJ,'Selected Presentation'!AD469)","v":0},{"$f":"INDEX('Malaysia Hourly'!AL:AL,'Selected Presentation'!AD469)","v":0},{"$f":"INDEX('Malaysia Hourly'!AO:AO,'Selected Presentation'!AD469)","v":0},{"$f":"INDEX('Malaysia Hourly'!AM:AM,'Selected Presentation'!AD469)","v":78}]
[null,null,null,null,null,null,null,null,null,null,null,null,null,null,null,null,null,null,null,null,null,null,null,null,null,null,null,null,465,2655,{"$f":"INDEX('Malaysia Hourly'!O:O,'Selected Presentation'!AD470)","v":690.84},{"$f":"INDEX('Malaysia Hourly'!U:U,'Selected Presentation'!AD470)","v":100},{"$f":"INDEX('Malaysia Hourly'!W:W,'Selected Presentation'!AD470)","v":100},{"$f":"INDEX('Malaysia Hourly'!AJ:AJ,'Selected Presentation'!AD470)","v":34.398776960000021},{"$f":"INDEX('Malaysia Hourly'!AL:AL,'Selected Presentation'!AD470)","v":0},{"$f":"INDEX('Malaysia Hourly'!AO:AO,'Selected Presentation'!AD470)","v":0},{"$f":"INDEX('Malaysia Hourly'!AM:AM,'Selected Presentation'!AD470)","v":110.33485034240002}]
[null,null,null,null,null,null,null,null,null,null,null,null,null,null,null,null,null,null,null,null,null,null,null,null,null,null,null,null,466,2656,{"$f":"INDEX('Malaysia Hourly'!O:O,'Selected Presentation'!AD471)","v":781.49},{"$f":"INDEX('Malaysia Hourly'!U:U,'Selected Presentation'!AD471)","v":100},{"$f":"INDEX('Malaysia Hourly'!W:W,'Selected Presentation'!AD471)","v":100},{"$f":"INDEX('Malaysia Hourly'!AJ:AJ,'Selected Presentation'!AD471)","v":49.583437919999994},{"$f":"INDEX('Malaysia Hourly'!AL:AL,'Selected Presentation'!AD471)","v":0},{"$f":"INDEX('Malaysia Hourly'!AO:AO,'Selected Presentation'!AD471)","v":0},{"$f":"INDEX('Malaysia Hourly'!AM:AM,'Selected Presentation'!AD471)","v":156.94328198720001}]
[null,null,null,null,null,null,null,null,null,null,null,null,null,null,null,null,null,null,null,null,null,null,null,null,null,null,null,null,467,2657,{"$f":"INDEX('Malaysia Hourly'!O:O,'Selected Presentation'!AD472)","v":909.64},{"$f":"INDEX('Malaysia Hourly'!U:U,'Selected Presentation'!AD472)","v":100},{"$f":"INDEX('Malaysia Hourly'!W:W,'Selected Presentation'!AD472)","v":100},{"$f":"INDEX('Malaysia Hourly'!AJ:AJ,'Selected Presentation'!AD472)","v":71.317959039999977},{"$f":"INDEX('Malaysia Hourly'!AL:AL,'Selected Presentation'!AD472)","v":0},{"$f":"INDEX('Malaysia Hourly'!AO:AO,'Selected Presentation'!AD472)","v":0},{"$f":"INDEX('Malaysia Hourly'!AM:AM,'Selected Presentation'!AD472)","v":223.9821634848}]
[null,null,null,null,null,null,null,null,null,null,null,null,null,null,null,null,null,null,null,null,null,null,null,null,null,null,null,null,468,2658,{"$f":"INDEX('Malaysia Hourly'!O:O,'Selected Presentation'!AD473)","v":1031.47},{"$f":"INDEX('Malaysia Hourly'!U:U,'Selected Presentation'!AD473)","v":100},{"$f":"INDEX('Malaysia Hourly'!W:W,'Selected Presentation'!AD473)","v":100},{"$f":"INDEX('Malaysia Hourly'!AJ:AJ,'Selected Presentation'!AD473)","v":91.85342},{"$f":"INDEX('Malaysia Hourly'!AL:AL,'Selected Presentation'!AD473)","v":0},{"$f":"INDEX('Malaysia Hourly'!AO:AO,'Selected Presentation'!AD473)","v":0},{"$f":"INDEX('Malaysia Hourly'!AM:AM,'Selected Presentation'!AD473)","v":310.32437828479999}]
[null,null,null,null,null,null,null,null,null,null,null,null,null,null,null,null,null,null,null,null,null,null,null,null,null,null,null,null,469,2659,{"$f":"INDEX('Malaysia Hourly'!O:O,'Selected Presentation'!AD474)","v":951.89},{"$f":"INDEX('Malaysia Hourly'!U:U,'Selected Presentation'!AD474)","v":100},{"$f":"INDEX('Malaysia Hourly'!W:W,'Selected Presentation'!AD474)","v":100},{"$f":"INDEX('Malaysia Hourly'!AJ:AJ,'Selected Presentation'!AD474)","v":75.437134560000004},{"$f":"INDEX('Malaysia Hourly'!AL:AL,'Selected Presentation'!AD474)","v":0},{"$f":"INDEX('Malaysia Hourly'!AO:AO,'Selected Presentation'!AD474)","v":0},{"$f":"INDEX('Malaysia Hourly'!AM:AM,'Selected Presentation'!AD474)","v":381.23528477119999}]
[null,null,null,null,null,null,null,null,null,null,null,null,null,null,null,null,null,null,null,null,null,null,null,null,null,null,null,null,470,2660,{"$f":"INDEX('Malaysia Hourly'!O:O,'Selected Presentation'!AD475)","v":935},{"$f":"INDEX('Malaysia Hourly'!U:U,'Selected Presentation'!AD475)","v":100},{"$f":"INDEX('Malaysia Hourly'!W:W,'Selected Presentation'!AD475)","v":100},{"$f":"INDEX('Malaysia Hourly'!AJ:AJ,'Selected Presentation'!AD475)","v":71.800639999999987},{"$f":"INDEX('Malaysia Hourly'!AL:AL,'Selected Presentation'!AD475)","v":0},{"$f":"INDEX('Malaysia Hourly'!AO:AO,'Selected Presentation'!AD475)","v":0},{"$f":"INDEX('Malaysia Hourly'!AM:AM,'Selected Presentation'!AD475)","v":448.72788637119999}]
[null,null,null,null,null,null,null,null,null,null,null,null,null,null,null,null,null,null,null,null,null,null,null,null,null,null,null,null,471,2661,{"$f":"INDEX('Malaysia Hourly'!O:O,'Selected Presentation'!AD476)","v":1014.54},{"$f":"INDEX('Malaysia Hourly'!U:U,'Selected Presentation'!AD476)","v":100},{"$f":"INDEX('Malaysia Hourly'!W:W,'Selected Presentation'!AD476)","v":100},{"$f":"INDEX('Malaysia Hourly'!AJ:AJ,'Selected Presentation'!AD476)","v":86.058519679999989},{"$f":"INDEX('Malaysia Hourly'!AL:AL,'Selected Presentation'!AD476)","v":0},{"$f":"INDEX('Malaysia Hourly'!AO:AO,'Selected Presentation'!AD476)","v":0},{"$f":"INDEX('Malaysia Hourly'!AM:AM,'Selected Presentation'!AD476)","v":529.62289487039993}]
[null,null,null,null,null,null,null,null,null,null,null,null,null,null,null,null,null,null,null,null,null,null,null,null,null,null,null,null,472,2662,{"$f":"INDEX('Malaysia Hourly'!O:O,'Selected Presentation'!AD477)","v":985.23},{"$f":"INDEX('Malaysia Hourly'!U:U,'Selected Presentation'!AD477)","v":100},{"$f":"INDEX('Malaysia Hourly'!W:W,'Selected Presentation'!AD477)","v":100},{"$f":"INDEX('Malaysia Hourly'!AJ:AJ,'Selected Presentation'!AD477)","v":70.377105129600068},{"$f":"INDEX('Malaysia Hourly'!AL:AL,'Selected Presentation'!AD477)","v":0},{"$f":"INDEX('Malaysia Hourly'!AO:AO,'Selected Presentation'!AD477)","v":12.103254550399953},{"$f":"INDEX('Malaysia Hourly'!AM:AM,'Selected Presentation'!AD477)","v":595.77737369222405}]
[null,null,null,null,null,null,null,null,null,null,null,null,null,null,null,null,null,null,null,null,null,null,null,null,null,null,null,null,473,2663,{"$f":"INDEX('Malaysia Hourly'!O:O,'Selected Presentation'!AD478)","v":889.68},{"$f":"INDEX('Malaysia Hourly'!U:U,'Selected Presentation'!AD478)","v":100},{"$f":"INDEX('Malaysia Hourly'!W:W,'Selected Presentation'!AD478)","v":100},{"$f":"INDEX('Malaysia Hourly'!AJ:AJ,'Selected Presentation'!AD478)","v":4.222626307775954},{"$f":"INDEX('Malaysia Hourly'!AL:AL,'Selected Presentation'!AD478)","v":0},{"$f":"INDEX('Malaysia Hourly'!AO:AO,'Selected Presentation'!AD478)","v":61.542551292224033},{"$f":"INDEX('Malaysia Hourly'!AM:AM,'Selected Presentation'!AD478)","v":599.74664242153347}]
[null,null,null,null,null,null,null,null,null,null,null,null,null,null,null,null,null,null,null,null,null,null,null,null,null,null,null,null,474,2664,{"$f":"INDEX('Malaysia Hourly'!O:O,'Selected Presentation'!AD479)","v":614.57000000000005},{"$f":"INDEX('Malaysia Hourly'!U:U,'Selected Presentation'!AD479)","v":100},{"$f":"INDEX('Malaysia Hourly'!W:W,'Selected Presentation'!AD479)","v":100},{"$f":"INDEX('Malaysia Hourly'!AJ:AJ,'Selected Presentation'!AD479)","v":0.25335757846653451},{"$f":"INDEX('Malaysia Hourly'!AL:AL,'Selected Presentation'!AD479)","v":0},{"$f":"INDEX('Malaysia Hourly'!AO:AO,'Selected Presentation'!AD479)","v":15.443132341533456},{"$f":"INDEX('Malaysia Hourly'!AM:AM,'Selected Presentation'!AD479)","v":599.98479854529205}]
[null,null,null,null,null,null,null,null,null,null,null,null,null,null,null,null,null,null,null,null,null,null,null,null,null,null,null,null,475,2665,{"$f":"INDEX('Malaysia Hourly'!O:O,'Selected Presentation'!AD480)","v":198.45},{"$f":"INDEX('Malaysia Hourly'!U:U,'Selected Presentation'!AD480)","v":100},{"$f":"INDEX('Malaysia Hourly'!W:W,'Selected Presentation'!AD480)","v":37.876960799999992},{"$f":"INDEX('Malaysia Hourly'!AJ:AJ,'Selected Presentation'!AD480)","v":0},{"$f":"INDEX('Malaysia Hourly'!AL:AL,'Selected Presentation'!AD480)","v":62.123039200000008},{"$f":"INDEX('Malaysia Hourly'!AO:AO,'Selected Presentation'!AD480)","v":0},{"$f":"INDEX('Malaysia Hourly'!AM:AM,'Selected Presentation'!AD480)","v":537.86175934529206}]
[null,null,null,null,null,null,null,null,null,null,null,null,null,null,null,null,null,null,null,null,null,null,null,null,null,null,null,null,476,2666,{"$f":"INDEX('Malaysia Hourly'!O:O,'Selected Presentation'!AD481)","v":0},{"$f":"INDEX('Malaysia Hourly'!U:U,'Selected Presentation'!AD481)","v":100},{"$f":"INDEX('Malaysia Hourly'!W:W,'Selected Presentation'!AD481)","v":0},{"$f":"INDEX('Malaysia Hourly'!AJ:AJ,'Selected Presentation'!AD481)","v":0},{"$f":"INDEX('Malaysia Hourly'!AL:AL,'Selected Presentation'!AD481)","v":100},{"$f":"INDEX('Malaysia Hourly'!AO:AO,'Selected Presentation'!AD481)","v":0},{"$f":"INDEX('Malaysia Hourly'!AM:AM,'Selected Presentation'!AD481)","v":437.86175934529206}]
[null,null,null,null,null,null,null,null,null,null,null,null,null,null,null,null,null,null,null,null,null,null,null,null,null,null,null,null,477,2667,{"$f":"INDEX('Malaysia Hourly'!O:O,'Selected Presentation'!AD482)","v":0},{"$f":"INDEX('Malaysia Hourly'!U:U,'Selected Presentation'!AD482)","v":100},{"$f":"INDEX('Malaysia Hourly'!W:W,'Selected Presentation'!AD482)","v":0},{"$f":"INDEX('Malaysia Hourly'!AJ:AJ,'Selected Presentation'!AD482)","v":0},{"$f":"INDEX('Malaysia Hourly'!AL:AL,'Selected Presentation'!AD482)","v":100},{"$f":"INDEX('Malaysia Hourly'!AO:AO,'Selected Presentation'!AD482)","v":0},{"$f":"INDEX('Malaysia Hourly'!AM:AM,'Selected Presentation'!AD482)","v":337.86175934529206}]
[null,null,null,null,null,null,null,null,null,null,null,null,null,null,null,null,null,null,null,null,null,null,null,null,null,null,null,null,478,2668,{"$f":"INDEX('Malaysia Hourly'!O:O,'Selected Presentation'!AD483)","v":0},{"$f":"INDEX('Malaysia Hourly'!U:U,'Selected Presentation'!AD483)","v":100},{"$f":"INDEX('Malaysia Hourly'!W:W,'Selected Presentation'!AD483)","v":0},{"$f":"INDEX('Malaysia Hourly'!AJ:AJ,'Selected Presentation'!AD483)","v":0},{"$f":"INDEX('Malaysia Hourly'!AL:AL,'Selected Presentation'!AD483)","v":100},{"$f":"INDEX('Malaysia Hourly'!AO:AO,'Selected Presentation'!AD483)","v":0},{"$f":"INDEX('Malaysia Hourly'!AM:AM,'Selected Presentation'!AD483)","v":237.86175934529206}]
[null,null,null,null,null,null,null,null,null,null,null,null,null,null,null,null,null,null,null,null,null,null,null,null,null,null,null,null,479,2669,{"$f":"INDEX('Malaysia Hourly'!O:O,'Selected Presentation'!AD484)","v":0},{"$f":"INDEX('Malaysia Hourly'!U:U,'Selected Presentation'!AD484)","v":100},{"$f":"INDEX('Malaysia Hourly'!W:W,'Selected Presentation'!AD484)","v":0},{"$f":"INDEX('Malaysia Hourly'!AJ:AJ,'Selected Presentation'!AD484)","v":0},{"$f":"INDEX('Malaysia Hourly'!AL:AL,'Selected Presentation'!AD484)","v":100},{"$f":"INDEX('Malaysia Hourly'!AO:AO,'Selected Presentation'!AD484)","v":0},{"$f":"INDEX('Malaysia Hourly'!AM:AM,'Selected Presentation'!AD484)","v":137.86175934529206}]
[null,null,null,null,null,null,null,null,null,null,null,null,null,null,null,null,null,null,null,null,null,null,null,null,null,null,null,null,480,2670,{"$f":"INDEX('Malaysia Hourly'!O:O,'Selected Presentation'!AD485)","v":0},{"$f":"INDEX('Malaysia Hourly'!U:U,'Selected Presentation'!AD485)","v":100},{"$f":"INDEX('Malaysia Hourly'!W:W,'Selected Presentation'!AD485)","v":0},{"$f":"INDEX('Malaysia Hourly'!AJ:AJ,'Selected Presentation'!AD485)","v":0},{"$f":"INDEX('Malaysia Hourly'!AL:AL,'Selected Presentation'!AD485)","v":59.861759345292057},{"$f":"INDEX('Malaysia Hourly'!AO:AO,'Selected Presentation'!AD485)","v":0},{"$f":"INDEX('Malaysia Hourly'!AM:AM,'Selected Presentation'!AD485)","v":78}]
[null,null,null,null,null,null,null,null,null,null,null,null,null,null,null,null,null,null,null,null,null,null,null,null,null,null,null,null,481,2671,{"$f":"INDEX('Malaysia Hourly'!O:O,'Selected Presentation'!AD486)","v":0},{"$f":"INDEX('Malaysia Hourly'!U:U,'Selected Presentation'!AD486)","v":100},{"$f":"INDEX('Malaysia Hourly'!W:W,'Selected Presentation'!AD486)","v":0},{"$f":"INDEX('Malaysia Hourly'!AJ:AJ,'Selected Presentation'!AD486)","v":0},{"$f":"INDEX('Malaysia Hourly'!AL:AL,'Selected Presentation'!AD486)","v":0},{"$f":"INDEX('Malaysia Hourly'!AO:AO,'Selected Presentation'!AD486)","v":0},{"$f":"INDEX('Malaysia Hourly'!AM:AM,'Selected Presentation'!AD486)","v":78}]
[null,null,null,null,null,null,null,null,null,null,null,null,null,null,null,null,null,null,null,null,null,null,null,null,null,null,null,null,482,2672,{"$f":"INDEX('Malaysia Hourly'!O:O,'Selected Presentation'!AD487)","v":0},{"$f":"INDEX('Malaysia Hourly'!U:U,'Selected Presentation'!AD487)","v":100},{"$f":"INDEX('Malaysia Hourly'!W:W,'Selected Presentation'!AD487)","v":0},{"$f":"INDEX('Malaysia Hourly'!AJ:AJ,'Selected Presentation'!AD487)","v":0},{"$f":"INDEX('Malaysia Hourly'!AL:AL,'Selected Presentation'!AD487)","v":0},{"$f":"INDEX('Malaysia Hourly'!AO:AO,'Selected Presentation'!AD487)","v":0},{"$f":"INDEX('Malaysia Hourly'!AM:AM,'Selected Presentation'!AD487)","v":78}]
[null,null,null,null,null,null,null,null,null,null,null,null,null,null,null,null,null,null,null,null,null,null,null,null,null,null,null,null,483,2673,{"$f":"INDEX('Malaysia Hourly'!O:O,'Selected Presentation'!AD488)","v":0},{"$f":"INDEX('Malaysia Hourly'!U:U,'Selected Presentation'!AD488)","v":100},{"$f":"INDEX('Malaysia Hourly'!W:W,'Selected Presentation'!AD488)","v":0},{"$f":"INDEX('Malaysia Hourly'!AJ:AJ,'Selected Presentation'!AD488)","v":0},{"$f":"INDEX('Malaysia Hourly'!AL:AL,'Selected Presentation'!AD488)","v":0},{"$f":"INDEX('Malaysia Hourly'!AO:AO,'Selected Presentation'!AD488)","v":0},{"$f":"INDEX('Malaysia Hourly'!AM:AM,'Selected Presentation'!AD488)","v":78}]
[null,null,null,null,null,null,null,null,null,null,null,null,null,null,null,null,null,null,null,null,null,null,null,null,null,null,null,null,484,2674,{"$f":"INDEX('Malaysia Hourly'!O:O,'Selected Presentation'!AD489)","v":0},{"$f":"INDEX('Malaysia Hourly'!U:U,'Selected Presentation'!AD489)","v":100},{"$f":"INDEX('Malaysia Hourly'!W:W,'Selected Presentation'!AD489)","v":0},{"$f":"INDEX('Malaysia Hourly'!AJ:AJ,'Selected Presentation'!AD489)","v":0},{"$f":"INDEX('Malaysia Hourly'!AL:AL,'Selected Presentation'!AD489)","v":0},{"$f":"INDEX('Malaysia Hourly'!AO:AO,'Selected Presentation'!AD489)","v":0},{"$f":"INDEX('Malaysia Hourly'!AM:AM,'Selected Presentation'!AD489)","v":78}]
[null,null,null,null,null,null,null,null,null,null,null,null,null,null,null,null,null,null,null,null,null,null,null,null,null,null,null,null,485,2675,{"$f":"INDEX('Malaysia Hourly'!O:O,'Selected Presentation'!AD490)","v":0},{"$f":"INDEX('Malaysia Hourly'!U:U,'Selected Presentation'!AD490)","v":100},{"$f":"INDEX('Malaysia Hourly'!W:W,'Selected Presentation'!AD490)","v":0},{"$f":"INDEX('Malaysia Hourly'!AJ:AJ,'Selected Presentation'!AD490)","v":0},{"$f":"INDEX('Malaysia Hourly'!AL:AL,'Selected Presentation'!AD490)","v":0},{"$f":"INDEX('Malaysia Hourly'!AO:AO,'Selected Presentation'!AD490)","v":0},{"$f":"INDEX('Malaysia Hourly'!AM:AM,'Selected Presentation'!AD490)","v":78}]
[null,null,null,null,null,null,null,null,null,null,null,null,null,null,null,null,null,null,null,null,null,null,null,null,null,null,null,null,486,2676,{"$f":"INDEX('Malaysia Hourly'!O:O,'Selected Presentation'!AD491)","v":0},{"$f":"INDEX('Malaysia Hourly'!U:U,'Selected Presentation'!AD491)","v":100},{"$f":"INDEX('Malaysia Hourly'!W:W,'Selected Presentation'!AD491)","v":0},{"$f":"INDEX('Malaysia Hourly'!AJ:AJ,'Selected Presentation'!AD491)","v":0},{"$f":"INDEX('Malaysia Hourly'!AL:AL,'Selected Presentation'!AD491)","v":0},{"$f":"INDEX('Malaysia Hourly'!AO:AO,'Selected Presentation'!AD491)","v":0},{"$f":"INDEX('Malaysia Hourly'!AM:AM,'Selected Presentation'!AD491)","v":78}]
[null,null,null,null,null,null,null,null,null,null,null,null,null,null,null,null,null,null,null,null,null,null,null,null,null,null,null,null,487,2677,{"$f":"INDEX('Malaysia Hourly'!O:O,'Selected Presentation'!AD492)","v":0},{"$f":"INDEX('Malaysia Hourly'!U:U,'Selected Presentation'!AD492)","v":100},{"$f":"INDEX('Malaysia Hourly'!W:W,'Selected Presentation'!AD492)","v":0},{"$f":"INDEX('Malaysia Hourly'!AJ:AJ,'Selected Presentation'!AD492)","v":0},{"$f":"INDEX('Malaysia Hourly'!AL:AL,'Selected Presentation'!AD492)","v":0},{"$f":"INDEX('Malaysia Hourly'!AO:AO,'Selected Presentation'!AD492)","v":0},{"$f":"INDEX('Malaysia Hourly'!AM:AM,'Selected Presentation'!AD492)","v":78}]
[null,null,null,null,null,null,null,null,null,null,null,null,null,null,null,null,null,null,null,null,null,null,null,null,null,null,null,null,488,2678,{"$f":"INDEX('Malaysia Hourly'!O:O,'Selected Presentation'!AD493)","v":347.64},{"$f":"INDEX('Malaysia Hourly'!U:U,'Selected Presentation'!AD493)","v":100},{"$f":"INDEX('Malaysia Hourly'!W:W,'Selected Presentation'!AD493)","v":69.09970752000001},{"$f":"INDEX('Malaysia Hourly'!AJ:AJ,'Selected Presentation'!AD493)","v":0},{"$f":"INDEX('Malaysia Hourly'!AL:AL,'Selected Presentation'!AD493)","v":0},{"$f":"INDEX('Malaysia Hourly'!AO:AO,'Selected Presentation'!AD493)","v":0},{"$f":"INDEX('Malaysia Hourly'!AM:AM,'Selected Presentation'!AD493)","v":78}]
[null,null,null,null,null,null,null,null,null,null,null,null,null,null,null,null,null,null,null,null,null,null,null,null,null,null,null,null,489,2679,{"$f":"INDEX('Malaysia Hourly'!O:O,'Selected Presentation'!AD494)","v":725.45},{"$f":"INDEX('Malaysia Hourly'!U:U,'Selected Presentation'!AD494)","v":100},{"$f":"INDEX('Malaysia Hourly'!W:W,'Selected Presentation'!AD494)","v":100},{"$f":"INDEX('Malaysia Hourly'!AJ:AJ,'Selected Presentation'!AD494)","v":41.015872800000011},{"$f":"INDEX('Malaysia Hourly'!AL:AL,'Selected Presentation'!AD494)","v":0},{"$f":"INDEX('Malaysia Hourly'!AO:AO,'Selected Presentation'!AD494)","v":0},{"$f":"INDEX('Malaysia Hourly'!AM:AM,'Selected Presentation'!AD494)","v":116.554920432}]
[null,null,null,null,null,null,null,null,null,null,null,null,null,null,null,null,null,null,null,null,null,null,null,null,null,null,null,null,490,2680,{"$f":"INDEX('Malaysia Hourly'!O:O,'Selected Presentation'!AD495)","v":804.96},{"$f":"INDEX('Malaysia Hourly'!U:U,'Selected Presentation'!AD495)","v":100},{"$f":"INDEX('Malaysia Hourly'!W:W,'Selected Presentation'!AD495)","v":100},{"$f":"INDEX('Malaysia Hourly'!AJ:AJ,'Selected Presentation'!AD495)","v":53.934110720000035},{"$f":"INDEX('Malaysia Hourly'!AL:AL,'Selected Presentation'!AD495)","v":0},{"$f":"INDEX('Malaysia Hourly'!AO:AO,'Selected Presentation'!AD495)","v":0},{"$f":"INDEX('Malaysia Hourly'!AM:AM,'Selected Presentation'!AD495)","v":167.25298450880004}]
[null,null,null,null,null,null,null,null,null,null,null,null,null,null,null,null,null,null,null,null,null,null,null,null,null,null,null,null,491,2681,{"$f":"INDEX('Malaysia Hourly'!O:O,'Selected Presentation'!AD496)","v":850.28},{"$f":"INDEX('Malaysia Hourly'!U:U,'Selected Presentation'!AD496)","v":100},{"$f":"INDEX('Malaysia Hourly'!W:W,'Selected Presentation'!AD496)","v":100},{"$f":"INDEX('Malaysia Hourly'!AJ:AJ,'Selected Presentation'!AD496)","v":59.893453439999973},{"$f":"INDEX('Malaysia Hourly'!AL:AL,'Selected Presentation'!AD496)","v":0},{"$f":"INDEX('Malaysia Hourly'!AO:AO,'Selected Presentation'!AD496)","v":0},{"$f":"INDEX('Malaysia Hourly'!AM:AM,'Selected Presentation'!AD496)","v":223.5528307424}]
[null,null,null,null,null,null,null,null,null,null,null,null,null,null,null,null,null,null,null,null,null,null,null,null,null,null,null,null,492,2682,{"$f":"INDEX('Malaysia Hourly'!O:O,'Selected Presentation'!AD497)","v":956.59},{"$f":"INDEX('Malaysia Hourly'!U:U,'Selected Presentation'!AD497)","v":100},{"$f":"INDEX('Malaysia Hourly'!W:W,'Selected Presentation'!AD497)","v":100},{"$f":"INDEX('Malaysia Hourly'!AJ:AJ,'Selected Presentation'!AD497)","v":77.160468000000009},{"$f":"INDEX('Malaysia Hourly'!AL:AL,'Selected Presentation'!AD497)","v":0},{"$f":"INDEX('Malaysia Hourly'!AO:AO,'Selected Presentation'!AD497)","v":0},{"$f":"INDEX('Malaysia Hourly'!AM:AM,'Selected Presentation'!AD497)","v":296.08367066239998}]
[null,null,null,null,null,null,null,null,null,null,null,null,null,null,null,null,null,null,null,null,null,null,null,null,null,null,null,null,493,2683,{"$f":"INDEX('Malaysia Hourly'!O:O,'Selected Presentation'!AD498)","v":918.42},{"$f":"INDEX('Malaysia Hourly'!U:U,'Selected Presentation'!AD498)","v":100},{"$f":"INDEX('Malaysia Hourly'!W:W,'Selected Presentation'!AD498)","v":100},{"$f":"INDEX('Malaysia Hourly'!AJ:AJ,'Selected Presentation'!AD498)","v":68.69538559999998},{"$f":"INDEX('Malaysia Hourly'!AL:AL,'Selected Presentation'!AD498)","v":0},{"$f":"INDEX('Malaysia Hourly'!AO:AO,'Selected Presentation'!AD498)","v":0},{"$f":"INDEX('Malaysia Hourly'!AM:AM,'Selected Presentation'!AD498)","v":360.65733312639998}]
[null,null,null,null,null,null,null,null,null,null,null,null,null,null,null,null,null,null,null,null,null,null,null,null,null,null,null,null,494,2684,{"$f":"INDEX('Malaysia Hourly'!O:O,'Selected Presentation'!AD499)","v":851.16},{"$f":"INDEX('Malaysia Hourly'!U:U,'Selected Presentation'!AD499)","v":100},{"$f":"INDEX('Malaysia Hourly'!W:W,'Selected Presentation'!AD499)","v":100},{"$f":"INDEX('Malaysia Hourly'!AJ:AJ,'Selected Presentation'!AD499)","v":55.632903679999998},{"$f":"INDEX('Malaysia Hourly'!AL:AL,'Selected Presentation'!AD499)","v":0},{"$f":"INDEX('Malaysia Hourly'!AO:AO,'Selected Presentation'!AD499)","v":0},{"$f":"INDEX('Malaysia Hourly'!AM:AM,'Selected Presentation'!AD499)","v":412.95226258560001}]
[null,null,null,null,null,null,null,null,null,null,null,null,null,null,null,null,null,null,null,null,null,null,null,null,null,null,null,null,495,2685,{"$f":"INDEX('Malaysia Hourly'!O:O,'Selected Presentation'!AD500)","v":974.71},{"$f":"INDEX('Malaysia Hourly'!U:U,'Selected Presentation'!AD500)","v":100},{"$f":"INDEX('Malaysia Hourly'!W:W,'Selected Presentation'!AD500)","v":100},{"$f":"INDEX('Malaysia Hourly'!AJ:AJ,'Selected Presentation'!AD500)","v":78.59806272000003},{"$f":"INDEX('Malaysia Hourly'!AL:AL,'Selected Presentation'!AD500)","v":0},{"$f":"INDEX('Malaysia Hourly'!AO:AO,'Selected Presentation'!AD500)","v":0},{"$f":"INDEX('Malaysia Hourly'!AM:AM,'Selected Presentation'!AD500)","v":486.83444154240004}]
[null,null,null,null,null,null,null,null,null,null,null,null,null,null,null,null,null,null,null,null,null,null,null,null,null,null,null,null,496,2686,{"$f":"INDEX('Malaysia Hourly'!O:O,'Selected Presentation'!AD501)","v":956.39},{"$f":"INDEX('Malaysia Hourly'!U:U,'Selected Presentation'!AD501)","v":100},{"$f":"INDEX('Malaysia Hourly'!W:W,'Selected Presentation'!AD501)","v":100},{"$f":"INDEX('Malaysia Hourly'!AJ:AJ,'Selected Presentation'!AD501)","v":77.138730240000001},{"$f":"INDEX('Malaysia Hourly'!AL:AL,'Selected Presentation'!AD501)","v":0},{"$f":"INDEX('Malaysia Hourly'!AO:AO,'Selected Presentation'!AD501)","v":0},{"$f":"INDEX('Malaysia Hourly'!AM:AM,'Selected Presentation'!AD501)","v":559.34484796800007}]
[null,null,null,null,null,null,null,null,null,null,null,null,null,null,null,null,null,null,null,null,null,null,null,null,null,null,null,null,497,2687,{"$f":"INDEX('Malaysia Hourly'!O:O,'Selected Presentation'!AD502)","v":888.87},{"$f":"INDEX('Malaysia Hourly'!U:U,'Selected Presentation'!AD502)","v":100},{"$f":"INDEX('Malaysia Hourly'!W:W,'Selected Presentation'!AD502)","v":100},{"$f":"INDEX('Malaysia Hourly'!AJ:AJ,'Selected Presentation'!AD502)","v":40.655152031999933},{"$f":"INDEX('Malaysia Hourly'!AL:AL,'Selected Presentation'!AD502)","v":0},{"$f":"INDEX('Malaysia Hourly'!AO:AO,'Selected Presentation'!AD502)","v":25.499539328000083},{"$f":"INDEX('Malaysia Hourly'!AM:AM,'Selected Presentation'!AD502)","v":597.56069087807998}]
[null,null,null,null,null,null,null,null,null,null,null,null,null,null,null,null,null,null,null,null,null,null,null,null,null,null,null,null,498,2688,{"$f":"INDEX('Malaysia Hourly'!O:O,'Selected Presentation'!AD503)","v":679.89},{"$f":"INDEX('Malaysia Hourly'!U:U,'Selected Presentation'!AD503)","v":100},{"$f":"INDEX('Malaysia Hourly'!W:W,'Selected Presentation'!AD503)","v":100},{"$f":"INDEX('Malaysia Hourly'!AJ:AJ,'Selected Presentation'!AD503)","v":2.4393091219200187},{"$f":"INDEX('Malaysia Hourly'!AL:AL,'Selected Presentation'!AD503)","v":0},{"$f":"INDEX('Malaysia Hourly'!AO:AO,'Selected Presentation'!AD503)","v":25.630210398079981},{"$f":"INDEX('Malaysia Hourly'!AM:AM,'Selected Presentation'!AD503)","v":599.85364145268477}]
[null,null,null,null,null,null,null,null,null,null,null,null,null,null,null,null,null,null,null,null,null,null,null,null,null,null,null,null,499,2689,{"$f":"INDEX('Malaysia Hourly'!O:O,'Selected Presentation'!AD504)","v":193.01},{"$f":"INDEX('Malaysia Hourly'!U:U,'Selected Presentation'!AD504)","v":100},{"$f":"INDEX('Malaysia Hourly'!W:W,'Selected Presentation'!AD504)","v":36.721310559999999},{"$f":"INDEX('Malaysia Hourly'!AJ:AJ,'Selected Presentation'!AD504)","v":0},{"$f":"INDEX('Malaysia Hourly'!AL:AL,'Selected Presentation'!AD504)","v":63.278689440000001},{"$f":"INDEX('Malaysia Hourly'!AO:AO,'Selected Presentation'!AD504)","v":0},{"$f":"INDEX('Malaysia Hourly'!AM:AM,'Selected Presentation'!AD504)","v":536.57495201268478}]
[null,null,null,null,null,null,null,null,null,null,null,null,null,null,null,null,null,null,null,null,null,null,null,null,null,null,null,null,500,2690,{"$f":"INDEX('Malaysia Hourly'!O:O,'Selected Presentation'!AD505)","v":0},{"$f":"INDEX('Malaysia Hourly'!U:U,'Selected Presentation'!AD505)","v":100},{"$f":"INDEX('Malaysia Hourly'!W:W,'Selected Presentation'!AD505)","v":0},{"$f":"INDEX('Malaysia Hourly'!AJ:AJ,'Selected Presentation'!AD505)","v":0},{"$f":"INDEX('Malaysia Hourly'!AL:AL,'Selected Presentation'!AD505)","v":100},{"$f":"INDEX('Malaysia Hourly'!AO:AO,'Selected Presentation'!AD505)","v":0},{"$f":"INDEX('Malaysia Hourly'!AM:AM,'Selected Presentation'!AD505)","v":436.57495201268478}]
[null,null,null,null,null,null,null,null,null,null,null,null,null,null,null,null,null,null,null,null,null,null,null,null,null,null,null,null,501,2691,{"$f":"INDEX('Malaysia Hourly'!O:O,'Selected Presentation'!AD506)","v":0},{"$f":"INDEX('Malaysia Hourly'!U:U,'Selected Presentation'!AD506)","v":100},{"$f":"INDEX('Malaysia Hourly'!W:W,'Selected Presentation'!AD506)","v":0},{"$f":"INDEX('Malaysia Hourly'!AJ:AJ,'Selected Presentation'!AD506)","v":0},{"$f":"INDEX('Malaysia Hourly'!AL:AL,'Selected Presentation'!AD506)","v":100},{"$f":"INDEX('Malaysia Hourly'!AO:AO,'Selected Presentation'!AD506)","v":0},{"$f":"INDEX('Malaysia Hourly'!AM:AM,'Selected Presentation'!AD506)","v":336.57495201268478}]
[null,null,null,null,null,null,null,null,null,null,null,null,null,null,null,null,null,null,null,null,null,null,null,null,null,null,null,null,502,2692,{"$f":"INDEX('Malaysia Hourly'!O:O,'Selected Presentation'!AD507)","v":0},{"$f":"INDEX('Malaysia Hourly'!U:U,'Selected Presentation'!AD507)","v":100},{"$f":"INDEX('Malaysia Hourly'!W:W,'Selected Presentation'!AD507)","v":0},{"$f":"INDEX('Malaysia Hourly'!AJ:AJ,'Selected Presentation'!AD507)","v":0},{"$f":"INDEX('Malaysia Hourly'!AL:AL,'Selected Presentation'!AD507)","v":100},{"$f":"INDEX('Malaysia Hourly'!AO:AO,'Selected Presentation'!AD507)","v":0},{"$f":"INDEX('Malaysia Hourly'!AM:AM,'Selected Presentation'!AD507)","v":236.57495201268478}]
[null,null,null,null,null,null,null,null,null,null,null,null,null,null,null,null,null,null,null,null,null,null,null,null,null,null,null,null,503,2693,{"$f":"INDEX('Malaysia Hourly'!O:O,'Selected Presentation'!AD508)","v":0},{"$f":"INDEX('Malaysia Hourly'!U:U,'Selected Presentation'!AD508)","v":100},{"$f":"INDEX('Malaysia Hourly'!W:W,'Selected Presentation'!AD508)","v":0},{"$f":"INDEX('Malaysia Hourly'!AJ:AJ,'Selected Presentation'!AD508)","v":0},{"$f":"INDEX('Malaysia Hourly'!AL:AL,'Selected Presentation'!AD508)","v":100},{"$f":"INDEX('Malaysia Hourly'!AO:AO,'Selected Presentation'!AD508)","v":0},{"$f":"INDEX('Malaysia Hourly'!AM:AM,'Selected Presentation'!AD508)","v":136.57495201268478}]
[null,null,null,null,null,null,null,null,null,null,null,null,null,null,null,null,null,null,null,null,null,null,null,null,null,null,null,null,504,2694,{"$f":"INDEX('Malaysia Hourly'!O:O,'Selected Presentation'!AD509)","v":0},{"$f":"INDEX('Malaysia Hourly'!U:U,'Selected Presentation'!AD509)","v":100},{"$f":"INDEX('Malaysia Hourly'!W:W,'Selected Presentation'!AD509)","v":0},{"$f":"INDEX('Malaysia Hourly'!AJ:AJ,'Selected Presentation'!AD509)","v":0},{"$f":"INDEX('Malaysia Hourly'!AL:AL,'Selected Presentation'!AD509)","v":58.574952012684776},{"$f":"INDEX('Malaysia Hourly'!AO:AO,'Selected Presentation'!AD509)","v":0},{"$f":"INDEX('Malaysia Hourly'!AM:AM,'Selected Presentation'!AD509)","v":78}]
[null,null,null,null,null,null,null,null,null,null,null,null,null,null,null,null,null,null,null,null,null,null,null,null,null,null,null,null,505,2695,{"$f":"INDEX('Malaysia Hourly'!O:O,'Selected Presentation'!AD510)","v":0},{"$f":"INDEX('Malaysia Hourly'!U:U,'Selected Presentation'!AD510)","v":100},{"$f":"INDEX('Malaysia Hourly'!W:W,'Selected Presentation'!AD510)","v":0},{"$f":"INDEX('Malaysia Hourly'!AJ:AJ,'Selected Presentation'!AD510)","v":0},{"$f":"INDEX('Malaysia Hourly'!AL:AL,'Selected Presentation'!AD510)","v":0},{"$f":"INDEX('Malaysia Hourly'!AO:AO,'Selected Presentation'!AD510)","v":0},{"$f":"INDEX('Malaysia Hourly'!AM:AM,'Selected Presentation'!AD510)","v":78}]
[null,null,null,null,null,null,null,null,null,null,null,null,null,null,null,null,null,null,null,null,null,null,null,null,null,null,null,null,506,2696,{"$f":"INDEX('Malaysia Hourly'!O:O,'Selected Presentation'!AD511)","v":0},{"$f":"INDEX('Malaysia Hourly'!U:U,'Selected Presentation'!AD511)","v":100},{"$f":"INDEX('Malaysia Hourly'!W:W,'Selected Presentation'!AD511)","v":0},{"$f":"INDEX('Malaysia Hourly'!AJ:AJ,'Selected Presentation'!AD511)","v":0},{"$f":"INDEX('Malaysia Hourly'!AL:AL,'Selected Presentation'!AD511)","v":0},{"$f":"INDEX('Malaysia Hourly'!AO:AO,'Selected Presentation'!AD511)","v":0},{"$f":"INDEX('Malaysia Hourly'!AM:AM,'Selected Presentation'!AD511)","v":78}]
[null,null,null,null,null,null,null,null,null,null,null,null,null,null,null,null,null,null,null,null,null,null,null,null,null,null,null,null,507,2697,{"$f":"INDEX('Malaysia Hourly'!O:O,'Selected Presentation'!AD512)","v":0},{"$f":"INDEX('Malaysia Hourly'!U:U,'Selected Presentation'!AD512)","v":100},{"$f":"INDEX('Malaysia Hourly'!W:W,'Selected Presentation'!AD512)","v":0},{"$f":"INDEX('Malaysia Hourly'!AJ:AJ,'Selected Presentation'!AD512)","v":0},{"$f":"INDEX('Malaysia Hourly'!AL:AL,'Selected Presentation'!AD512)","v":0},{"$f":"INDEX('Malaysia Hourly'!AO:AO,'Selected Presentation'!AD512)","v":0},{"$f":"INDEX('Malaysia Hourly'!AM:AM,'Selected Presentation'!AD512)","v":78}]
[null,null,null,null,null,null,null,null,null,null,null,null,null,null,null,null,null,null,null,null,null,null,null,null,null,null,null,null,508,2698,{"$f":"INDEX('Malaysia Hourly'!O:O,'Selected Presentation'!AD513)","v":0},{"$f":"INDEX('Malaysia Hourly'!U:U,'Selected Presentation'!AD513)","v":100},{"$f":"INDEX('Malaysia Hourly'!W:W,'Selected Presentation'!AD513)","v":0},{"$f":"INDEX('Malaysia Hourly'!AJ:AJ,'Selected Presentation'!AD513)","v":0},{"$f":"INDEX('Malaysia Hourly'!AL:AL,'Selected Presentation'!AD513)","v":0},{"$f":"INDEX('Malaysia Hourly'!AO:AO,'Selected Presentation'!AD513)","v":0},{"$f":"INDEX('Malaysia Hourly'!AM:AM,'Selected Presentation'!AD513)","v":78}]
[null,null,null,null,null,null,null,null,null,null,null,null,null,null,null,null,null,null,null,null,null,null,null,null,null,null,null,null,509,2699,{"$f":"INDEX('Malaysia Hourly'!O:O,'Selected Presentation'!AD514)","v":0},{"$f":"INDEX('Malaysia Hourly'!U:U,'Selected Presentation'!AD514)","v":100},{"$f":"INDEX('Malaysia Hourly'!W:W,'Selected Presentation'!AD514)","v":0},{"$f":"INDEX('Malaysia Hourly'!AJ:AJ,'Selected Presentation'!AD514)","v":0},{"$f":"INDEX('Malaysia Hourly'!AL:AL,'Selected Presentation'!AD514)","v":0},{"$f":"INDEX('Malaysia Hourly'!AO:AO,'Selected Presentation'!AD514)","v":0},{"$f":"INDEX('Malaysia Hourly'!AM:AM,'Selected Presentation'!AD514)","v":78}]
[null,null,null,null,null,null,null,null,null,null,null,null,null,null,null,null,null,null,null,null,null,null,null,null,null,null,null,null,510,2700,{"$f":"INDEX('Malaysia Hourly'!O:O,'Selected Presentation'!AD515)","v":0},{"$f":"INDEX('Malaysia Hourly'!U:U,'Selected Presentation'!AD515)","v":100},{"$f":"INDEX('Malaysia Hourly'!W:W,'Selected Presentation'!AD515)","v":0},{"$f":"INDEX('Malaysia Hourly'!AJ:AJ,'Selected Presentation'!AD515)","v":0},{"$f":"INDEX('Malaysia Hourly'!AL:AL,'Selected Presentation'!AD515)","v":0},{"$f":"INDEX('Malaysia Hourly'!AO:AO,'Selected Presentation'!AD515)","v":0},{"$f":"INDEX('Malaysia Hourly'!AM:AM,'Selected Presentation'!AD515)","v":78}]
[null,null,null,null,null,null,null,null,null,null,null,null,null,null,null,null,null,null,null,null,null,null,null,null,null,null,null,null,511,2701,{"$f":"INDEX('Malaysia Hourly'!O:O,'Selected Presentation'!AD516)","v":0},{"$f":"INDEX('Malaysia Hourly'!U:U,'Selected Presentation'!AD516)","v":100},{"$f":"INDEX('Malaysia Hourly'!W:W,'Selected Presentation'!AD516)","v":0},{"$f":"INDEX('Malaysia Hourly'!AJ:AJ,'Selected Presentation'!AD516)","v":0},{"$f":"INDEX('Malaysia Hourly'!AL:AL,'Selected Presentation'!AD516)","v":0},{"$f":"INDEX('Malaysia Hourly'!AO:AO,'Selected Presentation'!AD516)","v":0},{"$f":"INDEX('Malaysia Hourly'!AM:AM,'Selected Presentation'!AD516)","v":78}]
[null,null,null,null,null,null,null,null,null,null,null,null,null,null,null,null,null,null,null,null,null,null,null,null,null,null,null,null,512,{"$f":"AC517+$G$6","v":2702},{"$f":"INDEX('Malaysia Hourly'!O:O,'Selected Presentation'!AD517)","v":38.19},{"$f":"INDEX('Malaysia Hourly'!U:U,'Selected Presentation'!AD517)","v":100},{"$f":"INDEX('Malaysia Hourly'!W:W,'Selected Presentation'!AD517)","v":7.5701745599999999},{"$f":"INDEX('Malaysia Hourly'!AJ:AJ,'Selected Presentation'!AD517)","v":0},{"$f":"INDEX('Malaysia Hourly'!AL:AL,'Selected Presentation'!AD517)","v":0},{"$f":"INDEX('Malaysia Hourly'!AO:AO,'Selected Presentation'!AD517)","v":0},{"$f":"INDEX('Malaysia Hourly'!AM:AM,'Selected Presentation'!AD517)","v":78}]
[null,null,null,null,null,null,null,null,null,null,null,null,null,null,null,null,null,null,null,null,null,null,null,null,null,null,null,null,513,2703,{"$f":"INDEX('Malaysia Hourly'!O:O,'Selected Presentation'!AD518)","v":552.75},{"$f":"INDEX('Malaysia Hourly'!U:U,'Selected Presentation'!AD518)","v":100},{"$f":"INDEX('Malaysia Hourly'!W:W,'Selected Presentation'!AD518)","v":100},{"$f":"INDEX('Malaysia Hourly'!AJ:AJ,'Selected Presentation'!AD518)","v":7.4457560000000029},{"$f":"INDEX('Malaysia Hourly'!AL:AL,'Selected Presentation'!AD518)","v":0},{"$f":"INDEX('Malaysia Hourly'!AO:AO,'Selected Presentation'!AD518)","v":0},{"$f":"INDEX('Malaysia Hourly'!AM:AM,'Selected Presentation'!AD518)","v":84.999010640000009}]
[null,null,null,null,null,null,null,null,null,null,null,null,null,null,null,null,null,null,null,null,null,null,null,null,null,null,null,null,514,2704,{"$f":"INDEX('Malaysia Hourly'!O:O,'Selected Presentation'!AD519)","v":636.07000000000005},{"$f":"INDEX('Malaysia Hourly'!U:U,'Selected Presentation'!AD519)","v":100},{"$f":"INDEX('Malaysia Hourly'!W:W,'Selected Presentation'!AD519)","v":100},{"$f":"INDEX('Malaysia Hourly'!AJ:AJ,'Selected Presentation'!AD519)","v":21.738709440000022},{"$f":"INDEX('Malaysia Hourly'!AL:AL,'Selected Presentation'!AD519)","v":0},{"$f":"INDEX('Malaysia Hourly'!AO:AO,'Selected Presentation'!AD519)","v":0},{"$f":"INDEX('Malaysia Hourly'!AM:AM,'Selected Presentation'!AD519)","v":105.43339751360003}]
[null,null,null,null,null,null,null,null,null,null,null,null,null,null,null,null,null,null,null,null,null,null,null,null,null,null,null,null,515,2705,{"$f":"INDEX('Malaysia Hourly'!O:O,'Selected Presentation'!AD520)","v":834.27},{"$f":"INDEX('Malaysia Hourly'!U:U,'Selected Presentation'!AD520)","v":100},{"$f":"INDEX('Malaysia Hourly'!W:W,'Selected Presentation'!AD520)","v":100},{"$f":"INDEX('Malaysia Hourly'!AJ:AJ,'Selected Presentation'!AD520)","v":57.403389440000012},{"$f":"INDEX('Malaysia Hourly'!AL:AL,'Selected Presentation'!AD520)","v":0},{"$f":"INDEX('Malaysia Hourly'!AO:AO,'Selected Presentation'!AD520)","v":0},{"$f":"INDEX('Malaysia Hourly'!AM:AM,'Selected Presentation'!AD520)","v":159.39258358720002}]
[null,null,null,null,null,null,null,null,null,null,null,null,null,null,null,null,null,null,null,null,null,null,null,null,null,null,null,null,516,2706,{"$f":"INDEX('Malaysia Hourly'!O:O,'Selected Presentation'!AD521)","v":974.13},{"$f":"INDEX('Malaysia Hourly'!U:U,'Selected Presentation'!AD521)","v":100},{"$f":"INDEX('Malaysia Hourly'!W:W,'Selected Presentation'!AD521)","v":100},{"$f":"INDEX('Malaysia Hourly'!AJ:AJ,'Selected Presentation'!AD521)","v":81.499901600000015},{"$f":"INDEX('Malaysia Hourly'!AL:AL,'Selected Presentation'!AD521)","v":0},{"$f":"INDEX('Malaysia Hourly'!AO:AO,'Selected Presentation'!AD521)","v":0},{"$f":"INDEX('Malaysia Hourly'!AM:AM,'Selected Presentation'!AD521)","v":236.00249109120003}]
[null,null,null,null,null,null,null,null,null,null,null,null,null,null,null,null,null,null,null,null,null,null,null,null,null,null,null,null,517,2707,{"$f":"INDEX('Malaysia Hourly'!O:O,'Selected Presentation'!AD522)","v":910.4},{"$f":"INDEX('Malaysia Hourly'!U:U,'Selected Presentation'!AD522)","v":100},{"$f":"INDEX('Malaysia Hourly'!W:W,'Selected Presentation'!AD522)","v":100},{"$f":"INDEX('Malaysia Hourly'!AJ:AJ,'Selected Presentation'!AD522)","v":68.198220799999973},{"$f":"INDEX('Malaysia Hourly'!AL:AL,'Selected Presentation'!AD522)","v":0},{"$f":"INDEX('Malaysia Hourly'!AO:AO,'Selected Presentation'!AD522)","v":0},{"$f":"INDEX('Malaysia Hourly'!AM:AM,'Selected Presentation'!AD522)","v":300.10881864319998}]
[null,null,null,null,null,null,null,null,null,null,null,null,null,null,null,null,null,null,null,null,null,null,null,null,null,null,null,null,518,2708,{"$f":"INDEX('Malaysia Hourly'!O:O,'Selected Presentation'!AD523)","v":905.23},{"$f":"INDEX('Malaysia Hourly'!U:U,'Selected Presentation'!AD523)","v":100},{"$f":"INDEX('Malaysia Hourly'!W:W,'Selected Presentation'!AD523)","v":100},{"$f":"INDEX('Malaysia Hourly'!AJ:AJ,'Selected Presentation'!AD523)","v":66.214711679999994},{"$f":"INDEX('Malaysia Hourly'!AL:AL,'Selected Presentation'!AD523)","v":0},{"$f":"INDEX('Malaysia Hourly'!AO:AO,'Selected Presentation'!AD523)","v":0},{"$f":"INDEX('Malaysia Hourly'!AM:AM,'Selected Presentation'!AD523)","v":362.35064762239995}]
[null,null,null,null,null,null,null,null,null,null,null,null,null,null,null,null,null,null,null,null,null,null,null,null,null,null,null,null,519,2709,{"$f":"INDEX('Malaysia Hourly'!O:O,'Selected Presentation'!AD524)","v":985.98},{"$f":"INDEX('Malaysia Hourly'!U:U,'Selected Presentation'!AD524)","v":100},{"$f":"INDEX('Malaysia Hourly'!W:W,'Selected Presentation'!AD524)","v":100},{"$f":"INDEX('Malaysia Hourly'!AJ:AJ,'Selected Presentation'!AD524)","v":81.467647040000003},{"$f":"INDEX('Malaysia Hourly'!AL:AL,'Selected Presentation'!AD524)","v":0},{"$f":"INDEX('Malaysia Hourly'!AO:AO,'Selected Presentation'!AD524)","v":0},{"$f":"INDEX('Malaysia Hourly'!AM:AM,'Selected Presentation'!AD524)","v":438.93023583999991}]
[null,null,null,null,null,null,null,null,null,null,null,null,null,null,null,null,null,null,null,null,null,null,null,null,null,null,null,null,520,2710,{"$f":"INDEX('Malaysia Hourly'!O:O,'Selected Presentation'!AD525)","v":983.41},{"$f":"INDEX('Malaysia Hourly'!U:U,'Selected Presentation'!AD525)","v":100},{"$f":"INDEX('Malaysia Hourly'!W:W,'Selected Presentation'!AD525)","v":100},{"$f":"INDEX('Malaysia Hourly'!AJ:AJ,'Selected Presentation'!AD525)","v":84.251697599999972},{"$f":"INDEX('Malaysia Hourly'!AL:AL,'Selected Presentation'!AD525)","v":0},{"$f":"INDEX('Malaysia Hourly'!AO:AO,'Selected Presentation'!AD525)","v":0},{"$f":"INDEX('Malaysia Hourly'!AM:AM,'Selected Presentation'!AD525)","v":518.12683158399989}]
[null,null,null,null,null,null,null,null,null,null,null,null,null,null,null,null,null,null,null,null,null,null,null,null,null,null,null,null,521,2711,{"$f":"INDEX('Malaysia Hourly'!O:O,'Selected Presentation'!AD526)","v":864.85},{"$f":"INDEX('Malaysia Hourly'!U:U,'Selected Presentation'!AD526)","v":100},{"$f":"INDEX('Malaysia Hourly'!W:W,'Selected Presentation'!AD526)","v":100},{"$f":"INDEX('Malaysia Hourly'!AJ:AJ,'Selected Presentation'!AD526)","v":63.31135519999998},{"$f":"INDEX('Malaysia Hourly'!AL:AL,'Selected Presentation'!AD526)","v":0},{"$f":"INDEX('Malaysia Hourly'!AO:AO,'Selected Presentation'!AD526)","v":0},{"$f":"INDEX('Malaysia Hourly'!AM:AM,'Selected Presentation'!AD526)","v":577.63950547199988}]
[null,null,null,null,null,null,null,null,null,null,null,null,null,null,null,null,null,null,null,null,null,null,null,null,null,null,null,null,522,2712,{"$f":"INDEX('Malaysia Hourly'!O:O,'Selected Presentation'!AD527)","v":708.37},{"$f":"INDEX('Malaysia Hourly'!U:U,'Selected Presentation'!AD527)","v":100},{"$f":"INDEX('Malaysia Hourly'!W:W,'Selected Presentation'!AD527)","v":100},{"$f":"INDEX('Malaysia Hourly'!AJ:AJ,'Selected Presentation'!AD527)","v":22.360494528000117},{"$f":"INDEX('Malaysia Hourly'!AL:AL,'Selected Presentation'!AD527)","v":0},{"$f":"INDEX('Malaysia Hourly'!AO:AO,'Selected Presentation'!AD527)","v":12.252473311999893},{"$f":"INDEX('Malaysia Hourly'!AM:AM,'Selected Presentation'!AD527)","v":598.65837032831996}]
[null,null,null,null,null,null,null,null,null,null,null,null,null,null,null,null,null,null,null,null,null,null,null,null,null,null,null,null,523,2713,{"$f":"INDEX('Malaysia Hourly'!O:O,'Selected Presentation'!AD528)","v":193.35},{"$f":"INDEX('Malaysia Hourly'!U:U,'Selected Presentation'!AD528)","v":100},{"$f":"INDEX('Malaysia Hourly'!W:W,'Selected Presentation'!AD528)","v":37.027298399999999},{"$f":"INDEX('Malaysia Hourly'!AJ:AJ,'Selected Presentation'!AD528)","v":0},{"$f":"INDEX('Malaysia Hourly'!AL:AL,'Selected Presentation'!AD528)","v":62.972701600000001},{"$f":"INDEX('Malaysia Hourly'!AO:AO,'Selected Presentation'!AD528)","v":0},{"$f":"INDEX('Malaysia Hourly'!AM:AM,'Selected Presentation'!AD528)","v":535.68566872831991}]
[null,null,null,null,null,null,null,null,null,null,null,null,null,null,null,null,null,null,null,null,null,null,null,null,null,null,null,null,524,2714,{"$f":"INDEX('Malaysia Hourly'!O:O,'Selected Presentation'!AD529)","v":0},{"$f":"INDEX('Malaysia Hourly'!U:U,'Selected Presentation'!AD529)","v":100},{"$f":"INDEX('Malaysia Hourly'!W:W,'Selected Presentation'!AD529)","v":0},{"$f":"INDEX('Malaysia Hourly'!AJ:AJ,'Selected Presentation'!AD529)","v":0},{"$f":"INDEX('Malaysia Hourly'!AL:AL,'Selected Presentation'!AD529)","v":100},{"$f":"INDEX('Malaysia Hourly'!AO:AO,'Selected Presentation'!AD529)","v":0},{"$f":"INDEX('Malaysia Hourly'!AM:AM,'Selected Presentation'!AD529)","v":435.68566872831991}]
[null,null,null,null,null,null,null,null,null,null,null,null,null,null,null,null,null,null,null,null,null,null,null,null,null,null,null,null,525,2715,{"$f":"INDEX('Malaysia Hourly'!O:O,'Selected Presentation'!AD530)","v":0},{"$f":"INDEX('Malaysia Hourly'!U:U,'Selected Presentation'!AD530)","v":100},{"$f":"INDEX('Malaysia Hourly'!W:W,'Selected Presentation'!AD530)","v":0},{"$f":"INDEX('Malaysia Hourly'!AJ:AJ,'Selected Presentation'!AD530)","v":0},{"$f":"INDEX('Malaysia Hourly'!AL:AL,'Selected Presentation'!AD530)","v":100},{"$f":"INDEX('Malaysia Hourly'!AO:AO,'Selected Presentation'!AD530)","v":0},{"$f":"INDEX('Malaysia Hourly'!AM:AM,'Selected Presentation'!AD530)","v":335.68566872831991}]
[null,null,null,null,null,null,null,null,null,null,null,null,null,null,null,null,null,null,null,null,null,null,null,null,null,null,null,null,526,2716,{"$f":"INDEX('Malaysia Hourly'!O:O,'Selected Presentation'!AD531)","v":0},{"$f":"INDEX('Malaysia Hourly'!U:U,'Selected Presentation'!AD531)","v":100},{"$f":"INDEX('Malaysia Hourly'!W:W,'Selected Presentation'!AD531)","v":0},{"$f":"INDEX('Malaysia Hourly'!AJ:AJ,'Selected Presentation'!AD531)","v":0},{"$f":"INDEX('Malaysia Hourly'!AL:AL,'Selected Presentation'!AD531)","v":100},{"$f":"INDEX('Malaysia Hourly'!AO:AO,'Selected Presentation'!AD531)","v":0},{"$f":"INDEX('Malaysia Hourly'!AM:AM,'Selected Presentation'!AD531)","v":235.68566872831991}]
[null,null,null,null,null,null,null,null,null,null,null,null,null,null,null,null,null,null,null,null,null,null,null,null,null,null,null,null,527,2717,{"$f":"INDEX('Malaysia Hourly'!O:O,'Selected Presentation'!AD532)","v":0},{"$f":"INDEX('Malaysia Hourly'!U:U,'Selected Presentation'!AD532)","v":100},{"$f":"INDEX('Malaysia Hourly'!W:W,'Selected Presentation'!AD532)","v":0},{"$f":"INDEX('Malaysia Hourly'!AJ:AJ,'Selected Presentation'!AD532)","v":0},{"$f":"INDEX('Malaysia Hourly'!AL:AL,'Selected Presentation'!AD532)","v":100},{"$f":"INDEX('Malaysia Hourly'!AO:AO,'Selected Presentation'!AD532)","v":0},{"$f":"INDEX('Malaysia Hourly'!AM:AM,'Selected Presentation'!AD532)","v":135.68566872831991}]
[null,null,null,null,null,null,null,null,null,null,null,null,null,null,null,null,null,null,null,null,null,null,null,null,null,null,null,null,528,2718,{"$f":"INDEX('Malaysia Hourly'!O:O,'Selected Presentation'!AD533)","v":0},{"$f":"INDEX('Malaysia Hourly'!U:U,'Selected Presentation'!AD533)","v":100},{"$f":"INDEX('Malaysia Hourly'!W:W,'Selected Presentation'!AD533)","v":0},{"$f":"INDEX('Malaysia Hourly'!AJ:AJ,'Selected Presentation'!AD533)","v":0},{"$f":"INDEX('Malaysia Hourly'!AL:AL,'Selected Presentation'!AD533)","v":57.685668728319911},{"$f":"INDEX('Malaysia Hourly'!AO:AO,'Selected Presentation'!AD533)","v":0},{"$f":"INDEX('Malaysia Hourly'!AM:AM,'Selected Presentation'!AD533)","v":78}]
[null,null,null,null,null,null,null,null,null,null,null,null,null,null,null,null,null,null,null,null,null,null,null,null,null,null,null,null,529,2719,{"$f":"INDEX('Malaysia Hourly'!O:O,'Selected Presentation'!AD534)","v":0},{"$f":"INDEX('Malaysia Hourly'!U:U,'Selected Presentation'!AD534)","v":100},{"$f":"INDEX('Malaysia Hourly'!W:W,'Selected Presentation'!AD534)","v":0},{"$f":"INDEX('Malaysia Hourly'!AJ:AJ,'Selected Presentation'!AD534)","v":0},{"$f":"INDEX('Malaysia Hourly'!AL:AL,'Selected Presentation'!AD534)","v":0},{"$f":"INDEX('Malaysia Hourly'!AO:AO,'Selected Presentation'!AD534)","v":0},{"$f":"INDEX('Malaysia Hourly'!AM:AM,'Selected Presentation'!AD534)","v":78}]
[null,null,null,null,null,null,null,null,null,null,null,null,null,null,null,null,null,null,null,null,null,null,null,null,null,null,null,null,530,2720,{"$f":"INDEX('Malaysia Hourly'!O:O,'Selected Presentation'!AD535)","v":0},{"$f":"INDEX('Malaysia Hourly'!U:U,'Selected Presentation'!AD535)","v":100},{"$f":"INDEX('Malaysia Hourly'!W:W,'Selected Presentation'!AD535)","v":0},{"$f":"INDEX('Malaysia Hourly'!AJ:AJ,'Selected Presentation'!AD535)","v":0},{"$f":"INDEX('Malaysia Hourly'!AL:AL,'Selected Presentation'!AD535)","v":0},{"$f":"INDEX('Malaysia Hourly'!AO:AO,'Selected Presentation'!AD535)","v":0},{"$f":"INDEX('Malaysia Hourly'!AM:AM,'Selected Presentation'!AD535)","v":78}]
[null,null,null,null,null,null,null,null,null,null,null,null,null,null,null,null,null,null,null,null,null,null,null,null,null,null,null,null,531,2721,{"$f":"INDEX('Malaysia Hourly'!O:O,'Selected Presentation'!AD536)","v":0},{"$f":"INDEX('Malaysia Hourly'!U:U,'Selected Presentation'!AD536)","v":100},{"$f":"INDEX('Malaysia Hourly'!W:W,'Selected Presentation'!AD536)","v":0},{"$f":"INDEX('Malaysia Hourly'!AJ:AJ,'Selected Presentation'!AD536)","v":0},{"$f":"INDEX('Malaysia Hourly'!AL:AL,'Selected Presentation'!AD536)","v":0},{"$f":"INDEX('Malaysia Hourly'!AO:AO,'Selected Presentation'!AD536)","v":0},{"$f":"INDEX('Malaysia Hourly'!AM:AM,'Selected Presentation'!AD536)","v":78}]
[null,null,null,null,null,null,null,null,null,null,null,null,null,null,null,null,null,null,null,null,null,null,null,null,null,null,null,null,532,2722,{"$f":"INDEX('Malaysia Hourly'!O:O,'Selected Presentation'!AD537)","v":0},{"$f":"INDEX('Malaysia Hourly'!U:U,'Selected Presentation'!AD537)","v":100},{"$f":"INDEX('Malaysia Hourly'!W:W,'Selected Presentation'!AD537)","v":0},{"$f":"INDEX('Malaysia Hourly'!AJ:AJ,'Selected Presentation'!AD537)","v":0},{"$f":"INDEX('Malaysia Hourly'!AL:AL,'Selected Presentation'!AD537)","v":0},{"$f":"INDEX('Malaysia Hourly'!AO:AO,'Selected Presentation'!AD537)","v":0},{"$f":"INDEX('Malaysia Hourly'!AM:AM,'Selected Presentation'!AD537)","v":78}]
[null,null,null,null,null,null,null,null,null,null,null,null,null,null,null,null,null,null,null,null,null,null,null,null,null,null,null,null,533,2723,{"$f":"INDEX('Malaysia Hourly'!O:O,'Selected Presentation'!AD538)","v":0},{"$f":"INDEX('Malaysia Hourly'!U:U,'Selected Presentation'!AD538)","v":100},{"$f":"INDEX('Malaysia Hourly'!W:W,'Selected Presentation'!AD538)","v":0},{"$f":"INDEX('Malaysia Hourly'!AJ:AJ,'Selected Presentation'!AD538)","v":0},{"$f":"INDEX('Malaysia Hourly'!AL:AL,'Selected Presentation'!AD538)","v":0},{"$f":"INDEX('Malaysia Hourly'!AO:AO,'Selected Presentation'!AD538)","v":0},{"$f":"INDEX('Malaysia Hourly'!AM:AM,'Selected Presentation'!AD538)","v":78}]
[null,null,null,null,null,null,null,null,null,null,null,null,null,null,null,null,null,null,null,null,null,null,null,null,null,null,null,null,534,2724,{"$f":"INDEX('Malaysia Hourly'!O:O,'Selected Presentation'!AD539)","v":0},{"$f":"INDEX('Malaysia Hourly'!U:U,'Selected Presentation'!AD539)","v":100},{"$f":"INDEX('Malaysia Hourly'!W:W,'Selected Presentation'!AD539)","v":0},{"$f":"INDEX('Malaysia Hourly'!AJ:AJ,'Selected Presentation'!AD539)","v":0},{"$f":"INDEX('Malaysia Hourly'!AL:AL,'Selected Presentation'!AD539)","v":0},{"$f":"INDEX('Malaysia Hourly'!AO:AO,'Selected Presentation'!AD539)","v":0},{"$f":"INDEX('Malaysia Hourly'!AM:AM,'Selected Presentation'!AD539)","v":78}]
[null,null,null,null,null,null,null,null,null,null,null,null,null,null,null,null,null,null,null,null,null,null,null,null,null,null,null,null,535,2725,{"$f":"INDEX('Malaysia Hourly'!O:O,'Selected Presentation'!AD540)","v":0},{"$f":"INDEX('Malaysia Hourly'!U:U,'Selected Presentation'!AD540)","v":100},{"$f":"INDEX('Malaysia Hourly'!W:W,'Selected Presentation'!AD540)","v":0},{"$f":"INDEX('Malaysia Hourly'!AJ:AJ,'Selected Presentation'!AD540)","v":0},{"$f":"INDEX('Malaysia Hourly'!AL:AL,'Selected Presentation'!AD540)","v":0},{"$f":"INDEX('Malaysia Hourly'!AO:AO,'Selected Presentation'!AD540)","v":0},{"$f":"INDEX('Malaysia Hourly'!AM:AM,'Selected Presentation'!AD540)","v":78}]
[null,null,null,null,null,null,null,null,null,null,null,null,null,null,null,null,null,null,null,null,null,null,null,null,null,null,null,null,536,2726,{"$f":"INDEX('Malaysia Hourly'!O:O,'Selected Presentation'!AD541)","v":170.29},{"$f":"INDEX('Malaysia Hourly'!U:U,'Selected Presentation'!AD541)","v":100},{"$f":"INDEX('Malaysia Hourly'!W:W,'Selected Presentation'!AD541)","v":33.766463519999995},{"$f":"INDEX('Malaysia Hourly'!AJ:AJ,'Selected Presentation'!AD541)","v":0},{"$f":"INDEX('Malaysia Hourly'!AL:AL,'Selected Presentation'!AD541)","v":0},{"$f":"INDEX('Malaysia Hourly'!AO:AO,'Selected Presentation'!AD541)","v":0},{"$f":"INDEX('Malaysia Hourly'!AM:AM,'Selected Presentation'!AD541)","v":78}]
[null,null,null,null,null,null,null,null,null,null,null,null,null,null,null,null,null,null,null,null,null,null,null,null,null,null,null,null,537,2727,{"$f":"INDEX('Malaysia Hourly'!O:O,'Selected Presentation'!AD542)","v":622.34},{"$f":"INDEX('Malaysia Hourly'!U:U,'Selected Presentation'!AD542)","v":100},{"$f":"INDEX('Malaysia Hourly'!W:W,'Selected Presentation'!AD542)","v":100},{"$f":"INDEX('Malaysia Hourly'!AJ:AJ,'Selected Presentation'!AD542)","v":20.903236480000004},{"$f":"INDEX('Malaysia Hourly'!AL:AL,'Selected Presentation'!AD542)","v":0},{"$f":"INDEX('Malaysia Hourly'!AO:AO,'Selected Presentation'!AD542)","v":0},{"$f":"INDEX('Malaysia Hourly'!AM:AM,'Selected Presentation'!AD542)","v":97.649042291200004}]
[null,null,null,null,null,null,null,null,null,null,null,null,null,null,null,null,null,null,null,null,null,null,null,null,null,null,null,null,538,2728,{"$f":"INDEX('Malaysia Hourly'!O:O,'Selected Presentation'!AD543)","v":555.38},{"$f":"INDEX('Malaysia Hourly'!U:U,'Selected Presentation'!AD543)","v":100},{"$f":"INDEX('Malaysia Hourly'!W:W,'Selected Presentation'!AD543)","v":100},{"$f":"INDEX('Malaysia Hourly'!AJ:AJ,'Selected Presentation'!AD543)","v":6.3574915200000106},{"$f":"INDEX('Malaysia Hourly'!AL:AL,'Selected Presentation'!AD543)","v":0},{"$f":"INDEX('Malaysia Hourly'!AO:AO,'Selected Presentation'!AD543)","v":0},{"$f":"INDEX('Malaysia Hourly'!AM:AM,'Selected Presentation'!AD543)","v":103.62508432000001}]
[null,null,null,null,null,null,null,null,null,null,null,null,null,null,null,null,null,null,null,null,null,null,null,null,null,null,null,null,539,2729,{"$f":"INDEX('Malaysia Hourly'!O:O,'Selected Presentation'!AD544)","v":714.67},{"$f":"INDEX('Malaysia Hourly'!U:U,'Selected Presentation'!AD544)","v":100},{"$f":"INDEX('Malaysia Hourly'!W:W,'Selected Presentation'!AD544)","v":100},{"$f":"INDEX('Malaysia Hourly'!AJ:AJ,'Selected Presentation'!AD544)","v":34.964000159999955},{"$f":"INDEX('Malaysia Hourly'!AL:AL,'Selected Presentation'!AD544)","v":0},{"$f":"INDEX('Malaysia Hourly'!AO:AO,'Selected Presentation'!AD544)","v":0},{"$f":"INDEX('Malaysia Hourly'!AM:AM,'Selected Presentation'!AD544)","v":136.49124447039998}]
[null,null,null,null,null,null,null,null,null,null,null,null,null,null,null,null,null,null,null,null,null,null,null,null,null,null,null,null,540,2730,{"$f":"INDEX('Malaysia Hourly'!O:O,'Selected Presentation'!AD545)","v":930.96},{"$f":"INDEX('Malaysia Hourly'!U:U,'Selected Presentation'!AD545)","v":100},{"$f":"INDEX('Malaysia Hourly'!W:W,'Selected Presentation'!AD545)","v":100},{"$f":"INDEX('Malaysia Hourly'!AJ:AJ,'Selected Presentation'!AD545)","v":73.843746560000028},{"$f":"INDEX('Malaysia Hourly'!AL:AL,'Selected Presentation'!AD545)","v":0},{"$f":"INDEX('Malaysia Hourly'!AO:AO,'Selected Presentation'!AD545)","v":0},{"$f":"INDEX('Malaysia Hourly'!AM:AM,'Selected Presentation'!AD545)","v":205.9043662368}]
[null,null,null,null,null,null,null,null,null,null,null,null,null,null,null,null,null,null,null,null,null,null,null,null,null,null,null,null,541,2731,{"$f":"INDEX('Malaysia Hourly'!O:O,'Selected Presentation'!AD546)","v":919.53},{"$f":"INDEX('Malaysia Hourly'!U:U,'Selected Presentation'!AD546)","v":100},{"$f":"INDEX('Malaysia Hourly'!W:W,'Selected Presentation'!AD546)","v":100},{"$f":"INDEX('Malaysia Hourly'!AJ:AJ,'Selected Presentation'!AD546)","v":69.914431520000022},{"$f":"INDEX('Malaysia Hourly'!AL:AL,'Selected Presentation'!AD546)","v":0},{"$f":"INDEX('Malaysia Hourly'!AO:AO,'Selected Presentation'!AD546)","v":0},{"$f":"INDEX('Malaysia Hourly'!AM:AM,'Selected Presentation'!AD546)","v":271.62393186560001}]
[null,null,null,null,null,null,null,null,null,null,null,null,null,null,null,null,null,null,null,null,null,null,null,null,null,null,null,null,542,2732,{"$f":"INDEX('Malaysia Hourly'!O:O,'Selected Presentation'!AD547)","v":931.48},{"$f":"INDEX('Malaysia Hourly'!U:U,'Selected Presentation'!AD547)","v":100},{"$f":"INDEX('Malaysia Hourly'!W:W,'Selected Presentation'!AD547)","v":100},{"$f":"INDEX('Malaysia Hourly'!AJ:AJ,'Selected Presentation'!AD547)","v":71.153861120000016},{"$f":"INDEX('Malaysia Hourly'!AL:AL,'Selected Presentation'!AD547)","v":0},{"$f":"INDEX('Malaysia Hourly'!AO:AO,'Selected Presentation'!AD547)","v":0},{"$f":"INDEX('Malaysia Hourly'!AM:AM,'Selected Presentation'!AD547)","v":338.50856131840004}]
[null,null,null,null,null,null,null,null,null,null,null,null,null,null,null,null,null,null,null,null,null,null,null,null,null,null,null,null,543,2733,{"$f":"INDEX('Malaysia Hourly'!O:O,'Selected Presentation'!AD548)","v":1002.61},{"$f":"INDEX('Malaysia Hourly'!U:U,'Selected Presentation'!AD548)","v":100},{"$f":"INDEX('Malaysia Hourly'!W:W,'Selected Presentation'!AD548)","v":100},{"$f":"INDEX('Malaysia Hourly'!AJ:AJ,'Selected Presentation'!AD548)","v":84.191488319999991},{"$f":"INDEX('Malaysia Hourly'!AL:AL,'Selected Presentation'!AD548)","v":0},{"$f":"INDEX('Malaysia Hourly'!AO:AO,'Selected Presentation'!AD548)","v":0},{"$f":"INDEX('Malaysia Hourly'!AM:AM,'Selected Presentation'!AD548)","v":417.64856033920006}]
[null,null,null,null,null,null,null,null,null,null,null,null,null,null,null,null,null,null,null,null,null,null,null,null,null,null,null,null,544,2734,{"$f":"INDEX('Malaysia Hourly'!O:O,'Selected Presentation'!AD549)","v":954.29},{"$f":"INDEX('Malaysia Hourly'!U:U,'Selected Presentation'!AD549)","v":100},{"$f":"INDEX('Malaysia Hourly'!W:W,'Selected Presentation'!AD549)","v":100},{"$f":"INDEX('Malaysia Hourly'!AJ:AJ,'Selected Presentation'!AD549)","v":76.765045279999981},{"$f":"INDEX('Malaysia Hourly'!AL:AL,'Selected Presentation'!AD549)","v":0},{"$f":"INDEX('Malaysia Hourly'!AO:AO,'Selected Presentation'!AD549)","v":0},{"$f":"INDEX('Malaysia Hourly'!AM:AM,'Selected Presentation'!AD549)","v":489.80770290240002}]
[null,null,null,null,null,null,null,null,null,null,null,null,null,null,null,null,null,null,null,null,null,null,null,null,null,null,null,null,545,2735,{"$f":"INDEX('Malaysia Hourly'!O:O,'Selected Presentation'!AD550)","v":74.56},{"$f":"INDEX('Malaysia Hourly'!U:U,'Selected Presentation'!AD550)","v":100},{"$f":"INDEX('Malaysia Hourly'!W:W,'Selected Presentation'!AD550)","v":13.97314048},{"$f":"INDEX('Malaysia Hourly'!AJ:AJ,'Selected Presentation'!AD550)","v":0},{"$f":"INDEX('Malaysia Hourly'!AL:AL,'Selected Presentation'!AD550)","v":86.026859520000002},{"$f":"INDEX('Malaysia Hourly'!AO:AO,'Selected Presentation'!AD550)","v":0},{"$f":"INDEX('Malaysia Hourly'!AM:AM,'Selected Presentation'!AD550)","v":403.78084338240001}]
[null,null,null,null,null,null,null,null,null,null,null,null,null,null,null,null,null,null,null,null,null,null,null,null,null,null,null,null,546,2736,{"$f":"INDEX('Malaysia Hourly'!O:O,'Selected Presentation'!AD551)","v":265.22000000000003},{"$f":"INDEX('Malaysia Hourly'!U:U,'Selected Presentation'!AD551)","v":100},{"$f":"INDEX('Malaysia Hourly'!W:W,'Selected Presentation'!AD551)","v":50.145675840000003},{"$f":"INDEX('Malaysia Hourly'!AJ:AJ,'Selected Presentation'!AD551)","v":0},{"$f":"INDEX('Malaysia Hourly'!AL:AL,'Selected Presentation'!AD551)","v":49.854324159999997},{"$f":"INDEX('Malaysia Hourly'!AO:AO,'Selected Presentation'!AD551)","v":0},{"$f":"INDEX('Malaysia Hourly'!AM:AM,'Selected Presentation'!AD551)","v":353.92651922240003}]
[null,null,null,null,null,null,null,null,null,null,null,null,null,null,null,null,null,null,null,null,null,null,null,null,null,null,null,null,547,2737,{"$f":"INDEX('Malaysia Hourly'!O:O,'Selected Presentation'!AD552)","v":132.88},{"$f":"INDEX('Malaysia Hourly'!U:U,'Selected Presentation'!AD552)","v":100},{"$f":"INDEX('Malaysia Hourly'!W:W,'Selected Presentation'!AD552)","v":25.393899519999998},{"$f":"INDEX('Malaysia Hourly'!AJ:AJ,'Selected Presentation'!AD552)","v":0},{"$f":"INDEX('Malaysia Hourly'!AL:AL,'Selected Presentation'!AD552)","v":74.606100480000009},{"$f":"INDEX('Malaysia Hourly'!AO:AO,'Selected Presentation'!AD552)","v":0},{"$f":"INDEX('Malaysia Hourly'!AM:AM,'Selected Presentation'!AD552)","v":279.32041874240002}]
[null,null,null,null,null,null,null,null,null,null,null,null,null,null,null,null,null,null,null,null,null,null,null,null,null,null,null,null,548,2738,{"$f":"INDEX('Malaysia Hourly'!O:O,'Selected Presentation'!AD553)","v":0},{"$f":"INDEX('Malaysia Hourly'!U:U,'Selected Presentation'!AD553)","v":100},{"$f":"INDEX('Malaysia Hourly'!W:W,'Selected Presentation'!AD553)","v":0},{"$f":"INDEX('Malaysia Hourly'!AJ:AJ,'Selected Presentation'!AD553)","v":0},{"$f":"INDEX('Malaysia Hourly'!AL:AL,'Selected Presentation'!AD553)","v":100},{"$f":"INDEX('Malaysia Hourly'!AO:AO,'Selected Presentation'!AD553)","v":0},{"$f":"INDEX('Malaysia Hourly'!AM:AM,'Selected Presentation'!AD553)","v":179.32041874240002}]
[null,null,null,null,null,null,null,null,null,null,null,null,null,null,null,null,null,null,null,null,null,null,null,null,null,null,null,null,549,2739,{"$f":"INDEX('Malaysia Hourly'!O:O,'Selected Presentation'!AD554)","v":0},{"$f":"INDEX('Malaysia Hourly'!U:U,'Selected Presentation'!AD554)","v":100},{"$f":"INDEX('Malaysia Hourly'!W:W,'Selected Presentation'!AD554)","v":0},{"$f":"INDEX('Malaysia Hourly'!AJ:AJ,'Selected Presentation'!AD554)","v":0},{"$f":"INDEX('Malaysia Hourly'!AL:AL,'Selected Presentation'!AD554)","v":100},{"$f":"INDEX('Malaysia Hourly'!AO:AO,'Selected Presentation'!AD554)","v":0},{"$f":"INDEX('Malaysia Hourly'!AM:AM,'Selected Presentation'!AD554)","v":79.320418742400022}]
[null,null,null,null,null,null,null,null,null,null,null,null,null,null,null,null,null,null,null,null,null,null,null,null,null,null,null,null,550,2740,{"$f":"INDEX('Malaysia Hourly'!O:O,'Selected Presentation'!AD555)","v":0},{"$f":"INDEX('Malaysia Hourly'!U:U,'Selected Presentation'!AD555)","v":100},{"$f":"INDEX('Malaysia Hourly'!W:W,'Selected Presentation'!AD555)","v":0},{"$f":"INDEX('Malaysia Hourly'!AJ:AJ,'Selected Presentation'!AD555)","v":0},{"$f":"INDEX('Malaysia Hourly'!AL:AL,'Selected Presentation'!AD555)","v":1.3204187424000224},{"$f":"INDEX('Malaysia Hourly'!AO:AO,'Selected Presentation'!AD555)","v":0},{"$f":"INDEX('Malaysia Hourly'!AM:AM,'Selected Presentation'!AD555)","v":78}]
[null,null,null,null,null,null,null,null,null,null,null,null,null,null,null,null,null,null,null,null,null,null,null,null,null,null,null,null,551,2741,{"$f":"INDEX('Malaysia Hourly'!O:O,'Selected Presentation'!AD556)","v":0},{"$f":"INDEX('Malaysia Hourly'!U:U,'Selected Presentation'!AD556)","v":100},{"$f":"INDEX('Malaysia Hourly'!W:W,'Selected Presentation'!AD556)","v":0},{"$f":"INDEX('Malaysia Hourly'!AJ:AJ,'Selected Presentation'!AD556)","v":0},{"$f":"INDEX('Malaysia Hourly'!AL:AL,'Selected Presentation'!AD556)","v":0},{"$f":"INDEX('Malaysia Hourly'!AO:AO,'Selected Presentation'!AD556)","v":0},{"$f":"INDEX('Malaysia Hourly'!AM:AM,'Selected Presentation'!AD556)","v":78}]
[null,null,null,null,null,null,null,null,null,null,null,null,null,null,null,null,null,null,null,null,null,null,null,null,null,null,null,null,552,2742,{"$f":"INDEX('Malaysia Hourly'!O:O,'Selected Presentation'!AD557)","v":0},{"$f":"INDEX('Malaysia Hourly'!U:U,'Selected Presentation'!AD557)","v":100},{"$f":"INDEX('Malaysia Hourly'!W:W,'Selected Presentation'!AD557)","v":0},{"$f":"INDEX('Malaysia Hourly'!AJ:AJ,'Selected Presentation'!AD557)","v":0},{"$f":"INDEX('Malaysia Hourly'!AL:AL,'Selected Presentation'!AD557)","v":0},{"$f":"INDEX('Malaysia Hourly'!AO:AO,'Selected Presentation'!AD557)","v":0},{"$f":"INDEX('Malaysia Hourly'!AM:AM,'Selected Presentation'!AD557)","v":78}]
[null,null,null,null,null,null,null,null,null,null,null,null,null,null,null,null,null,null,null,null,null,null,null,null,null,null,null,null,553,2743,{"$f":"INDEX('Malaysia Hourly'!O:O,'Selected Presentation'!AD558)","v":0},{"$f":"INDEX('Malaysia Hourly'!U:U,'Selected Presentation'!AD558)","v":100},{"$f":"INDEX('Malaysia Hourly'!W:W,'Selected Presentation'!AD558)","v":0},{"$f":"INDEX('Malaysia Hourly'!AJ:AJ,'Selected Presentation'!AD558)","v":0},{"$f":"INDEX('Malaysia Hourly'!AL:AL,'Selected Presentation'!AD558)","v":0},{"$f":"INDEX('Malaysia Hourly'!AO:AO,'Selected Presentation'!AD558)","v":0},{"$f":"INDEX('Malaysia Hourly'!AM:AM,'Selected Presentation'!AD558)","v":78}]
[null,null,null,null,null,null,null,null,null,null,null,null,null,null,null,null,null,null,null,null,null,null,null,null,null,null,null,null,554,2744,{"$f":"INDEX('Malaysia Hourly'!O:O,'Selected Presentation'!AD559)","v":0},{"$f":"INDEX('Malaysia Hourly'!U:U,'Selected Presentation'!AD559)","v":100},{"$f":"INDEX('Malaysia Hourly'!W:W,'Selected Presentation'!AD559)","v":0},{"$f":"INDEX('Malaysia Hourly'!AJ:AJ,'Selected Presentation'!AD559)","v":0},{"$f":"INDEX('Malaysia Hourly'!AL:AL,'Selected Presentation'!AD559)","v":0},{"$f":"INDEX('Malaysia Hourly'!AO:AO,'Selected Presentation'!AD559)","v":0},{"$f":"INDEX('Malaysia Hourly'!AM:AM,'Selected Presentation'!AD559)","v":78}]
[null,null,null,null,null,null,null,null,null,null,null,null,null,null,null,null,null,null,null,null,null,null,null,null,null,null,null,null,555,2745,{"$f":"INDEX('Malaysia Hourly'!O:O,'Selected Presentation'!AD560)","v":0},{"$f":"INDEX('Malaysia Hourly'!U:U,'Selected Presentation'!AD560)","v":100},{"$f":"INDEX('Malaysia Hourly'!W:W,'Selected Presentation'!AD560)","v":0},{"$f":"INDEX('Malaysia Hourly'!AJ:AJ,'Selected Presentation'!AD560)","v":0},{"$f":"INDEX('Malaysia Hourly'!AL:AL,'Selected Presentation'!AD560)","v":0},{"$f":"INDEX('Malaysia Hourly'!AO:AO,'Selected Presentation'!AD560)","v":0},{"$f":"INDEX('Malaysia Hourly'!AM:AM,'Selected Presentation'!AD560)","v":78}]
[null,null,null,null,null,null,null,null,null,null,null,null,null,null,null,null,null,null,null,null,null,null,null,null,null,null,null,null,556,2746,{"$f":"INDEX('Malaysia Hourly'!O:O,'Selected Presentation'!AD561)","v":0},{"$f":"INDEX('Malaysia Hourly'!U:U,'Selected Presentation'!AD561)","v":100},{"$f":"INDEX('Malaysia Hourly'!W:W,'Selected Presentation'!AD561)","v":0},{"$f":"INDEX('Malaysia Hourly'!AJ:AJ,'Selected Presentation'!AD561)","v":0},{"$f":"INDEX('Malaysia Hourly'!AL:AL,'Selected Presentation'!AD561)","v":0},{"$f":"INDEX('Malaysia Hourly'!AO:AO,'Selected Presentation'!AD561)","v":0},{"$f":"INDEX('Malaysia Hourly'!AM:AM,'Selected Presentation'!AD561)","v":78}]
[null,null,null,null,null,null,null,null,null,null,null,null,null,null,null,null,null,null,null,null,null,null,null,null,null,null,null,null,557,2747,{"$f":"INDEX('Malaysia Hourly'!O:O,'Selected Presentation'!AD562)","v":0},{"$f":"INDEX('Malaysia Hourly'!U:U,'Selected Presentation'!AD562)","v":100},{"$f":"INDEX('Malaysia Hourly'!W:W,'Selected Presentation'!AD562)","v":0},{"$f":"INDEX('Malaysia Hourly'!AJ:AJ,'Selected Presentation'!AD562)","v":0},{"$f":"INDEX('Malaysia Hourly'!AL:AL,'Selected Presentation'!AD562)","v":0},{"$f":"INDEX('Malaysia Hourly'!AO:AO,'Selected Presentation'!AD562)","v":0},{"$f":"INDEX('Malaysia Hourly'!AM:AM,'Selected Presentation'!AD562)","v":78}]
[null,null,null,null,null,null,null,null,null,null,null,null,null,null,null,null,null,null,null,null,null,null,null,null,null,null,null,null,558,2748,{"$f":"INDEX('Malaysia Hourly'!O:O,'Selected Presentation'!AD563)","v":0},{"$f":"INDEX('Malaysia Hourly'!U:U,'Selected Presentation'!AD563)","v":100},{"$f":"INDEX('Malaysia Hourly'!W:W,'Selected Presentation'!AD563)","v":0},{"$f":"INDEX('Malaysia Hourly'!AJ:AJ,'Selected Presentation'!AD563)","v":0},{"$f":"INDEX('Malaysia Hourly'!AL:AL,'Selected Presentation'!AD563)","v":0},{"$f":"INDEX('Malaysia Hourly'!AO:AO,'Selected Presentation'!AD563)","v":0},{"$f":"INDEX('Malaysia Hourly'!AM:AM,'Selected Presentation'!AD563)","v":78}]
[null,null,null,null,null,null,null,null,null,null,null,null,null,null,null,null,null,null,null,null,null,null,null,null,null,null,null,null,559,2749,{"$f":"INDEX('Malaysia Hourly'!O:O,'Selected Presentation'!AD564)","v":0},{"$f":"INDEX('Malaysia Hourly'!U:U,'Selected Presentation'!AD564)","v":100},{"$f":"INDEX('Malaysia Hourly'!W:W,'Selected Presentation'!AD564)","v":0},{"$f":"INDEX('Malaysia Hourly'!AJ:AJ,'Selected Presentation'!AD564)","v":0},{"$f":"INDEX('Malaysia Hourly'!AL:AL,'Selected Presentation'!AD564)","v":0},{"$f":"INDEX('Malaysia Hourly'!AO:AO,'Selected Presentation'!AD564)","v":0},{"$f":"INDEX('Malaysia Hourly'!AM:AM,'Selected Presentation'!AD564)","v":78}]
[null,null,null,null,null,null,null,null,null,null,null,null,null,null,null,null,null,null,null,null,null,null,null,null,null,null,null,null,560,2750,{"$f":"INDEX('Malaysia Hourly'!O:O,'Selected Presentation'!AD565)","v":81.45},{"$f":"INDEX('Malaysia Hourly'!U:U,'Selected Presentation'!AD565)","v":100},{"$f":"INDEX('Malaysia Hourly'!W:W,'Selected Presentation'!AD565)","v":16.265239200000003},{"$f":"INDEX('Malaysia Hourly'!AJ:AJ,'Selected Presentation'!AD565)","v":0},{"$f":"INDEX('Malaysia Hourly'!AL:AL,'Selected Presentation'!AD565)","v":0},{"$f":"INDEX('Malaysia Hourly'!AO:AO,'Selected Presentation'!AD565)","v":0},{"$f":"INDEX('Malaysia Hourly'!AM:AM,'Selected Presentation'!AD565)","v":78}]
[null,null,null,null,null,null,null,null,null,null,null,null,null,null,null,null,null,null,null,null,null,null,null,null,null,null,null,null,561,2751,{"$f":"INDEX('Malaysia Hourly'!O:O,'Selected Presentation'!AD566)","v":526.35},{"$f":"INDEX('Malaysia Hourly'!U:U,'Selected Presentation'!AD566)","v":100},{"$f":"INDEX('Malaysia Hourly'!W:W,'Selected Presentation'!AD566)","v":100},{"$f":"INDEX('Malaysia Hourly'!AJ:AJ,'Selected Presentation'!AD566)","v":2.4992936000000014},{"$f":"INDEX('Malaysia Hourly'!AL:AL,'Selected Presentation'!AD566)","v":0},{"$f":"INDEX('Malaysia Hourly'!AO:AO,'Selected Presentation'!AD566)","v":0},{"$f":"INDEX('Malaysia Hourly'!AM:AM,'Selected Presentation'!AD566)","v":80.349335984000007}]
[null,null,null,null,null,null,null,null,null,null,null,null,null,null,null,null,null,null,null,null,null,null,null,null,null,null,null,null,562,2752,{"$f":"INDEX('Malaysia Hourly'!O:O,'Selected Presentation'!AD567)","v":782.13},{"$f":"INDEX('Malaysia Hourly'!U:U,'Selected Presentation'!AD567)","v":100},{"$f":"INDEX('Malaysia Hourly'!W:W,'Selected Presentation'!AD567)","v":100},{"$f":"INDEX('Malaysia Hourly'!AJ:AJ,'Selected Presentation'!AD567)","v":49.968734720000015},{"$f":"INDEX('Malaysia Hourly'!AL:AL,'Selected Presentation'!AD567)","v":0},{"$f":"INDEX('Malaysia Hourly'!AO:AO,'Selected Presentation'!AD567)","v":0},{"$f":"INDEX('Malaysia Hourly'!AM:AM,'Selected Presentation'!AD567)","v":127.31994662080004}]
[null,null,null,null,null,null,null,null,null,null,null,null,null,null,null,null,null,null,null,null,null,null,null,null,null,null,null,null,563,2753,{"$f":"INDEX('Malaysia Hourly'!O:O,'Selected Presentation'!AD568)","v":879.19},{"$f":"INDEX('Malaysia Hourly'!U:U,'Selected Presentation'!AD568)","v":100},{"$f":"INDEX('Malaysia Hourly'!W:W,'Selected Presentation'!AD568)","v":100},{"$f":"INDEX('Malaysia Hourly'!AJ:AJ,'Selected Presentation'!AD568)","v":66.286479840000027},{"$f":"INDEX('Malaysia Hourly'!AL:AL,'Selected Presentation'!AD568)","v":0},{"$f":"INDEX('Malaysia Hourly'!AO:AO,'Selected Presentation'!AD568)","v":0},{"$f":"INDEX('Malaysia Hourly'!AM:AM,'Selected Presentation'!AD568)","v":189.62923767040007}]
[null,null,null,null,null,null,null,null,null,null,null,null,null,null,null,null,null,null,null,null,null,null,null,null,null,null,null,null,564,2754,{"$f":"INDEX('Malaysia Hourly'!O:O,'Selected Presentation'!AD569)","v":983.84},{"$f":"INDEX('Malaysia Hourly'!U:U,'Selected Presentation'!AD569)","v":100},{"$f":"INDEX('Malaysia Hourly'!W:W,'Selected Presentation'!AD569)","v":100},{"$f":"INDEX('Malaysia Hourly'!AJ:AJ,'Selected Presentation'!AD569)","v":83.482224639999998},{"$f":"INDEX('Malaysia Hourly'!AL:AL,'Selected Presentation'!AD569)","v":0},{"$f":"INDEX('Malaysia Hourly'!AO:AO,'Selected Presentation'!AD569)","v":0},{"$f":"INDEX('Malaysia Hourly'!AM:AM,'Selected Presentation'!AD569)","v":268.10252883200002}]
[null,null,null,null,null,null,null,null,null,null,null,null,null,null,null,null,null,null,null,null,null,null,null,null,null,null,null,null,565,2755,{"$f":"INDEX('Malaysia Hourly'!O:O,'Selected Presentation'!AD570)","v":920.23},{"$f":"INDEX('Malaysia Hourly'!U:U,'Selected Presentation'!AD570)","v":100},{"$f":"INDEX('Malaysia Hourly'!W:W,'Selected Presentation'!AD570)","v":100},{"$f":"INDEX('Malaysia Hourly'!AJ:AJ,'Selected Presentation'!AD570)","v":69.867096160000017},{"$f":"INDEX('Malaysia Hourly'!AL:AL,'Selected Presentation'!AD570)","v":0},{"$f":"INDEX('Malaysia Hourly'!AO:AO,'Selected Presentation'!AD570)","v":0},{"$f":"INDEX('Malaysia Hourly'!AM:AM,'Selected Presentation'!AD570)","v":333.77759922240006}]
[null,null,null,null,null,null,null,null,null,null,null,null,null,null,null,null,null,null,null,null,null,null,null,null,null,null,null,null,566,2756,{"$f":"INDEX('Malaysia Hourly'!O:O,'Selected Presentation'!AD571)","v":912.16},{"$f":"INDEX('Malaysia Hourly'!U:U,'Selected Presentation'!AD571)","v":100},{"$f":"INDEX('Malaysia Hourly'!W:W,'Selected Presentation'!AD571)","v":100},{"$f":"INDEX('Malaysia Hourly'!AJ:AJ,'Selected Presentation'!AD571)","v":67.209873919999978},{"$f":"INDEX('Malaysia Hourly'!AL:AL,'Selected Presentation'!AD571)","v":0},{"$f":"INDEX('Malaysia Hourly'!AO:AO,'Selected Presentation'!AD571)","v":0},{"$f":"INDEX('Malaysia Hourly'!AM:AM,'Selected Presentation'!AD571)","v":396.95488070720006}]
[null,null,null,null,null,null,null,null,null,null,null,null,null,null,null,null,null,null,null,null,null,null,null,null,null,null,null,null,567,2757,{"$f":"INDEX('Malaysia Hourly'!O:O,'Selected Presentation'!AD572)","v":957.18},{"$f":"INDEX('Malaysia Hourly'!U:U,'Selected Presentation'!AD572)","v":100},{"$f":"INDEX('Malaysia Hourly'!W:W,'Selected Presentation'!AD572)","v":100},{"$f":"INDEX('Malaysia Hourly'!AJ:AJ,'Selected Presentation'!AD572)","v":75.324746239999968},{"$f":"INDEX('Malaysia Hourly'!AL:AL,'Selected Presentation'!AD572)","v":0},{"$f":"INDEX('Malaysia Hourly'!AO:AO,'Selected Presentation'!AD572)","v":0},{"$f":"INDEX('Malaysia Hourly'!AM:AM,'Selected Presentation'!AD572)","v":467.76014217280004}]
[null,null,null,null,null,null,null,null,null,null,null,null,null,null,null,null,null,null,null,null,null,null,null,null,null,null,null,null,568,2758,{"$f":"INDEX('Malaysia Hourly'!O:O,'Selected Presentation'!AD573)","v":895.77},{"$f":"INDEX('Malaysia Hourly'!U:U,'Selected Presentation'!AD573)","v":100},{"$f":"INDEX('Malaysia Hourly'!W:W,'Selected Presentation'!AD573)","v":100},{"$f":"INDEX('Malaysia Hourly'!AJ:AJ,'Selected Presentation'!AD573)","v":64.090731680000005},{"$f":"INDEX('Malaysia Hourly'!AL:AL,'Selected Presentation'!AD573)","v":0},{"$f":"INDEX('Malaysia Hourly'!AO:AO,'Selected Presentation'!AD573)","v":0},{"$f":"INDEX('Malaysia Hourly'!AM:AM,'Selected Presentation'!AD573)","v":528.0054299520001}]
[null,null,null,null,null,null,null,null,null,null,null,null,null,null,null,null,null,null,null,null,null,null,null,null,null,null,null,null,569,2759,{"$f":"INDEX('Malaysia Hourly'!O:O,'Selected Presentation'!AD574)","v":863.09},{"$f":"INDEX('Malaysia Hourly'!U:U,'Selected Presentation'!AD574)","v":100},{"$f":"INDEX('Malaysia Hourly'!W:W,'Selected Presentation'!AD574)","v":100},{"$f":"INDEX('Malaysia Hourly'!AJ:AJ,'Selected Presentation'!AD574)","v":58.974273280000034},{"$f":"INDEX('Malaysia Hourly'!AL:AL,'Selected Presentation'!AD574)","v":0},{"$f":"INDEX('Malaysia Hourly'!AO:AO,'Selected Presentation'!AD574)","v":0},{"$f":"INDEX('Malaysia Hourly'!AM:AM,'Selected Presentation'!AD574)","v":583.4412468352001}]
[null,null,null,null,null,null,null,null,null,null,null,null,null,null,null,null,null,null,null,null,null,null,null,null,null,null,null,null,570,2760,{"$f":"INDEX('Malaysia Hourly'!O:O,'Selected Presentation'!AD575)","v":582.85},{"$f":"INDEX('Malaysia Hourly'!U:U,'Selected Presentation'!AD575)","v":100},{"$f":"INDEX('Malaysia Hourly'!W:W,'Selected Presentation'!AD575)","v":100},{"$f":"INDEX('Malaysia Hourly'!AJ:AJ,'Selected Presentation'!AD575)","v":8.633914400000009},{"$f":"INDEX('Malaysia Hourly'!AL:AL,'Selected Presentation'!AD575)","v":0},{"$f":"INDEX('Malaysia Hourly'!AO:AO,'Selected Presentation'!AD575)","v":0},{"$f":"INDEX('Malaysia Hourly'!AM:AM,'Selected Presentation'!AD575)","v":591.55712637120007}]
[null,null,null,null,null,null,null,null,null,null,null,null,null,null,null,null,null,null,null,null,null,null,null,null,null,null,null,null,571,2761,{"$f":"INDEX('Malaysia Hourly'!O:O,'Selected Presentation'!AD576)","v":133.04},{"$f":"INDEX('Malaysia Hourly'!U:U,'Selected Presentation'!AD576)","v":100},{"$f":"INDEX('Malaysia Hourly'!W:W,'Selected Presentation'!AD576)","v":25.14562432},{"$f":"INDEX('Malaysia Hourly'!AJ:AJ,'Selected Presentation'!AD576)","v":0},{"$f":"INDEX('Malaysia Hourly'!AL:AL,'Selected Presentation'!AD576)","v":74.854375680000004},{"$f":"INDEX('Malaysia Hourly'!AO:AO,'Selected Presentation'!AD576)","v":0},{"$f":"INDEX('Malaysia Hourly'!AM:AM,'Selected Presentation'!AD576)","v":516.70275069120009}]
[null,null,null,null,null,null,null,null,null,null,null,null,null,null,null,null,null,null,null,null,null,null,null,null,null,null,null,null,572,2762,{"$f":"INDEX('Malaysia Hourly'!O:O,'Selected Presentation'!AD577)","v":0},{"$f":"INDEX('Malaysia Hourly'!U:U,'Selected Presentation'!AD577)","v":100},{"$f":"INDEX('Malaysia Hourly'!W:W,'Selected Presentation'!AD577)","v":0},{"$f":"INDEX('Malaysia Hourly'!AJ:AJ,'Selected Presentation'!AD577)","v":0},{"$f":"INDEX('Malaysia Hourly'!AL:AL,'Selected Presentation'!AD577)","v":100},{"$f":"INDEX('Malaysia Hourly'!AO:AO,'Selected Presentation'!AD577)","v":0},{"$f":"INDEX('Malaysia Hourly'!AM:AM,'Selected Presentation'!AD577)","v":416.70275069120009}]
[null,null,null,null,null,null,null,null,null,null,null,null,null,null,null,null,null,null,null,null,null,null,null,null,null,null,null,null,573,2763,{"$f":"INDEX('Malaysia Hourly'!O:O,'Selected Presentation'!AD578)","v":0},{"$f":"INDEX('Malaysia Hourly'!U:U,'Selected Presentation'!AD578)","v":100},{"$f":"INDEX('Malaysia Hourly'!W:W,'Selected Presentation'!AD578)","v":0},{"$f":"INDEX('Malaysia Hourly'!AJ:AJ,'Selected Presentation'!AD578)","v":0},{"$f":"INDEX('Malaysia Hourly'!AL:AL,'Selected Presentation'!AD578)","v":100},{"$f":"INDEX('Malaysia Hourly'!AO:AO,'Selected Presentation'!AD578)","v":0},{"$f":"INDEX('Malaysia Hourly'!AM:AM,'Selected Presentation'!AD578)","v":316.70275069120009}]
[null,null,null,null,null,null,null,null,null,null,null,null,null,null,null,null,null,null,null,null,null,null,null,null,null,null,null,null,574,2764,{"$f":"INDEX('Malaysia Hourly'!O:O,'Selected Presentation'!AD579)","v":0},{"$f":"INDEX('Malaysia Hourly'!U:U,'Selected Presentation'!AD579)","v":100},{"$f":"INDEX('Malaysia Hourly'!W:W,'Selected Presentation'!AD579)","v":0},{"$f":"INDEX('Malaysia Hourly'!AJ:AJ,'Selected Presentation'!AD579)","v":0},{"$f":"INDEX('Malaysia Hourly'!AL:AL,'Selected Presentation'!AD579)","v":100},{"$f":"INDEX('Malaysia Hourly'!AO:AO,'Selected Presentation'!AD579)","v":0},{"$f":"INDEX('Malaysia Hourly'!AM:AM,'Selected Presentation'!AD579)","v":216.70275069120009}]
[null,null,null,null,null,null,null,null,null,null,null,null,null,null,null,null,null,null,null,null,null,null,null,null,null,null,null,null,575,2765,{"$f":"INDEX('Malaysia Hourly'!O:O,'Selected Presentation'!AD580)","v":0},{"$f":"INDEX('Malaysia Hourly'!U:U,'Selected Presentation'!AD580)","v":100},{"$f":"INDEX('Malaysia Hourly'!W:W,'Selected Presentation'!AD580)","v":0},{"$f":"INDEX('Malaysia Hourly'!AJ:AJ,'Selected Presentation'!AD580)","v":0},{"$f":"INDEX('Malaysia Hourly'!AL:AL,'Selected Presentation'!AD580)","v":100},{"$f":"INDEX('Malaysia Hourly'!AO:AO,'Selected Presentation'!AD580)","v":0},{"$f":"INDEX('Malaysia Hourly'!AM:AM,'Selected Presentation'!AD580)","v":116.70275069120009}]
[null,null,null,null,null,null,null,null,null,null,null,null,null,null,null,null,null,null,null,null,null,null,null,null,null,null,null,null,576,{"$f":"AC581+$G$6","v":2766},{"$f":"INDEX('Malaysia Hourly'!O:O,'Selected Presentation'!AD581)","v":0},{"$f":"INDEX('Malaysia Hourly'!U:U,'Selected Presentation'!AD581)","v":100},{"$f":"INDEX('Malaysia Hourly'!W:W,'Selected Presentation'!AD581)","v":0},{"$f":"INDEX('Malaysia Hourly'!AJ:AJ,'Selected Presentation'!AD581)","v":0},{"$f":"INDEX('Malaysia Hourly'!AL:AL,'Selected Presentation'!AD581)","v":38.702750691200094},{"$f":"INDEX('Malaysia Hourly'!AO:AO,'Selected Presentation'!AD581)","v":0},{"$f":"INDEX('Malaysia Hourly'!AM:AM,'Selected Presentation'!AD581)","v":78}]
[null,null,null,null,null,null,null,null,null,null,null,null,null,null,null,null,null,null,null,null,null,null,null,null,null,null,null,null,577,2767,{"$f":"INDEX('Malaysia Hourly'!O:O,'Selected Presentation'!AD582)","v":0},{"$f":"INDEX('Malaysia Hourly'!U:U,'Selected Presentation'!AD582)","v":100},{"$f":"INDEX('Malaysia Hourly'!W:W,'Selected Presentation'!AD582)","v":0},{"$f":"INDEX('Malaysia Hourly'!AJ:AJ,'Selected Presentation'!AD582)","v":0},{"$f":"INDEX('Malaysia Hourly'!AL:AL,'Selected Presentation'!AD582)","v":0},{"$f":"INDEX('Malaysia Hourly'!AO:AO,'Selected Presentation'!AD582)","v":0},{"$f":"INDEX('Malaysia Hourly'!AM:AM,'Selected Presentation'!AD582)","v":78}]
[null,null,null,null,null,null,null,null,null,null,null,null,null,null,null,null,null,null,null,null,null,null,null,null,null,null,null,null,578,2768,{"$f":"INDEX('Malaysia Hourly'!O:O,'Selected Presentation'!AD583)","v":0},{"$f":"INDEX('Malaysia Hourly'!U:U,'Selected Presentation'!AD583)","v":100},{"$f":"INDEX('Malaysia Hourly'!W:W,'Selected Presentation'!AD583)","v":0},{"$f":"INDEX('Malaysia Hourly'!AJ:AJ,'Selected Presentation'!AD583)","v":0},{"$f":"INDEX('Malaysia Hourly'!AL:AL,'Selected Presentation'!AD583)","v":0},{"$f":"INDEX('Malaysia Hourly'!AO:AO,'Selected Presentation'!AD583)","v":0},{"$f":"INDEX('Malaysia Hourly'!AM:AM,'Selected Presentation'!AD583)","v":78}]
[null,null,null,null,null,null,null,null,null,null,null,null,null,null,null,null,null,null,null,null,null,null,null,null,null,null,null,null,579,2769,{"$f":"INDEX('Malaysia Hourly'!O:O,'Selected Presentation'!AD584)","v":0},{"$f":"INDEX('Malaysia Hourly'!U:U,'Selected Presentation'!AD584)","v":100},{"$f":"INDEX('Malaysia Hourly'!W:W,'Selected Presentation'!AD584)","v":0},{"$f":"INDEX('Malaysia Hourly'!AJ:AJ,'Selected Presentation'!AD584)","v":0},{"$f":"INDEX('Malaysia Hourly'!AL:AL,'Selected Presentation'!AD584)","v":0},{"$f":"INDEX('Malaysia Hourly'!AO:AO,'Selected Presentation'!AD584)","v":0},{"$f":"INDEX('Malaysia Hourly'!AM:AM,'Selected Presentation'!AD584)","v":78}]
[null,null,null,null,null,null,null,null,null,null,null,null,null,null,null,null,null,null,null,null,null,null,null,null,null,null,null,null,580,2770,{"$f":"INDEX('Malaysia Hourly'!O:O,'Selected Presentation'!AD585)","v":0},{"$f":"INDEX('Malaysia Hourly'!U:U,'Selected Presentation'!AD585)","v":100},{"$f":"INDEX('Malaysia Hourly'!W:W,'Selected Presentation'!AD585)","v":0},{"$f":"INDEX('Malaysia Hourly'!AJ:AJ,'Selected Presentation'!AD585)","v":0},{"$f":"INDEX('Malaysia Hourly'!AL:AL,'Selected Presentation'!AD585)","v":0},{"$f":"INDEX('Malaysia Hourly'!AO:AO,'Selected Presentation'!AD585)","v":0},{"$f":"INDEX('Malaysia Hourly'!AM:AM,'Selected Presentation'!AD585)","v":78}]
[null,null,null,null,null,null,null,null,null,null,null,null,null,null,null,null,null,null,null,null,null,null,null,null,null,null,null,null,581,2771,{"$f":"INDEX('Malaysia Hourly'!O:O,'Selected Presentation'!AD586)","v":0},{"$f":"INDEX('Malaysia Hourly'!U:U,'Selected Presentation'!AD586)","v":100},{"$f":"INDEX('Malaysia Hourly'!W:W,'Selected Presentation'!AD586)","v":0},{"$f":"INDEX('Malaysia Hourly'!AJ:AJ,'Selected Presentation'!AD586)","v":0},{"$f":"INDEX('Malaysia Hourly'!AL:AL,'Selected Presentation'!AD586)","v":0},{"$f":"INDEX('Malaysia Hourly'!AO:AO,'Selected Presentation'!AD586)","v":0},{"$f":"INDEX('Malaysia Hourly'!AM:AM,'Selected Presentation'!AD586)","v":78}]
[null,null,null,null,null,null,null,null,null,null,null,null,null,null,null,null,null,null,null,null,null,null,null,null,null,null,null,null,582,2772,{"$f":"INDEX('Malaysia Hourly'!O:O,'Selected Presentation'!AD587)","v":0},{"$f":"INDEX('Malaysia Hourly'!U:U,'Selected Presentation'!AD587)","v":100},{"$f":"INDEX('Malaysia Hourly'!W:W,'Selected Presentation'!AD587)","v":0},{"$f":"INDEX('Malaysia Hourly'!AJ:AJ,'Selected Presentation'!AD587)","v":0},{"$f":"INDEX('Malaysia Hourly'!AL:AL,'Selected Presentation'!AD587)","v":0},{"$f":"INDEX('Malaysia Hourly'!AO:AO,'Selected Presentation'!AD587)","v":0},{"$f":"INDEX('Malaysia Hourly'!AM:AM,'Selected Presentation'!AD587)","v":78}]
[null,null,null,null,null,null,null,null,null,null,null,null,null,null,null,null,null,null,null,null,null,null,null,null,null,null,null,null,583,2773,{"$f":"INDEX('Malaysia Hourly'!O:O,'Selected Presentation'!AD588)","v":0},{"$f":"INDEX('Malaysia Hourly'!U:U,'Selected Presentation'!AD588)","v":100},{"$f":"INDEX('Malaysia Hourly'!W:W,'Selected Presentation'!AD588)","v":0},{"$f":"INDEX('Malaysia Hourly'!AJ:AJ,'Selected Presentation'!AD588)","v":0},{"$f":"INDEX('Malaysia Hourly'!AL:AL,'Selected Presentation'!AD588)","v":0},{"$f":"INDEX('Malaysia Hourly'!AO:AO,'Selected Presentation'!AD588)","v":0},{"$f":"INDEX('Malaysia Hourly'!AM:AM,'Selected Presentation'!AD588)","v":78}]
[null,null,null,null,null,null,null,null,null,null,null,null,null,null,null,null,null,null,null,null,null,null,null,null,null,null,null,null,584,2774,{"$f":"INDEX('Malaysia Hourly'!O:O,'Selected Presentation'!AD589)","v":401.88},{"$f":"INDEX('Malaysia Hourly'!U:U,'Selected Presentation'!AD589)","v":100},{"$f":"INDEX('Malaysia Hourly'!W:W,'Selected Presentation'!AD589)","v":79.75228224},{"$f":"INDEX('Malaysia Hourly'!AJ:AJ,'Selected Presentation'!AD589)","v":0},{"$f":"INDEX('Malaysia Hourly'!AL:AL,'Selected Presentation'!AD589)","v":0},{"$f":"INDEX('Malaysia Hourly'!AO:AO,'Selected Presentation'!AD589)","v":0},{"$f":"INDEX('Malaysia Hourly'!AM:AM,'Selected Presentation'!AD589)","v":78}]
[null,null,null,null,null,null,null,null,null,null,null,null,null,null,null,null,null,null,null,null,null,null,null,null,null,null,null,null,585,2775,{"$f":"INDEX('Malaysia Hourly'!O:O,'Selected Presentation'!AD590)","v":493.85},{"$f":"INDEX('Malaysia Hourly'!U:U,'Selected Presentation'!AD590)","v":100},{"$f":"INDEX('Malaysia Hourly'!W:W,'Selected Presentation'!AD590)","v":96.130865600000007},{"$f":"INDEX('Malaysia Hourly'!AJ:AJ,'Selected Presentation'!AD590)","v":0},{"$f":"INDEX('Malaysia Hourly'!AL:AL,'Selected Presentation'!AD590)","v":0},{"$f":"INDEX('Malaysia Hourly'!AO:AO,'Selected Presentation'!AD590)","v":0},{"$f":"INDEX('Malaysia Hourly'!AM:AM,'Selected Presentation'!AD590)","v":78}]
[null,null,null,null,null,null,null,null,null,null,null,null,null,null,null,null,null,null,null,null,null,null,null,null,null,null,null,null,586,2776,{"$f":"INDEX('Malaysia Hourly'!O:O,'Selected Presentation'!AD591)","v":843.44},{"$f":"INDEX('Malaysia Hourly'!U:U,'Selected Presentation'!AD591)","v":100},{"$f":"INDEX('Malaysia Hourly'!W:W,'Selected Presentation'!AD591)","v":100},{"$f":"INDEX('Malaysia Hourly'!AJ:AJ,'Selected Presentation'!AD591)","v":61.724559360000001},{"$f":"INDEX('Malaysia Hourly'!AL:AL,'Selected Presentation'!AD591)","v":0},{"$f":"INDEX('Malaysia Hourly'!AO:AO,'Selected Presentation'!AD591)","v":0},{"$f":"INDEX('Malaysia Hourly'!AM:AM,'Selected Presentation'!AD591)","v":136.02108579840001}]
[null,null,null,null,null,null,null,null,null,null,null,null,null,null,null,null,null,null,null,null,null,null,null,null,null,null,null,null,587,2777,{"$f":"INDEX('Malaysia Hourly'!O:O,'Selected Presentation'!AD592)","v":964.31},{"$f":"INDEX('Malaysia Hourly'!U:U,'Selected Presentation'!AD592)","v":100},{"$f":"INDEX('Malaysia Hourly'!W:W,'Selected Presentation'!AD592)","v":100},{"$f":"INDEX('Malaysia Hourly'!AJ:AJ,'Selected Presentation'!AD592)","v":81.969154239999995},{"$f":"INDEX('Malaysia Hourly'!AL:AL,'Selected Presentation'!AD592)","v":0},{"$f":"INDEX('Malaysia Hourly'!AO:AO,'Selected Presentation'!AD592)","v":0},{"$f":"INDEX('Malaysia Hourly'!AM:AM,'Selected Presentation'!AD592)","v":213.07209078400001}]
[null,null,null,null,null,null,null,null,null,null,null,null,null,null,null,null,null,null,null,null,null,null,null,null,null,null,null,null,588,2778,{"$f":"INDEX('Malaysia Hourly'!O:O,'Selected Presentation'!AD593)","v":942.35},{"$f":"INDEX('Malaysia Hourly'!U:U,'Selected Presentation'!AD593)","v":100},{"$f":"INDEX('Malaysia Hourly'!W:W,'Selected Presentation'!AD593)","v":100},{"$f":"INDEX('Malaysia Hourly'!AJ:AJ,'Selected Presentation'!AD593)","v":75.231867200000011},{"$f":"INDEX('Malaysia Hourly'!AL:AL,'Selected Presentation'!AD593)","v":0},{"$f":"INDEX('Malaysia Hourly'!AO:AO,'Selected Presentation'!AD593)","v":0},{"$f":"INDEX('Malaysia Hourly'!AM:AM,'Selected Presentation'!AD593)","v":283.79004595200001}]
[null,null,null,null,null,null,null,null,null,null,null,null,null,null,null,null,null,null,null,null,null,null,null,null,null,null,null,null,589,2779,{"$f":"INDEX('Malaysia Hourly'!O:O,'Selected Presentation'!AD594)","v":857.12},{"$f":"INDEX('Malaysia Hourly'!U:U,'Selected Presentation'!AD594)","v":100},{"$f":"INDEX('Malaysia Hourly'!W:W,'Selected Presentation'!AD594)","v":100},{"$f":"INDEX('Malaysia Hourly'!AJ:AJ,'Selected Presentation'!AD594)","v":57.586654719999984},{"$f":"INDEX('Malaysia Hourly'!AL:AL,'Selected Presentation'!AD594)","v":0},{"$f":"INDEX('Malaysia Hourly'!AO:AO,'Selected Presentation'!AD594)","v":0},{"$f":"INDEX('Malaysia Hourly'!AM:AM,'Selected Presentation'!AD594)","v":337.92150138879998}]
[null,null,null,null,null,null,null,null,null,null,null,null,null,null,null,null,null,null,null,null,null,null,null,null,null,null,null,null,590,2780,{"$f":"INDEX('Malaysia Hourly'!O:O,'Selected Presentation'!AD595)","v":922.2},{"$f":"INDEX('Malaysia Hourly'!U:U,'Selected Presentation'!AD595)","v":100},{"$f":"INDEX('Malaysia Hourly'!W:W,'Selected Presentation'!AD595)","v":100},{"$f":"INDEX('Malaysia Hourly'!AJ:AJ,'Selected Presentation'!AD595)","v":68.578160000000025},{"$f":"INDEX('Malaysia Hourly'!AL:AL,'Selected Presentation'!AD595)","v":0},{"$f":"INDEX('Malaysia Hourly'!AO:AO,'Selected Presentation'!AD595)","v":0},{"$f":"INDEX('Malaysia Hourly'!AM:AM,'Selected Presentation'!AD595)","v":402.38497178879999}]
[null,null,null,null,null,null,null,null,null,null,null,null,null,null,null,null,null,null,null,null,null,null,null,null,null,null,null,null,591,2781,{"$f":"INDEX('Malaysia Hourly'!O:O,'Selected Presentation'!AD596)","v":980.11},{"$f":"INDEX('Malaysia Hourly'!U:U,'Selected Presentation'!AD596)","v":100},{"$f":"INDEX('Malaysia Hourly'!W:W,'Selected Presentation'!AD596)","v":100},{"$f":"INDEX('Malaysia Hourly'!AJ:AJ,'Selected Presentation'!AD596)","v":78.928881600000011},{"$f":"INDEX('Malaysia Hourly'!AL:AL,'Selected Presentation'!AD596)","v":0},{"$f":"INDEX('Malaysia Hourly'!AO:AO,'Selected Presentation'!AD596)","v":0},{"$f":"INDEX('Malaysia Hourly'!AM:AM,'Selected Presentation'!AD596)","v":476.5781204928}]
[null,null,null,null,null,null,null,null,null,null,null,null,null,null,null,null,null,null,null,null,null,null,null,null,null,null,null,null,592,2782,{"$f":"INDEX('Malaysia Hourly'!O:O,'Selected Presentation'!AD597)","v":995.32},{"$f":"INDEX('Malaysia Hourly'!U:U,'Selected Presentation'!AD597)","v":100},{"$f":"INDEX('Malaysia Hourly'!W:W,'Selected Presentation'!AD597)","v":100},{"$f":"INDEX('Malaysia Hourly'!AJ:AJ,'Selected Presentation'!AD597)","v":82.708901760000003},{"$f":"INDEX('Malaysia Hourly'!AL:AL,'Selected Presentation'!AD597)","v":0},{"$f":"INDEX('Malaysia Hourly'!AO:AO,'Selected Presentation'!AD597)","v":0},{"$f":"INDEX('Malaysia Hourly'!AM:AM,'Selected Presentation'!AD597)","v":554.32448814719999}]
[null,null,null,null,null,null,null,null,null,null,null,null,null,null,null,null,null,null,null,null,null,null,null,null,null,null,null,null,593,2783,{"$f":"INDEX('Malaysia Hourly'!O:O,'Selected Presentation'!AD598)","v":884.21},{"$f":"INDEX('Malaysia Hourly'!U:U,'Selected Presentation'!AD598)","v":100},{"$f":"INDEX('Malaysia Hourly'!W:W,'Selected Presentation'!AD598)","v":100},{"$f":"INDEX('Malaysia Hourly'!AJ:AJ,'Selected Presentation'!AD598)","v":45.675511852800014},{"$f":"INDEX('Malaysia Hourly'!AL:AL,'Selected Presentation'!AD598)","v":0},{"$f":"INDEX('Malaysia Hourly'!AO:AO,'Selected Presentation'!AD598)","v":18.773400787199989},{"$f":"INDEX('Malaysia Hourly'!AM:AM,'Selected Presentation'!AD598)","v":597.25946928883195}]
[null,null,null,null,null,null,null,null,null,null,null,null,null,null,null,null,null,null,null,null,null,null,null,null,null,null,null,null,594,2784,{"$f":"INDEX('Malaysia Hourly'!O:O,'Selected Presentation'!AD599)","v":668.26},{"$f":"INDEX('Malaysia Hourly'!U:U,'Selected Presentation'!AD599)","v":100},{"$f":"INDEX('Malaysia Hourly'!W:W,'Selected Presentation'!AD599)","v":100},{"$f":"INDEX('Malaysia Hourly'!AJ:AJ,'Selected Presentation'!AD599)","v":2.7405307111680486},{"$f":"INDEX('Malaysia Hourly'!AL:AL,'Selected Presentation'!AD599)","v":0},{"$f":"INDEX('Malaysia Hourly'!AO:AO,'Selected Presentation'!AD599)","v":23.341420008831946},{"$f":"INDEX('Malaysia Hourly'!AM:AM,'Selected Presentation'!AD599)","v":599.83556815732993}]
[null,null,null,null,null,null,null,null,null,null,null,null,null,null,null,null,null,null,null,null,null,null,null,null,null,null,null,null,595,2785,{"$f":"INDEX('Malaysia Hourly'!O:O,'Selected Presentation'!AD600)","v":226.6},{"$f":"INDEX('Malaysia Hourly'!U:U,'Selected Presentation'!AD600)","v":100},{"$f":"INDEX('Malaysia Hourly'!W:W,'Selected Presentation'!AD600)","v":43.228028799999997},{"$f":"INDEX('Malaysia Hourly'!AJ:AJ,'Selected Presentation'!AD600)","v":0},{"$f":"INDEX('Malaysia Hourly'!AL:AL,'Selected Presentation'!AD600)","v":56.771971200000003},{"$f":"INDEX('Malaysia Hourly'!AO:AO,'Selected Presentation'!AD600)","v":0},{"$f":"INDEX('Malaysia Hourly'!AM:AM,'Selected Presentation'!AD600)","v":543.06359695732988}]
[null,null,null,null,null,null,null,null,null,null,null,null,null,null,null,null,null,null,null,null,null,null,null,null,null,null,null,null,596,2786,{"$f":"INDEX('Malaysia Hourly'!O:O,'Selected Presentation'!AD601)","v":0},{"$f":"INDEX('Malaysia Hourly'!U:U,'Selected Presentation'!AD601)","v":100},{"$f":"INDEX('Malaysia Hourly'!W:W,'Selected Presentation'!AD601)","v":0},{"$f":"INDEX('Malaysia Hourly'!AJ:AJ,'Selected Presentation'!AD601)","v":0},{"$f":"INDEX('Malaysia Hourly'!AL:AL,'Selected Presentation'!AD601)","v":100},{"$f":"INDEX('Malaysia Hourly'!AO:AO,'Selected Presentation'!AD601)","v":0},{"$f":"INDEX('Malaysia Hourly'!AM:AM,'Selected Presentation'!AD601)","v":443.06359695732988}]
[null,null,null,null,null,null,null,null,null,null,null,null,null,null,null,null,null,null,null,null,null,null,null,null,null,null,null,null,597,2787,{"$f":"INDEX('Malaysia Hourly'!O:O,'Selected Presentation'!AD602)","v":0},{"$f":"INDEX('Malaysia Hourly'!U:U,'Selected Presentation'!AD602)","v":100},{"$f":"INDEX('Malaysia Hourly'!W:W,'Selected Presentation'!AD602)","v":0},{"$f":"INDEX('Malaysia Hourly'!AJ:AJ,'Selected Presentation'!AD602)","v":0},{"$f":"INDEX('Malaysia Hourly'!AL:AL,'Selected Presentation'!AD602)","v":100},{"$f":"INDEX('Malaysia Hourly'!AO:AO,'Selected Presentation'!AD602)","v":0},{"$f":"INDEX('Malaysia Hourly'!AM:AM,'Selected Presentation'!AD602)","v":343.06359695732988}]
[null,null,null,null,null,null,null,null,null,null,null,null,null,null,null,null,null,null,null,null,null,null,null,null,null,null,null,null,598,2788,{"$f":"INDEX('Malaysia Hourly'!O:O,'Selected Presentation'!AD603)","v":0},{"$f":"INDEX('Malaysia Hourly'!U:U,'Selected Presentation'!AD603)","v":100},{"$f":"INDEX('Malaysia Hourly'!W:W,'Selected Presentation'!AD603)","v":0},{"$f":"INDEX('Malaysia Hourly'!AJ:AJ,'Selected Presentation'!AD603)","v":0},{"$f":"INDEX('Malaysia Hourly'!AL:AL,'Selected Presentation'!AD603)","v":100},{"$f":"INDEX('Malaysia Hourly'!AO:AO,'Selected Presentation'!AD603)","v":0},{"$f":"INDEX('Malaysia Hourly'!AM:AM,'Selected Presentation'!AD603)","v":243.06359695732988}]
[null,null,null,null,null,null,null,null,null,null,null,null,null,null,null,null,null,null,null,null,null,null,null,null,null,null,null,null,599,2789,{"$f":"INDEX('Malaysia Hourly'!O:O,'Selected Presentation'!AD604)","v":0},{"$f":"INDEX('Malaysia Hourly'!U:U,'Selected Presentation'!AD604)","v":100},{"$f":"INDEX('Malaysia Hourly'!W:W,'Selected Presentation'!AD604)","v":0},{"$f":"INDEX('Malaysia Hourly'!AJ:AJ,'Selected Presentation'!AD604)","v":0},{"$f":"INDEX('Malaysia Hourly'!AL:AL,'Selected Presentation'!AD604)","v":100},{"$f":"INDEX('Malaysia Hourly'!AO:AO,'Selected Presentation'!AD604)","v":0},{"$f":"INDEX('Malaysia Hourly'!AM:AM,'Selected Presentation'!AD604)","v":143.06359695732988}]
[null,null,null,null,null,null,null,null,null,null,null,null,null,null,null,null,null,null,null,null,null,null,null,null,null,null,null,null,600,2790,{"$f":"INDEX('Malaysia Hourly'!O:O,'Selected Presentation'!AD605)","v":0},{"$f":"INDEX('Malaysia Hourly'!U:U,'Selected Presentation'!AD605)","v":100},{"$f":"INDEX('Malaysia Hourly'!W:W,'Selected Presentation'!AD605)","v":0},{"$f":"INDEX('Malaysia Hourly'!AJ:AJ,'Selected Presentation'!AD605)","v":0},{"$f":"INDEX('Malaysia Hourly'!AL:AL,'Selected Presentation'!AD605)","v":65.063596957329878},{"$f":"INDEX('Malaysia Hourly'!AO:AO,'Selected Presentation'!AD605)","v":0},{"$f":"INDEX('Malaysia Hourly'!AM:AM,'Selected Presentation'!AD605)","v":78}]
[null,null,null,null,null,null,null,null,null,null,null,null,null,null,null,null,null,null,null,null,null,null,null,null,null,null,null,null,601,2791,{"$f":"INDEX('Malaysia Hourly'!O:O,'Selected Presentation'!AD606)","v":0},{"$f":"INDEX('Malaysia Hourly'!U:U,'Selected Presentation'!AD606)","v":100},{"$f":"INDEX('Malaysia Hourly'!W:W,'Selected Presentation'!AD606)","v":0},{"$f":"INDEX('Malaysia Hourly'!AJ:AJ,'Selected Presentation'!AD606)","v":0},{"$f":"INDEX('Malaysia Hourly'!AL:AL,'Selected Presentation'!AD606)","v":0},{"$f":"INDEX('Malaysia Hourly'!AO:AO,'Selected Presentation'!AD606)","v":0},{"$f":"INDEX('Malaysia Hourly'!AM:AM,'Selected Presentation'!AD606)","v":78}]
[null,null,null,null,null,null,null,null,null,null,null,null,null,null,null,null,null,null,null,null,null,null,null,null,null,null,null,null,602,2792,{"$f":"INDEX('Malaysia Hourly'!O:O,'Selected Presentation'!AD607)","v":0},{"$f":"INDEX('Malaysia Hourly'!U:U,'Selected Presentation'!AD607)","v":100},{"$f":"INDEX('Malaysia Hourly'!W:W,'Selected Presentation'!AD607)","v":0},{"$f":"INDEX('Malaysia Hourly'!AJ:AJ,'Selected Presentation'!AD607)","v":0},{"$f":"INDEX('Malaysia Hourly'!AL:AL,'Selected Presentation'!AD607)","v":0},{"$f":"INDEX('Malaysia Hourly'!AO:AO,'Selected Presentation'!AD607)","v":0},{"$f":"INDEX('Malaysia Hourly'!AM:AM,'Selected Presentation'!AD607)","v":78}]
[null,null,null,null,null,null,null,null,null,null,null,null,null,null,null,null,null,null,null,null,null,null,null,null,null,null,null,null,603,2793,{"$f":"INDEX('Malaysia Hourly'!O:O,'Selected Presentation'!AD608)","v":0},{"$f":"INDEX('Malaysia Hourly'!U:U,'Selected Presentation'!AD608)","v":100},{"$f":"INDEX('Malaysia Hourly'!W:W,'Selected Presentation'!AD608)","v":0},{"$f":"INDEX('Malaysia Hourly'!AJ:AJ,'Selected Presentation'!AD608)","v":0},{"$f":"INDEX('Malaysia Hourly'!AL:AL,'Selected Presentation'!AD608)","v":0},{"$f":"INDEX('Malaysia Hourly'!AO:AO,'Selected Presentation'!AD608)","v":0},{"$f":"INDEX('Malaysia Hourly'!AM:AM,'Selected Presentation'!AD608)","v":78}]
[null,null,null,null,null,null,null,null,null,null,null,null,null,null,null,null,null,null,null,null,null,null,null,null,null,null,null,null,604,2794,{"$f":"INDEX('Malaysia Hourly'!O:O,'Selected Presentation'!AD609)","v":0},{"$f":"INDEX('Malaysia Hourly'!U:U,'Selected Presentation'!AD609)","v":100},{"$f":"INDEX('Malaysia Hourly'!W:W,'Selected Presentation'!AD609)","v":0},{"$f":"INDEX('Malaysia Hourly'!AJ:AJ,'Selected Presentation'!AD609)","v":0},{"$f":"INDEX('Malaysia Hourly'!AL:AL,'Selected Presentation'!AD609)","v":0},{"$f":"INDEX('Malaysia Hourly'!AO:AO,'Selected Presentation'!AD609)","v":0},{"$f":"INDEX('Malaysia Hourly'!AM:AM,'Selected Presentation'!AD609)","v":78}]
[null,null,null,null,null,null,null,null,null,null,null,null,null,null,null,null,null,null,null,null,null,null,null,null,null,null,null,null,605,2795,{"$f":"INDEX('Malaysia Hourly'!O:O,'Selected Presentation'!AD610)","v":0},{"$f":"INDEX('Malaysia Hourly'!U:U,'Selected Presentation'!AD610)","v":100},{"$f":"INDEX('Malaysia Hourly'!W:W,'Selected Presentation'!AD610)","v":0},{"$f":"INDEX('Malaysia Hourly'!AJ:AJ,'Selected Presentation'!AD610)","v":0},{"$f":"INDEX('Malaysia Hourly'!AL:AL,'Selected Presentation'!AD610)","v":0},{"$f":"INDEX('Malaysia Hourly'!AO:AO,'Selected Presentation'!AD610)","v":0},{"$f":"INDEX('Malaysia Hourly'!AM:AM,'Selected Presentation'!AD610)","v":78}]
[null,null,null,null,null,null,null,null,null,null,null,null,null,null,null,null,null,null,null,null,null,null,null,null,null,null,null,null,606,2796,{"$f":"INDEX('Malaysia Hourly'!O:O,'Selected Presentation'!AD611)","v":0},{"$f":"INDEX('Malaysia Hourly'!U:U,'Selected Presentation'!AD611)","v":100},{"$f":"INDEX('Malaysia Hourly'!W:W,'Selected Presentation'!AD611)","v":0},{"$f":"INDEX('Malaysia Hourly'!AJ:AJ,'Selected Presentation'!AD611)","v":0},{"$f":"INDEX('Malaysia Hourly'!AL:AL,'Selected Presentation'!AD611)","v":0},{"$f":"INDEX('Malaysia Hourly'!AO:AO,'Selected Presentation'!AD611)","v":0},{"$f":"INDEX('Malaysia Hourly'!AM:AM,'Selected Presentation'!AD611)","v":78}]
[null,null,null,null,null,null,null,null,null,null,null,null,null,null,null,null,null,null,null,null,null,null,null,null,null,null,null,null,607,2797,{"$f":"INDEX('Malaysia Hourly'!O:O,'Selected Presentation'!AD612)","v":0},{"$f":"INDEX('Malaysia Hourly'!U:U,'Selected Presentation'!AD612)","v":100},{"$f":"INDEX('Malaysia Hourly'!W:W,'Selected Presentation'!AD612)","v":0},{"$f":"INDEX('Malaysia Hourly'!AJ:AJ,'Selected Presentation'!AD612)","v":0},{"$f":"INDEX('Malaysia Hourly'!AL:AL,'Selected Presentation'!AD612)","v":0},{"$f":"INDEX('Malaysia Hourly'!AO:AO,'Selected Presentation'!AD612)","v":0},{"$f":"INDEX('Malaysia Hourly'!AM:AM,'Selected Presentation'!AD612)","v":78}]
[null,null,null,null,null,null,null,null,null,null,null,null,null,null,null,null,null,null,null,null,null,null,null,null,null,null,null,null,608,2798,{"$f":"INDEX('Malaysia Hourly'!O:O,'Selected Presentation'!AD613)","v":133.77000000000001},{"$f":"INDEX('Malaysia Hourly'!U:U,'Selected Presentation'!AD613)","v":100},{"$f":"INDEX('Malaysia Hourly'!W:W,'Selected Presentation'!AD613)","v":26.550669600000006},{"$f":"INDEX('Malaysia Hourly'!AJ:AJ,'Selected Presentation'!AD613)","v":0},{"$f":"INDEX('Malaysia Hourly'!AL:AL,'Selected Presentation'!AD613)","v":0},{"$f":"INDEX('Malaysia Hourly'!AO:AO,'Selected Presentation'!AD613)","v":0},{"$f":"INDEX('Malaysia Hourly'!AM:AM,'Selected Presentation'!AD613)","v":78}]
[null,null,null,null,null,null,null,null,null,null,null,null,null,null,null,null,null,null,null,null,null,null,null,null,null,null,null,null,609,2799,{"$f":"INDEX('Malaysia Hourly'!O:O,'Selected Presentation'!AD614)","v":527.35},{"$f":"INDEX('Malaysia Hourly'!U:U,'Selected Presentation'!AD614)","v":100},{"$f":"INDEX('Malaysia Hourly'!W:W,'Selected Presentation'!AD614)","v":100},{"$f":"INDEX('Malaysia Hourly'!AJ:AJ,'Selected Presentation'!AD614)","v":2.2890247999999929},{"$f":"INDEX('Malaysia Hourly'!AL:AL,'Selected Presentation'!AD614)","v":0},{"$f":"INDEX('Malaysia Hourly'!AO:AO,'Selected Presentation'!AD614)","v":0},{"$f":"INDEX('Malaysia Hourly'!AM:AM,'Selected Presentation'!AD614)","v":80.151683311999989}]
[null,null,null,null,null,null,null,null,null,null,null,null,null,null,null,null,null,null,null,null,null,null,null,null,null,null,null,null,610,2800,{"$f":"INDEX('Malaysia Hourly'!O:O,'Selected Presentation'!AD615)","v":866.86},{"$f":"INDEX('Malaysia Hourly'!U:U,'Selected Presentation'!AD615)","v":100},{"$f":"INDEX('Malaysia Hourly'!W:W,'Selected Presentation'!AD615)","v":100},{"$f":"INDEX('Malaysia Hourly'!AJ:AJ,'Selected Presentation'!AD615)","v":65.868459840000014},{"$f":"INDEX('Malaysia Hourly'!AL:AL,'Selected Presentation'!AD615)","v":0},{"$f":"INDEX('Malaysia Hourly'!AO:AO,'Selected Presentation'!AD615)","v":0},{"$f":"INDEX('Malaysia Hourly'!AM:AM,'Selected Presentation'!AD615)","v":142.0680355616}]
[null,null,null,null,null,null,null,null,null,null,null,null,null,null,null,null,null,null,null,null,null,null,null,null,null,null,null,null,611,2801,{"$f":"INDEX('Malaysia Hourly'!O:O,'Selected Presentation'!AD616)","v":877.86},{"$f":"INDEX('Malaysia Hourly'!U:U,'Selected Presentation'!AD616)","v":100},{"$f":"INDEX('Malaysia Hourly'!W:W,'Selected Presentation'!AD616)","v":100},{"$f":"INDEX('Malaysia Hourly'!AJ:AJ,'Selected Presentation'!AD616)","v":65.697830719999985},{"$f":"INDEX('Malaysia Hourly'!AL:AL,'Selected Presentation'!AD616)","v":0},{"$f":"INDEX('Malaysia Hourly'!AO:AO,'Selected Presentation'!AD616)","v":0},{"$f":"INDEX('Malaysia Hourly'!AM:AM,'Selected Presentation'!AD616)","v":203.82399643839997}]
[null,null,null,null,null,null,null,null,null,null,null,null,null,null,null,null,null,null,null,null,null,null,null,null,null,null,null,null,612,2802,{"$f":"INDEX('Malaysia Hourly'!O:O,'Selected Presentation'!AD617)","v":847.49},{"$f":"INDEX('Malaysia Hourly'!U:U,'Selected Presentation'!AD617)","v":100},{"$f":"INDEX('Malaysia Hourly'!W:W,'Selected Presentation'!AD617)","v":100},{"$f":"INDEX('Malaysia Hourly'!AJ:AJ,'Selected Presentation'!AD617)","v":57.511101440000004},{"$f":"INDEX('Malaysia Hourly'!AL:AL,'Selected Presentation'!AD617)","v":0},{"$f":"INDEX('Malaysia Hourly'!AO:AO,'Selected Presentation'!AD617)","v":0},{"$f":"INDEX('Malaysia Hourly'!AM:AM,'Selected Presentation'!AD617)","v":257.88443179199999}]
[null,null,null,null,null,null,null,null,null,null,null,null,null,null,null,null,null,null,null,null,null,null,null,null,null,null,null,null,613,2803,{"$f":"INDEX('Malaysia Hourly'!O:O,'Selected Presentation'!AD618)","v":848.06},{"$f":"INDEX('Malaysia Hourly'!U:U,'Selected Presentation'!AD618)","v":100},{"$f":"INDEX('Malaysia Hourly'!W:W,'Selected Presentation'!AD618)","v":100},{"$f":"INDEX('Malaysia Hourly'!AJ:AJ,'Selected Presentation'!AD618)","v":55.85307456000001},{"$f":"INDEX('Malaysia Hourly'!AL:AL,'Selected Presentation'!AD618)","v":0},{"$f":"INDEX('Malaysia Hourly'!AO:AO,'Selected Presentation'!AD618)","v":0},{"$f":"INDEX('Malaysia Hourly'!AM:AM,'Selected Presentation'!AD618)","v":310.38632187839994}]
[null,null,null,null,null,null,null,null,null,null,null,null,null,null,null,null,null,null,null,null,null,null,null,null,null,null,null,null,614,2804,{"$f":"INDEX('Malaysia Hourly'!O:O,'Selected Presentation'!AD619)","v":841.46},{"$f":"INDEX('Malaysia Hourly'!U:U,'Selected Presentation'!AD619)","v":100},{"$f":"INDEX('Malaysia Hourly'!W:W,'Selected Presentation'!AD619)","v":100},{"$f":"INDEX('Malaysia Hourly'!AJ:AJ,'Selected Presentation'!AD619)","v":53.765034560000004},{"$f":"INDEX('Malaysia Hourly'!AL:AL,'Selected Presentation'!AD619)","v":0},{"$f":"INDEX('Malaysia Hourly'!AO:AO,'Selected Presentation'!AD619)","v":0},{"$f":"INDEX('Malaysia Hourly'!AM:AM,'Selected Presentation'!AD619)","v":360.92545436479992}]
[null,null,null,null,null,null,null,null,null,null,null,null,null,null,null,null,null,null,null,null,null,null,null,null,null,null,null,null,615,2805,{"$f":"INDEX('Malaysia Hourly'!O:O,'Selected Presentation'!AD620)","v":926},{"$f":"INDEX('Malaysia Hourly'!U:U,'Selected Presentation'!AD620)","v":100},{"$f":"INDEX('Malaysia Hourly'!W:W,'Selected Presentation'!AD620)","v":100},{"$f":"INDEX('Malaysia Hourly'!AJ:AJ,'Selected Presentation'!AD620)","v":69.939519999999987},{"$f":"INDEX('Malaysia Hourly'!AL:AL,'Selected Presentation'!AD620)","v":0},{"$f":"INDEX('Malaysia Hourly'!AO:AO,'Selected Presentation'!AD620)","v":0},{"$f":"INDEX('Malaysia Hourly'!AM:AM,'Selected Presentation'!AD620)","v":426.66860316479989}]
[null,null,null,null,null,null,null,null,null,null,null,null,null,null,null,null,null,null,null,null,null,null,null,null,null,null,null,null,616,2806,{"$f":"INDEX('Malaysia Hourly'!O:O,'Selected Presentation'!AD621)","v":879.52},{"$f":"INDEX('Malaysia Hourly'!U:U,'Selected Presentation'!AD621)","v":100},{"$f":"INDEX('Malaysia Hourly'!W:W,'Selected Presentation'!AD621)","v":100},{"$f":"INDEX('Malaysia Hourly'!AJ:AJ,'Selected Presentation'!AD621)","v":62.028692479999989},{"$f":"INDEX('Malaysia Hourly'!AL:AL,'Selected Presentation'!AD621)","v":0},{"$f":"INDEX('Malaysia Hourly'!AO:AO,'Selected Presentation'!AD621)","v":0},{"$f":"INDEX('Malaysia Hourly'!AM:AM,'Selected Presentation'!AD621)","v":484.97557409599983}]
[null,null,null,null,null,null,null,null,null,null,null,null,null,null,null,null,null,null,null,null,null,null,null,null,null,null,null,null,617,2807,{"$f":"INDEX('Malaysia Hourly'!O:O,'Selected Presentation'!AD622)","v":837.72},{"$f":"INDEX('Malaysia Hourly'!U:U,'Selected Presentation'!AD622)","v":100},{"$f":"INDEX('Malaysia Hourly'!W:W,'Selected Presentation'!AD622)","v":100},{"$f":"INDEX('Malaysia Hourly'!AJ:AJ,'Selected Presentation'!AD622)","v":55.815920000000006},{"$f":"INDEX('Malaysia Hourly'!AL:AL,'Selected Presentation'!AD622)","v":0},{"$f":"INDEX('Malaysia Hourly'!AO:AO,'Selected Presentation'!AD622)","v":0},{"$f":"INDEX('Malaysia Hourly'!AM:AM,'Selected Presentation'!AD622)","v":537.44253889599986}]
[null,null,null,null,null,null,null,null,null,null,null,null,null,null,null,null,null,null,null,null,null,null,null,null,null,null,null,null,618,2808,{"$f":"INDEX('Malaysia Hourly'!O:O,'Selected Presentation'!AD623)","v":638.53},{"$f":"INDEX('Malaysia Hourly'!U:U,'Selected Presentation'!AD623)","v":100},{"$f":"INDEX('Malaysia Hourly'!W:W,'Selected Presentation'!AD623)","v":100},{"$f":"INDEX('Malaysia Hourly'!AJ:AJ,'Selected Presentation'!AD623)","v":20.094722399999995},{"$f":"INDEX('Malaysia Hourly'!AL:AL,'Selected Presentation'!AD623)","v":0},{"$f":"INDEX('Malaysia Hourly'!AO:AO,'Selected Presentation'!AD623)","v":0},{"$f":"INDEX('Malaysia Hourly'!AM:AM,'Selected Presentation'!AD623)","v":556.33157795199986}]
[null,null,null,null,null,null,null,null,null,null,null,null,null,null,null,null,null,null,null,null,null,null,null,null,null,null,null,null,619,2809,{"$f":"INDEX('Malaysia Hourly'!O:O,'Selected Presentation'!AD624)","v":266.27},{"$f":"INDEX('Malaysia Hourly'!U:U,'Selected Presentation'!AD624)","v":100},{"$f":"INDEX('Malaysia Hourly'!W:W,'Selected Presentation'!AD624)","v":50.591299999999997},{"$f":"INDEX('Malaysia Hourly'!AJ:AJ,'Selected Presentation'!AD624)","v":0},{"$f":"INDEX('Malaysia Hourly'!AL:AL,'Selected Presentation'!AD624)","v":49.408700000000003},{"$f":"INDEX('Malaysia Hourly'!AO:AO,'Selected Presentation'!AD624)","v":0},{"$f":"INDEX('Malaysia Hourly'!AM:AM,'Selected Presentation'!AD624)","v":506.92287795199985}]
[null,null,null,null,null,null,null,null,null,null,null,null,null,null,null,null,null,null,null,null,null,null,null,null,null,null,null,null,620,2810,{"$f":"INDEX('Malaysia Hourly'!O:O,'Selected Presentation'!AD625)","v":0},{"$f":"INDEX('Malaysia Hourly'!U:U,'Selected Presentation'!AD625)","v":100},{"$f":"INDEX('Malaysia Hourly'!W:W,'Selected Presentation'!AD625)","v":0},{"$f":"INDEX('Malaysia Hourly'!AJ:AJ,'Selected Presentation'!AD625)","v":0},{"$f":"INDEX('Malaysia Hourly'!AL:AL,'Selected Presentation'!AD625)","v":100},{"$f":"INDEX('Malaysia Hourly'!AO:AO,'Selected Presentation'!AD625)","v":0},{"$f":"INDEX('Malaysia Hourly'!AM:AM,'Selected Presentation'!AD625)","v":406.92287795199985}]
[null,null,null,null,null,null,null,null,null,null,null,null,null,null,null,null,null,null,null,null,null,null,null,null,null,null,null,null,621,2811,{"$f":"INDEX('Malaysia Hourly'!O:O,'Selected Presentation'!AD626)","v":0},{"$f":"INDEX('Malaysia Hourly'!U:U,'Selected Presentation'!AD626)","v":100},{"$f":"INDEX('Malaysia Hourly'!W:W,'Selected Presentation'!AD626)","v":0},{"$f":"INDEX('Malaysia Hourly'!AJ:AJ,'Selected Presentation'!AD626)","v":0},{"$f":"INDEX('Malaysia Hourly'!AL:AL,'Selected Presentation'!AD626)","v":100},{"$f":"INDEX('Malaysia Hourly'!AO:AO,'Selected Presentation'!AD626)","v":0},{"$f":"INDEX('Malaysia Hourly'!AM:AM,'Selected Presentation'!AD626)","v":306.92287795199985}]
[null,null,null,null,null,null,null,null,null,null,null,null,null,null,null,null,null,null,null,null,null,null,null,null,null,null,null,null,622,2812,{"$f":"INDEX('Malaysia Hourly'!O:O,'Selected Presentation'!AD627)","v":0},{"$f":"INDEX('Malaysia Hourly'!U:U,'Selected Presentation'!AD627)","v":100},{"$f":"INDEX('Malaysia Hourly'!W:W,'Selected Presentation'!AD627)","v":0},{"$f":"INDEX('Malaysia Hourly'!AJ:AJ,'Selected Presentation'!AD627)","v":0},{"$f":"INDEX('Malaysia Hourly'!AL:AL,'Selected Presentation'!AD627)","v":100},{"$f":"INDEX('Malaysia Hourly'!AO:AO,'Selected Presentation'!AD627)","v":0},{"$f":"INDEX('Malaysia Hourly'!AM:AM,'Selected Presentation'!AD627)","v":206.92287795199985}]
[null,null,null,null,null,null,null,null,null,null,null,null,null,null,null,null,null,null,null,null,null,null,null,null,null,null,null,null,623,2813,{"$f":"INDEX('Malaysia Hourly'!O:O,'Selected Presentation'!AD628)","v":0},{"$f":"INDEX('Malaysia Hourly'!U:U,'Selected Presentation'!AD628)","v":100},{"$f":"INDEX('Malaysia Hourly'!W:W,'Selected Presentation'!AD628)","v":0},{"$f":"INDEX('Malaysia Hourly'!AJ:AJ,'Selected Presentation'!AD628)","v":0},{"$f":"INDEX('Malaysia Hourly'!AL:AL,'Selected Presentation'!AD628)","v":100},{"$f":"INDEX('Malaysia Hourly'!AO:AO,'Selected Presentation'!AD628)","v":0},{"$f":"INDEX('Malaysia Hourly'!AM:AM,'Selected Presentation'!AD628)","v":106.92287795199985}]
[null,null,null,null,null,null,null,null,null,null,null,null,null,null,null,null,null,null,null,null,null,null,null,null,null,null,null,null,624,2814,{"$f":"INDEX('Malaysia Hourly'!O:O,'Selected Presentation'!AD629)","v":0},{"$f":"INDEX('Malaysia Hourly'!U:U,'Selected Presentation'!AD629)","v":100},{"$f":"INDEX('Malaysia Hourly'!W:W,'Selected Presentation'!AD629)","v":0},{"$f":"INDEX('Malaysia Hourly'!AJ:AJ,'Selected Presentation'!AD629)","v":0},{"$f":"INDEX('Malaysia Hourly'!AL:AL,'Selected Presentation'!AD629)","v":28.922877951999851},{"$f":"INDEX('Malaysia Hourly'!AO:AO,'Selected Presentation'!AD629)","v":0},{"$f":"INDEX('Malaysia Hourly'!AM:AM,'Selected Presentation'!AD629)","v":78}]
[null,null,null,null,null,null,null,null,null,null,null,null,null,null,null,null,null,null,null,null,null,null,null,null,null,null,null,null,625,2815,{"$f":"INDEX('Malaysia Hourly'!O:O,'Selected Presentation'!AD630)","v":0},{"$f":"INDEX('Malaysia Hourly'!U:U,'Selected Presentation'!AD630)","v":100},{"$f":"INDEX('Malaysia Hourly'!W:W,'Selected Presentation'!AD630)","v":0},{"$f":"INDEX('Malaysia Hourly'!AJ:AJ,'Selected Presentation'!AD630)","v":0},{"$f":"INDEX('Malaysia Hourly'!AL:AL,'Selected Presentation'!AD630)","v":0},{"$f":"INDEX('Malaysia Hourly'!AO:AO,'Selected Presentation'!AD630)","v":0},{"$f":"INDEX('Malaysia Hourly'!AM:AM,'Selected Presentation'!AD630)","v":78}]
[null,null,null,null,null,null,null,null,null,null,null,null,null,null,null,null,null,null,null,null,null,null,null,null,null,null,null,null,626,2816,{"$f":"INDEX('Malaysia Hourly'!O:O,'Selected Presentation'!AD631)","v":0},{"$f":"INDEX('Malaysia Hourly'!U:U,'Selected Presentation'!AD631)","v":100},{"$f":"INDEX('Malaysia Hourly'!W:W,'Selected Presentation'!AD631)","v":0},{"$f":"INDEX('Malaysia Hourly'!AJ:AJ,'Selected Presentation'!AD631)","v":0},{"$f":"INDEX('Malaysia Hourly'!AL:AL,'Selected Presentation'!AD631)","v":0},{"$f":"INDEX('Malaysia Hourly'!AO:AO,'Selected Presentation'!AD631)","v":0},{"$f":"INDEX('Malaysia Hourly'!AM:AM,'Selected Presentation'!AD631)","v":78}]
[null,null,null,null,null,null,null,null,null,null,null,null,null,null,null,null,null,null,null,null,null,null,null,null,null,null,null,null,627,2817,{"$f":"INDEX('Malaysia Hourly'!O:O,'Selected Presentation'!AD632)","v":0},{"$f":"INDEX('Malaysia Hourly'!U:U,'Selected Presentation'!AD632)","v":100},{"$f":"INDEX('Malaysia Hourly'!W:W,'Selected Presentation'!AD632)","v":0},{"$f":"INDEX('Malaysia Hourly'!AJ:AJ,'Selected Presentation'!AD632)","v":0},{"$f":"INDEX('Malaysia Hourly'!AL:AL,'Selected Presentation'!AD632)","v":0},{"$f":"INDEX('Malaysia Hourly'!AO:AO,'Selected Presentation'!AD632)","v":0},{"$f":"INDEX('Malaysia Hourly'!AM:AM,'Selected Presentation'!AD632)","v":78}]
[null,null,null,null,null,null,null,null,null,null,null,null,null,null,null,null,null,null,null,null,null,null,null,null,null,null,null,null,628,2818,{"$f":"INDEX('Malaysia Hourly'!O:O,'Selected Presentation'!AD633)","v":0},{"$f":"INDEX('Malaysia Hourly'!U:U,'Selected Presentation'!AD633)","v":100},{"$f":"INDEX('Malaysia Hourly'!W:W,'Selected Presentation'!AD633)","v":0},{"$f":"INDEX('Malaysia Hourly'!AJ:AJ,'Selected Presentation'!AD633)","v":0},{"$f":"INDEX('Malaysia Hourly'!AL:AL,'Selected Presentation'!AD633)","v":0},{"$f":"INDEX('Malaysia Hourly'!AO:AO,'Selected Presentation'!AD633)","v":0},{"$f":"INDEX('Malaysia Hourly'!AM:AM,'Selected Presentation'!AD633)","v":78}]
[null,null,null,null,null,null,null,null,null,null,null,null,null,null,null,null,null,null,null,null,null,null,null,null,null,null,null,null,629,2819,{"$f":"INDEX('Malaysia Hourly'!O:O,'Selected Presentation'!AD634)","v":0},{"$f":"INDEX('Malaysia Hourly'!U:U,'Selected Presentation'!AD634)","v":100},{"$f":"INDEX('Malaysia Hourly'!W:W,'Selected Presentation'!AD634)","v":0},{"$f":"INDEX('Malaysia Hourly'!AJ:AJ,'Selected Presentation'!AD634)","v":0},{"$f":"INDEX('Malaysia Hourly'!AL:AL,'Selected Presentation'!AD634)","v":0},{"$f":"INDEX('Malaysia Hourly'!AO:AO,'Selected Presentation'!AD634)","v":0},{"$f":"INDEX('Malaysia Hourly'!AM:AM,'Selected Presentation'!AD634)","v":78}]
[null,null,null,null,null,null,null,null,null,null,null,null,null,null,null,null,null,null,null,null,null,null,null,null,null,null,null,null,630,2820,{"$f":"INDEX('Malaysia Hourly'!O:O,'Selected Presentation'!AD635)","v":0},{"$f":"INDEX('Malaysia Hourly'!U:U,'Selected Presentation'!AD635)","v":100},{"$f":"INDEX('Malaysia Hourly'!W:W,'Selected Presentation'!AD635)","v":0},{"$f":"INDEX('Malaysia Hourly'!AJ:AJ,'Selected Presentation'!AD635)","v":0},{"$f":"INDEX('Malaysia Hourly'!AL:AL,'Selected Presentation'!AD635)","v":0},{"$f":"INDEX('Malaysia Hourly'!AO:AO,'Selected Presentation'!AD635)","v":0},{"$f":"INDEX('Malaysia Hourly'!AM:AM,'Selected Presentation'!AD635)","v":78}]
[null,null,null,null,null,null,null,null,null,null,null,null,null,null,null,null,null,null,null,null,null,null,null,null,null,null,null,null,631,2821,{"$f":"INDEX('Malaysia Hourly'!O:O,'Selected Presentation'!AD636)","v":0},{"$f":"INDEX('Malaysia Hourly'!U:U,'Selected Presentation'!AD636)","v":100},{"$f":"INDEX('Malaysia Hourly'!W:W,'Selected Presentation'!AD636)","v":0},{"$f":"INDEX('Malaysia Hourly'!AJ:AJ,'Selected Presentation'!AD636)","v":0},{"$f":"INDEX('Malaysia Hourly'!AL:AL,'Selected Presentation'!AD636)","v":0},{"$f":"INDEX('Malaysia Hourly'!AO:AO,'Selected Presentation'!AD636)","v":0},{"$f":"INDEX('Malaysia Hourly'!AM:AM,'Selected Presentation'!AD636)","v":78}]
[null,null,null,null,null,null,null,null,null,null,null,null,null,null,null,null,null,null,null,null,null,null,null,null,null,null,null,null,632,2822,{"$f":"INDEX('Malaysia Hourly'!O:O,'Selected Presentation'!AD637)","v":37.28},{"$f":"INDEX('Malaysia Hourly'!U:U,'Selected Presentation'!AD637)","v":100},{"$f":"INDEX('Malaysia Hourly'!W:W,'Selected Presentation'!AD637)","v":7.3790540799999995},{"$f":"INDEX('Malaysia Hourly'!AJ:AJ,'Selected Presentation'!AD637)","v":0},{"$f":"INDEX('Malaysia Hourly'!AL:AL,'Selected Presentation'!AD637)","v":0},{"$f":"INDEX('Malaysia Hourly'!AO:AO,'Selected Presentation'!AD637)","v":0},{"$f":"INDEX('Malaysia Hourly'!AM:AM,'Selected Presentation'!AD637)","v":78}]
[null,null,null,null,null,null,null,null,null,null,null,null,null,null,null,null,null,null,null,null,null,null,null,null,null,null,null,null,633,2823,{"$f":"INDEX('Malaysia Hourly'!O:O,'Selected Presentation'!AD638)","v":534.66},{"$f":"INDEX('Malaysia Hourly'!U:U,'Selected Presentation'!AD638)","v":100},{"$f":"INDEX('Malaysia Hourly'!W:W,'Selected Presentation'!AD638)","v":100},{"$f":"INDEX('Malaysia Hourly'!AJ:AJ,'Selected Presentation'!AD638)","v":4.0833315200000015},{"$f":"INDEX('Malaysia Hourly'!AL:AL,'Selected Presentation'!AD638)","v":0},{"$f":"INDEX('Malaysia Hourly'!AO:AO,'Selected Presentation'!AD638)","v":0},{"$f":"INDEX('Malaysia Hourly'!AM:AM,'Selected Presentation'!AD638)","v":81.838331628800006}]
[null,null,null,null,null,null,null,null,null,null,null,null,null,null,null,null,null,null,null,null,null,null,null,null,null,null,null,null,634,2824,{"$f":"INDEX('Malaysia Hourly'!O:O,'Selected Presentation'!AD639)","v":925.2},{"$f":"INDEX('Malaysia Hourly'!U:U,'Selected Presentation'!AD639)","v":100},{"$f":"INDEX('Malaysia Hourly'!W:W,'Selected Presentation'!AD639)","v":100},{"$f":"INDEX('Malaysia Hourly'!AJ:AJ,'Selected Presentation'!AD639)","v":76.898240000000015},{"$f":"INDEX('Malaysia Hourly'!AL:AL,'Selected Presentation'!AD639)","v":0},{"$f":"INDEX('Malaysia Hourly'!AO:AO,'Selected Presentation'!AD639)","v":0},{"$f":"INDEX('Malaysia Hourly'!AM:AM,'Selected Presentation'!AD639)","v":154.12267722880003}]
[null,null,null,null,null,null,null,null,null,null,null,null,null,null,null,null,null,null,null,null,null,null,null,null,null,null,null,null,635,2825,{"$f":"INDEX('Malaysia Hourly'!O:O,'Selected Presentation'!AD640)","v":977.45},{"$f":"INDEX('Malaysia Hourly'!U:U,'Selected Presentation'!AD640)","v":100},{"$f":"INDEX('Malaysia Hourly'!W:W,'Selected Presentation'!AD640)","v":100},{"$f":"INDEX('Malaysia Hourly'!AJ:AJ,'Selected Presentation'!AD640)","v":83.71368240000001},{"$f":"INDEX('Malaysia Hourly'!AL:AL,'Selected Presentation'!AD640)","v":0},{"$f":"INDEX('Malaysia Hourly'!AO:AO,'Selected Presentation'!AD640)","v":0},{"$f":"INDEX('Malaysia Hourly'!AM:AM,'Selected Presentation'!AD640)","v":232.81353868480002}]
[null,null,null,null,null,null,null,null,null,null,null,null,null,null,null,null,null,null,null,null,null,null,null,null,null,null,null,null,636,2826,{"$f":"INDEX('Malaysia Hourly'!O:O,'Selected Presentation'!AD641)","v":982.82},{"$f":"INDEX('Malaysia Hourly'!U:U,'Selected Presentation'!AD641)","v":100},{"$f":"INDEX('Malaysia Hourly'!W:W,'Selected Presentation'!AD641)","v":100},{"$f":"INDEX('Malaysia Hourly'!AJ:AJ,'Selected Presentation'!AD641)","v":81.986813760000018},{"$f":"INDEX('Malaysia Hourly'!AL:AL,'Selected Presentation'!AD641)","v":0},{"$f":"INDEX('Malaysia Hourly'!AO:AO,'Selected Presentation'!AD641)","v":0},{"$f":"INDEX('Malaysia Hourly'!AM:AM,'Selected Presentation'!AD641)","v":309.88114361920009}]
[null,null,null,null,null,null,null,null,null,null,null,null,null,null,null,null,null,null,null,null,null,null,null,null,null,null,null,null,637,2827,{"$f":"INDEX('Malaysia Hourly'!O:O,'Selected Presentation'!AD642)","v":956.79},{"$f":"INDEX('Malaysia Hourly'!U:U,'Selected Presentation'!AD642)","v":100},{"$f":"INDEX('Malaysia Hourly'!W:W,'Selected Presentation'!AD642)","v":100},{"$f":"INDEX('Malaysia Hourly'!AJ:AJ,'Selected Presentation'!AD642)","v":75.283927999999975},{"$f":"INDEX('Malaysia Hourly'!AL:AL,'Selected Presentation'!AD642)","v":0},{"$f":"INDEX('Malaysia Hourly'!AO:AO,'Selected Presentation'!AD642)","v":0},{"$f":"INDEX('Malaysia Hourly'!AM:AM,'Selected Presentation'!AD642)","v":380.64803593920004}]
[null,null,null,null,null,null,null,null,null,null,null,null,null,null,null,null,null,null,null,null,null,null,null,null,null,null,null,null,638,2828,{"$f":"INDEX('Malaysia Hourly'!O:O,'Selected Presentation'!AD643)","v":924.75},{"$f":"INDEX('Malaysia Hourly'!U:U,'Selected Presentation'!AD643)","v":100},{"$f":"INDEX('Malaysia Hourly'!W:W,'Selected Presentation'!AD643)","v":100},{"$f":"INDEX('Malaysia Hourly'!AJ:AJ,'Selected Presentation'!AD643)","v":68.378479999999968},{"$f":"INDEX('Malaysia Hourly'!AL:AL,'Selected Presentation'!AD643)","v":0},{"$f":"INDEX('Malaysia Hourly'!AO:AO,'Selected Presentation'!AD643)","v":0},{"$f":"INDEX('Malaysia Hourly'!AM:AM,'Selected Presentation'!AD643)","v":444.92380713919999}]
[null,null,null,null,null,null,null,null,null,null,null,null,null,null,null,null,null,null,null,null,null,null,null,null,null,null,null,null,639,2829,{"$f":"INDEX('Malaysia Hourly'!O:O,'Selected Presentation'!AD644)","v":990.73},{"$f":"INDEX('Malaysia Hourly'!U:U,'Selected Presentation'!AD644)","v":100},{"$f":"INDEX('Malaysia Hourly'!W:W,'Selected Presentation'!AD644)","v":100},{"$f":"INDEX('Malaysia Hourly'!AJ:AJ,'Selected Presentation'!AD644)","v":80.772558720000006},{"$f":"INDEX('Malaysia Hourly'!AL:AL,'Selected Presentation'!AD644)","v":0},{"$f":"INDEX('Malaysia Hourly'!AO:AO,'Selected Presentation'!AD644)","v":0},{"$f":"INDEX('Malaysia Hourly'!AM:AM,'Selected Presentation'!AD644)","v":520.85001233599996}]
[null,null,null,null,null,null,null,null,null,null,null,null,null,null,null,null,null,null,null,null,null,null,null,null,null,null,null,null,640,{"$f":"AC645+$G$6","v":2830},{"$f":"INDEX('Malaysia Hourly'!O:O,'Selected Presentation'!AD645)","v":966.08},{"$f":"INDEX('Malaysia Hourly'!U:U,'Selected Presentation'!AD645)","v":100},{"$f":"INDEX('Malaysia Hourly'!W:W,'Selected Presentation'!AD645)","v":100},{"$f":"INDEX('Malaysia Hourly'!AJ:AJ,'Selected Presentation'!AD645)","v":77.094056960000017},{"$f":"INDEX('Malaysia Hourly'!AL:AL,'Selected Presentation'!AD645)","v":0},{"$f":"INDEX('Malaysia Hourly'!AO:AO,'Selected Presentation'!AD645)","v":0},{"$f":"INDEX('Malaysia Hourly'!AM:AM,'Selected Presentation'!AD645)","v":593.31842587839992}]
[null,null,null,null,null,null,null,null,null,null,null,null,null,null,null,null,null,null,null,null,null,null,null,null,null,null,null,null,641,2831,{"$f":"INDEX('Malaysia Hourly'!O:O,'Selected Presentation'!AD646)","v":898.52},{"$f":"INDEX('Malaysia Hourly'!U:U,'Selected Presentation'!AD646)","v":100},{"$f":"INDEX('Malaysia Hourly'!W:W,'Selected Presentation'!AD646)","v":100},{"$f":"INDEX('Malaysia Hourly'!AJ:AJ,'Selected Presentation'!AD646)","v":6.6815741216000788},{"$f":"INDEX('Malaysia Hourly'!AL:AL,'Selected Presentation'!AD646)","v":0},{"$f":"INDEX('Malaysia Hourly'!AO:AO,'Selected Presentation'!AD646)","v":59.408050838399902},{"$f":"INDEX('Malaysia Hourly'!AM:AM,'Selected Presentation'!AD646)","v":599.59910555270403}]
[null,null,null,null,null,null,null,null,null,null,null,null,null,null,null,null,null,null,null,null,null,null,null,null,null,null,null,null,642,2832,{"$f":"INDEX('Malaysia Hourly'!O:O,'Selected Presentation'!AD647)","v":369.69},{"$f":"INDEX('Malaysia Hourly'!U:U,'Selected Presentation'!AD647)","v":100},{"$f":"INDEX('Malaysia Hourly'!W:W,'Selected Presentation'!AD647)","v":69.129072480000005},{"$f":"INDEX('Malaysia Hourly'!AJ:AJ,'Selected Presentation'!AD647)","v":0},{"$f":"INDEX('Malaysia Hourly'!AL:AL,'Selected Presentation'!AD647)","v":30.870927519999995},{"$f":"INDEX('Malaysia Hourly'!AO:AO,'Selected Presentation'!AD647)","v":0},{"$f":"INDEX('Malaysia Hourly'!AM:AM,'Selected Presentation'!AD647)","v":568.72817803270402}]
[null,null,null,null,null,null,null,null,null,null,null,null,null,null,null,null,null,null,null,null,null,null,null,null,null,null,null,null,643,2833,{"$f":"INDEX('Malaysia Hourly'!O:O,'Selected Presentation'!AD648)","v":106.8},{"$f":"INDEX('Malaysia Hourly'!U:U,'Selected Presentation'!AD648)","v":100},{"$f":"INDEX('Malaysia Hourly'!W:W,'Selected Presentation'!AD648)","v":20.133081600000001},{"$f":"INDEX('Malaysia Hourly'!AJ:AJ,'Selected Presentation'!AD648)","v":0},{"$f":"INDEX('Malaysia Hourly'!AL:AL,'Selected Presentation'!AD648)","v":79.866918400000003},{"$f":"INDEX('Malaysia Hourly'!AO:AO,'Selected Presentation'!AD648)","v":0},{"$f":"INDEX('Malaysia Hourly'!AM:AM,'Selected Presentation'!AD648)","v":488.86125963270399}]
[null,null,null,null,null,null,null,null,null,null,null,null,null,null,null,null,null,null,null,null,null,null,null,null,null,null,null,null,644,2834,{"$f":"INDEX('Malaysia Hourly'!O:O,'Selected Presentation'!AD649)","v":0},{"$f":"INDEX('Malaysia Hourly'!U:U,'Selected Presentation'!AD649)","v":100},{"$f":"INDEX('Malaysia Hourly'!W:W,'Selected Presentation'!AD649)","v":0},{"$f":"INDEX('Malaysia Hourly'!AJ:AJ,'Selected Presentation'!AD649)","v":0},{"$f":"INDEX('Malaysia Hourly'!AL:AL,'Selected Presentation'!AD649)","v":100},{"$f":"INDEX('Malaysia Hourly'!AO:AO,'Selected Presentation'!AD649)","v":0},{"$f":"INDEX('Malaysia Hourly'!AM:AM,'Selected Presentation'!AD649)","v":388.86125963270399}]
[null,null,null,null,null,null,null,null,null,null,null,null,null,null,null,null,null,null,null,null,null,null,null,null,null,null,null,null,645,2835,{"$f":"INDEX('Malaysia Hourly'!O:O,'Selected Presentation'!AD650)","v":0},{"$f":"INDEX('Malaysia Hourly'!U:U,'Selected Presentation'!AD650)","v":100},{"$f":"INDEX('Malaysia Hourly'!W:W,'Selected Presentation'!AD650)","v":0},{"$f":"INDEX('Malaysia Hourly'!AJ:AJ,'Selected Presentation'!AD650)","v":0},{"$f":"INDEX('Malaysia Hourly'!AL:AL,'Selected Presentation'!AD650)","v":100},{"$f":"INDEX('Malaysia Hourly'!AO:AO,'Selected Presentation'!AD650)","v":0},{"$f":"INDEX('Malaysia Hourly'!AM:AM,'Selected Presentation'!AD650)","v":288.86125963270399}]
[null,null,null,null,null,null,null,null,null,null,null,null,null,null,null,null,null,null,null,null,null,null,null,null,null,null,null,null,646,2836,{"$f":"INDEX('Malaysia Hourly'!O:O,'Selected Presentation'!AD651)","v":0},{"$f":"INDEX('Malaysia Hourly'!U:U,'Selected Presentation'!AD651)","v":100},{"$f":"INDEX('Malaysia Hourly'!W:W,'Selected Presentation'!AD651)","v":0},{"$f":"INDEX('Malaysia Hourly'!AJ:AJ,'Selected Presentation'!AD651)","v":0},{"$f":"INDEX('Malaysia Hourly'!AL:AL,'Selected Presentation'!AD651)","v":100},{"$f":"INDEX('Malaysia Hourly'!AO:AO,'Selected Presentation'!AD651)","v":0},{"$f":"INDEX('Malaysia Hourly'!AM:AM,'Selected Presentation'!AD651)","v":188.86125963270399}]
[null,null,null,null,null,null,null,null,null,null,null,null,null,null,null,null,null,null,null,null,null,null,null,null,null,null,null,null,647,2837,{"$f":"INDEX('Malaysia Hourly'!O:O,'Selected Presentation'!AD652)","v":0},{"$f":"INDEX('Malaysia Hourly'!U:U,'Selected Presentation'!AD652)","v":100},{"$f":"INDEX('Malaysia Hourly'!W:W,'Selected Presentation'!AD652)","v":0},{"$f":"INDEX('Malaysia Hourly'!AJ:AJ,'Selected Presentation'!AD652)","v":0},{"$f":"INDEX('Malaysia Hourly'!AL:AL,'Selected Presentation'!AD652)","v":100},{"$f":"INDEX('Malaysia Hourly'!AO:AO,'Selected Presentation'!AD652)","v":0},{"$f":"INDEX('Malaysia Hourly'!AM:AM,'Selected Presentation'!AD652)","v":88.861259632703991}]
[null,null,null,null,null,null,null,null,null,null,null,null,null,null,null,null,null,null,null,null,null,null,null,null,null,null,null,null,648,2838,{"$f":"INDEX('Malaysia Hourly'!O:O,'Selected Presentation'!AD653)","v":0},{"$f":"INDEX('Malaysia Hourly'!U:U,'Selected Presentation'!AD653)","v":100},{"$f":"INDEX('Malaysia Hourly'!W:W,'Selected Presentation'!AD653)","v":0},{"$f":"INDEX('Malaysia Hourly'!AJ:AJ,'Selected Presentation'!AD653)","v":0},{"$f":"INDEX('Malaysia Hourly'!AL:AL,'Selected Presentation'!AD653)","v":10.861259632703991},{"$f":"INDEX('Malaysia Hourly'!AO:AO,'Selected Presentation'!AD653)","v":0},{"$f":"INDEX('Malaysia Hourly'!AM:AM,'Selected Presentation'!AD653)","v":78}]
[null,null,null,null,null,null,null,null,null,null,null,null,null,null,null,null,null,null,null,null,null,null,null,null,null,null,null,null,649,2839,{"$f":"INDEX('Malaysia Hourly'!O:O,'Selected Presentation'!AD654)","v":0},{"$f":"INDEX('Malaysia Hourly'!U:U,'Selected Presentation'!AD654)","v":100},{"$f":"INDEX('Malaysia Hourly'!W:W,'Selected Presentation'!AD654)","v":0},{"$f":"INDEX('Malaysia Hourly'!AJ:AJ,'Selected Presentation'!AD654)","v":0},{"$f":"INDEX('Malaysia Hourly'!AL:AL,'Selected Presentation'!AD654)","v":0},{"$f":"INDEX('Malaysia Hourly'!AO:AO,'Selected Presentation'!AD654)","v":0},{"$f":"INDEX('Malaysia Hourly'!AM:AM,'Selected Presentation'!AD654)","v":78}]
[null,null,null,null,null,null,null,null,null,null,null,null,null,null,null,null,null,null,null,null,null,null,null,null,null,null,null,null,650,2840,{"$f":"INDEX('Malaysia Hourly'!O:O,'Selected Presentation'!AD655)","v":0},{"$f":"INDEX('Malaysia Hourly'!U:U,'Selected Presentation'!AD655)","v":100},{"$f":"INDEX('Malaysia Hourly'!W:W,'Selected Presentation'!AD655)","v":0},{"$f":"INDEX('Malaysia Hourly'!AJ:AJ,'Selected Presentation'!AD655)","v":0},{"$f":"INDEX('Malaysia Hourly'!AL:AL,'Selected Presentation'!AD655)","v":0},{"$f":"INDEX('Malaysia Hourly'!AO:AO,'Selected Presentation'!AD655)","v":0},{"$f":"INDEX('Malaysia Hourly'!AM:AM,'Selected Presentation'!AD655)","v":78}]
[null,null,null,null,null,null,null,null,null,null,null,null,null,null,null,null,null,null,null,null,null,null,null,null,null,null,null,null,651,2841,{"$f":"INDEX('Malaysia Hourly'!O:O,'Selected Presentation'!AD656)","v":0},{"$f":"INDEX('Malaysia Hourly'!U:U,'Selected Presentation'!AD656)","v":100},{"$f":"INDEX('Malaysia Hourly'!W:W,'Selected Presentation'!AD656)","v":0},{"$f":"INDEX('Malaysia Hourly'!AJ:AJ,'Selected Presentation'!AD656)","v":0},{"$f":"INDEX('Malaysia Hourly'!AL:AL,'Selected Presentation'!AD656)","v":0},{"$f":"INDEX('Malaysia Hourly'!AO:AO,'Selected Presentation'!AD656)","v":0},{"$f":"INDEX('Malaysia Hourly'!AM:AM,'Selected Presentation'!AD656)","v":78}]
[null,null,null,null,null,null,null,null,null,null,null,null,null,null,null,null,null,null,null,null,null,null,null,null,null,null,null,null,652,2842,{"$f":"INDEX('Malaysia Hourly'!O:O,'Selected Presentation'!AD657)","v":0},{"$f":"INDEX('Malaysia Hourly'!U:U,'Selected Presentation'!AD657)","v":100},{"$f":"INDEX('Malaysia Hourly'!W:W,'Selected Presentation'!AD657)","v":0},{"$f":"INDEX('Malaysia Hourly'!AJ:AJ,'Selected Presentation'!AD657)","v":0},{"$f":"INDEX('Malaysia Hourly'!AL:AL,'Selected Presentation'!AD657)","v":0},{"$f":"INDEX('Malaysia Hourly'!AO:AO,'Selected Presentation'!AD657)","v":0},{"$f":"INDEX('Malaysia Hourly'!AM:AM,'Selected Presentation'!AD657)","v":78}]
[null,null,null,null,null,null,null,null,null,null,null,null,null,null,null,null,null,null,null,null,null,null,null,null,null,null,null,null,653,2843,{"$f":"INDEX('Malaysia Hourly'!O:O,'Selected Presentation'!AD658)","v":0},{"$f":"INDEX('Malaysia Hourly'!U:U,'Selected Presentation'!AD658)","v":100},{"$f":"INDEX('Malaysia Hourly'!W:W,'Selected Presentation'!AD658)","v":0},{"$f":"INDEX('Malaysia Hourly'!AJ:AJ,'Selected Presentation'!AD658)","v":0},{"$f":"INDEX('Malaysia Hourly'!AL:AL,'Selected Presentation'!AD658)","v":0},{"$f":"INDEX('Malaysia Hourly'!AO:AO,'Selected Presentation'!AD658)","v":0},{"$f":"INDEX('Malaysia Hourly'!AM:AM,'Selected Presentation'!AD658)","v":78}]
[null,null,null,null,null,null,null,null,null,null,null,null,null,null,null,null,null,null,null,null,null,null,null,null,null,null,null,null,654,2844,{"$f":"INDEX('Malaysia Hourly'!O:O,'Selected Presentation'!AD659)","v":0},{"$f":"INDEX('Malaysia Hourly'!U:U,'Selected Presentation'!AD659)","v":100},{"$f":"INDEX('Malaysia Hourly'!W:W,'Selected Presentation'!AD659)","v":0},{"$f":"INDEX('Malaysia Hourly'!AJ:AJ,'Selected Presentation'!AD659)","v":0},{"$f":"INDEX('Malaysia Hourly'!AL:AL,'Selected Presentation'!AD659)","v":0},{"$f":"INDEX('Malaysia Hourly'!AO:AO,'Selected Presentation'!AD659)","v":0},{"$f":"INDEX('Malaysia Hourly'!AM:AM,'Selected Presentation'!AD659)","v":78}]
[null,null,null,null,null,null,null,null,null,null,null,null,null,null,null,null,null,null,null,null,null,null,null,null,null,null,null,null,655,2845,{"$f":"INDEX('Malaysia Hourly'!O:O,'Selected Presentation'!AD660)","v":0},{"$f":"INDEX('Malaysia Hourly'!U:U,'Selected Presentation'!AD660)","v":100},{"$f":"INDEX('Malaysia Hourly'!W:W,'Selected Presentation'!AD660)","v":0},{"$f":"INDEX('Malaysia Hourly'!AJ:AJ,'Selected Presentation'!AD660)","v":0},{"$f":"INDEX('Malaysia Hourly'!AL:AL,'Selected Presentation'!AD660)","v":0},{"$f":"INDEX('Malaysia Hourly'!AO:AO,'Selected Presentation'!AD660)","v":0},{"$f":"INDEX('Malaysia Hourly'!AM:AM,'Selected Presentation'!AD660)","v":78}]
[null,null,null,null,null,null,null,null,null,null,null,null,null,null,null,null,null,null,null,null,null,null,null,null,null,null,null,null,656,2846,{"$f":"INDEX('Malaysia Hourly'!O:O,'Selected Presentation'!AD661)","v":69.11},{"$f":"INDEX('Malaysia Hourly'!U:U,'Selected Presentation'!AD661)","v":100},{"$f":"INDEX('Malaysia Hourly'!W:W,'Selected Presentation'!AD661)","v":13.65503024},{"$f":"INDEX('Malaysia Hourly'!AJ:AJ,'Selected Presentation'!AD661)","v":0},{"$f":"INDEX('Malaysia Hourly'!AL:AL,'Selected Presentation'!AD661)","v":0},{"$f":"INDEX('Malaysia Hourly'!AO:AO,'Selected Presentation'!AD661)","v":0},{"$f":"INDEX('Malaysia Hourly'!AM:AM,'Selected Presentation'!AD661)","v":78}]
[null,null,null,null,null,null,null,null,null,null,null,null,null,null,null,null,null,null,null,null,null,null,null,null,null,null,null,null,657,2847,{"$f":"INDEX('Malaysia Hourly'!O:O,'Selected Presentation'!AD662)","v":633.97},{"$f":"INDEX('Malaysia Hourly'!U:U,'Selected Presentation'!AD662)","v":100},{"$f":"INDEX('Malaysia Hourly'!W:W,'Selected Presentation'!AD662)","v":100},{"$f":"INDEX('Malaysia Hourly'!AJ:AJ,'Selected Presentation'!AD662)","v":23.152476320000005},{"$f":"INDEX('Malaysia Hourly'!AL:AL,'Selected Presentation'!AD662)","v":0},{"$f":"INDEX('Malaysia Hourly'!AO:AO,'Selected Presentation'!AD662)","v":0},{"$f":"INDEX('Malaysia Hourly'!AM:AM,'Selected Presentation'!AD662)","v":99.763327740800008}]
[null,null,null,null,null,null,null,null,null,null,null,null,null,null,null,null,null,null,null,null,null,null,null,null,null,null,null,null,658,2848,{"$f":"INDEX('Malaysia Hourly'!O:O,'Selected Presentation'!AD663)","v":910.72},{"$f":"INDEX('Malaysia Hourly'!U:U,'Selected Presentation'!AD663)","v":100},{"$f":"INDEX('Malaysia Hourly'!W:W,'Selected Presentation'!AD663)","v":100},{"$f":"INDEX('Malaysia Hourly'!AJ:AJ,'Selected Presentation'!AD663)","v":73.852805119999999},{"$f":"INDEX('Malaysia Hourly'!AL:AL,'Selected Presentation'!AD663)","v":0},{"$f":"INDEX('Malaysia Hourly'!AO:AO,'Selected Presentation'!AD663)","v":0},{"$f":"INDEX('Malaysia Hourly'!AM:AM,'Selected Presentation'!AD663)","v":169.1849645536}]
[null,null,null,null,null,null,null,null,null,null,null,null,null,null,null,null,null,null,null,null,null,null,null,null,null,null,null,null,659,2849,{"$f":"INDEX('Malaysia Hourly'!O:O,'Selected Presentation'!AD664)","v":977.3},{"$f":"INDEX('Malaysia Hourly'!U:U,'Selected Presentation'!AD664)","v":100},{"$f":"INDEX('Malaysia Hourly'!W:W,'Selected Presentation'!AD664)","v":100},{"$f":"INDEX('Malaysia Hourly'!AJ:AJ,'Selected Presentation'!AD664)","v":83.3571168},{"$f":"INDEX('Malaysia Hourly'!AL:AL,'Selected Presentation'!AD664)","v":0},{"$f":"INDEX('Malaysia Hourly'!AO:AO,'Selected Presentation'!AD664)","v":0},{"$f":"INDEX('Malaysia Hourly'!AM:AM,'Selected Presentation'!AD664)","v":247.54065434559999}]
[null,null,null,null,null,null,null,null,null,null,null,null,null,null,null,null,null,null,null,null,null,null,null,null,null,null,null,null,660,2850,{"$f":"INDEX('Malaysia Hourly'!O:O,'Selected Presentation'!AD665)","v":999.11},{"$f":"INDEX('Malaysia Hourly'!U:U,'Selected Presentation'!AD665)","v":100},{"$f":"INDEX('Malaysia Hourly'!W:W,'Selected Presentation'!AD665)","v":100},{"$f":"INDEX('Malaysia Hourly'!AJ:AJ,'Selected Presentation'!AD665)","v":84.923271679999999},{"$f":"INDEX('Malaysia Hourly'!AL:AL,'Selected Presentation'!AD665)","v":0},{"$f":"INDEX('Malaysia Hourly'!AO:AO,'Selected Presentation'!AD665)","v":0},{"$f":"INDEX('Malaysia Hourly'!AM:AM,'Selected Presentation'!AD665)","v":327.3685297248}]
[null,null,null,null,null,null,null,null,null,null,null,null,null,null,null,null,null,null,null,null,null,null,null,null,null,null,null,null,661,2851,{"$f":"INDEX('Malaysia Hourly'!O:O,'Selected Presentation'!AD666)","v":922.83},{"$f":"INDEX('Malaysia Hourly'!U:U,'Selected Presentation'!AD666)","v":100},{"$f":"INDEX('Malaysia Hourly'!W:W,'Selected Presentation'!AD666)","v":100},{"$f":"INDEX('Malaysia Hourly'!AJ:AJ,'Selected Presentation'!AD666)","v":68.649028160000029},{"$f":"INDEX('Malaysia Hourly'!AL:AL,'Selected Presentation'!AD666)","v":0},{"$f":"INDEX('Malaysia Hourly'!AO:AO,'Selected Presentation'!AD666)","v":0},{"$f":"INDEX('Malaysia Hourly'!AM:AM,'Selected Presentation'!AD666)","v":391.89861619520002}]
[null,null,null,null,null,null,null,null,null,null,null,null,null,null,null,null,null,null,null,null,null,null,null,null,null,null,null,null,662,2852,{"$f":"INDEX('Malaysia Hourly'!O:O,'Selected Presentation'!AD667)","v":899.34},{"$f":"INDEX('Malaysia Hourly'!U:U,'Selected Presentation'!AD667)","v":100},{"$f":"INDEX('Malaysia Hourly'!W:W,'Selected Presentation'!AD667)","v":100},{"$f":"INDEX('Malaysia Hourly'!AJ:AJ,'Selected Presentation'!AD667)","v":62.960408000000001},{"$f":"INDEX('Malaysia Hourly'!AL:AL,'Selected Presentation'!AD667)","v":0},{"$f":"INDEX('Malaysia Hourly'!AO:AO,'Selected Presentation'!AD667)","v":0},{"$f":"INDEX('Malaysia Hourly'!AM:AM,'Selected Presentation'!AD667)","v":451.08139971520006}]
[null,null,null,null,null,null,null,null,null,null,null,null,null,null,null,null,null,null,null,null,null,null,null,null,null,null,null,null,663,2853,{"$f":"INDEX('Malaysia Hourly'!O:O,'Selected Presentation'!AD668)","v":944.06},{"$f":"INDEX('Malaysia Hourly'!U:U,'Selected Presentation'!AD668)","v":100},{"$f":"INDEX('Malaysia Hourly'!W:W,'Selected Presentation'!AD668)","v":100},{"$f":"INDEX('Malaysia Hourly'!AJ:AJ,'Selected Presentation'!AD668)","v":73.133051519999981},{"$f":"INDEX('Malaysia Hourly'!AL:AL,'Selected Presentation'!AD668)","v":0},{"$f":"INDEX('Malaysia Hourly'!AO:AO,'Selected Presentation'!AD668)","v":0},{"$f":"INDEX('Malaysia Hourly'!AM:AM,'Selected Presentation'!AD668)","v":519.82646814400005}]
[null,null,null,null,null,null,null,null,null,null,null,null,null,null,null,null,null,null,null,null,null,null,null,null,null,null,null,null,664,2854,{"$f":"INDEX('Malaysia Hourly'!O:O,'Selected Presentation'!AD669)","v":899.59},{"$f":"INDEX('Malaysia Hourly'!U:U,'Selected Presentation'!AD669)","v":100},{"$f":"INDEX('Malaysia Hourly'!W:W,'Selected Presentation'!AD669)","v":100},{"$f":"INDEX('Malaysia Hourly'!AJ:AJ,'Selected Presentation'!AD669)","v":65.164724000000007},{"$f":"INDEX('Malaysia Hourly'!AL:AL,'Selected Presentation'!AD669)","v":0},{"$f":"INDEX('Malaysia Hourly'!AO:AO,'Selected Presentation'!AD669)","v":0},{"$f":"INDEX('Malaysia Hourly'!AM:AM,'Selected Presentation'!AD669)","v":581.08130870399998}]
[null,null,null,null,null,null,null,null,null,null,null,null,null,null,null,null,null,null,null,null,null,null,null,null,null,null,null,null,665,2855,{"$f":"INDEX('Malaysia Hourly'!O:O,'Selected Presentation'!AD670)","v":765.27},{"$f":"INDEX('Malaysia Hourly'!U:U,'Selected Presentation'!AD670)","v":100},{"$f":"INDEX('Malaysia Hourly'!W:W,'Selected Presentation'!AD670)","v":100},{"$f":"INDEX('Malaysia Hourly'!AJ:AJ,'Selected Presentation'!AD670)","v":18.91869129600002},{"$f":"INDEX('Malaysia Hourly'!AL:AL,'Selected Presentation'!AD670)","v":0},{"$f":"INDEX('Malaysia Hourly'!AO:AO,'Selected Presentation'!AD670)","v":23.286841183999968},{"$f":"INDEX('Malaysia Hourly'!AM:AM,'Selected Presentation'!AD670)","v":598.86487852224002}]
[null,null,null,null,null,null,null,null,null,null,null,null,null,null,null,null,null,null,null,null,null,null,null,null,null,null,null,null,666,2856,{"$f":"INDEX('Malaysia Hourly'!O:O,'Selected Presentation'!AD671)","v":475.39},{"$f":"INDEX('Malaysia Hourly'!U:U,'Selected Presentation'!AD671)","v":100},{"$f":"INDEX('Malaysia Hourly'!W:W,'Selected Presentation'!AD671)","v":90.270856319999993},{"$f":"INDEX('Malaysia Hourly'!AJ:AJ,'Selected Presentation'!AD671)","v":0},{"$f":"INDEX('Malaysia Hourly'!AL:AL,'Selected Presentation'!AD671)","v":9.7291436800000071},{"$f":"INDEX('Malaysia Hourly'!AO:AO,'Selected Presentation'!AD671)","v":0},{"$f":"INDEX('Malaysia Hourly'!AM:AM,'Selected Presentation'!AD671)","v":589.13573484224003}]
[null,null,null,null,null,null,null,null,null,null,null,null,null,null,null,null,null,null,null,null,null,null,null,null,null,null,null,null,667,2857,{"$f":"INDEX('Malaysia Hourly'!O:O,'Selected Presentation'!AD672)","v":16.37},{"$f":"INDEX('Malaysia Hourly'!U:U,'Selected Presentation'!AD672)","v":100},{"$f":"INDEX('Malaysia Hourly'!W:W,'Selected Presentation'!AD672)","v":3.14251616},{"$f":"INDEX('Malaysia Hourly'!AJ:AJ,'Selected Presentation'!AD672)","v":0},{"$f":"INDEX('Malaysia Hourly'!AL:AL,'Selected Presentation'!AD672)","v":96.85748384},{"$f":"INDEX('Malaysia Hourly'!AO:AO,'Selected Presentation'!AD672)","v":0},{"$f":"INDEX('Malaysia Hourly'!AM:AM,'Selected Presentation'!AD672)","v":492.27825100224004}]
[null,null,null,null,null,null,null,null,null,null,null,null,null,null,null,null,null,null,null,null,null,null,null,null,null,null,null,null,668,2858,{"$f":"INDEX('Malaysia Hourly'!O:O,'Selected Presentation'!AD673)","v":0},{"$f":"INDEX('Malaysia Hourly'!U:U,'Selected Presentation'!AD673)","v":100},{"$f":"INDEX('Malaysia Hourly'!W:W,'Selected Presentation'!AD673)","v":0},{"$f":"INDEX('Malaysia Hourly'!AJ:AJ,'Selected Presentation'!AD673)","v":0},{"$f":"INDEX('Malaysia Hourly'!AL:AL,'Selected Presentation'!AD673)","v":100},{"$f":"INDEX('Malaysia Hourly'!AO:AO,'Selected Presentation'!AD673)","v":0},{"$f":"INDEX('Malaysia Hourly'!AM:AM,'Selected Presentation'!AD673)","v":392.27825100224004}]
[null,null,null,null,null,null,null,null,null,null,null,null,null,null,null,null,null,null,null,null,null,null,null,null,null,null,null,null,669,2859,{"$f":"INDEX('Malaysia Hourly'!O:O,'Selected Presentation'!AD674)","v":0},{"$f":"INDEX('Malaysia Hourly'!U:U,'Selected Presentation'!AD674)","v":100},{"$f":"INDEX('Malaysia Hourly'!W:W,'Selected Presentation'!AD674)","v":0},{"$f":"INDEX('Malaysia Hourly'!AJ:AJ,'Selected Presentation'!AD674)","v":0},{"$f":"INDEX('Malaysia Hourly'!AL:AL,'Selected Presentation'!AD674)","v":100},{"$f":"INDEX('Malaysia Hourly'!AO:AO,'Selected Presentation'!AD674)","v":0},{"$f":"INDEX('Malaysia Hourly'!AM:AM,'Selected Presentation'!AD674)","v":292.27825100224004}]
[null,null,null,null,null,null,null,null,null,null,null,null,null,null,null,null,null,null,null,null,null,null,null,null,null,null,null,null,670,2860,{"$f":"INDEX('Malaysia Hourly'!O:O,'Selected Presentation'!AD675)","v":0},{"$f":"INDEX('Malaysia Hourly'!U:U,'Selected Presentation'!AD675)","v":100},{"$f":"INDEX('Malaysia Hourly'!W:W,'Selected Presentation'!AD675)","v":0},{"$f":"INDEX('Malaysia Hourly'!AJ:AJ,'Selected Presentation'!AD675)","v":0},{"$f":"INDEX('Malaysia Hourly'!AL:AL,'Selected Presentation'!AD675)","v":100},{"$f":"INDEX('Malaysia Hourly'!AO:AO,'Selected Presentation'!AD675)","v":0},{"$f":"INDEX('Malaysia Hourly'!AM:AM,'Selected Presentation'!AD675)","v":192.27825100224004}]
[null,null,null,null,null,null,null,null,null,null,null,null,null,null,null,null,null,null,null,null,null,null,null,null,null,null,null,null,671,2861,{"$f":"INDEX('Malaysia Hourly'!O:O,'Selected Presentation'!AD676)","v":0},{"$f":"INDEX('Malaysia Hourly'!U:U,'Selected Presentation'!AD676)","v":100},{"$f":"INDEX('Malaysia Hourly'!W:W,'Selected Presentation'!AD676)","v":0},{"$f":"INDEX('Malaysia Hourly'!AJ:AJ,'Selected Presentation'!AD676)","v":0},{"$f":"INDEX('Malaysia Hourly'!AL:AL,'Selected Presentation'!AD676)","v":100},{"$f":"INDEX('Malaysia Hourly'!AO:AO,'Selected Presentation'!AD676)","v":0},{"$f":"INDEX('Malaysia Hourly'!AM:AM,'Selected Presentation'!AD676)","v":92.27825100224004}]
[null,null,null,null,null,null,null,null,null,null,null,null,null,null,null,null,null,null,null,null,null,null,null,null,null,null,null,null,672,2862,{"$f":"INDEX('Malaysia Hourly'!O:O,'Selected Presentation'!AD677)","v":0},{"$f":"INDEX('Malaysia Hourly'!U:U,'Selected Presentation'!AD677)","v":100},{"$f":"INDEX('Malaysia Hourly'!W:W,'Selected Presentation'!AD677)","v":0},{"$f":"INDEX('Malaysia Hourly'!AJ:AJ,'Selected Presentation'!AD677)","v":0},{"$f":"INDEX('Malaysia Hourly'!AL:AL,'Selected Presentation'!AD677)","v":14.27825100224004},{"$f":"INDEX('Malaysia Hourly'!AO:AO,'Selected Presentation'!AD677)","v":0},{"$f":"INDEX('Malaysia Hourly'!AM:AM,'Selected Presentation'!AD677)","v":78}]
[null,null,null,null,null,null,null,null,null,null,null,null,null,null,null,null,null,null,null,null,null,null,null,null,null,null,null,null,673,2863,{"$f":"INDEX('Malaysia Hourly'!O:O,'Selected Presentation'!AD678)","v":0},{"$f":"INDEX('Malaysia Hourly'!U:U,'Selected Presentation'!AD678)","v":100},{"$f":"INDEX('Malaysia Hourly'!W:W,'Selected Presentation'!AD678)","v":0},{"$f":"INDEX('Malaysia Hourly'!AJ:AJ,'Selected Presentation'!AD678)","v":0},{"$f":"INDEX('Malaysia Hourly'!AL:AL,'Selected Presentation'!AD678)","v":0},{"$f":"INDEX('Malaysia Hourly'!AO:AO,'Selected Presentation'!AD678)","v":0},{"$f":"INDEX('Malaysia Hourly'!AM:AM,'Selected Presentation'!AD678)","v":78}]
[null,null,null,null,null,null,null,null,null,null,null,null,null,null,null,null,null,null,null,null,null,null,null,null,null,null,null,null,674,2864,{"$f":"INDEX('Malaysia Hourly'!O:O,'Selected Presentation'!AD679)","v":0},{"$f":"INDEX('Malaysia Hourly'!U:U,'Selected Presentation'!AD679)","v":100},{"$f":"INDEX('Malaysia Hourly'!W:W,'Selected Presentation'!AD679)","v":0},{"$f":"INDEX('Malaysia Hourly'!AJ:AJ,'Selected Presentation'!AD679)","v":0},{"$f":"INDEX('Malaysia Hourly'!AL:AL,'Selected Presentation'!AD679)","v":0},{"$f":"INDEX('Malaysia Hourly'!AO:AO,'Selected Presentation'!AD679)","v":0},{"$f":"INDEX('Malaysia Hourly'!AM:AM,'Selected Presentation'!AD679)","v":78}]
[null,null,null,null,null,null,null,null,null,null,null,null,null,null,null,null,null,null,null,null,null,null,null,null,null,null,null,null,675,2865,{"$f":"INDEX('Malaysia Hourly'!O:O,'Selected Presentation'!AD680)","v":0},{"$f":"INDEX('Malaysia Hourly'!U:U,'Selected Presentation'!AD680)","v":100},{"$f":"INDEX('Malaysia Hourly'!W:W,'Selected Presentation'!AD680)","v":0},{"$f":"INDEX('Malaysia Hourly'!AJ:AJ,'Selected Presentation'!AD680)","v":0},{"$f":"INDEX('Malaysia Hourly'!AL:AL,'Selected Presentation'!AD680)","v":0},{"$f":"INDEX('Malaysia Hourly'!AO:AO,'Selected Presentation'!AD680)","v":0},{"$f":"INDEX('Malaysia Hourly'!AM:AM,'Selected Presentation'!AD680)","v":78}]
[null,null,null,null,null,null,null,null,null,null,null,null,null,null,null,null,null,null,null,null,null,null,null,null,null,null,null,null,676,2866,{"$f":"INDEX('Malaysia Hourly'!O:O,'Selected Presentation'!AD681)","v":0},{"$f":"INDEX('Malaysia Hourly'!U:U,'Selected Presentation'!AD681)","v":100},{"$f":"INDEX('Malaysia Hourly'!W:W,'Selected Presentation'!AD681)","v":0},{"$f":"INDEX('Malaysia Hourly'!AJ:AJ,'Selected Presentation'!AD681)","v":0},{"$f":"INDEX('Malaysia Hourly'!AL:AL,'Selected Presentation'!AD681)","v":0},{"$f":"INDEX('Malaysia Hourly'!AO:AO,'Selected Presentation'!AD681)","v":0},{"$f":"INDEX('Malaysia Hourly'!AM:AM,'Selected Presentation'!AD681)","v":78}]
[null,null,null,null,null,null,null,null,null,null,null,null,null,null,null,null,null,null,null,null,null,null,null,null,null,null,null,null,677,2867,{"$f":"INDEX('Malaysia Hourly'!O:O,'Selected Presentation'!AD682)","v":0},{"$f":"INDEX('Malaysia Hourly'!U:U,'Selected Presentation'!AD682)","v":100},{"$f":"INDEX('Malaysia Hourly'!W:W,'Selected Presentation'!AD682)","v":0},{"$f":"INDEX('Malaysia Hourly'!AJ:AJ,'Selected Presentation'!AD682)","v":0},{"$f":"INDEX('Malaysia Hourly'!AL:AL,'Selected Presentation'!AD682)","v":0},{"$f":"INDEX('Malaysia Hourly'!AO:AO,'Selected Presentation'!AD682)","v":0},{"$f":"INDEX('Malaysia Hourly'!AM:AM,'Selected Presentation'!AD682)","v":78}]
[null,null,null,null,null,null,null,null,null,null,null,null,null,null,null,null,null,null,null,null,null,null,null,null,null,null,null,null,678,2868,{"$f":"INDEX('Malaysia Hourly'!O:O,'Selected Presentation'!AD683)","v":0},{"$f":"INDEX('Malaysia Hourly'!U:U,'Selected Presentation'!AD683)","v":100},{"$f":"INDEX('Malaysia Hourly'!W:W,'Selected Presentation'!AD683)","v":0},{"$f":"INDEX('Malaysia Hourly'!AJ:AJ,'Selected Presentation'!AD683)","v":0},{"$f":"INDEX('Malaysia Hourly'!AL:AL,'Selected Presentation'!AD683)","v":0},{"$f":"INDEX('Malaysia Hourly'!AO:AO,'Selected Presentation'!AD683)","v":0},{"$f":"INDEX('Malaysia Hourly'!AM:AM,'Selected Presentation'!AD683)","v":78}]
[null,null,null,null,null,null,null,null,null,null,null,null,null,null,null,null,null,null,null,null,null,null,null,null,null,null,null,null,679,2869,{"$f":"INDEX('Malaysia Hourly'!O:O,'Selected Presentation'!AD684)","v":0},{"$f":"INDEX('Malaysia Hourly'!U:U,'Selected Presentation'!AD684)","v":100},{"$f":"INDEX('Malaysia Hourly'!W:W,'Selected Presentation'!AD684)","v":0},{"$f":"INDEX('Malaysia Hourly'!AJ:AJ,'Selected Presentation'!AD684)","v":0},{"$f":"INDEX('Malaysia Hourly'!AL:AL,'Selected Presentation'!AD684)","v":0},{"$f":"INDEX('Malaysia Hourly'!AO:AO,'Selected Presentation'!AD684)","v":0},{"$f":"INDEX('Malaysia Hourly'!AM:AM,'Selected Presentation'!AD684)","v":78}]
[null,null,null,null,null,null,null,null,null,null,null,null,null,null,null,null,null,null,null,null,null,null,null,null,null,null,null,null,680,2870,{"$f":"INDEX('Malaysia Hourly'!O:O,'Selected Presentation'!AD685)","v":157.85},{"$f":"INDEX('Malaysia Hourly'!U:U,'Selected Presentation'!AD685)","v":100},{"$f":"INDEX('Malaysia Hourly'!W:W,'Selected Presentation'!AD685)","v":31.287132799999998},{"$f":"INDEX('Malaysia Hourly'!AJ:AJ,'Selected Presentation'!AD685)","v":0},{"$f":"INDEX('Malaysia Hourly'!AL:AL,'Selected Presentation'!AD685)","v":0},{"$f":"INDEX('Malaysia Hourly'!AO:AO,'Selected Presentation'!AD685)","v":0},{"$f":"INDEX('Malaysia Hourly'!AM:AM,'Selected Presentation'!AD685)","v":78}]
[null,null,null,null,null,null,null,null,null,null,null,null,null,null,null,null,null,null,null,null,null,null,null,null,null,null,null,null,681,2871,{"$f":"INDEX('Malaysia Hourly'!O:O,'Selected Presentation'!AD686)","v":279.17},{"$f":"INDEX('Malaysia Hourly'!U:U,'Selected Presentation'!AD686)","v":100},{"$f":"INDEX('Malaysia Hourly'!W:W,'Selected Presentation'!AD686)","v":54.592251840000003},{"$f":"INDEX('Malaysia Hourly'!AJ:AJ,'Selected Presentation'!AD686)","v":0},{"$f":"INDEX('Malaysia Hourly'!AL:AL,'Selected Presentation'!AD686)","v":0},{"$f":"INDEX('Malaysia Hourly'!AO:AO,'Selected Presentation'!AD686)","v":0},{"$f":"INDEX('Malaysia Hourly'!AM:AM,'Selected Presentation'!AD686)","v":78}]
[null,null,null,null,null,null,null,null,null,null,null,null,null,null,null,null,null,null,null,null,null,null,null,null,null,null,null,null,682,2872,{"$f":"INDEX('Malaysia Hourly'!O:O,'Selected Presentation'!AD687)","v":500.67},{"$f":"INDEX('Malaysia Hourly'!U:U,'Selected Presentation'!AD687)","v":100},{"$f":"INDEX('Malaysia Hourly'!W:W,'Selected Presentation'!AD687)","v":96.192725760000002},{"$f":"INDEX('Malaysia Hourly'!AJ:AJ,'Selected Presentation'!AD687)","v":0},{"$f":"INDEX('Malaysia Hourly'!AL:AL,'Selected Presentation'!AD687)","v":0},{"$f":"INDEX('Malaysia Hourly'!AO:AO,'Selected Presentation'!AD687)","v":0},{"$f":"INDEX('Malaysia Hourly'!AM:AM,'Selected Presentation'!AD687)","v":78}]
[null,null,null,null,null,null,null,null,null,null,null,null,null,null,null,null,null,null,null,null,null,null,null,null,null,null,null,null,683,2873,{"$f":"INDEX('Malaysia Hourly'!O:O,'Selected Presentation'!AD688)","v":655.07000000000005},{"$f":"INDEX('Malaysia Hourly'!U:U,'Selected Presentation'!AD688)","v":100},{"$f":"INDEX('Malaysia Hourly'!W:W,'Selected Presentation'!AD688)","v":100},{"$f":"INDEX('Malaysia Hourly'!AJ:AJ,'Selected Presentation'!AD688)","v":24.389932160000015},{"$f":"INDEX('Malaysia Hourly'!AL:AL,'Selected Presentation'!AD688)","v":0},{"$f":"INDEX('Malaysia Hourly'!AO:AO,'Selected Presentation'!AD688)","v":0},{"$f":"INDEX('Malaysia Hourly'!AM:AM,'Selected Presentation'!AD688)","v":100.92653623040002}]
[null,null,null,null,null,null,null,null,null,null,null,null,null,null,null,null,null,null,null,null,null,null,null,null,null,null,null,null,684,2874,{"$f":"INDEX('Malaysia Hourly'!O:O,'Selected Presentation'!AD689)","v":793.67},{"$f":"INDEX('Malaysia Hourly'!U:U,'Selected Presentation'!AD689)","v":100},{"$f":"INDEX('Malaysia Hourly'!W:W,'Selected Presentation'!AD689)","v":100},{"$f":"INDEX('Malaysia Hourly'!AJ:AJ,'Selected Presentation'!AD689)","v":49.082972799999993},{"$f":"INDEX('Malaysia Hourly'!AL:AL,'Selected Presentation'!AD689)","v":0},{"$f":"INDEX('Malaysia Hourly'!AO:AO,'Selected Presentation'!AD689)","v":0},{"$f":"INDEX('Malaysia Hourly'!AM:AM,'Selected Presentation'!AD689)","v":147.06453066240002}]
[null,null,null,null,null,null,null,null,null,null,null,null,null,null,null,null,null,null,null,null,null,null,null,null,null,null,null,null,685,2875,{"$f":"INDEX('Malaysia Hourly'!O:O,'Selected Presentation'!AD690)","v":660.21},{"$f":"INDEX('Malaysia Hourly'!U:U,'Selected Presentation'!AD690)","v":100},{"$f":"INDEX('Malaysia Hourly'!W:W,'Selected Presentation'!AD690)","v":100},{"$f":"INDEX('Malaysia Hourly'!AJ:AJ,'Selected Presentation'!AD690)","v":23.020890560000012},{"$f":"INDEX('Malaysia Hourly'!AL:AL,'Selected Presentation'!AD690)","v":0},{"$f":"INDEX('Malaysia Hourly'!AO:AO,'Selected Presentation'!AD690)","v":0},{"$f":"INDEX('Malaysia Hourly'!AM:AM,'Selected Presentation'!AD690)","v":168.70416778880005}]
[null,null,null,null,null,null,null,null,null,null,null,null,null,null,null,null,null,null,null,null,null,null,null,null,null,null,null,null,686,2876,{"$f":"INDEX('Malaysia Hourly'!O:O,'Selected Presentation'!AD691)","v":704.22},{"$f":"INDEX('Malaysia Hourly'!U:U,'Selected Presentation'!AD691)","v":100},{"$f":"INDEX('Malaysia Hourly'!W:W,'Selected Presentation'!AD691)","v":100},{"$f":"INDEX('Malaysia Hourly'!AJ:AJ,'Selected Presentation'!AD691)","v":30.444079039999991},{"$f":"INDEX('Malaysia Hourly'!AL:AL,'Selected Presentation'!AD691)","v":0},{"$f":"INDEX('Malaysia Hourly'!AO:AO,'Selected Presentation'!AD691)","v":0},{"$f":"INDEX('Malaysia Hourly'!AM:AM,'Selected Presentation'!AD691)","v":197.32160208640005}]
[null,null,null,null,null,null,null,null,null,null,null,null,null,null,null,null,null,null,null,null,null,null,null,null,null,null,null,null,687,2877,{"$f":"INDEX('Malaysia Hourly'!O:O,'Selected Presentation'!AD692)","v":919.22},{"$f":"INDEX('Malaysia Hourly'!U:U,'Selected Presentation'!AD692)","v":100},{"$f":"INDEX('Malaysia Hourly'!W:W,'Selected Presentation'!AD692)","v":100},{"$f":"INDEX('Malaysia Hourly'!AJ:AJ,'Selected Presentation'!AD692)","v":69.077649920000027},{"$f":"INDEX('Malaysia Hourly'!AL:AL,'Selected Presentation'!AD692)","v":0},{"$f":"INDEX('Malaysia Hourly'!AO:AO,'Selected Presentation'!AD692)","v":0},{"$f":"INDEX('Malaysia Hourly'!AM:AM,'Selected Presentation'!AD692)","v":262.25459301120003}]
[null,null,null,null,null,null,null,null,null,null,null,null,null,null,null,null,null,null,null,null,null,null,null,null,null,null,null,null,688,2878,{"$f":"INDEX('Malaysia Hourly'!O:O,'Selected Presentation'!AD693)","v":832.02},{"$f":"INDEX('Malaysia Hourly'!U:U,'Selected Presentation'!AD693)","v":100},{"$f":"INDEX('Malaysia Hourly'!W:W,'Selected Presentation'!AD693)","v":100},{"$f":"INDEX('Malaysia Hourly'!AJ:AJ,'Selected Presentation'!AD693)","v":53.038430720000008},{"$f":"INDEX('Malaysia Hourly'!AL:AL,'Selected Presentation'!AD693)","v":0},{"$f":"INDEX('Malaysia Hourly'!AO:AO,'Selected Presentation'!AD693)","v":0},{"$f":"INDEX('Malaysia Hourly'!AM:AM,'Selected Presentation'!AD693)","v":312.11071788800001}]
[null,null,null,null,null,null,null,null,null,null,null,null,null,null,null,null,null,null,null,null,null,null,null,null,null,null,null,null,689,2879,{"$f":"INDEX('Malaysia Hourly'!O:O,'Selected Presentation'!AD694)","v":725.25},{"$f":"INDEX('Malaysia Hourly'!U:U,'Selected Presentation'!AD694)","v":100},{"$f":"INDEX('Malaysia Hourly'!W:W,'Selected Presentation'!AD694)","v":100},{"$f":"INDEX('Malaysia Hourly'!AJ:AJ,'Selected Presentation'!AD694)","v":34.258279999999985},{"$f":"INDEX('Malaysia Hourly'!AL:AL,'Selected Presentation'!AD694)","v":0},{"$f":"INDEX('Malaysia Hourly'!AO:AO,'Selected Presentation'!AD694)","v":0},{"$f":"INDEX('Malaysia Hourly'!AM:AM,'Selected Presentation'!AD694)","v":344.31350108799995}]
[null,null,null,null,null,null,null,null,null,null,null,null,null,null,null,null,null,null,null,null,null,null,null,null,null,null,null,null,690,2880,{"$f":"INDEX('Malaysia Hourly'!O:O,'Selected Presentation'!AD695)","v":756.1},{"$f":"INDEX('Malaysia Hourly'!U:U,'Selected Presentation'!AD695)","v":100},{"$f":"INDEX('Malaysia Hourly'!W:W,'Selected Presentation'!AD695)","v":100},{"$f":"INDEX('Malaysia Hourly'!AJ:AJ,'Selected Presentation'!AD695)","v":41.614505600000001},{"$f":"INDEX('Malaysia Hourly'!AL:AL,'Selected Presentation'!AD695)","v":0},{"$f":"INDEX('Malaysia Hourly'!AO:AO,'Selected Presentation'!AD695)","v":0},{"$f":"INDEX('Malaysia Hourly'!AM:AM,'Selected Presentation'!AD695)","v":383.43113635199995}]
[null,null,null,null,null,null,null,null,null,null,null,null,null,null,null,null,null,null,null,null,null,null,null,null,null,null,null,null,691,2881,{"$f":"INDEX('Malaysia Hourly'!O:O,'Selected Presentation'!AD696)","v":308.83},{"$f":"INDEX('Malaysia Hourly'!U:U,'Selected Presentation'!AD696)","v":100},{"$f":"INDEX('Malaysia Hourly'!W:W,'Selected Presentation'!AD696)","v":58.48993136},{"$f":"INDEX('Malaysia Hourly'!AJ:AJ,'Selected Presentation'!AD696)","v":0},{"$f":"INDEX('Malaysia Hourly'!AL:AL,'Selected Presentation'!AD696)","v":41.51006864},{"$f":"INDEX('Malaysia Hourly'!AO:AO,'Selected Presentation'!AD696)","v":0},{"$f":"INDEX('Malaysia Hourly'!AM:AM,'Selected Presentation'!AD696)","v":341.92106771199997}]
[null,null,null,null,null,null,null,null,null,null,null,null,null,null,null,null,null,null,null,null,null,null,null,null,null,null,null,null,692,2882,{"$f":"INDEX('Malaysia Hourly'!O:O,'Selected Presentation'!AD697)","v":0},{"$f":"INDEX('Malaysia Hourly'!U:U,'Selected Presentation'!AD697)","v":100},{"$f":"INDEX('Malaysia Hourly'!W:W,'Selected Presentation'!AD697)","v":0},{"$f":"INDEX('Malaysia Hourly'!AJ:AJ,'Selected Presentation'!AD697)","v":0},{"$f":"INDEX('Malaysia Hourly'!AL:AL,'Selected Presentation'!AD697)","v":100},{"$f":"INDEX('Malaysia Hourly'!AO:AO,'Selected Presentation'!AD697)","v":0},{"$f":"INDEX('Malaysia Hourly'!AM:AM,'Selected Presentation'!AD697)","v":241.92106771199997}]
[null,null,null,null,null,null,null,null,null,null,null,null,null,null,null,null,null,null,null,null,null,null,null,null,null,null,null,null,693,2883,{"$f":"INDEX('Malaysia Hourly'!O:O,'Selected Presentation'!AD698)","v":0},{"$f":"INDEX('Malaysia Hourly'!U:U,'Selected Presentation'!AD698)","v":100},{"$f":"INDEX('Malaysia Hourly'!W:W,'Selected Presentation'!AD698)","v":0},{"$f":"INDEX('Malaysia Hourly'!AJ:AJ,'Selected Presentation'!AD698)","v":0},{"$f":"INDEX('Malaysia Hourly'!AL:AL,'Selected Presentation'!AD698)","v":100},{"$f":"INDEX('Malaysia Hourly'!AO:AO,'Selected Presentation'!AD698)","v":0},{"$f":"INDEX('Malaysia Hourly'!AM:AM,'Selected Presentation'!AD698)","v":141.92106771199997}]
[null,null,null,null,null,null,null,null,null,null,null,null,null,null,null,null,null,null,null,null,null,null,null,null,null,null,null,null,694,2884,{"$f":"INDEX('Malaysia Hourly'!O:O,'Selected Presentation'!AD699)","v":0},{"$f":"INDEX('Malaysia Hourly'!U:U,'Selected Presentation'!AD699)","v":100},{"$f":"INDEX('Malaysia Hourly'!W:W,'Selected Presentation'!AD699)","v":0},{"$f":"INDEX('Malaysia Hourly'!AJ:AJ,'Selected Presentation'!AD699)","v":0},{"$f":"INDEX('Malaysia Hourly'!AL:AL,'Selected Presentation'!AD699)","v":63.921067711999967},{"$f":"INDEX('Malaysia Hourly'!AO:AO,'Selected Presentation'!AD699)","v":0},{"$f":"INDEX('Malaysia Hourly'!AM:AM,'Selected Presentation'!AD699)","v":78}]
[null,null,null,null,null,null,null,null,null,null,null,null,null,null,null,null,null,null,null,null,null,null,null,null,null,null,null,null,695,2885,{"$f":"INDEX('Malaysia Hourly'!O:O,'Selected Presentation'!AD700)","v":0},{"$f":"INDEX('Malaysia Hourly'!U:U,'Selected Presentation'!AD700)","v":100},{"$f":"INDEX('Malaysia Hourly'!W:W,'Selected Presentation'!AD700)","v":0},{"$f":"INDEX('Malaysia Hourly'!AJ:AJ,'Selected Presentation'!AD700)","v":0},{"$f":"INDEX('Malaysia Hourly'!AL:AL,'Selected Presentation'!AD700)","v":0},{"$f":"INDEX('Malaysia Hourly'!AO:AO,'Selected Presentation'!AD700)","v":0},{"$f":"INDEX('Malaysia Hourly'!AM:AM,'Selected Presentation'!AD700)","v":78}]
[null,null,null,null,null,null,null,null,null,null,null,null,null,null,null,null,null,null,null,null,null,null,null,null,null,null,null,null,696,2886,{"$f":"INDEX('Malaysia Hourly'!O:O,'Selected Presentation'!AD701)","v":0},{"$f":"INDEX('Malaysia Hourly'!U:U,'Selected Presentation'!AD701)","v":100},{"$f":"INDEX('Malaysia Hourly'!W:W,'Selected Presentation'!AD701)","v":0},{"$f":"INDEX('Malaysia Hourly'!AJ:AJ,'Selected Presentation'!AD701)","v":0},{"$f":"INDEX('Malaysia Hourly'!AL:AL,'Selected Presentation'!AD701)","v":0},{"$f":"INDEX('Malaysia Hourly'!AO:AO,'Selected Presentation'!AD701)","v":0},{"$f":"INDEX('Malaysia Hourly'!AM:AM,'Selected Presentation'!AD701)","v":78}]
[null,null,null,null,null,null,null,null,null,null,null,null,null,null,null,null,null,null,null,null,null,null,null,null,null,null,null,null,697,2887,{"$f":"INDEX('Malaysia Hourly'!O:O,'Selected Presentation'!AD702)","v":0},{"$f":"INDEX('Malaysia Hourly'!U:U,'Selected Presentation'!AD702)","v":100},{"$f":"INDEX('Malaysia Hourly'!W:W,'Selected Presentation'!AD702)","v":0},{"$f":"INDEX('Malaysia Hourly'!AJ:AJ,'Selected Presentation'!AD702)","v":0},{"$f":"INDEX('Malaysia Hourly'!AL:AL,'Selected Presentation'!AD702)","v":0},{"$f":"INDEX('Malaysia Hourly'!AO:AO,'Selected Presentation'!AD702)","v":0},{"$f":"INDEX('Malaysia Hourly'!AM:AM,'Selected Presentation'!AD702)","v":78}]
[null,null,null,null,null,null,null,null,null,null,null,null,null,null,null,null,null,null,null,null,null,null,null,null,null,null,null,null,698,2888,{"$f":"INDEX('Malaysia Hourly'!O:O,'Selected Presentation'!AD703)","v":0},{"$f":"INDEX('Malaysia Hourly'!U:U,'Selected Presentation'!AD703)","v":100},{"$f":"INDEX('Malaysia Hourly'!W:W,'Selected Presentation'!AD703)","v":0},{"$f":"INDEX('Malaysia Hourly'!AJ:AJ,'Selected Presentation'!AD703)","v":0},{"$f":"INDEX('Malaysia Hourly'!AL:AL,'Selected Presentation'!AD703)","v":0},{"$f":"INDEX('Malaysia Hourly'!AO:AO,'Selected Presentation'!AD703)","v":0},{"$f":"INDEX('Malaysia Hourly'!AM:AM,'Selected Presentation'!AD703)","v":78}]
[null,null,null,null,null,null,null,null,null,null,null,null,null,null,null,null,null,null,null,null,null,null,null,null,null,null,null,null,699,2889,{"$f":"INDEX('Malaysia Hourly'!O:O,'Selected Presentation'!AD704)","v":0},{"$f":"INDEX('Malaysia Hourly'!U:U,'Selected Presentation'!AD704)","v":100},{"$f":"INDEX('Malaysia Hourly'!W:W,'Selected Presentation'!AD704)","v":0},{"$f":"INDEX('Malaysia Hourly'!AJ:AJ,'Selected Presentation'!AD704)","v":0},{"$f":"INDEX('Malaysia Hourly'!AL:AL,'Selected Presentation'!AD704)","v":0},{"$f":"INDEX('Malaysia Hourly'!AO:AO,'Selected Presentation'!AD704)","v":0},{"$f":"INDEX('Malaysia Hourly'!AM:AM,'Selected Presentation'!AD704)","v":78}]
[null,null,null,null,null,null,null,null,null,null,null,null,null,null,null,null,null,null,null,null,null,null,null,null,null,null,null,null,700,2890,{"$f":"INDEX('Malaysia Hourly'!O:O,'Selected Presentation'!AD705)","v":0},{"$f":"INDEX('Malaysia Hourly'!U:U,'Selected Presentation'!AD705)","v":100},{"$f":"INDEX('Malaysia Hourly'!W:W,'Selected Presentation'!AD705)","v":0},{"$f":"INDEX('Malaysia Hourly'!AJ:AJ,'Selected Presentation'!AD705)","v":0},{"$f":"INDEX('Malaysia Hourly'!AL:AL,'Selected Presentation'!AD705)","v":0},{"$f":"INDEX('Malaysia Hourly'!AO:AO,'Selected Presentation'!AD705)","v":0},{"$f":"INDEX('Malaysia Hourly'!AM:AM,'Selected Presentation'!AD705)","v":78}]
[null,null,null,null,null,null,null,null,null,null,null,null,null,null,null,null,null,null,null,null,null,null,null,null,null,null,null,null,701,2891,{"$f":"INDEX('Malaysia Hourly'!O:O,'Selected Presentation'!AD706)","v":0},{"$f":"INDEX('Malaysia Hourly'!U:U,'Selected Presentation'!AD706)","v":100},{"$f":"INDEX('Malaysia Hourly'!W:W,'Selected Presentation'!AD706)","v":0},{"$f":"INDEX('Malaysia Hourly'!AJ:AJ,'Selected Presentation'!AD706)","v":0},{"$f":"INDEX('Malaysia Hourly'!AL:AL,'Selected Presentation'!AD706)","v":0},{"$f":"INDEX('Malaysia Hourly'!AO:AO,'Selected Presentation'!AD706)","v":0},{"$f":"INDEX('Malaysia Hourly'!AM:AM,'Selected Presentation'!AD706)","v":78}]
[null,null,null,null,null,null,null,null,null,null,null,null,null,null,null,null,null,null,null,null,null,null,null,null,null,null,null,null,702,2892,{"$f":"INDEX('Malaysia Hourly'!O:O,'Selected Presentation'!AD707)","v":0},{"$f":"INDEX('Malaysia Hourly'!U:U,'Selected Presentation'!AD707)","v":100},{"$f":"INDEX('Malaysia Hourly'!W:W,'Selected Presentation'!AD707)","v":0},{"$f":"INDEX('Malaysia Hourly'!AJ:AJ,'Selected Presentation'!AD707)","v":0},{"$f":"INDEX('Malaysia Hourly'!AL:AL,'Selected Presentation'!AD707)","v":0},{"$f":"INDEX('Malaysia Hourly'!AO:AO,'Selected Presentation'!AD707)","v":0},{"$f":"INDEX('Malaysia Hourly'!AM:AM,'Selected Presentation'!AD707)","v":78}]
[null,null,null,null,null,null,null,null,null,null,null,null,null,null,null,null,null,null,null,null,null,null,null,null,null,null,null,null,703,2893,{"$f":"INDEX('Malaysia Hourly'!O:O,'Selected Presentation'!AD708)","v":0},{"$f":"INDEX('Malaysia Hourly'!U:U,'Selected Presentation'!AD708)","v":100},{"$f":"INDEX('Malaysia Hourly'!W:W,'Selected Presentation'!AD708)","v":0},{"$f":"INDEX('Malaysia Hourly'!AJ:AJ,'Selected Presentation'!AD708)","v":0},{"$f":"INDEX('Malaysia Hourly'!AL:AL,'Selected Presentation'!AD708)","v":0},{"$f":"INDEX('Malaysia Hourly'!AO:AO,'Selected Presentation'!AD708)","v":0},{"$f":"INDEX('Malaysia Hourly'!AM:AM,'Selected Presentation'!AD708)","v":78}]
[null,null,null,null,null,null,null,null,null,null,null,null,null,null,null,null,null,null,null,null,null,null,null,null,null,null,null,null,704,{"$f":"AC709+$G$6","v":2894},{"$f":"INDEX('Malaysia Hourly'!O:O,'Selected Presentation'!AD709)","v":58.19},{"$f":"INDEX('Malaysia Hourly'!U:U,'Selected Presentation'!AD709)","v":100},{"$f":"INDEX('Malaysia Hourly'!W:W,'Selected Presentation'!AD709)","v":11.56630992},{"$f":"INDEX('Malaysia Hourly'!AJ:AJ,'Selected Presentation'!AD709)","v":0},{"$f":"INDEX('Malaysia Hourly'!AL:AL,'Selected Presentation'!AD709)","v":0},{"$f":"INDEX('Malaysia Hourly'!AO:AO,'Selected Presentation'!AD709)","v":0},{"$f":"INDEX('Malaysia Hourly'!AM:AM,'Selected Presentation'!AD709)","v":78}]
[null,null,null,null,null,null,null,null,null,null,null,null,null,null,null,null,null,null,null,null,null,null,null,null,null,null,null,null,705,2895,{"$f":"INDEX('Malaysia Hourly'!O:O,'Selected Presentation'!AD710)","v":236.29},{"$f":"INDEX('Malaysia Hourly'!U:U,'Selected Presentation'!AD710)","v":100},{"$f":"INDEX('Malaysia Hourly'!W:W,'Selected Presentation'!AD710)","v":46.350646399999995},{"$f":"INDEX('Malaysia Hourly'!AJ:AJ,'Selected Presentation'!AD710)","v":0},{"$f":"INDEX('Malaysia Hourly'!AL:AL,'Selected Presentation'!AD710)","v":0},{"$f":"INDEX('Malaysia Hourly'!AO:AO,'Selected Presentation'!AD710)","v":0},{"$f":"INDEX('Malaysia Hourly'!AM:AM,'Selected Presentation'!AD710)","v":78}]
[null,null,null,null,null,null,null,null,null,null,null,null,null,null,null,null,null,null,null,null,null,null,null,null,null,null,null,null,706,2896,{"$f":"INDEX('Malaysia Hourly'!O:O,'Selected Presentation'!AD711)","v":577.27},{"$f":"INDEX('Malaysia Hourly'!U:U,'Selected Presentation'!AD711)","v":100},{"$f":"INDEX('Malaysia Hourly'!W:W,'Selected Presentation'!AD711)","v":100},{"$f":"INDEX('Malaysia Hourly'!AJ:AJ,'Selected Presentation'!AD711)","v":11.667108799999994},{"$f":"INDEX('Malaysia Hourly'!AL:AL,'Selected Presentation'!AD711)","v":0},{"$f":"INDEX('Malaysia Hourly'!AO:AO,'Selected Presentation'!AD711)","v":0},{"$f":"INDEX('Malaysia Hourly'!AM:AM,'Selected Presentation'!AD711)","v":88.967082271999999}]
[null,null,null,null,null,null,null,null,null,null,null,null,null,null,null,null,null,null,null,null,null,null,null,null,null,null,null,null,707,2897,{"$f":"INDEX('Malaysia Hourly'!O:O,'Selected Presentation'!AD712)","v":513.23},{"$f":"INDEX('Malaysia Hourly'!U:U,'Selected Presentation'!AD712)","v":100},{"$f":"INDEX('Malaysia Hourly'!W:W,'Selected Presentation'!AD712)","v":97.817532159999999},{"$f":"INDEX('Malaysia Hourly'!AJ:AJ,'Selected Presentation'!AD712)","v":0},{"$f":"INDEX('Malaysia Hourly'!AL:AL,'Selected Presentation'!AD712)","v":2.182467840000001},{"$f":"INDEX('Malaysia Hourly'!AO:AO,'Selected Presentation'!AD712)","v":0},{"$f":"INDEX('Malaysia Hourly'!AM:AM,'Selected Presentation'!AD712)","v":86.784614431999998}]
[null,null,null,null,null,null,null,null,null,null,null,null,null,null,null,null,null,null,null,null,null,null,null,null,null,null,null,null,708,2898,{"$f":"INDEX('Malaysia Hourly'!O:O,'Selected Presentation'!AD713)","v":682.88},{"$f":"INDEX('Malaysia Hourly'!U:U,'Selected Presentation'!AD713)","v":100},{"$f":"INDEX('Malaysia Hourly'!W:W,'Selected Presentation'!AD713)","v":100},{"$f":"INDEX('Malaysia Hourly'!AJ:AJ,'Selected Presentation'!AD713)","v":28.501626879999975},{"$f":"INDEX('Malaysia Hourly'!AL:AL,'Selected Presentation'!AD713)","v":0},{"$f":"INDEX('Malaysia Hourly'!AO:AO,'Selected Presentation'!AD713)","v":0},{"$f":"INDEX('Malaysia Hourly'!AM:AM,'Selected Presentation'!AD713)","v":113.57614369919997}]
[null,null,null,null,null,null,null,null,null,null,null,null,null,null,null,null,null,null,null,null,null,null,null,null,null,null,null,null,709,2899,{"$f":"INDEX('Malaysia Hourly'!O:O,'Selected Presentation'!AD714)","v":692.72},{"$f":"INDEX('Malaysia Hourly'!U:U,'Selected Presentation'!AD714)","v":100},{"$f":"INDEX('Malaysia Hourly'!W:W,'Selected Presentation'!AD714)","v":100},{"$f":"INDEX('Malaysia Hourly'!AJ:AJ,'Selected Presentation'!AD714)","v":28.73508480000001},{"$f":"INDEX('Malaysia Hourly'!AL:AL,'Selected Presentation'!AD714)","v":0},{"$f":"INDEX('Malaysia Hourly'!AO:AO,'Selected Presentation'!AD714)","v":0},{"$f":"INDEX('Malaysia Hourly'!AM:AM,'Selected Presentation'!AD714)","v":140.58712341119997}]
[null,null,null,null,null,null,null,null,null,null,null,null,null,null,null,null,null,null,null,null,null,null,null,null,null,null,null,null,710,2900,{"$f":"INDEX('Malaysia Hourly'!O:O,'Selected Presentation'!AD715)","v":616.5},{"$f":"INDEX('Malaysia Hourly'!U:U,'Selected Presentation'!AD715)","v":100},{"$f":"INDEX('Malaysia Hourly'!W:W,'Selected Presentation'!AD715)","v":100},{"$f":"INDEX('Malaysia Hourly'!AJ:AJ,'Selected Presentation'!AD715)","v":13.662871999999993},{"$f":"INDEX('Malaysia Hourly'!AL:AL,'Selected Presentation'!AD715)","v":0},{"$f":"INDEX('Malaysia Hourly'!AO:AO,'Selected Presentation'!AD715)","v":0},{"$f":"INDEX('Malaysia Hourly'!AM:AM,'Selected Presentation'!AD715)","v":153.43022309119996}]
[null,null,null,null,null,null,null,null,null,null,null,null,null,null,null,null,null,null,null,null,null,null,null,null,null,null,null,null,711,2901,{"$f":"INDEX('Malaysia Hourly'!O:O,'Selected Presentation'!AD716)","v":543.23},{"$f":"INDEX('Malaysia Hourly'!U:U,'Selected Presentation'!AD716)","v":100},{"$f":"INDEX('Malaysia Hourly'!W:W,'Selected Presentation'!AD716)","v":100},{"$f":"INDEX('Malaysia Hourly'!AJ:AJ,'Selected Presentation'!AD716)","v":0.30198719999999923},{"$f":"INDEX('Malaysia Hourly'!AL:AL,'Selected Presentation'!AD716)","v":0},{"$f":"INDEX('Malaysia Hourly'!AO:AO,'Selected Presentation'!AD716)","v":0},{"$f":"INDEX('Malaysia Hourly'!AM:AM,'Selected Presentation'!AD716)","v":153.71409105919997}]
[null,null,null,null,null,null,null,null,null,null,null,null,null,null,null,null,null,null,null,null,null,null,null,null,null,null,null,null,712,2902,{"$f":"INDEX('Malaysia Hourly'!O:O,'Selected Presentation'!AD717)","v":551.51},{"$f":"INDEX('Malaysia Hourly'!U:U,'Selected Presentation'!AD717)","v":100},{"$f":"INDEX('Malaysia Hourly'!W:W,'Selected Presentation'!AD717)","v":100},{"$f":"INDEX('Malaysia Hourly'!AJ:AJ,'Selected Presentation'!AD717)","v":1.6278507199999837},{"$f":"INDEX('Malaysia Hourly'!AL:AL,'Selected Presentation'!AD717)","v":0},{"$f":"INDEX('Malaysia Hourly'!AO:AO,'Selected Presentation'!AD717)","v":0},{"$f":"INDEX('Malaysia Hourly'!AM:AM,'Selected Presentation'!AD717)","v":155.24427073599995}]
[null,null,null,null,null,null,null,null,null,null,null,null,null,null,null,null,null,null,null,null,null,null,null,null,null,null,null,null,713,2903,{"$f":"INDEX('Malaysia Hourly'!O:O,'Selected Presentation'!AD718)","v":360.86},{"$f":"INDEX('Malaysia Hourly'!U:U,'Selected Presentation'!AD718)","v":100},{"$f":"INDEX('Malaysia Hourly'!W:W,'Selected Presentation'!AD718)","v":66.952520960000015},{"$f":"INDEX('Malaysia Hourly'!AJ:AJ,'Selected Presentation'!AD718)","v":0},{"$f":"INDEX('Malaysia Hourly'!AL:AL,'Selected Presentation'!AD718)","v":33.047479039999985},{"$f":"INDEX('Malaysia Hourly'!AO:AO,'Selected Presentation'!AD718)","v":0},{"$f":"INDEX('Malaysia Hourly'!AM:AM,'Selected Presentation'!AD718)","v":122.19679169599996}]
[null,null,null,null,null,null,null,null,null,null,null,null,null,null,null,null,null,null,null,null,null,null,null,null,null,null,null,null,714,2904,{"$f":"INDEX('Malaysia Hourly'!O:O,'Selected Presentation'!AD719)","v":149.58000000000001},{"$f":"INDEX('Malaysia Hourly'!U:U,'Selected Presentation'!AD719)","v":100},{"$f":"INDEX('Malaysia Hourly'!W:W,'Selected Presentation'!AD719)","v":28.027702079999997},{"$f":"INDEX('Malaysia Hourly'!AJ:AJ,'Selected Presentation'!AD719)","v":0},{"$f":"INDEX('Malaysia Hourly'!AL:AL,'Selected Presentation'!AD719)","v":44.196791695999963},{"$f":"INDEX('Malaysia Hourly'!AO:AO,'Selected Presentation'!AD719)","v":0},{"$f":"INDEX('Malaysia Hourly'!AM:AM,'Selected Presentation'!AD719)","v":78}]
[null,null,null,null,null,null,null,null,null,null,null,null,null,null,null,null,null,null,null,null,null,null,null,null,null,null,null,null,715,2905,{"$f":"INDEX('Malaysia Hourly'!O:O,'Selected Presentation'!AD720)","v":20},{"$f":"INDEX('Malaysia Hourly'!U:U,'Selected Presentation'!AD720)","v":100},{"$f":"INDEX('Malaysia Hourly'!W:W,'Selected Presentation'!AD720)","v":3.7932800000000002},{"$f":"INDEX('Malaysia Hourly'!AJ:AJ,'Selected Presentation'!AD720)","v":0},{"$f":"INDEX('Malaysia Hourly'!AL:AL,'Selected Presentation'!AD720)","v":0},{"$f":"INDEX('Malaysia Hourly'!AO:AO,'Selected Presentation'!AD720)","v":0},{"$f":"INDEX('Malaysia Hourly'!AM:AM,'Selected Presentation'!AD720)","v":78}]
[null,null,null,null,null,null,null,null,null,null,null,null,null,null,null,null,null,null,null,null,null,null,null,null,null,null,null,null,716,2906,{"$f":"INDEX('Malaysia Hourly'!O:O,'Selected Presentation'!AD721)","v":0},{"$f":"INDEX('Malaysia Hourly'!U:U,'Selected Presentation'!AD721)","v":100},{"$f":"INDEX('Malaysia Hourly'!W:W,'Selected Presentation'!AD721)","v":0},{"$f":"INDEX('Malaysia Hourly'!AJ:AJ,'Selected Presentation'!AD721)","v":0},{"$f":"INDEX('Malaysia Hourly'!AL:AL,'Selected Presentation'!AD721)","v":0},{"$f":"INDEX('Malaysia Hourly'!AO:AO,'Selected Presentation'!AD721)","v":0},{"$f":"INDEX('Malaysia Hourly'!AM:AM,'Selected Presentation'!AD721)","v":78}]
[null,null,null,null,null,null,null,null,null,null,null,null,null,null,null,null,null,null,null,null,null,null,null,null,null,null,null,null,717,2907,{"$f":"INDEX('Malaysia Hourly'!O:O,'Selected Presentation'!AD722)","v":0},{"$f":"INDEX('Malaysia Hourly'!U:U,'Selected Presentation'!AD722)","v":100},{"$f":"INDEX('Malaysia Hourly'!W:W,'Selected Presentation'!AD722)","v":0},{"$f":"INDEX('Malaysia Hourly'!AJ:AJ,'Selected Presentation'!AD722)","v":0},{"$f":"INDEX('Malaysia Hourly'!AL:AL,'Selected Presentation'!AD722)","v":0},{"$f":"INDEX('Malaysia Hourly'!AO:AO,'Selected Presentation'!AD722)","v":0},{"$f":"INDEX('Malaysia Hourly'!AM:AM,'Selected Presentation'!AD722)","v":78}]
[null,null,null,null,null,null,null,null,null,null,null,null,null,null,null,null,null,null,null,null,null,null,null,null,null,null,null,null,718,2908,{"$f":"INDEX('Malaysia Hourly'!O:O,'Selected Presentation'!AD723)","v":0},{"$f":"INDEX('Malaysia Hourly'!U:U,'Selected Presentation'!AD723)","v":100},{"$f":"INDEX('Malaysia Hourly'!W:W,'Selected Presentation'!AD723)","v":0},{"$f":"INDEX('Malaysia Hourly'!AJ:AJ,'Selected Presentation'!AD723)","v":0},{"$f":"INDEX('Malaysia Hourly'!AL:AL,'Selected Presentation'!AD723)","v":0},{"$f":"INDEX('Malaysia Hourly'!AO:AO,'Selected Presentation'!AD723)","v":0},{"$f":"INDEX('Malaysia Hourly'!AM:AM,'Selected Presentation'!AD723)","v":78}]
[null,null,null,null,null,null,null,null,null,null,null,null,null,null,null,null,null,null,null,null,null,null,null,null,null,null,null,null,719,2909,{"$f":"INDEX('Malaysia Hourly'!O:O,'Selected Presentation'!AD724)","v":0},{"$f":"INDEX('Malaysia Hourly'!U:U,'Selected Presentation'!AD724)","v":100},{"$f":"INDEX('Malaysia Hourly'!W:W,'Selected Presentation'!AD724)","v":0},{"$f":"INDEX('Malaysia Hourly'!AJ:AJ,'Selected Presentation'!AD724)","v":0},{"$f":"INDEX('Malaysia Hourly'!AL:AL,'Selected Presentation'!AD724)","v":0},{"$f":"INDEX('Malaysia Hourly'!AO:AO,'Selected Presentation'!AD724)","v":0},{"$f":"INDEX('Malaysia Hourly'!AM:AM,'Selected Presentation'!AD724)","v":78}]
[null,null,null,null,null,null,null,null,null,null,null,null,null,null,null,null,null,null,null,null,null,null,null,null,null,null,null,null,720,2910,{"$f":"INDEX('Malaysia Hourly'!O:O,'Selected Presentation'!AD725)","v":0},{"$f":"INDEX('Malaysia Hourly'!U:U,'Selected Presentation'!AD725)","v":100},{"$f":"INDEX('Malaysia Hourly'!W:W,'Selected Presentation'!AD725)","v":0},{"$f":"INDEX('Malaysia Hourly'!AJ:AJ,'Selected Presentation'!AD725)","v":0},{"$f":"INDEX('Malaysia Hourly'!AL:AL,'Selected Presentation'!AD725)","v":0},{"$f":"INDEX('Malaysia Hourly'!AO:AO,'Selected Presentation'!AD725)","v":0},{"$f":"INDEX('Malaysia Hourly'!AM:AM,'Selected Presentation'!AD725)","v":78}]
[null,null,null,null,null,null,null,null,null,null,null,null,null,null,null,null,null,null,null,null,null,null,null,null,null,null,null,null,721,2911,{"$f":"INDEX('Malaysia Hourly'!O:O,'Selected Presentation'!AD726)","v":0},{"$f":"INDEX('Malaysia Hourly'!U:U,'Selected Presentation'!AD726)","v":100},{"$f":"INDEX('Malaysia Hourly'!W:W,'Selected Presentation'!AD726)","v":0},{"$f":"INDEX('Malaysia Hourly'!AJ:AJ,'Selected Presentation'!AD726)","v":0},{"$f":"INDEX('Malaysia Hourly'!AL:AL,'Selected Presentation'!AD726)","v":0},{"$f":"INDEX('Malaysia Hourly'!AO:AO,'Selected Presentation'!AD726)","v":0},{"$f":"INDEX('Malaysia Hourly'!AM:AM,'Selected Presentation'!AD726)","v":78}]
[null,null,null,null,null,null,null,null,null,null,null,null,null,null,null,null,null,null,null,null,null,null,null,null,null,null,null,null,722,2912,{"$f":"INDEX('Malaysia Hourly'!O:O,'Selected Presentation'!AD727)","v":0},{"$f":"INDEX('Malaysia Hourly'!U:U,'Selected Presentation'!AD727)","v":100},{"$f":"INDEX('Malaysia Hourly'!W:W,'Selected Presentation'!AD727)","v":0},{"$f":"INDEX('Malaysia Hourly'!AJ:AJ,'Selected Presentation'!AD727)","v":0},{"$f":"INDEX('Malaysia Hourly'!AL:AL,'Selected Presentation'!AD727)","v":0},{"$f":"INDEX('Malaysia Hourly'!AO:AO,'Selected Presentation'!AD727)","v":0},{"$f":"INDEX('Malaysia Hourly'!AM:AM,'Selected Presentation'!AD727)","v":78}]
[null,null,null,null,null,null,null,null,null,null,null,null,null,null,null,null,null,null,null,null,null,null,null,null,null,null,null,null,723,2913,{"$f":"INDEX('Malaysia Hourly'!O:O,'Selected Presentation'!AD728)","v":0},{"$f":"INDEX('Malaysia Hourly'!U:U,'Selected Presentation'!AD728)","v":100},{"$f":"INDEX('Malaysia Hourly'!W:W,'Selected Presentation'!AD728)","v":0},{"$f":"INDEX('Malaysia Hourly'!AJ:AJ,'Selected Presentation'!AD728)","v":0},{"$f":"INDEX('Malaysia Hourly'!AL:AL,'Selected Presentation'!AD728)","v":0},{"$f":"INDEX('Malaysia Hourly'!AO:AO,'Selected Presentation'!AD728)","v":0},{"$f":"INDEX('Malaysia Hourly'!AM:AM,'Selected Presentation'!AD728)","v":78}]
[null,null,null,null,null,null,null,null,null,null,null,null,null,null,null,null,null,null,null,null,null,null,null,null,null,null,null,null,724,2914,{"$f":"INDEX('Malaysia Hourly'!O:O,'Selected Presentation'!AD729)","v":0},{"$f":"INDEX('Malaysia Hourly'!U:U,'Selected Presentation'!AD729)","v":100},{"$f":"INDEX('Malaysia Hourly'!W:W,'Selected Presentation'!AD729)","v":0},{"$f":"INDEX('Malaysia Hourly'!AJ:AJ,'Selected Presentation'!AD729)","v":0},{"$f":"INDEX('Malaysia Hourly'!AL:AL,'Selected Presentation'!AD729)","v":0},{"$f":"INDEX('Malaysia Hourly'!AO:AO,'Selected Presentation'!AD729)","v":0},{"$f":"INDEX('Malaysia Hourly'!AM:AM,'Selected Presentation'!AD729)","v":78}]
[null,null,null,null,null,null,null,null,null,null,null,null,null,null,null,null,null,null,null,null,null,null,null,null,null,null,null,null,725,2915,{"$f":"INDEX('Malaysia Hourly'!O:O,'Selected Presentation'!AD730)","v":0},{"$f":"INDEX('Malaysia Hourly'!U:U,'Selected Presentation'!AD730)","v":100},{"$f":"INDEX('Malaysia Hourly'!W:W,'Selected Presentation'!AD730)","v":0},{"$f":"INDEX('Malaysia Hourly'!AJ:AJ,'Selected Presentation'!AD730)","v":0},{"$f":"INDEX('Malaysia Hourly'!AL:AL,'Selected Presentation'!AD730)","v":0},{"$f":"INDEX('Malaysia Hourly'!AO:AO,'Selected Presentation'!AD730)","v":0},{"$f":"INDEX('Malaysia Hourly'!AM:AM,'Selected Presentation'!AD730)","v":78}]
[null,null,null,null,null,null,null,null,null,null,null,null,null,null,null,null,null,null,null,null,null,null,null,null,null,null,null,null,726,2916,{"$f":"INDEX('Malaysia Hourly'!O:O,'Selected Presentation'!AD731)","v":0},{"$f":"INDEX('Malaysia Hourly'!U:U,'Selected Presentation'!AD731)","v":100},{"$f":"INDEX('Malaysia Hourly'!W:W,'Selected Presentation'!AD731)","v":0},{"$f":"INDEX('Malaysia Hourly'!AJ:AJ,'Selected Presentation'!AD731)","v":0},{"$f":"INDEX('Malaysia Hourly'!AL:AL,'Selected Presentation'!AD731)","v":0},{"$f":"INDEX('Malaysia Hourly'!AO:AO,'Selected Presentation'!AD731)","v":0},{"$f":"INDEX('Malaysia Hourly'!AM:AM,'Selected Presentation'!AD731)","v":78}]
[null,null,null,null,null,null,null,null,null,null,null,null,null,null,null,null,null,null,null,null,null,null,null,null,null,null,null,null,727,2917,{"$f":"INDEX('Malaysia Hourly'!O:O,'Selected Presentation'!AD732)","v":0},{"$f":"INDEX('Malaysia Hourly'!U:U,'Selected Presentation'!AD732)","v":100},{"$f":"INDEX('Malaysia Hourly'!W:W,'Selected Presentation'!AD732)","v":0},{"$f":"INDEX('Malaysia Hourly'!AJ:AJ,'Selected Presentation'!AD732)","v":0},{"$f":"INDEX('Malaysia Hourly'!AL:AL,'Selected Presentation'!AD732)","v":0},{"$f":"INDEX('Malaysia Hourly'!AO:AO,'Selected Presentation'!AD732)","v":0},{"$f":"INDEX('Malaysia Hourly'!AM:AM,'Selected Presentation'!AD732)","v":78}]
[null,null,null,null,null,null,null,null,null,null,null,null,null,null,null,null,null,null,null,null,null,null,null,null,null,null,null,null,728,2918,{"$f":"INDEX('Malaysia Hourly'!O:O,'Selected Presentation'!AD733)","v":815.09},{"$f":"INDEX('Malaysia Hourly'!U:U,'Selected Presentation'!AD733)","v":100},{"$f":"INDEX('Malaysia Hourly'!W:W,'Selected Presentation'!AD733)","v":100},{"$f":"INDEX('Malaysia Hourly'!AJ:AJ,'Selected Presentation'!AD733)","v":61.492151519999993},{"$f":"INDEX('Malaysia Hourly'!AL:AL,'Selected Presentation'!AD733)","v":0},{"$f":"INDEX('Malaysia Hourly'!AO:AO,'Selected Presentation'!AD733)","v":0},{"$f":"INDEX('Malaysia Hourly'!AM:AM,'Selected Presentation'!AD733)","v":135.80262242879999}]
[null,null,null,null,null,null,null,null,null,null,null,null,null,null,null,null,null,null,null,null,null,null,null,null,null,null,null,null,729,2919,{"$f":"INDEX('Malaysia Hourly'!O:O,'Selected Presentation'!AD734)","v":682.91},{"$f":"INDEX('Malaysia Hourly'!U:U,'Selected Presentation'!AD734)","v":100},{"$f":"INDEX('Malaysia Hourly'!W:W,'Selected Presentation'!AD734)","v":100},{"$f":"INDEX('Malaysia Hourly'!AJ:AJ,'Selected Presentation'!AD734)","v":32.83418992},{"$f":"INDEX('Malaysia Hourly'!AL:AL,'Selected Presentation'!AD734)","v":0},{"$f":"INDEX('Malaysia Hourly'!AO:AO,'Selected Presentation'!AD734)","v":0},{"$f":"INDEX('Malaysia Hourly'!AM:AM,'Selected Presentation'!AD734)","v":166.6667609536}]
[null,null,null,null,null,null,null,null,null,null,null,null,null,null,null,null,null,null,null,null,null,null,null,null,null,null,null,null,730,2920,{"$f":"INDEX('Malaysia Hourly'!O:O,'Selected Presentation'!AD735)","v":820.86},{"$f":"INDEX('Malaysia Hourly'!U:U,'Selected Presentation'!AD735)","v":100},{"$f":"INDEX('Malaysia Hourly'!W:W,'Selected Presentation'!AD735)","v":100},{"$f":"INDEX('Malaysia Hourly'!AJ:AJ,'Selected Presentation'!AD735)","v":56.922164480000021},{"$f":"INDEX('Malaysia Hourly'!AL:AL,'Selected Presentation'!AD735)","v":0},{"$f":"INDEX('Malaysia Hourly'!AO:AO,'Selected Presentation'!AD735)","v":0},{"$f":"INDEX('Malaysia Hourly'!AM:AM,'Selected Presentation'!AD735)","v":220.17359556480002}]

{"sheet":"Malaysia Hourly","index":6,"n_rows":8807,"n_cols":41,"rows_kept":2250,"cut":true,"hidden":false,"merged":[],"bounds":{"rows_first":1000,"rows_last":250,"rows_between":1000,"halvings":1}}
["Latitude (decimal degrees):\t6.954"]
["Longitude (decimal degrees):\t100.609"]
["Elevation (m):\t299",null,null,null,null,null,null,null,null,null,null,null,null,null,null,null,null,null,null,null,null,null,null,null,null,null,null,null,null,null,-200,0,{"$f":"MAX(AF3,AE3)","v":0}]
["Radiation database:\tPVGIS-SARAH"]
[]
[null,null,null,null,null,null,null,null,null,null,null,null,null,1200,null,{"$f":"Temperature!E8","v":-0.2},{"$f":"Temperature!F8","v":25},null,null,{"$f":"Inputs!G9","v":0.12},{"$f":"Inputs!G12","v":100},{"$f":"Inputs!G17","v":200},null,null,{"$f":"Inputs!G21","v":600},null,{"$f":"Inputs!G19","v":200},null,{"$f":"Inputs!G23","v":0.94},null,{"$f":"Inputs!G24","v":0.13},null,{"$f":"AA6","v":200}]
["Slope: 39 deg. (optimum)",null,null,null,null,null,null,null,null,null,null,null,null,null,null,null,null,null,null,null,null,null,null,null,null,"Remaining"]
["Azimuth: - deg. ",null,null,null,null,null,null,null,null,null,null,null,null,null,null,"Temp  ","Percent","Percent",null,"Net","Target","Solar","Solar","Surplus","Storage","Storage","Storage","Maximum","Round","Target","Required","Available","Discharge",null,"Opening","Add:","Less:","Less:","Closing","Total","Wasted"]
["time","Date","Date and Time","Year","Month","Month","Day","Date","G(i)","H_sun","T2m","WS10m","Int","Criteria","Adjusted","Coeffient","vs STC","Change prod","Net","Production","Load","Production","for Load","Solar","Capacity","Capacity","Capacity","Charge","Trip Loss","Discharge","DOD","to Dischg","Limit",null,"Battery Balance","Charge","RTR Loss","Discharge","Battery","Load Met","Solar"]
[null,null,null,null,null,"Qtr End","Qtr End","Qtr End","Watt Hour",null,"C",null,null,"Watt  Hour","Watt  Hour","Factor","%","%","Watt  Hour","Watt  Hour","kW","kW","kW","kW","kWh","kWh","kW","kW",null,"kW","kwh",null,"kW",null,"kWh","kW","kW","kW","kWh",{"$f":"AM10","v":"kWh"},"kWh"]
[null,null,"Date + 1/24",null,null,"Lookup","Lookup","Date","Input","Input","Input","Input","Input",null,"IF",null,null,null,null,null,null,null,"Min"]
[null,null,"2015-12-31"]
[null,{"$f":"C13","v":"2016-01-01T07:00:00"},{"$f":"C12+7/24+1","v":"2016-01-01T07:00:00"},{"$f":"YEAR(B13)","v":2016},{"$f":"MONTH(B13)","v":1},{"$f":"LOOKUP(E13,Temperature!Q:Q,Temperature!R:R)","v":3},{"$f":"LOOKUP(E13,Temperature!Q:Q,Temperature!S:S)","v":31},{"$f":"DATE(D13,F13,G13)","v":"2016-03-31"},605.04,2.57,23.63,2.97,0,{"$f":"N6","v":1200},{"$f":"IF(I13>N13,1000,I13)","v":605.04},{"$f":"$P$6","v":-0.2},{"$f":"(K13-$Q$6)/$Q$6","v":-5.4800000000000043E-2},{"$f":"P13*Q13","v":1.096000000000001E-2},{"$f":"O13*(1+R13)","v":611.67123839999999},{"$f":"S13*(1-$T$6)","v":538.27068979199998},{"$f":"$U$6","v":100},{"$f":"$V$6*S13/1000","v":122.33424768},{"$f":"MIN(V13,U13)","v":100},{"$f":"V13-W13","v":22.334247680000004},{"$f":"$Y$6","v":600},{"$f":"Y13-AI13","v":600},{"$f":"$AA$6","v":200},{"$f":"MIN(AA13,Z13,X13)","v":22.334247680000004},{"$f":"(1-$AC$6)*AB13","v":1.3400548608000014},{"$f":"U13-W13","v":0},{"$f":"MAX($Y$13*($AE$6),0)","v":78},{"$f":"MAX(AI13-AE13-AC13,0)","v":0},{"$f":"MIN($AG$6,AF13,AD13)","v":0},null,{"$f":"AM12","v":0},{"$f":"AB13","v":22.334247680000004},{"$f":"AC13","v":1.3400548608000014},{"$f":"AG13","v":0},{"$f":"AI13+AJ13-AL13-AK13","v":20.994192819200002},{"$f":"W13+AL13","v":100},{"$f":"V13-W13-AJ13","v":0}]
["20151231:2345",{"$f":"C14","v":"2016-01-01T08:00:00"},{"$f":"C13+1/24","v":"2016-01-01T08:00:00"},{"$f":"YEAR(B14)","v":2016},{"$f":"MONTH(B14)","v":1},{"$f":"LOOKUP(E14,Temperature!Q:Q,Temperature!R:R)","v":3},{"$f":"LOOKUP(E14,Temperature!Q:Q,Temperature!S:S)","v":31},{"$f":"DATE(D14,F14,G14)","v":"2016-03-31"},620.28,2.57,23.58,2.9,0,{"$f":"N13","v":1200},{"$f":"IF(I14>N14,1000,I14)","v":620.28},{"$f":"$P$6","v":-0.2},{"$f":"(K14-$Q$6)/$Q$6","v":-5.6800000000000066E-2},{"$f":"P14*Q14","v":1.1360000000000014E-2},{"$f":"O14*(1+R14)","v":627.32638080000004},{"$f":"S14*(1-$T$6)","v":552.04721510400009},{"$f":"$U$6","v":100},{"$f":"$V$6*S14/1000","v":125.46527616},{"$f":"MIN(V14,U14)","v":100},{"$f":"V14-W14","v":25.465276160000002},{"$f":"$Y$6","v":600},{"$f":"Y14-AI14","v":579.00580718080005},{"$f":"$AA$6","v":200},{"$f":"MIN(AA14,Z14,X14)","v":25.465276160000002},{"$f":"(1-$AC$6)*AB14","v":1.5279165696000014},{"$f":"U14-W14","v":0},{"$f":"MAX($Y$13*($AE$6),0)","v":78},{"$f":"MAX(AI14-AE14-AC14,0)","v":0},{"$f":"MIN($AG$6,AF14,AD14)","v":0},null,{"$f":"AM13","v":20.994192819200002},{"$f":"AB14","v":25.465276160000002},{"$f":"AC14","v":1.5279165696000014},{"$f":"AG14","v":0},{"$f":"AI14+AJ14-AL14-AK14","v":44.931552409600002},{"$f":"W14+AL14","v":100},{"$f":"V14-W14-AJ14","v":0}]
["20160101:0045","2016-01-01T09:00:00",{"$f":"C14+1/24","v":"2016-01-01T09:00:00"},2016,1,{"$f":"LOOKUP(E15,Temperature!Q:Q,Temperature!R:R)","v":3},{"$f":"LOOKUP(E15,Temperature!Q:Q,Temperature!S:S)","v":31},"2016-03-31",303.11,16.079999999999998,24.45,3.38,0,{"$f":"N14","v":1200},303.11,-0.2,-2.200000000000003E-2,4.4000000000000063E-3,304.44368400000002,267.91044192000004,100,60.888736800000004,60.888736800000004,0,600,{"$f":"Y15-AI15","v":555.06844759039996},200,{"$f":"MIN(AA15,Z15,X15)","v":0},{"$f":"(1-$AC$6)*AB15","v":0},39.111263199999996,78,0,{"$f":"MIN($AG$6,AF15,AD15)","v":0},null,44.931552409600002,0,0,0,44.931552409600002,60.888736800000004,0]
["20160101:0145","2016-01-01T10:00:00","2016-01-01T10:00:00",2016,1,{"$f":"LOOKUP(E16,Temperature!Q:Q,Temperature!R:R)","v":3},{"$f":"LOOKUP(E16,Temperature!Q:Q,Temperature!S:S)","v":31},"2016-03-31",605.25,29.14,25.67,3.79,0,1200,605.25,-0.2,2.6800000000000067E-2,-5.3600000000000141E-3,602.00585999999998,529.7651568,100,120.40117199999999,100,20.401171999999988,600,555.06844759039996,200,20.401171999999988,1.2240703200000005,0,78,0,0,null,44.931552409600002,20.401171999999988,1.2240703200000005,0,64.108654089599995,100,0]
["20160101:0245","2016-01-01T11:00:00","2016-01-01T11:00:00",2016,1,{"$f":"LOOKUP(E17,Temperature!Q:Q,Temperature!R:R)","v":3},{"$f":"LOOKUP(E17,Temperature!Q:Q,Temperature!S:S)","v":31},"2016-03-31",943.76,41.34,26.91,4.28,0,1200,943.76,-0.2,7.640000000000001E-2,-1.5280000000000002E-2,929.33934720000002,817.81862553600001,100,185.86786944000002,100,85.867869440000021,600,535.89134591039999,200,85.867869440000021,5.1520721664000062,0,78,0,0,null,64.108654089599995,85.867869440000021,5.1520721664000062,0,144.82445136319998,100,0]
["20160101:0345","2016-01-01T12:00:00","2016-01-01T12:00:00",2016,1,{"$f":"LOOKUP(E18,Temperature!Q:Q,Temperature!R:R)","v":3},{"$f":"LOOKUP(E18,Temperature!Q:Q,Temperature!S:S)","v":31},"2016-03-31",542.84,51.81,27.89,4.6900000000000004,0,1200,542.84,-0.2,0.11560000000000002,-2.3120000000000005E-2,530.28953920000004,466.65479449600002,100,106.05790784,100,6.0579078399999986,600,455.17554863680004,200,6.0579078399999986,0.36347447040000025,0,78,66.460976892799977,0,null,144.82445136319998,6.0579078399999986,0.36347447040000025,0,150.51888473279999,100,0]
["20160101:0445","2016-01-01T13:00:00","2016-01-01T13:00:00",2016,1,{"$f":"LOOKUP(E19,Temperature!Q:Q,Temperature!R:R)","v":3},{"$f":"LOOKUP(E19,Temperature!Q:Q,Temperature!S:S)","v":31},"2016-03-31",1019.38,58.71,28.51,5.03,0,1200,1019.38,-0.2,0.14040000000000005,-2.8080000000000011E-2,990.75580960000002,871.86511244799999,100,198.15116192000002,100,98.151161920000021,600,449.48111526720004,200,98.151161920000021,5.8890697152000069,0,78,66.629815017599981,0,null,150.51888473279999,98.151161920000021,5.8890697152000069,0,242.7809769376,100,0]
["20160101:0545","2016-01-01T14:00:00","2016-01-01T14:00:00",2016,1,{"$f":"LOOKUP(E20,Temperature!Q:Q,Temperature!R:R)","v":3},{"$f":"LOOKUP(E20,Temperature!Q:Q,Temperature!S:S)","v":31},"2016-03-31",1034.27,59.51,28.37,5.03,0,1200,1034.27,-0.2,0.13480000000000003,-2.6960000000000008E-2,1006.3860807999999,885.61975110399999,100,201.27721615999999,100,101.27721615999999,600,357.21902306239997,200,101.27721615999999,6.0766329696000048,0,78,158.70434396799999,0,null,242.7809769376,101.27721615999999,6.0766329696000048,0,337.98156012800001,100,0]
["20160101:0645","2016-01-01T15:00:00","2016-01-01T15:00:00",2016,1,{"$f":"LOOKUP(E21,Temperature!Q:Q,Temperature!R:R)","v":3},{"$f":"LOOKUP(E21,Temperature!Q:Q,Temperature!S:S)","v":31},"2016-03-31",921.28,53.79,28.28,5.17,0,1200,921.28,-0.2,0.13120000000000004,-2.624000000000001E-2,897.1056127999999,789.45293926399995,100,179.42112255999999,100,79.421122559999986,600,262.01843987199999,200,79.421122559999986,4.7652673536000032,0,78,255.21629277440002,0,null,337.98156012800001,79.421122559999986,4.7652673536000032,0,412.63741533440003,100,0]
["20160101:0745","2016-01-01T16:00:00","2016-01-01T16:00:00",2016,1,{"$f":"LOOKUP(E22,Temperature!Q:Q,Temperature!R:R)","v":3},{"$f":"LOOKUP(E22,Temperature!Q:Q,Temperature!S:S)","v":31},"2016-03-31",979.06,43.94,28.08,4.97,0,1200,979.06,-0.2,0.12319999999999993,-2.4639999999999988E-2,954.93596159999993,840.343646208,100,190.98719231999996,100,90.987192319999963,600,187.36258466559997,200,90.987192319999963,5.4592315392000028,0,78,329.17818379520003,0,null,412.63741533440003,90.987192319999963,5.4592315392000028,0,498.16537611519999,100,0]
["20160101:0845","2016-01-01T17:00:00","2016-01-01T17:00:00",2016,1,{"$f":"LOOKUP(E23,Temperature!Q:Q,Temperature!R:R)","v":3},{"$f":"LOOKUP(E23,Temperature!Q:Q,Temperature!S:S)","v":31},"2016-03-31",804.79,32.03,27.75,4.62,0,1200,804.79,-0.2,0.11,-2.2000000000000002E-2,787.08461999999997,692.6344656,100,157.41692399999999,100,57.416923999999995,600,101.83462388480001,200,57.416923999999995,3.4450154400000028,0,78,416.72036067519997,0,null,498.16537611519999,57.416923999999995,3.4450154400000028,0,552.13728467520002,100,0]
["20160101:0945","2016-01-01T18:00:00","2016-01-01T18:00:00",2016,1,{"$f":"LOOKUP(E24,Temperature!Q:Q,Temperature!R:R)","v":3},{"$f":"LOOKUP(E24,Temperature!Q:Q,Temperature!S:S)","v":31},"2016-03-31",570.64,19.11,27.29,3.86,0,1200,570.64,-0.2,9.1599999999999959E-2,-1.8319999999999993E-2,560.18587519999994,492.96357017599996,100,112.03717503999999,100,12.037175039999994,600,47.862715324799979,200,12.037175039999994,0.72223050240000031,0,78,473.41505417280001,0,null,552.13728467520002,12.037175039999994,0.72223050240000031,0,563.45222921280003,100,0]
["20160101:1045","2016-01-01T19:00:00","2016-01-01T19:00:00",2016,1,{"$f":"LOOKUP(E25,Temperature!Q:Q,Temperature!R:R)","v":3},{"$f":"LOOKUP(E25,Temperature!Q:Q,Temperature!S:S)","v":31},"2016-03-31",30.47,5.68,26.46,3.38,0,1200,30.47,-0.2,5.8400000000000035E-2,-1.1680000000000008E-2,30.114110399999998,26.500417151999997,100,6.0228220800000001,6.0228220800000001,0,600,36.547770787199966,200,0,0,93.977177920000003,78,485.45222921280003,93.977177920000003,null,563.45222921280003,0,0,93.977177920000003,469.4750512928,100,0]
["20160101:1145","2016-01-01T20:00:00","2016-01-01T20:00:00",2016,1,{"$f":"LOOKUP(E26,Temperature!Q:Q,Temperature!R:R)","v":3},{"$f":"LOOKUP(E26,Temperature!Q:Q,Temperature!S:S)","v":31},"2016-03-31",0,0,25.82,3.31,0,1200,0,-0.2,3.280000000000001E-2,-6.5600000000000025E-3,0,0,100,0,0,0,600,130.5249487072,200,0,0,100,78,391.4750512928,100,null,469.4750512928,0,0,100,369.4750512928,100,0]
["20160101:1245","2016-01-01T21:00:00","2016-01-01T21:00:00",2016,1,{"$f":"LOOKUP(E27,Temperature!Q:Q,Temperature!R:R)","v":3},{"$f":"LOOKUP(E27,Temperature!Q:Q,Temperature!S:S)","v":31},"2016-03-31",0,0,25.39,3.17,0,1200,0,-0.2,1.5600000000000024E-2,-3.1200000000000047E-3,0,0,100,0,0,0,600,230.5249487072,200,0,0,100,78,291.4750512928,100,null,369.4750512928,0,0,100,269.4750512928,100,0]
["20160101:1345","2016-01-01T22:00:00","2016-01-01T22:00:00",2016,1,{"$f":"LOOKUP(E28,Temperature!Q:Q,Temperature!R:R)","v":3},{"$f":"LOOKUP(E28,Temperature!Q:Q,Temperature!S:S)","v":31},"2016-03-31",0,0,25.11,2.97,0,1200,0,-0.2,4.3999999999999768E-3,-8.7999999999999537E-4,0,0,100,0,0,0,600,330.5249487072,200,0,0,100,78,191.4750512928,100,null,269.4750512928,0,0,100,169.4750512928,100,0]
["20160101:1445","2016-01-01T23:00:00","2016-01-01T23:00:00",2016,1,{"$f":"LOOKUP(E29,Temperature!Q:Q,Temperature!R:R)","v":3},{"$f":"LOOKUP(E29,Temperature!Q:Q,Temperature!S:S)","v":31},"2016-03-31",0,0,24.89,2.69,0,1200,0,-0.2,-4.3999999999999768E-3,8.7999999999999537E-4,0,0,100,0,0,0,600,430.5249487072,200,0,0,100,78,91.475051292800003,91.475051292800003,null,169.4750512928,0,0,91.475051292800003,78,91.475051292800003,0]
["20160101:1545","2016-01-02","2016-01-02",2016,1,{"$f":"LOOKUP(E30,Temperature!Q:Q,Temperature!R:R)","v":3},{"$f":"LOOKUP(E30,Temperature!Q:Q,Temperature!S:S)","v":31},"2016-03-31",0,0,24.77,2.69,0,1200,0,-0.2,-9.2000000000000172E-3,1.8400000000000035E-3,0,0,100,0,0,0,600,522,200,0,0,100,78,0,0,null,78,0,0,0,78,0,0]
["20160101:1645","2016-01-02T01:00:00","2016-01-02T01:00:00",2016,1,{"$f":"LOOKUP(E31,Temperature!Q:Q,Temperature!R:R)","v":3},{"$f":"LOOKUP(E31,Temperature!Q:Q,Temperature!S:S)","v":31},"2016-03-31",0,0,24.7,2.76,0,1200,0,-0.2,-1.2000000000000028E-2,2.4000000000000059E-3,0,0,100,0,0,0,600,522,200,0,0,100,78,0,0,null,78,0,0,0,78,0,0]
["20160101:1745","2016-01-02T02:00:00","2016-01-02T02:00:00",2016,1,{"$f":"LOOKUP(E32,Temperature!Q:Q,Temperature!R:R)","v":3},{"$f":"LOOKUP(E32,Temperature!Q:Q,Temperature!S:S)","v":31},"2016-03-31",0,0,24.56,2.76,0,1200,0,-0.2,-1.760000000000005E-2,3.5200000000000101E-3,0,0,100,0,0,0,600,522,200,0,0,100,78,0,0,null,78,0,0,0,78,0,0]
["20160101:1845","2016-01-02T03:00:00","2016-01-02T03:00:00",2016,1,{"$f":"LOOKUP(E33,Temperature!Q:Q,Temperature!R:R)","v":3},{"$f":"LOOKUP(E33,Temperature!Q:Q,Temperature!S:S)","v":31},"2016-03-31",0,0,24.6,2.5499999999999998,0,1200,0,-0.2,-1.5999999999999945E-2,3.1999999999999893E-3,0,0,100,0,0,0,600,522,200,0,0,100,78,0,0,null,78,0,0,0,78,0,0]
["20160101:1945","2016-01-02T04:00:00","2016-01-02T04:00:00",2016,1,{"$f":"LOOKUP(E34,Temperature!Q:Q,Temperature!R:R)","v":3},{"$f":"LOOKUP(E34,Temperature!Q:Q,Temperature!S:S)","v":31},"2016-03-31",0,0,24.45,2.34,0,1200,0,-0.2,-2.200000000000003E-2,4.4000000000000063E-3,0,0,100,0,0,0,600,522,200,0,0,100,78,0,0,null,78,0,0,0,78,0,0]
["20160101:2045","2016-01-02T05:00:00","2016-01-02T05:00:00",2016,1,{"$f":"LOOKUP(E35,Temperature!Q:Q,Temperature!R:R)","v":3},{"$f":"LOOKUP(E35,Temperature!Q:Q,Temperature!S:S)","v":31},"2016-03-31",0,0,24.28,2.2799999999999998,0,1200,0,-0.2,-2.8799999999999954E-2,5.7599999999999908E-3,0,0,100,0,0,0,600,522,200,0,0,100,78,0,0,null,78,0,0,0,78,0,0]
["20160101:2145","2016-01-02T06:00:00","2016-01-02T06:00:00",2016,1,{"$f":"LOOKUP(E36,Temperature!Q:Q,Temperature!R:R)","v":3},{"$f":"LOOKUP(E36,Temperature!Q:Q,Temperature!S:S)","v":31},"2016-03-31",0,0,24.12,2.34,0,1200,0,-0.2,-3.519999999999996E-2,7.0399999999999924E-3,0,0,100,0,0,0,600,522,200,0,0,100,78,0,0,null,78,0,0,0,78,0,0]
["20160101:2245","2016-01-02T07:00:00","2016-01-02T07:00:00",2016,1,{"$f":"LOOKUP(E37,Temperature!Q:Q,Temperature!R:R)","v":3},{"$f":"LOOKUP(E37,Temperature!Q:Q,Temperature!S:S)","v":31},"2016-03-31",0,0,24.09,2.34,0,1200,0,-0.2,-3.6400000000000009E-2,7.2800000000000017E-3,0,0,100,0,0,0,600,522,200,0,0,100,78,0,0,null,78,0,0,0,78,0,0]
["20160101:2345","2016-01-02T08:00:00","2016-01-02T08:00:00",2016,1,{"$f":"LOOKUP(E38,Temperature!Q:Q,Temperature!R:R)","v":3},{"$f":"LOOKUP(E38,Temperature!Q:Q,Temperature!S:S)","v":31},"2016-03-31",1309.8499999999999,2.48,24.04,2.34,0,1200,1000,-0.2,-3.8400000000000031E-2,7.6800000000000063E-3,1007.68,886.75839999999994,100,201.536,100,101.536,600,522,200,101.536,6.0921600000000051,0,78,0,0,null,78,101.536,6.0921600000000051,0,173.44383999999999,100,0]
["20160102:0045","2016-01-02T09:00:00","2016-01-02T09:00:00",2016,1,{"$f":"LOOKUP(E39,Temperature!Q:Q,Temperature!R:R)","v":3},{"$f":"LOOKUP(E39,Temperature!Q:Q,Temperature!S:S)","v":31},"2016-03-31",360.23,16,25.03,2.5499999999999998,0,1200,360.23,-0.2,1.2000000000000454E-3,-2.4000000000000909E-4,360.14354480000003,316.92631942400004,100,72.028708960000003,72.028708960000003,0,600,426.55615999999998,200,0,0,27.971291039999997,78,95.443839999999994,27.971291039999997,null,173.44383999999999,0,0,27.971291039999997,145.47254895999998,100,0]
["20160102:0145","2016-01-02T10:00:00","2016-01-02T10:00:00",2016,1,{"$f":"LOOKUP(E40,Temperature!Q:Q,Temperature!R:R)","v":3},{"$f":"LOOKUP(E40,Temperature!Q:Q,Temperature!S:S)","v":31},"2016-03-31",872.83,29.08,26.29,4.41,0,1200,872.83,-0.2,5.1599999999999965E-2,-1.0319999999999994E-2,863.82239440000001,760.16370707199997,100,172.76447888000001,100,72.764478880000013,600,454.52745104000002,200,72.764478880000013,4.3658687328000045,0,78,63.10668022719998,0,null,145.47254895999998,72.764478880000013,4.3658687328000045,0,213.87115910719999,100,0]
["20160102:0245","2016-01-02T11:00:00","2016-01-02T11:00:00",2016,1,{"$f":"LOOKUP(E41,Temperature!Q:Q,Temperature!R:R)","v":3},{"$f":"LOOKUP(E41,Temperature!Q:Q,Temperature!S:S)","v":31},"2016-03-31",942.73,41.3,27.21,4.41,0,1200,942.73,-0.2,8.8400000000000034E-2,-1.7680000000000008E-2,926.06253359999994,814.935029568,100,185.21250671999996,100,85.212506719999965,600,386.12884089279999,200,85.212506719999965,5.1127504032000024,0,78,130.75840870399998,0,null,213.87115910719999,85.212506719999965,5.1127504032000024,0,293.970915424,100,0]
["20160102:0345","2016-01-02T12:00:00","2016-01-02T12:00:00",2016,1,{"$f":"LOOKUP(E42,Temperature!Q:Q,Temperature!R:R)","v":3},{"$f":"LOOKUP(E42,Temperature!Q:Q,Temperature!S:S)","v":31},"2016-03-31",1014.67,51.81,28.16,4.34,0,1200,1014.67,-0.2,0.12640000000000001,-2.5280000000000004E-2,989.01914239999996,870.33684531199992,100,197.80382847999999,100,97.803828479999993,600,306.029084576,200,97.803828479999993,5.8682297088000048,0,78,210.10268571519998,0,null,293.970915424,97.803828479999993,5.8682297088000048,0,385.90651419519997,100,0]
["20160102:0445","2016-01-02T13:00:00","2016-01-02T13:00:00",2016,1,{"$f":"LOOKUP(E43,Temperature!Q:Q,Temperature!R:R)","v":3},{"$f":"LOOKUP(E43,Temperature!Q:Q,Temperature!S:S)","v":31},"2016-03-31",1046.27,58.76,28.81,4.41,0,1200,1046.27,-0.2,0.15239999999999995,-3.0479999999999993E-2,1014.3796904000001,892.65412755200009,100,202.87593808000003,100,102.87593808000003,600,214.09348580480003,200,102.87593808000003,6.1725562848000068,0,78,301.73395791039997,0,null,385.90651419519997,102.87593808000003,6.1725562848000068,0,482.60989599039999,100,0]
["20160102:0545","2016-01-02T14:00:00","2016-01-02T14:00:00",2016,1,{"$f":"LOOKUP(E44,Temperature!Q:Q,Temperature!R:R)","v":3},{"$f":"LOOKUP(E44,Temperature!Q:Q,Temperature!S:S)","v":31},"2016-03-31",1079.99,59.61,28.86,4.41,0,1200,1079.99,-0.2,0.15439999999999998,-3.0879999999999998E-2,1046.6399088000001,921.04311974400002,100,209.32798176000003,100,109.32798176000003,600,117.39010400960001,200,109.32798176000003,6.5596789056000073,0,78,398.05021708480001,0,null,482.60989599039999,109.32798176000003,6.5596789056000073,0,585.37819884480007,100,0]
["20160102:0645","2016-01-02T15:00:00","2016-01-02T15:00:00",2016,1,{"$f":"LOOKUP(E45,Temperature!Q:Q,Temperature!R:R)","v":3},{"$f":"LOOKUP(E45,Temperature!Q:Q,Temperature!S:S)","v":31},"2016-03-31",1052.67,53.92,29.22,4.1399999999999997,0,1200,1052.67,-0.2,0.16879999999999995,-3.3759999999999991E-2,1017.1318608,895.07603750400006,100,203.42637216,100,103.42637216,600,14.621801155199933,200,14.621801155199933,0.87730806931199667,0,78,506.50089077548807,0,null,585.37819884480007,14.621801155199933,0.87730806931199667,0,599.12269193068801,100,88.804571004800067]
["20160102:0745","2016-01-02T16:00:00","2016-01-02T16:00:00",2016,1,{"$f":"LOOKUP(E46,Temperature!Q:Q,Temperature!R:R)","v":3},{"$f":"LOOKUP(E46,Temperature!Q:Q,Temperature!S:S)","v":31},"2016-03-31",987.91,44.07,28.94,3.93,0,1200,987.91,-0.2,0.15760000000000005,-3.1520000000000013E-2,956.77107679999995,841.95854758399992,100,191.35421536000001,100,91.354215360000012,600,0.87730806931199368,200,0.87730806931199368,5.2638484158719669E-2,0,78,521.0700534465293,0,null,599.12269193068801,0.87730806931199368,5.2638484158719669E-2,0,599.94736151584129,100,90.476907290688018]
["20160102:0845","2016-01-02T17:00:00","2016-01-02T17:00:00",2016,1,{"$f":"LOOKUP(E47,Temperature!Q:Q,Temperature!R:R)","v":3},{"$f":"LOOKUP(E47,Temperature!Q:Q,Temperature!S:S)","v":31},"2016-03-31",569.69000000000005,32.159999999999997,28.21,3.66,0,1200,569.69000000000005,-0.2,0.12840000000000004,-2.5680000000000008E-2,555.06036080000001,488.45311750400003,100,111.01207216,100,11.012072160000002,600,5.2638484158705978E-2,200,5.2638484158705978E-2,3.1583090495223617E-3,0,78,521.94420320679183,0,null,599.94736151584129,5.2638484158705978E-2,3.1583090495223617E-3,0,599.99684169095053,100,10.959433675841296]
["20160102:0945","2016-01-02T18:00:00","2016-01-02T18:00:00",2016,1,{"$f":"LOOKUP(E48,Temperature!Q:Q,Temperature!R:R)","v":3},{"$f":"LOOKUP(E48,Temperature!Q:Q,Temperature!S:S)","v":31},"2016-03-31",464.37,19.239999999999998,27.52,3.24,0,1200,464.37,-0.2,0.10079999999999999,-2.0159999999999997E-2,455.00830080000003,400.40730470400001,100,91.00166016,91.00166016,0,600,3.158309049467789E-3,200,0,0,8.9983398399999999,78,521.99684169095053,8.9983398399999999,null,599.99684169095053,0,0,8.9983398399999999,590.99850185095056,100,0]
["20160102:1045","2016-01-02T19:00:00","2016-01-02T19:00:00",2016,1,{"$f":"LOOKUP(E49,Temperature!Q:Q,Temperature!R:R)","v":3},{"$f":"LOOKUP(E49,Temperature!Q:Q,Temperature!S:S)","v":31},"2016-03-31",18.62,5.8,26.57,2.69,0,1200,18.62,-0.2,6.2800000000000009E-2,-1.2560000000000002E-2,18.386132800000002,16.179796864000004,100,3.6772265600000007,3.6772265600000007,0,600,9.0014981490494392,200,0,0,96.322773440000006,78,512.99850185095056,96.322773440000006,null,590.99850185095056,0,0,96.322773440000006,494.67572841095057,100,0]
["20160102:1145","2016-01-02T20:00:00","2016-01-02T20:00:00",2016,1,{"$f":"LOOKUP(E50,Temperature!Q:Q,Temperature!R:R)","v":3},{"$f":"LOOKUP(E50,Temperature!Q:Q,Temperature!S:S)","v":31},"2016-03-31",0,0,25.81,2.41,0,1200,0,-0.2,3.239999999999995E-2,-6.4799999999999901E-3,0,0,100,0,0,0,600,105.32427158904943,200,0,0,100,78,416.67572841095057,100,null,494.67572841095057,0,0,100,394.67572841095057,100,0]
["20160102:1245","2016-01-02T21:00:00","2016-01-02T21:00:00",2016,1,{"$f":"LOOKUP(E51,Temperature!Q:Q,Temperature!R:R)","v":3},{"$f":"LOOKUP(E51,Temperature!Q:Q,Temperature!S:S)","v":31},"2016-03-31",0,0,25.22,2.14,0,1200,0,-0.2,8.7999999999999537E-3,-1.7599999999999907E-3,0,0,100,0,0,0,600,205.32427158904943,200,0,0,100,78,316.67572841095057,100,null,394.67572841095057,0,0,100,294.67572841095057,100,0]
["20160102:1345","2016-01-02T22:00:00","2016-01-02T22:00:00",2016,1,{"$f":"LOOKUP(E52,Temperature!Q:Q,Temperature!R:R)","v":3},{"$f":"LOOKUP(E52,Temperature!Q:Q,Temperature!S:S)","v":31},"2016-03-31",0,0,24.81,1.86,0,1200,0,-0.2,-7.6000000000000512E-3,1.5200000000000103E-3,0,0,100,0,0,0,600,305.32427158904943,200,0,0,100,78,216.67572841095057,100,null,294.67572841095057,0,0,100,194.67572841095057,100,0]
["20160102:1445","2016-01-02T23:00:00","2016-01-02T23:00:00",2016,1,{"$f":"LOOKUP(E53,Temperature!Q:Q,Temperature!R:R)","v":3},{"$f":"LOOKUP(E53,Temperature!Q:Q,Temperature!S:S)","v":31},"2016-03-31",0,0,24.44,1.59,0,1200,0,-0.2,-2.2399999999999948E-2,4.4799999999999901E-3,0,0,100,0,0,0,600,405.32427158904943,200,0,0,100,78,116.67572841095057,100,null,194.67572841095057,0,0,100,94.675728410950569,100,0]
["20160102:1545","2016-01-03","2016-01-03",{"$f":"YEAR(B54)","v":2016},1,{"$f":"LOOKUP(E54,Temperature!Q:Q,Temperature!R:R)","v":3},{"$f":"LOOKUP(E54,Temperature!Q:Q,Temperature!S:S)","v":31},"2016-03-31",0,0,24.05,1.38,0,1200,0,-0.2,-3.7999999999999971E-2,7.5999999999999948E-3,0,0,100,0,0,0,600,505.32427158904943,200,0,0,100,78,16.675728410950569,16.675728410950569,null,94.675728410950569,0,0,16.675728410950569,78,{"$f":"W54+AL54","v":16.675728410950569},0]
["20160102:1645",{"$f":"C55","v":"2016-01-03T01:00:00"},"2016-01-03T01:00:00",2016,{"$f":"MONTH(B55)","v":1},{"$f":"LOOKUP(E55,Temperature!Q:Q,Temperature!R:R)","v":3},{"$f":"LOOKUP(E55,Temperature!Q:Q,Temperature!S:S)","v":31},{"$f":"DATE(D55,F55,G55)","v":"2016-03-31"},0,0,23.61,1.1000000000000001,0,{"$f":"N54","v":1200},{"$f":"IF(I55>N55,1000,I55)","v":0},{"$f":"$P$6","v":-0.2},{"$f":"(K55-$Q$6)/$Q$6","v":-5.5600000000000024E-2},{"$f":"P55*Q55","v":1.1120000000000005E-2},{"$f":"O55*(1+R55)","v":0},{"$f":"S55*(1-$T$6)","v":0},{"$f":"$U$6","v":100},{"$f":"$V$6*S55/1000","v":0},{"$f":"MIN(V55,U55)","v":0},{"$f":"V55-W55","v":0},{"$f":"$Y$6","v":600},522,{"$f":"$AA$6","v":200},{"$f":"MIN(AA55,Z55,X55)","v":0},{"$f":"(1-$AC$6)*AB55","v":0},{"$f":"U55-W55","v":100},{"$f":"MAX($Y$13*($AE$6),0)","v":78},{"$f":"MAX(AI55-AE55-AC55,0)","v":0},{"$f":"MIN($AG$6,AF55,AD55)","v":0},null,78,{"$f":"AB55","v":0},{"$f":"AC55","v":0},{"$f":"AG55","v":0},{"$f":"AI55+AJ55-AL55-AK55","v":78},0,{"$f":"V55-W55-AJ55","v":0}]
["20160102:1745","2016-01-03T02:00:00","2016-01-03T02:00:00",2016,1,{"$f":"LOOKUP(E56,Temperature!Q:Q,Temperature!R:R)","v":3},{"$f":"LOOKUP(E56,Temperature!Q:Q,Temperature!S:S)","v":31},"2016-03-31",0,0,22.99,0.9,0,1200,0,-0.2,-8.0400000000000069E-2,1.6080000000000014E-2,0,0,100,0,0,0,600,522,200,0,0,100,78,0,0,null,78,0,0,0,78,0,0]
["20160102:1845","2016-01-03T03:00:00","2016-01-03T03:00:00",2016,1,{"$f":"LOOKUP(E57,Temperature!Q:Q,Temperature!R:R)","v":3},{"$f":"LOOKUP(E57,Temperature!Q:Q,Temperature!S:S)","v":31},"2016-03-31",0,0,22.98,0.9,0,1200,0,-0.2,-8.0799999999999983E-2,1.6159999999999997E-2,0,0,100,0,0,0,600,522,200,0,0,100,78,0,0,null,78,0,0,0,78,0,0]
["20160102:1945","2016-01-03T04:00:00","2016-01-03T04:00:00",2016,1,{"$f":"LOOKUP(E58,Temperature!Q:Q,Temperature!R:R)","v":3},{"$f":"LOOKUP(E58,Temperature!Q:Q,Temperature!S:S)","v":31},"2016-03-31",0,0,22.85,0.76,0,1200,0,-0.2,-8.5999999999999938E-2,1.719999999999999E-2,0,0,100,0,0,0,600,522,200,0,0,100,78,0,0,null,78,0,0,0,78,0,0]
["20160102:2045","2016-01-03T05:00:00","2016-01-03T05:00:00",2016,1,{"$f":"LOOKUP(E59,Temperature!Q:Q,Temperature!R:R)","v":3},{"$f":"LOOKUP(E59,Temperature!Q:Q,Temperature!S:S)","v":31},"2016-03-31",0,0,22.45,0.76,0,1200,0,-0.2,-0.10200000000000004,2.0400000000000008E-2,0,0,100,0,0,0,600,522,200,0,0,100,78,0,0,null,78,0,0,0,78,0,0]
["20160102:2145","2016-01-03T06:00:00","2016-01-03T06:00:00",2016,1,{"$f":"LOOKUP(E60,Temperature!Q:Q,Temperature!R:R)","v":3},{"$f":"LOOKUP(E60,Temperature!Q:Q,Temperature!S:S)","v":31},"2016-03-31",0,0,22.14,0.76,0,1200,0,-0.2,-0.11439999999999997,2.2879999999999998E-2,0,0,100,0,0,0,600,522,200,0,0,100,78,0,0,null,78,0,0,0,78,0,0]
["20160102:2245","2016-01-03T07:00:00","2016-01-03T07:00:00",2016,1,{"$f":"LOOKUP(E61,Temperature!Q:Q,Temperature!R:R)","v":3},{"$f":"LOOKUP(E61,Temperature!Q:Q,Temperature!S:S)","v":31},"2016-03-31",0,0,22,0.76,0,1200,0,-0.2,-0.12,2.4E-2,0,0,100,0,0,0,600,522,200,0,0,100,78,0,0,null,78,0,0,0,78,0,0]
["20160102:2345","2016-01-03T08:00:00","2016-01-03T08:00:00",2016,1,{"$f":"LOOKUP(E62,Temperature!Q:Q,Temperature!R:R)","v":3},{"$f":"LOOKUP(E62,Temperature!Q:Q,Temperature!S:S)","v":31},"2016-03-31",457.56,2.39,22.63,0.41,0,1200,457.56,-0.2,-9.4800000000000037E-2,1.8960000000000008E-2,466.23533760000004,410.28709708800005,100,93.247067520000016,93.247067520000016,0,600,522,200,0,0,6.7529324799999841,78,0,0,null,78,0,0,0,78,93.247067520000016,0]
["20160103:0045","2016-01-03T09:00:00","2016-01-03T09:00:00",2016,1,{"$f":"LOOKUP(E63,Temperature!Q:Q,Temperature!R:R)","v":3},{"$f":"LOOKUP(E63,Temperature!Q:Q,Temperature!S:S)","v":31},"2016-03-31",62.74,15.92,24.8,0.34,0,1200,62.74,-0.2,-7.9999999999999724E-3,1.5999999999999947E-3,62.840384000000007,55.299537920000006,100,12.5680768,12.5680768,0,600,522,200,0,0,87.4319232,78,0,0,null,78,0,0,0,78,12.5680768,0]
["20160103:0145","2016-01-03T10:00:00","2016-01-03T10:00:00",2016,1,{"$f":"LOOKUP(E64,Temperature!Q:Q,Temperature!R:R)","v":3},{"$f":"LOOKUP(E64,Temperature!Q:Q,Temperature!S:S)","v":31},"2016-03-31",120.03,29.02,26.55,1.59,0,1200,120.03,-0.2,6.2000000000000027E-2,-1.2400000000000007E-2,118.541628,104.31663264000001,100,23.708325599999998,23.708325599999998,0,600,522,200,0,0,76.291674400000005,78,0,0,null,78,0,0,0,78,23.708325599999998,0]
["20160103:0245","2016-01-03T11:00:00","2016-01-03T11:00:00",2016,1,{"$f":"LOOKUP(E65,Temperature!Q:Q,Temperature!R:R)","v":3},{"$f":"LOOKUP(E65,Temperature!Q:Q,Temperature!S:S)","v":31},"2016-03-31",879.34,41.27,27.83,2.34,0,1200,879.34,-0.2,0.11319999999999993,-2.2639999999999987E-2,859.43174240000008,756.29993331200012,100,171.88634848000001,100,71.886348480000009,600,522,200,71.886348480000009,4.3131809088000042,0,78,0,0,null,78,71.886348480000009,4.3131809088000042,0,145.5731675712,100,0]
["20160103:0345","2016-01-03T12:00:00","2016-01-03T12:00:00",2016,1,{"$f":"LOOKUP(E66,Temperature!Q:Q,Temperature!R:R)","v":3},{"$f":"LOOKUP(E66,Temperature!Q:Q,Temperature!S:S)","v":31},"2016-03-31",916.05,51.81,28.44,2.9,0,1200,916.05,-0.2,0.13760000000000006,-2.7520000000000013E-2,890.84030399999995,783.93946751999999,100,178.16806079999998,100,78.168060799999978,600,454.42683242880003,200,78.168060799999978,4.6900836480000025,0,78,62.883083923199997,0,null,145.5731675712,78.168060799999978,4.6900836480000025,0,219.05114472319997,100,0]
["20160103:0445","2016-01-03T13:00:00","2016-01-03T13:00:00",2016,1,{"$f":"LOOKUP(E67,Temperature!Q:Q,Temperature!R:R)","v":3},{"$f":"LOOKUP(E67,Temperature!Q:Q,Temperature!S:S)","v":31},"2016-03-31",977.85,58.82,28.58,3.31,0,1200,977.85,-0.2,0.14319999999999994,-2.8639999999999988E-2,949.84437600000001,835.86305088000006,100,189.96887520000001,100,89.968875200000014,600,380.94885527680003,200,89.968875200000014,5.3981325120000054,0,78,135.65301221119995,0,null,219.05114472319997,89.968875200000014,5.3981325120000054,0,303.62188741119996,100,0]
["20160103:0545","2016-01-03T14:00:00","2016-01-03T14:00:00",2016,1,{"$f":"LOOKUP(E68,Temperature!Q:Q,Temperature!R:R)","v":3},{"$f":"LOOKUP(E68,Temperature!Q:Q,Temperature!S:S)","v":31},"2016-03-31",1047.32,59.72,28.44,3.59,0,1200,1047.32,-0.2,0.13760000000000006,-2.7520000000000013E-2,1018.4977535999999,896.27802316799989,100,203.69955071999996,100,103.69955071999996,600,296.37811258880004,200,103.69955071999996,6.2219730432000029,0,78,219.39991436799997,0,null,303.62188741119996,103.69955071999996,6.2219730432000029,0,401.09946508799987,100,0]
["20160103:0645","2016-01-03T15:00:00","2016-01-03T15:00:00",2016,1,{"$f":"LOOKUP(E69,Temperature!Q:Q,Temperature!R:R)","v":3},{"$f":"LOOKUP(E69,Temperature!Q:Q,Temperature!S:S)","v":31},"2016-03-31",975.08,54.06,28.53,3.17,0,1200,975.08,-0.2,0.14120000000000005,-2.8240000000000012E-2,947.54374080000002,833.83849190400008,100,189.50874816000001,100,89.50874816000001,600,198.90053491200013,200,89.50874816000001,5.3705248896000057,0,78,317.72894019839987,0,null,401.09946508799987,89.50874816000001,5.3705248896000057,0,485.23768835839985,100,0]
["20160103:0745","2016-01-03T16:00:00","2016-01-03T16:00:00",2016,1,{"$f":"LOOKUP(E70,Temperature!Q:Q,Temperature!R:R)","v":3},{"$f":"LOOKUP(E70,Temperature!Q:Q,Temperature!S:S)","v":31},"2016-03-31",838.15,44.21,28.34,3.17,0,1200,838.15,-0.2,0.1336,-2.6720000000000001E-2,815.75463200000002,717.86407615999997,100,163.1509264,100,63.150926400000003,600,114.76231164160015,200,63.150926400000003,3.7890555840000038,0,78,403.44863277439987,0,null,485.23768835839985,63.150926400000003,3.7890555840000038,0,544.59955917439981,100,0]
["20160103:0845","2016-01-03T17:00:00","2016-01-03T17:00:00",2016,1,{"$f":"LOOKUP(E71,Temperature!Q:Q,Temperature!R:R)","v":3},{"$f":"LOOKUP(E71,Temperature!Q:Q,Temperature!S:S)","v":31},"2016-03-31",816.29,32.29,27.87,3.03,0,1200,816.29,-0.2,0.11480000000000004,-2.2960000000000008E-2,797.54798159999996,701.84222380799997,100,159.50959631999999,100,59.509596319999986,600,55.400440825600185,200,55.400440825600185,3.3240264495360141,0,78,463.27553272486381,0,null,544.59955917439981,55.400440825600185,3.3240264495360141,0,596.67597355046394,100,4.1091554943998005]
["20160103:0945","2016-01-03T18:00:00","2016-01-03T18:00:00",2016,1,{"$f":"LOOKUP(E72,Temperature!Q:Q,Temperature!R:R)","v":3},{"$f":"LOOKUP(E72,Temperature!Q:Q,Temperature!S:S)","v":31},"2016-03-31",695.12,19.36,27.33,2.83,0,1200,695.12,-0.2,9.3199999999999936E-2,-1.8639999999999986E-2,682.16296320000004,600.30340761600007,100,136.43259264000002,100,36.432592640000024,600,3.3240264495360634,200,3.3240264495360634,0.19944158697216399,0,78,518.47653196349177,0,null,596.67597355046394,3.3240264495360634,0.19944158697216399,0,599.80055841302783,100,33.108566190463961]
["20160103:1045","2016-01-03T19:00:00","2016-01-03T19:00:00",2016,1,{"$f":"LOOKUP(E73,Temperature!Q:Q,Temperature!R:R)","v":3},{"$f":"LOOKUP(E73,Temperature!Q:Q,Temperature!S:S)","v":31},"2016-03-31",19.47,5.91,26.56,2.34,0,1200,19.47,-0.2,6.2399999999999949E-2,-1.2479999999999991E-2,19.227014399999998,16.919772671999997,100,3.8454028799999995,3.8454028799999995,0,600,0.19944158697217063,200,0,0,96.154597120000005,78,521.80055841302783,96.154597120000005,null,599.80055841302783,0,0,96.154597120000005,503.64596129302782,100,0]
["20160103:1145","2016-01-03T20:00:00","2016-01-03T20:00:00",2016,1,{"$f":"LOOKUP(E74,Temperature!Q:Q,Temperature!R:R)","v":3},{"$f":"LOOKUP(E74,Temperature!Q:Q,Temperature!S:S)","v":31},"2016-03-31",0,0,25.96,2.14,0,1200,0,-0.2,3.8400000000000031E-2,-7.6800000000000063E-3,0,0,100,0,0,0,600,96.354038706972176,200,0,0,100,78,425.64596129302782,100,null,503.64596129302782,0,0,100,403.64596129302782,100,0]
["20160103:1245","2016-01-03T21:00:00","2016-01-03T21:00:00",2016,1,{"$f":"LOOKUP(E75,Temperature!Q:Q,Temperature!R:R)","v":3},{"$f":"LOOKUP(E75,Temperature!Q:Q,Temperature!S:S)","v":31},"2016-03-31",0,0,25.41,1.79,0,1200,0,-0.2,1.6400000000000005E-2,-3.2800000000000012E-3,0,0,100,0,0,0,600,196.35403870697218,200,0,0,100,78,325.64596129302782,100,null,403.64596129302782,0,0,100,303.64596129302782,100,0]
["20160103:1345","2016-01-03T22:00:00","2016-01-03T22:00:00",2016,1,{"$f":"LOOKUP(E76,Temperature!Q:Q,Temperature!R:R)","v":3},{"$f":"LOOKUP(E76,Temperature!Q:Q,Temperature!S:S)","v":31},"2016-03-31",0,0,24.97,1.72,0,1200,0,-0.2,-1.2000000000000454E-3,2.4000000000000909E-4,0,0,100,0,0,0,600,296.35403870697218,200,0,0,100,78,225.64596129302782,100,null,303.64596129302782,0,0,100,203.64596129302782,100,0]
["20160103:1445","2016-01-03T23:00:00","2016-01-03T23:00:00",2016,1,{"$f":"LOOKUP(E77,Temperature!Q:Q,Temperature!R:R)","v":3},{"$f":"LOOKUP(E77,Temperature!Q:Q,Temperature!S:S)","v":31},"2016-03-31",0,0,24.63,1.66,0,1200,0,-0.2,-1.4800000000000041E-2,2.9600000000000082E-3,0,0,100,0,0,0,600,396.35403870697218,200,0,0,100,78,125.64596129302782,100,null,203.64596129302782,0,0,100,103.64596129302782,100,0]
["20160103:1545","2016-01-04","2016-01-04",2016,1,{"$f":"LOOKUP(E78,Temperature!Q:Q,Temperature!R:R)","v":3},{"$f":"LOOKUP(E78,Temperature!Q:Q,Temperature!S:S)","v":31},"2016-03-31",0,0,24.34,1.45,0,1200,0,-0.2,-2.6400000000000007E-2,5.2800000000000017E-3,0,0,100,0,0,0,600,{"$f":"Y78-AI78","v":496.35403870697218},200,0,0,100,78,25.645961293027824,25.645961293027824,null,{"$f":"AM77","v":103.64596129302782},0,0,25.645961293027824,78,25.645961293027824,0]
["20160103:1645","2016-01-04T01:00:00",{"$f":"C78+1/24","v":"2016-01-04T01:00:00"},2016,1,{"$f":"LOOKUP(E79,Temperature!Q:Q,Temperature!R:R)","v":3},{"$f":"LOOKUP(E79,Temperature!Q:Q,Temperature!S:S)","v":31},"2016-03-31",0,0,24.16,1.38,0,1200,0,-0.2,-3.3599999999999991E-2,6.7199999999999985E-3,0,0,100,0,0,0,600,522,200,0,0,100,78,0,0,null,78,0,0,0,78,0,0]
["20160103:1745","2016-01-04T02:00:00","2016-01-04T02:00:00",2016,1,{"$f":"LOOKUP(E80,Temperature!Q:Q,Temperature!R:R)","v":3},{"$f":"LOOKUP(E80,Temperature!Q:Q,Temperature!S:S)","v":31},"2016-03-31",0,0,24,1.31,0,1200,0,-0.2,-0.04,8.0000000000000002E-3,0,0,100,0,0,0,600,522,200,0,0,100,78,0,0,null,78,0,0,0,78,0,0]
["20160103:1845","2016-01-04T03:00:00","2016-01-04T03:00:00",2016,1,{"$f":"LOOKUP(E81,Temperature!Q:Q,Temperature!R:R)","v":3},{"$f":"LOOKUP(E81,Temperature!Q:Q,Temperature!S:S)","v":31},"2016-03-31",0,0,24.16,1.24,0,1200,0,-0.2,-3.3599999999999991E-2,6.7199999999999985E-3,0,0,100,0,0,0,600,522,200,0,0,100,78,0,0,null,78,0,0,0,78,0,0]
["20160103:1945","2016-01-04T04:00:00","2016-01-04T04:00:00",2016,1,{"$f":"LOOKUP(E82,Temperature!Q:Q,Temperature!R:R)","v":3},{"$f":"LOOKUP(E82,Temperature!Q:Q,Temperature!S:S)","v":31},"2016-03-31",0,0,23.96,1.17,0,1200,0,-0.2,-4.1599999999999963E-2,8.3199999999999923E-3,0,0,100,0,0,0,600,522,200,0,0,100,78,0,0,null,78,0,0,0,78,0,0]
["20160103:2045","2016-01-04T05:00:00","2016-01-04T05:00:00",2016,1,{"$f":"LOOKUP(E83,Temperature!Q:Q,Temperature!R:R)","v":3},{"$f":"LOOKUP(E83,Temperature!Q:Q,Temperature!S:S)","v":31},"2016-03-31",0,0,23.65,1.24,0,1200,0,-0.2,-5.4000000000000055E-2,1.0800000000000011E-2,0,0,100,0,0,0,600,522,200,0,0,100,78,0,0,null,78,0,0,0,78,0,0]
["20160103:2145","2016-01-04T06:00:00","2016-01-04T06:00:00",2016,1,{"$f":"LOOKUP(E84,Temperature!Q:Q,Temperature!R:R)","v":3},{"$f":"LOOKUP(E84,Temperature!Q:Q,Temperature!S:S)","v":31},"2016-03-31",0,0,23.61,1.38,0,1200,0,-0.2,-5.5600000000000024E-2,1.1120000000000005E-2,0,0,100,0,0,0,600,522,200,0,0,100,78,0,0,null,78,0,0,0,78,0,0]
["20160103:2245","2016-01-04T07:00:00","2016-01-04T07:00:00",2016,1,{"$f":"LOOKUP(E85,Temperature!Q:Q,Temperature!R:R)","v":3},{"$f":"LOOKUP(E85,Temperature!Q:Q,Temperature!S:S)","v":31},"2016-03-31",0,0,23.53,1.31,0,1200,0,-0.2,-5.8799999999999956E-2,1.1759999999999993E-2,0,0,100,0,0,0,600,522,200,0,0,100,78,0,0,null,78,0,0,0,78,0,0]
["20160103:2345","2016-01-04T08:00:00","2016-01-04T08:00:00",2016,1,{"$f":"LOOKUP(E86,Temperature!Q:Q,Temperature!R:R)","v":3},{"$f":"LOOKUP(E86,Temperature!Q:Q,Temperature!S:S)","v":31},"2016-03-31",398.17,2.31,23.52,1.17,0,1200,398.17,-0.2,-5.9200000000000016E-2,1.1840000000000003E-2,402.88433280000004,354.53821286400006,100,80.576866560000013,80.576866560000013,0,600,522,200,0,0,19.423133439999987,78,0,0,null,78,0,0,0,78,80.576866560000013,0]
["20160104:0045","2016-01-04T09:00:00","2016-01-04T09:00:00",2016,1,{"$f":"LOOKUP(E87,Temperature!Q:Q,Temperature!R:R)","v":3},{"$f":"LOOKUP(E87,Temperature!Q:Q,Temperature!S:S)","v":31},"2016-03-31",319.48,15.85,25.22,2.21,0,1200,319.48,-0.2,8.7999999999999537E-3,-1.7599999999999907E-3,318.91771520000003,280.64758937600004,100,63.783543040000005,63.783543040000005,0,600,522,200,0,0,36.216456959999995,78,0,0,null,78,0,0,0,78,63.783543040000005,0]
["20160104:0145","2016-01-04T10:00:00","2016-01-04T10:00:00",2016,1,{"$f":"LOOKUP(E88,Temperature!Q:Q,Temperature!R:R)","v":3},{"$f":"LOOKUP(E88,Temperature!Q:Q,Temperature!S:S)","v":31},"2016-03-31",363.92,28.97,26.62,3.1,0,1200,363.92,-0.2,6.4800000000000038E-2,-1.2960000000000008E-2,359.20359680000001,316.09916518400001,100,71.840719360000008,71.840719360000008,0,600,522,200,0,0,28.159280639999992,78,0,0,null,78,0,0,0,78,71.840719360000008,0]
["20160104:0245","2016-01-04T11:00:00","2016-01-04T11:00:00",2016,1,{"$f":"LOOKUP(E89,Temperature!Q:Q,Temperature!R:R)","v":3},{"$f":"LOOKUP(E89,Temperature!Q:Q,Temperature!S:S)","v":31},"2016-03-31",393.9,41.24,27.81,3.45,0,1200,393.9,-0.2,0.11239999999999994,-2.247999999999999E-2,385.04512799999998,338.83971263999996,100,77.009025599999987,77.009025599999987,0,600,522,200,0,0,22.990974400000013,78,0,0,null,78,0,0,0,78,77.009025599999987,0]
["20160104:0345","2016-01-04T12:00:00","2016-01-04T12:00:00",2016,1,{"$f":"LOOKUP(E90,Temperature!Q:Q,Temperature!R:R)","v":3},{"$f":"LOOKUP(E90,Temperature!Q:Q,Temperature!S:S)","v":31},"2016-03-31",1056.3,51.82,28.61,3.59,0,1200,1056.3,-0.2,0.14439999999999997,-2.8879999999999996E-2,1025.794056,902.69876927999996,100,205.1588112,100,105.1588112,600,522,200,105.1588112,6.3095286720000061,0,78,0,0,null,78,105.1588112,6.3095286720000061,0,176.849282528,100,0]
["20160104:0445","2016-01-04T13:00:00","2016-01-04T13:00:00",2016,1,{"$f":"LOOKUP(E91,Temperature!Q:Q,Temperature!R:R)","v":3},{"$f":"LOOKUP(E91,Temperature!Q:Q,Temperature!S:S)","v":31},"2016-03-31",1072.48,58.88,28.79,3.79,0,1200,1072.48,-0.2,0.15159999999999996,-3.0319999999999993E-2,1039.9624064,915.16691763199992,100,207.99248128000002,100,107.99248128000002,600,423.150717472,200,107.99248128000002,6.4795488768000071,0,78,92.369733651199994,0,null,176.849282528,107.99248128000002,6.4795488768000071,0,278.36221493120001,100,0]
["20160104:0545","2016-01-04T14:00:00","2016-01-04T14:00:00",2016,1,{"$f":"LOOKUP(E92,Temperature!Q:Q,Temperature!R:R)","v":3},{"$f":"LOOKUP(E92,Temperature!Q:Q,Temperature!S:S)","v":31},"2016-03-31",1007.73,59.84,28.43,3.72,0,1200,1007.73,-0.2,0.13719999999999999,-2.7439999999999999E-2,980.07788879999998,862.46854214400003,100,196.01557775999999,100,96.015577759999985,600,321.63778506879999,200,96.015577759999985,5.7609346656000042,0,78,194.6012802656,0,null,278.36221493120001,96.015577759999985,5.7609346656000042,0,368.61685802559998,100,0]
["20160104:0645","2016-01-04T15:00:00","2016-01-04T15:00:00",2016,1,{"$f":"LOOKUP(E93,Temperature!Q:Q,Temperature!R:R)","v":3},{"$f":"LOOKUP(E93,Temperature!Q:Q,Temperature!S:S)","v":31},"2016-03-31",1004.79,54.2,28.79,3.66,0,1200,1004.79,-0.2,0.15159999999999996,-3.0319999999999993E-2,974.3247672,857.40579513600005,100,194.86495344000002,100,94.864953440000022,600,231.38314197440002,200,94.864953440000022,5.6918972064000064,0,78,284.92496081919995,0,null,368.61685802559998,94.864953440000022,5.6918972064000064,0,457.78991425919997,100,0]
["20160104:0745","2016-01-04T16:00:00","2016-01-04T16:00:00",2016,1,{"$f":"LOOKUP(E94,Temperature!Q:Q,Temperature!R:R)","v":3},{"$f":"LOOKUP(E94,Temperature!Q:Q,Temperature!S:S)","v":31},"2016-03-31",967.72,44.35,28.07,3.72,0,1200,967.72,-0.2,0.12280000000000001,-2.4560000000000002E-2,943.95279679999999,830.67846118399996,100,188.79055935999997,100,88.790559359999975,600,142.21008574080003,200,88.790559359999975,5.327433561600003,0,78,374.46248069759997,0,null,457.78991425919997,88.790559359999975,5.327433561600003,0,541.25304005759995,100,0]
["20160104:0845","2016-01-04T17:00:00","2016-01-04T17:00:00",2016,1,{"$f":"LOOKUP(E95,Temperature!Q:Q,Temperature!R:R)","v":3},{"$f":"LOOKUP(E95,Temperature!Q:Q,Temperature!S:S)","v":31},"2016-03-31",896.01,32.42,27.4,2.9,0,1200,896.01,-0.2,9.5999999999999946E-2,-1.9199999999999991E-2,878.80660799999998,773.34981503999995,100,175.7613216,100,75.761321600000002,600,58.746959942400053,200,58.746959942400053,3.5248175965440063,0,78,459.72822246105596,0,null,541.25304005759995,58.746959942400053,3.5248175965440063,0,596.47518240345596,100,17.014361657599949]
["20160104:0945","2016-01-04T18:00:00","2016-01-04T18:00:00",2016,1,{"$f":"LOOKUP(E96,Temperature!Q:Q,Temperature!R:R)","v":3},{"$f":"LOOKUP(E96,Temperature!Q:Q,Temperature!S:S)","v":31},"2016-03-31",627.84,19.489999999999998,27.3,2.83,0,1200,627.84,-0.2,9.2000000000000026E-2,-1.8400000000000007E-2,616.28774400000009,542.33321472000011,100,123.25754880000002,100,23.257548800000023,600,3.5248175965440396,200,3.5248175965440396,0.21148905579264257,0,78,518.26369334766332,0,null,596.47518240345596,3.5248175965440396,0.21148905579264257,0,599.78851094420736,100,19.732731203455984]
["20160104:1045","2016-01-04T19:00:00","2016-01-04T19:00:00",2016,1,{"$f":"LOOKUP(E97,Temperature!Q:Q,Temperature!R:R)","v":3},{"$f":"LOOKUP(E97,Temperature!Q:Q,Temperature!S:S)","v":31},"2016-03-31",33.01,6.03,26.79,2.5499999999999998,0,1200,33.01,-0.2,7.1599999999999969E-2,-1.4319999999999994E-2,32.5372968,28.632821184000001,100,6.5074593599999995,6.5074593599999995,0,600,0.2114890557926401,200,0,0,93.492540640000001,78,521.78851094420736,93.492540640000001,null,599.78851094420736,0,0,93.492540640000001,506.29597030420734,100,0]
["20160104:1145","2016-01-04T20:00:00","2016-01-04T20:00:00",2016,1,{"$f":"LOOKUP(E98,Temperature!Q:Q,Temperature!R:R)","v":3},{"$f":"LOOKUP(E98,Temperature!Q:Q,Temperature!S:S)","v":31},"2016-03-31",0,0,26.16,2.41,0,1200,0,-0.2,4.6400000000000004E-2,-9.2800000000000018E-3,0,0,100,0,0,0,600,93.704029695792656,200,0,0,100,78,428.29597030420734,100,null,506.29597030420734,0,0,100,406.29597030420734,100,0]
["20160104:1245","2016-01-04T21:00:00","2016-01-04T21:00:00",2016,1,{"$f":"LOOKUP(E99,Temperature!Q:Q,Temperature!R:R)","v":3},{"$f":"LOOKUP(E99,Temperature!Q:Q,Temperature!S:S)","v":31},"2016-03-31",0,0,25.73,2.14,0,1200,0,-0.2,2.9200000000000018E-2,-5.840000000000004E-3,0,0,100,0,0,0,600,193.70402969579266,200,0,0,100,78,328.29597030420734,100,null,406.29597030420734,0,0,100,306.29597030420734,100,0]
["20160104:1345","2016-01-04T22:00:00","2016-01-04T22:00:00",2016,1,{"$f":"LOOKUP(E100,Temperature!Q:Q,Temperature!R:R)","v":3},{"$f":"LOOKUP(E100,Temperature!Q:Q,Temperature!S:S)","v":31},"2016-03-31",0,0,25.36,1.93,0,1200,0,-0.2,1.4399999999999977E-2,-2.8799999999999954E-3,0,0,100,0,0,0,600,293.70402969579266,200,0,0,100,78,228.29597030420734,100,null,306.29597030420734,0,0,100,206.29597030420734,100,0]
["20160104:1445","2016-01-04T23:00:00","2016-01-04T23:00:00",2016,1,{"$f":"LOOKUP(E101,Temperature!Q:Q,Temperature!R:R)","v":3},{"$f":"LOOKUP(E101,Temperature!Q:Q,Temperature!S:S)","v":31},"2016-03-31",0,0,25.01,1.79,0,1200,0,-0.2,4.0000000000006252E-4,-8.0000000000012516E-5,0,0,100,0,0,0,600,393.70402969579266,200,0,0,100,78,128.29597030420734,100,null,206.29597030420734,0,0,100,106.29597030420734,100,0]
["20160104:1545","2016-01-05","2016-01-05",2016,1,{"$f":"LOOKUP(E102,Temperature!Q:Q,Temperature!R:R)","v":3},{"$f":"LOOKUP(E102,Temperature!Q:Q,Temperature!S:S)","v":31},"2016-03-31",0,0,24.77,1.66,0,1200,0,-0.2,-9.2000000000000172E-3,1.8400000000000035E-3,0,0,100,0,0,0,600,493.70402969579266,200,0,0,100,78,28.295970304207344,28.295970304207344,null,106.29597030420734,0,0,28.295970304207344,78,28.295970304207344,0]
["20160104:1645","2016-01-05T01:00:00","2016-01-05T01:00:00",2016,1,{"$f":"LOOKUP(E103,Temperature!Q:Q,Temperature!R:R)","v":3},{"$f":"LOOKUP(E103,Temperature!Q:Q,Temperature!S:S)","v":31},"2016-03-31",0,0,24.48,1.52,0,1200,0,-0.2,-2.0799999999999982E-2,4.1599999999999962E-3,0,0,100,0,0,0,600,522,200,0,0,100,78,0,0,null,78,0,0,0,78,0,0]
["20160104:1745","2016-01-05T02:00:00","2016-01-05T02:00:00",2016,1,{"$f":"LOOKUP(E104,Temperature!Q:Q,Temperature!R:R)","v":3},{"$f":"LOOKUP(E104,Temperature!Q:Q,Temperature!S:S)","v":31},"2016-03-31",0,0,24.17,1.24,0,1200,0,-0.2,-3.3199999999999931E-2,6.6399999999999862E-3,0,0,100,0,0,0,600,522,200,0,0,100,78,0,0,null,78,0,0,0,78,0,0]
["20160104:1845","2016-01-05T03:00:00","2016-01-05T03:00:00",2016,1,{"$f":"LOOKUP(E105,Temperature!Q:Q,Temperature!R:R)","v":3},{"$f":"LOOKUP(E105,Temperature!Q:Q,Temperature!S:S)","v":31},"2016-03-31",0,0,23.94,0.97,0,1200,0,-0.2,-4.2399999999999952E-2,8.479999999999991E-3,0,0,100,0,0,0,600,522,200,0,0,100,78,0,0,null,78,0,0,0,78,0,0]
["20160104:1945","2016-01-05T04:00:00","2016-01-05T04:00:00",2016,1,{"$f":"LOOKUP(E106,Temperature!Q:Q,Temperature!R:R)","v":3},{"$f":"LOOKUP(E106,Temperature!Q:Q,Temperature!S:S)","v":31},"2016-03-31",0,0,23.61,0.83,0,1200,0,-0.2,-5.5600000000000024E-2,1.1120000000000005E-2,0,0,100,0,0,0,600,522,200,0,0,100,78,0,0,null,78,0,0,0,78,0,0]
["20160104:2045","2016-01-05T05:00:00","2016-01-05T05:00:00",2016,1,{"$f":"LOOKUP(E107,Temperature!Q:Q,Temperature!R:R)","v":3},{"$f":"LOOKUP(E107,Temperature!Q:Q,Temperature!S:S)","v":31},"2016-03-31",0,0,23.07,0.9,0,1200,0,-0.2,-7.7199999999999991E-2,1.5439999999999999E-2,0,0,100,0,0,0,600,522,200,0,0,100,78,0,0,null,78,0,0,0,78,0,0]
["20160104:2145","2016-01-05T06:00:00","2016-01-05T06:00:00",2016,1,{"$f":"LOOKUP(E108,Temperature!Q:Q,Temperature!R:R)","v":3},{"$f":"LOOKUP(E108,Temperature!Q:Q,Temperature!S:S)","v":31},"2016-03-31",0,0,22.77,1.1000000000000001,0,1200,0,-0.2,-8.9200000000000015E-2,1.7840000000000005E-2,0,0,100,0,0,0,600,522,200,0,0,100,78,0,0,null,78,0,0,0,78,0,0]
["20160104:2245","2016-01-05T07:00:00","2016-01-05T07:00:00",2016,1,{"$f":"LOOKUP(E109,Temperature!Q:Q,Temperature!R:R)","v":3},{"$f":"LOOKUP(E109,Temperature!Q:Q,Temperature!S:S)","v":31},"2016-03-31",0,0,22.64,1.17,0,1200,0,-0.2,-9.4399999999999984E-2,1.8879999999999997E-2,0,0,100,0,0,0,600,522,200,0,0,100,78,0,0,null,78,0,0,0,78,0,0]
["20160104:2345","2016-01-05T08:00:00","2016-01-05T08:00:00",2016,1,{"$f":"LOOKUP(E110,Temperature!Q:Q,Temperature!R:R)","v":3},{"$f":"LOOKUP(E110,Temperature!Q:Q,Temperature!S:S)","v":31},"2016-03-31",53.65,2.2200000000000002,22.84,1.1000000000000001,0,1200,53.65,-0.2,-8.6400000000000005E-2,1.728E-2,54.577071999999994,48.027823359999992,100,10.9154144,10.9154144,0,600,522,200,0,0,89.084585599999997,78,0,0,null,78,0,0,0,78,10.9154144,0]
["20160105:0045","2016-01-05T09:00:00","2016-01-05T09:00:00",2016,1,{"$f":"LOOKUP(E111,Temperature!Q:Q,Temperature!R:R)","v":3},{"$f":"LOOKUP(E111,Temperature!Q:Q,Temperature!S:S)","v":31},"2016-03-31",101.73,15.78,25.01,1.17,0,1200,101.73,-0.2,4.0000000000006252E-4,-8.0000000000012516E-5,101.72186160000001,89.515238208000014,100,20.344372320000002,20.344372320000002,0,600,522,200,0,0,79.655627679999995,78,0,0,null,78,0,0,0,78,20.344372320000002,0]
["20160105:0145","2016-01-05T10:00:00","2016-01-05T10:00:00",2016,1,{"$f":"LOOKUP(E112,Temperature!Q:Q,Temperature!R:R)","v":3},{"$f":"LOOKUP(E112,Temperature!Q:Q,Temperature!S:S)","v":31},"2016-03-31",748.86,28.91,26.76,2.76,0,1200,748.86,-0.2,7.040000000000006E-2,-1.4080000000000013E-2,738.31605120000006,649.71812505600008,100,147.66321024000001,100,47.663210240000012,600,522,200,47.663210240000012,2.8597926144000034,0,78,0,0,null,78,47.663210240000012,2.8597926144000034,0,122.80341762560001,100,0]
["20160105:0245","2016-01-05T11:00:00","2016-01-05T11:00:00",2016,1,{"$f":"LOOKUP(E113,Temperature!Q:Q,Temperature!R:R)","v":3},{"$f":"LOOKUP(E113,Temperature!Q:Q,Temperature!S:S)","v":31},"2016-03-31",942.47,41.22,28.09,3.1,0,1200,942.47,-0.2,0.12359999999999999,-2.4719999999999999E-2,919.17214160000003,808.87148460800006,100,183.83442832,100,83.834428320000001,600,477.19658237440001,200,83.834428320000001,5.0300656992000041,0,78,39.773351926400004,0,null,122.80341762560001,83.834428320000001,5.0300656992000041,0,201.60778024640001,100,0]
["20160105:0345","2016-01-05T12:00:00","2016-01-05T12:00:00",2016,1,{"$f":"LOOKUP(E114,Temperature!Q:Q,Temperature!R:R)","v":3},{"$f":"LOOKUP(E114,Temperature!Q:Q,Temperature!S:S)","v":31},"2016-03-31",977.52,51.83,28.77,3.24,0,1200,977.52,-0.2,0.15079999999999999,-3.0159999999999999E-2,948.03799679999997,834.27343718399993,100,189.60759935999999,100,89.607599359999995,600,398.39221975359999,200,89.607599359999995,5.3764559616000041,0,78,118.23132428480001,0,null,201.60778024640001,89.607599359999995,5.3764559616000041,0,285.83892364479999,100,0]
["20160105:0445","2016-01-05T13:00:00","2016-01-05T13:00:00",2016,1,{"$f":"LOOKUP(E115,Temperature!Q:Q,Temperature!R:R)","v":3},{"$f":"LOOKUP(E115,Temperature!Q:Q,Temperature!S:S)","v":31},"2016-03-31",1013.08,58.95,29.13,3.45,0,1200,1013.08,-0.2,0.16519999999999996,-3.3039999999999993E-2,979.60783680000009,862.05489638400013,100,195.92156736000001,100,95.921567360000012,600,314.16107635520001,200,95.921567360000012,5.7552940416000062,0,78,202.0836296032,0,null,285.83892364479999,95.921567360000012,5.7552940416000062,0,376.00519696319998,100,0]
["20160105:0545","2016-01-05T14:00:00","2016-01-05T14:00:00",2016,1,{"$f":"LOOKUP(E116,Temperature!Q:Q,Temperature!R:R)","v":3},{"$f":"LOOKUP(E116,Temperature!Q:Q,Temperature!S:S)","v":31},"2016-03-31",1080.04,59.97,29.35,3.52,0,1200,1080.04,-0.2,0.17400000000000004,-3.4800000000000011E-2,1042.454608,917.36005504000002,100,208.49092160000001,100,108.49092160000001,600,223.99480303680002,200,108.49092160000001,6.5094552960000058,0,78,291.49574166719998,0,null,376.00519696319998,108.49092160000001,6.5094552960000058,0,477.98666326719996,100,0]
["20160105:0645","2016-01-05T15:00:00","2016-01-05T15:00:00",2016,1,{"$f":"LOOKUP(E117,Temperature!Q:Q,Temperature!R:R)","v":3},{"$f":"LOOKUP(E117,Temperature!Q:Q,Temperature!S:S)","v":31},"2016-03-31",1054.58,54.35,29.83,3.17,0,1200,1054.58,-0.2,0.19319999999999993,-3.8639999999999987E-2,1013.8310287999999,892.17130534399996,100,202.76620575999999,100,102.76620575999999,600,122.01333673280004,200,102.76620575999999,6.1659723456000046,0,78,393.82069092159998,0,null,477.98666326719996,102.76620575999999,6.1659723456000046,0,574.58689668159991,100,0]
["20160105:0745","2016-01-05T16:00:00","2016-01-05T16:00:00",{"$f":"YEAR(B118)","v":2016},1,{"$f":"LOOKUP(E118,Temperature!Q:Q,Temperature!R:R)","v":3},{"$f":"LOOKUP(E118,Temperature!Q:Q,Temperature!S:S)","v":31},"2016-03-31",1013.73,44.49,29.73,3.1,0,1200,1013.73,-0.2,0.18920000000000001,-3.7840000000000006E-2,975.37045680000006,858.32600198400007,100,195.07409136000001,100,95.074091360000011,600,25.41310331840009,200,25.41310331840009,1.5247861991040068,0,78,495.06211048249588,0,null,574.58689668159991,25.41310331840009,1.5247861991040068,0,598.47521380089597,{"$f":"W118+AL118","v":100},69.660988041599921]
["20160105:0845",{"$f":"C119","v":"2016-01-05T17:00:00"},"2016-01-05T17:00:00",2016,{"$f":"MONTH(B119)","v":1},{"$f":"LOOKUP(E119,Temperature!Q:Q,Temperature!R:R)","v":3},{"$f":"LOOKUP(E119,Temperature!Q:Q,Temperature!S:S)","v":31},{"$f":"DATE(D119,F119,G119)","v":"2016-03-31"},905.4,32.56,29.36,3.03,0,{"$f":"N118","v":1200},{"$f":"IF(I119>N119,1000,I119)","v":905.4},{"$f":"$P$6","v":-0.2},{"$f":"(K119-$Q$6)/$Q$6","v":0.17439999999999997},{"$f":"P119*Q119","v":-3.4879999999999994E-2},{"$f":"O119*(1+R119)","v":873.81964799999992},{"$f":"S119*(1-$T$6)","v":768.96129023999993},{"$f":"$U$6","v":100},{"$f":"$V$6*S119/1000","v":174.76392959999998},{"$f":"MIN(V119,U119)","v":100},{"$f":"V119-W119","v":74.763929599999983},{"$f":"$Y$6","v":600},1.5247861991040281,{"$f":"$AA$6","v":200},{"$f":"MIN(AA119,Z119,X119)","v":1.5247861991040281},{"$f":"(1-$AC$6)*AB119","v":9.1487171946241772E-2},{"$f":"U119-W119","v":0},{"$f":"MAX($Y$13*($AE$6),0)","v":78},{"$f":"MAX(AI119-AE119-AC119,0)","v":520.38372662894972},{"$f":"MIN($AG$6,AF119,AD119)","v":0},null,598.47521380089597,{"$f":"AB119","v":1.5247861991040281},{"$f":"AC119","v":9.1487171946241772E-2},{"$f":"AG119","v":0},{"$f":"AI119+AJ119-AL119-AK119","v":599.90851282805374},100,{"$f":"V119-W119-AJ119","v":73.239143400895955}]
["20160105:0945","2016-01-05T18:00:00","2016-01-05T18:00:00",2016,1,{"$f":"LOOKUP(E120,Temperature!Q:Q,Temperature!R:R)","v":3},{"$f":"LOOKUP(E120,Temperature!Q:Q,Temperature!S:S)","v":31},"2016-03-31",595.59,19.61,28.6,2.76,0,1200,595.59,-0.2,0.14400000000000004,-2.880000000000001E-2,578.43700799999999,509.02456704000002,100,115.6874016,100,15.687401600000001,600,9.148717194625533E-2,200,9.148717194625533E-2,5.489230316775325E-3,0,78,521.90302359773693,0,null,599.90851282805374,9.148717194625533E-2,5.489230316775325E-3,0,599.99451076968319,100,15.595914428053746]
["20160105:1045","2016-01-05T19:00:00","2016-01-05T19:00:00",2016,1,{"$f":"LOOKUP(E121,Temperature!Q:Q,Temperature!R:R)","v":3},{"$f":"LOOKUP(E121,Temperature!Q:Q,Temperature!S:S)","v":31},"2016-03-31",33.86,6.15,27.5,2.48,0,1200,33.86,-0.2,0.1,-2.0000000000000004E-2,33.1828,29.200863999999999,100,6.6365600000000002,6.6365600000000002,0,600,5.4892303168116996E-3,200,0,0,93.363439999999997,78,521.99451076968319,93.363439999999997,null,599.99451076968319,0,0,93.363439999999997,506.63107076968322,100,0]
["20160105:1145","2016-01-05T20:00:00","2016-01-05T20:00:00",2016,1,{"$f":"LOOKUP(E122,Temperature!Q:Q,Temperature!R:R)","v":3},{"$f":"LOOKUP(E122,Temperature!Q:Q,Temperature!S:S)","v":31},"2016-03-31",0,0,26.52,2.34,0,1200,0,-0.2,6.0799999999999986E-2,-1.2159999999999997E-2,0,0,100,0,0,0,600,93.36892923031678,200,0,0,100,78,428.63107076968322,100,null,506.63107076968322,0,0,100,406.63107076968322,100,0]
["20160105:1245","2016-01-05T21:00:00","2016-01-05T21:00:00",2016,1,{"$f":"LOOKUP(E123,Temperature!Q:Q,Temperature!R:R)","v":3},{"$f":"LOOKUP(E123,Temperature!Q:Q,Temperature!S:S)","v":31},"2016-03-31",0,0,26.02,2.14,0,1200,0,-0.2,4.0799999999999982E-2,-8.1599999999999971E-3,0,0,100,0,0,0,600,193.36892923031678,200,0,0,100,78,328.63107076968322,100,null,406.63107076968322,0,0,100,306.63107076968322,100,0]
["20160105:1345","2016-01-05T22:00:00","2016-01-05T22:00:00",2016,1,{"$f":"LOOKUP(E124,Temperature!Q:Q,Temperature!R:R)","v":3},{"$f":"LOOKUP(E124,Temperature!Q:Q,Temperature!S:S)","v":31},"2016-03-31",0,0,25.5,1.79,0,1200,0,-0.2,0.02,-4.0000000000000001E-3,0,0,100,0,0,0,600,293.36892923031678,200,0,0,100,78,228.63107076968322,100,null,306.63107076968322,0,0,100,206.63107076968322,100,0]
["20160105:1445","2016-01-05T23:00:00","2016-01-05T23:00:00",2016,1,{"$f":"LOOKUP(E125,Temperature!Q:Q,Temperature!R:R)","v":3},{"$f":"LOOKUP(E125,Temperature!Q:Q,Temperature!S:S)","v":31},"2016-03-31",0,0,25.1,1.59,0,1200,0,-0.2,4.0000000000000565E-3,-8.0000000000001131E-4,0,0,100,0,0,0,600,393.36892923031678,200,0,0,100,78,128.63107076968322,100,null,206.63107076968322,0,0,100,106.63107076968322,100,0]
["20160105:1545","2016-01-06","2016-01-06",2016,1,{"$f":"LOOKUP(E126,Temperature!Q:Q,Temperature!R:R)","v":3},{"$f":"LOOKUP(E126,Temperature!Q:Q,Temperature!S:S)","v":31},"2016-03-31",0,0,24.78,1.38,0,1200,0,-0.2,-8.7999999999999537E-3,1.7599999999999907E-3,0,0,100,0,0,0,600,493.36892923031678,200,0,0,100,78,28.63107076968322,28.63107076968322,null,106.63107076968322,0,0,28.63107076968322,78,28.63107076968322,0]
["20160105:1645","2016-01-06T01:00:00","2016-01-06T01:00:00",2016,1,{"$f":"LOOKUP(E127,Temperature!Q:Q,Temperature!R:R)","v":3},{"$f":"LOOKUP(E127,Temperature!Q:Q,Temperature!S:S)","v":31},"2016-03-31",0,0,24.43,1.38,0,1200,0,-0.2,-2.2800000000000011E-2,4.5600000000000024E-3,0,0,100,0,0,0,600,522,200,0,0,100,78,0,0,null,78,0,0,0,78,0,0]
["20160105:1745","2016-01-06T02:00:00","2016-01-06T02:00:00",2016,1,{"$f":"LOOKUP(E128,Temperature!Q:Q,Temperature!R:R)","v":3},{"$f":"LOOKUP(E128,Temperature!Q:Q,Temperature!S:S)","v":31},"2016-03-31",0,0,24.15,1.24,0,1200,0,-0.2,-3.4000000000000058E-2,6.8000000000000118E-3,0,0,100,0,0,0,600,522,200,0,0,100,78,0,0,null,78,0,0,0,78,0,0]
["20160105:1845","2016-01-06T03:00:00","2016-01-06T03:00:00",2016,1,{"$f":"LOOKUP(E129,Temperature!Q:Q,Temperature!R:R)","v":3},{"$f":"LOOKUP(E129,Temperature!Q:Q,Temperature!S:S)","v":31},"2016-03-31",0,0,24.2,1.17,0,1200,0,-0.2,-3.2000000000000028E-2,6.4000000000000064E-3,0,0,100,0,0,0,600,522,200,0,0,100,78,0,0,null,78,0,0,0,78,0,0]
["20160105:1945","2016-01-06T04:00:00","2016-01-06T04:00:00",2016,1,{"$f":"LOOKUP(E130,Temperature!Q:Q,Temperature!R:R)","v":3},{"$f":"LOOKUP(E130,Temperature!Q:Q,Temperature!S:S)","v":31},"2016-03-31",0,0,23.92,1.24,0,1200,0,-0.2,-4.3199999999999933E-2,8.6399999999999862E-3,0,0,100,0,0,0,600,522,200,0,0,100,78,0,0,null,78,0,0,0,78,0,0]
["20160105:2045","2016-01-06T05:00:00","2016-01-06T05:00:00",2016,1,{"$f":"LOOKUP(E131,Temperature!Q:Q,Temperature!R:R)","v":3},{"$f":"LOOKUP(E131,Temperature!Q:Q,Temperature!S:S)","v":31},"2016-03-31",0,0,23.58,1.24,0,1200,0,-0.2,-5.6800000000000066E-2,1.1360000000000014E-2,0,0,100,0,0,0,600,522,200,0,0,100,78,0,0,null,78,0,0,0,78,0,0]
["20160105:2145","2016-01-06T06:00:00","2016-01-06T06:00:00",2016,1,{"$f":"LOOKUP(E132,Temperature!Q:Q,Temperature!R:R)","v":3},{"$f":"LOOKUP(E132,Temperature!Q:Q,Temperature!S:S)","v":31},"2016-03-31",0,0,23.26,1.24,0,1200,0,-0.2,-6.959999999999994E-2,1.3919999999999988E-2,0,0,100,0,0,0,600,522,200,0,0,100,78,0,0,null,78,0,0,0,78,0,0]
["20160105:2245","2016-01-06T07:00:00","2016-01-06T07:00:00",2016,1,{"$f":"LOOKUP(E133,Temperature!Q:Q,Temperature!R:R)","v":3},{"$f":"LOOKUP(E133,Temperature!Q:Q,Temperature!S:S)","v":31},"2016-03-31",0,0,23.11,1.24,0,1200,0,-0.2,-7.5600000000000028E-2,1.5120000000000007E-2,0,0,100,0,0,0,600,522,200,0,0,100,78,0,0,null,78,0,0,0,78,0,0]
["20160105:2345","2016-01-06T08:00:00","2016-01-06T08:00:00",2016,1,{"$f":"LOOKUP(E134,Temperature!Q:Q,Temperature!R:R)","v":3},{"$f":"LOOKUP(E134,Temperature!Q:Q,Temperature!S:S)","v":31},"2016-03-31",53.65,2.14,23.09,1.17,0,1200,53.65,-0.2,-7.640000000000001E-2,1.5280000000000002E-2,54.469771999999999,47.933399360000003,100,10.8939544,10.8939544,0,600,522,200,0,0,89.106045600000002,78,0,0,null,78,0,0,0,78,10.8939544,0]
["20160106:0045","2016-01-06T09:00:00","2016-01-06T09:00:00",2016,1,{"$f":"LOOKUP(E135,Temperature!Q:Q,Temperature!R:R)","v":3},{"$f":"LOOKUP(E135,Temperature!Q:Q,Temperature!S:S)","v":31},"2016-03-31",476.17,15.72,25.22,1.72,0,1200,476.17,-0.2,8.7999999999999537E-3,-1.7599999999999907E-3,475.33194080000004,418.29210790400003,100,95.066388160000002,95.066388160000002,0,600,522,200,0,0,4.9336118399999975,78,0,0,null,78,0,0,0,78,95.066388160000002,0]
["20160106:0145","2016-01-06T10:00:00","2016-01-06T10:00:00",2016,1,{"$f":"LOOKUP(E136,Temperature!Q:Q,Temperature!R:R)","v":3},{"$f":"LOOKUP(E136,Temperature!Q:Q,Temperature!S:S)","v":31},"2016-03-31",772.06,28.87,26.8,2.5499999999999998,0,1200,772.06,-0.2,7.2000000000000022E-2,-1.4400000000000005E-2,760.94233599999995,669.62925567999991,100,152.18846719999999,100,52.188467199999991,600,522,200,52.188467199999991,3.1313080320000024,0,78,0,0,null,78,52.188467199999991,3.1313080320000024,0,127.05715916799998,100,0]
["20160106:0245","2016-01-06T11:00:00","2016-01-06T11:00:00",2016,1,{"$f":"LOOKUP(E137,Temperature!Q:Q,Temperature!R:R)","v":3},{"$f":"LOOKUP(E137,Temperature!Q:Q,Temperature!S:S)","v":31},"2016-03-31",957.82,41.19,28.24,3.24,0,1200,957.82,-0.2,0.12959999999999994,-2.5919999999999988E-2,932.9933056000001,821.03410892800014,100,186.59866112000003,100,86.598661120000031,600,472.942840832,200,86.598661120000031,5.1959196672000063,0,78,43.861239500799975,0,null,127.05715916799998,86.598661120000031,5.1959196672000063,0,208.45990062080003,100,0]
["20160106:0345","2016-01-06T12:00:00","2016-01-06T12:00:00",2016,1,{"$f":"LOOKUP(E138,Temperature!Q:Q,Temperature!R:R)","v":3},{"$f":"LOOKUP(E138,Temperature!Q:Q,Temperature!S:S)","v":31},"2016-03-31",1042.92,51.85,29.13,3.38,0,1200,1042.92,-0.2,0.16519999999999996,-3.3039999999999993E-2,1008.4619232000001,887.44649241600007,100,201.69238464000003,100,101.69238464000003,600,391.5400993792,200,101.69238464000003,6.1015430784000069,0,78,124.35835754240001,0,null,208.45990062080003,101.69238464000003,6.1015430784000069,0,304.05074218240003,100,0]
["20160106:0445","2016-01-06T13:00:00","2016-01-06T13:00:00",2016,1,{"$f":"LOOKUP(E139,Temperature!Q:Q,Temperature!R:R)","v":3},{"$f":"LOOKUP(E139,Temperature!Q:Q,Temperature!S:S)","v":31},"2016-03-31",1071.72,59.03,29.84,3.59,0,1200,1071.72,-0.2,0.19359999999999999,-3.8720000000000004E-2,1030.2230016000001,906.59624140800008,100,206.04460032000003,100,106.04460032000003,600,295.94925781759997,200,106.04460032000003,6.3626760192000074,0,78,219.68806616320003,0,null,304.05074218240003,106.04460032000003,6.3626760192000074,0,403.73266648320003,100,0]
["20160106:0545","2016-01-06T14:00:00","2016-01-06T14:00:00",2016,1,{"$f":"LOOKUP(E140,Temperature!Q:Q,Temperature!R:R)","v":3},{"$f":"LOOKUP(E140,Temperature!Q:Q,Temperature!S:S)","v":31},"2016-03-31",1091.96,60.1,29.97,3.79,0,1200,1091.96,-0.2,0.19879999999999995,-3.975999999999999E-2,1048.5436704000001,922.71842995200006,100,209.70873408000003,100,109.70873408000003,600,196.26733351679997,200,109.70873408000003,6.5825240448000075,0,78,319.15014243840005,0,null,403.73266648320003,109.70873408000003,6.5825240448000075,0,506.85887651840011,100,0]
["20160106:0645","2016-01-06T15:00:00","2016-01-06T15:00:00",2016,1,{"$f":"LOOKUP(E141,Temperature!Q:Q,Temperature!R:R)","v":3},{"$f":"LOOKUP(E141,Temperature!Q:Q,Temperature!S:S)","v":31},"2016-03-31",1053.9100000000001,54.5,29.9,3.38,0,1200,1053.9100000000001,-0.2,0.19599999999999995,-3.9199999999999992E-2,1012.5967280000001,891.08512064000013,100,202.51934560000004,100,102.51934560000004,600,93.141123481599891,200,93.141123481599891,5.5884674088959985,0,78,423.2704091095041,0,null,506.85887651840011,93.141123481599891,5.5884674088959985,0,594.41153259110399,100,9.3782221184001457]
["20160106:0745","2016-01-06T16:00:00","2016-01-06T16:00:00",2016,1,{"$f":"LOOKUP(E142,Temperature!Q:Q,Temperature!R:R)","v":3},{"$f":"LOOKUP(E142,Temperature!Q:Q,Temperature!S:S)","v":31},"2016-03-31",1029.44,44.64,29.22,3.31,0,1200,1029.44,-0.2,0.16879999999999995,-3.3759999999999991E-2,994.68610560000002,875.32377292800004,100,198.93722112,100,98.937221120000004,600,{"$f":"Y142-AI142","v":5.5884674088960082},200,5.5884674088960082,0.33530804453376079,0,78,516.07622454657019,0,null,{"$f":"AM141","v":594.41153259110399},5.5884674088960082,0.33530804453376079,0,599.6646919554662,100,93.348753711103996]
["20160106:0845","2016-01-06T17:00:00",{"$f":"C142+1/24","v":"2016-01-06T17:00:00"},2016,1,{"$f":"LOOKUP(E143,Temperature!Q:Q,Temperature!R:R)","v":3},{"$f":"LOOKUP(E143,Temperature!Q:Q,Temperature!S:S)","v":31},"2016-03-31",876.42,32.700000000000003,29.01,3.45,0,1200,876.42,-0.2,0.16040000000000007,-3.2080000000000018E-2,848.30444639999996,746.50791283199999,100,169.66088927999999,100,69.660889279999992,600,0.3353080445338037,200,0.3353080445338037,2.0118482672028239E-2,0,78,521.64457347279415,0,null,599.6646919554662,0.3353080445338037,2.0118482672028239E-2,0,599.97988151732795,100,69.325581235466188]
["20160106:0945","2016-01-06T18:00:00","2016-01-06T18:00:00",2016,1,{"$f":"LOOKUP(E144,Temperature!Q:Q,Temperature!R:R)","v":3},{"$f":"LOOKUP(E144,Temperature!Q:Q,Temperature!S:S)","v":31},"2016-03-31",535.02,19.739999999999998,28.36,3.1,0,1200,535.02,-0.2,0.13439999999999996,-2.6879999999999994E-2,520.63866239999993,458.16202291199994,100,104.12773247999999,100,4.1277324799999917,600,2.0118482672046412E-2,200,2.0118482672046412E-2,1.2071089603227858E-3,0,78,521.97867440836762,0,null,599.97988151732795,2.0118482672046412E-2,1.2071089603227858E-3,0,599.99879289103967,100,4.1076139973279453]
["20160106:1045","2016-01-06T19:00:00","2016-01-06T19:00:00",2016,1,{"$f":"LOOKUP(E145,Temperature!Q:Q,Temperature!R:R)","v":3},{"$f":"LOOKUP(E145,Temperature!Q:Q,Temperature!S:S)","v":31},"2016-03-31",34.700000000000003,6.27,27.47,2.62,0,1200,34.700000000000003,-0.2,9.8799999999999957E-2,-1.9759999999999993E-2,34.014328000000006,29.932608640000005,100,6.8028656000000014,6.8028656000000014,0,600,1.2071089603296059E-3,200,0,0,93.197134399999996,78,521.99879289103967,93.197134399999996,null,599.99879289103967,0,0,93.197134399999996,506.80165849103969,100,0]
["20160106:1145","2016-01-06T20:00:00","2016-01-06T20:00:00",2016,1,{"$f":"LOOKUP(E146,Temperature!Q:Q,Temperature!R:R)","v":3},{"$f":"LOOKUP(E146,Temperature!Q:Q,Temperature!S:S)","v":31},"2016-03-31",0,0,26.64,2.34,0,1200,0,-0.2,6.5600000000000019E-2,-1.3120000000000005E-2,0,0,100,0,0,0,600,93.198341508960311,200,0,0,100,78,428.80165849103969,100,null,506.80165849103969,0,0,100,406.80165849103969,100,0]
["20160106:1245","2016-01-06T21:00:00","2016-01-06T21:00:00",2016,1,{"$f":"LOOKUP(E147,Temperature!Q:Q,Temperature!R:R)","v":3},{"$f":"LOOKUP(E147,Temperature!Q:Q,Temperature!S:S)","v":31},"2016-03-31",0,0,26.02,2.21,0,1200,0,-0.2,4.0799999999999982E-2,-8.1599999999999971E-3,0,0,100,0,0,0,600,193.19834150896031,200,0,0,100,78,328.80165849103969,100,null,406.80165849103969,0,0,100,306.80165849103969,100,0]
["20160106:1345","2016-01-06T22:00:00","2016-01-06T22:00:00",2016,1,{"$f":"LOOKUP(E148,Temperature!Q:Q,Temperature!R:R)","v":3},{"$f":"LOOKUP(E148,Temperature!Q:Q,Temperature!S:S)","v":31},"2016-03-31",0,0,25.47,2.0699999999999998,0,1200,0,-0.2,1.8799999999999956E-2,-3.7599999999999912E-3,0,0,100,0,0,0,600,293.19834150896031,200,0,0,100,78,228.80165849103969,100,null,306.80165849103969,0,0,100,206.80165849103969,100,0]
["20160106:1445","2016-01-06T23:00:00","2016-01-06T23:00:00",2016,1,{"$f":"LOOKUP(E149,Temperature!Q:Q,Temperature!R:R)","v":3},{"$f":"LOOKUP(E149,Temperature!Q:Q,Temperature!S:S)","v":31},"2016-03-31",0,0,25.1,1.86,0,1200,0,-0.2,4.0000000000000565E-3,-8.0000000000001131E-4,0,0,100,0,0,0,600,393.19834150896031,200,0,0,100,78,128.80165849103969,100,null,206.80165849103969,0,0,100,106.80165849103969,100,0]
["20160106:1545","2016-01-07","2016-01-07",2016,1,{"$f":"LOOKUP(E150,Temperature!Q:Q,Temperature!R:R)","v":3},{"$f":"LOOKUP(E150,Temperature!Q:Q,Temperature!S:S)","v":31},"2016-03-31",0,0,24.73,1.72,0,1200,0,-0.2,-1.0799999999999983E-2,2.1599999999999966E-3,0,0,100,0,0,0,600,493.19834150896031,200,0,0,100,78,28.801658491039689,28.801658491039689,null,106.80165849103969,0,0,28.801658491039689,78,28.801658491039689,0]
["20160106:1645","2016-01-07T01:00:00","2016-01-07T01:00:00",2016,1,{"$f":"LOOKUP(E151,Temperature!Q:Q,Temperature!R:R)","v":3},{"$f":"LOOKUP(E151,Temperature!Q:Q,Temperature!S:S)","v":31},"2016-03-31",0,0,24.4,1.66,0,1200,0,-0.2,-2.4000000000000056E-2,4.8000000000000117E-3,0,0,100,0,0,0,600,522,200,0,0,100,78,0,0,null,78,0,0,0,78,0,0]
["20160106:1745","2016-01-07T02:00:00","2016-01-07T02:00:00",2016,1,{"$f":"LOOKUP(E152,Temperature!Q:Q,Temperature!R:R)","v":3},{"$f":"LOOKUP(E152,Temperature!Q:Q,Temperature!S:S)","v":31},"2016-03-31",0,0,24.15,1.59,0,1200,0,-0.2,-3.4000000000000058E-2,6.8000000000000118E-3,0,0,100,0,0,0,600,522,200,0,0,100,78,0,0,null,78,0,0,0,78,0,0]
["20160106:1845","2016-01-07T03:00:00","2016-01-07T03:00:00",2016,1,{"$f":"LOOKUP(E153,Temperature!Q:Q,Temperature!R:R)","v":3},{"$f":"LOOKUP(E153,Temperature!Q:Q,Temperature!S:S)","v":31},"2016-03-31",0,0,24.36,1.52,0,1200,0,-0.2,-2.5600000000000022E-2,5.1200000000000048E-3,0,0,100,0,0,0,600,522,200,0,0,100,78,0,0,null,78,0,0,0,78,0,0]
["20160106:1945","2016-01-07T04:00:00","2016-01-07T04:00:00",2016,1,{"$f":"LOOKUP(E154,Temperature!Q:Q,Temperature!R:R)","v":3},{"$f":"LOOKUP(E154,Temperature!Q:Q,Temperature!S:S)","v":31},"2016-03-31",0,0,24.04,1.52,0,1200,0,-0.2,-3.8400000000000031E-2,7.6800000000000063E-3,0,0,100,0,0,0,600,522,200,0,0,100,78,0,0,null,78,0,0,0,78,0,0]
["20160106:2045","2016-01-07T05:00:00","2016-01-07T05:00:00",2016,1,{"$f":"LOOKUP(E155,Temperature!Q:Q,Temperature!R:R)","v":3},{"$f":"LOOKUP(E155,Temperature!Q:Q,Temperature!S:S)","v":31},"2016-03-31",0,0,23.78,1.52,0,1200,0,-0.2,-4.8799999999999955E-2,9.7599999999999909E-3,0,0,100,0,0,0,600,522,200,0,0,100,78,0,0,null,78,0,0,0,78,0,0]
["20160106:2145","2016-01-07T06:00:00","2016-01-07T06:00:00",2016,1,{"$f":"LOOKUP(E156,Temperature!Q:Q,Temperature!R:R)","v":3},{"$f":"LOOKUP(E156,Temperature!Q:Q,Temperature!S:S)","v":31},"2016-03-31",0,0,23.6,1.59,0,1200,0,-0.2,-5.5999999999999946E-2,1.1199999999999989E-2,0,0,100,0,0,0,600,522,200,0,0,100,78,0,0,null,78,0,0,0,78,0,0]
["20160106:2245","2016-01-07T07:00:00","2016-01-07T07:00:00",2016,1,{"$f":"LOOKUP(E157,Temperature!Q:Q,Temperature!R:R)","v":3},{"$f":"LOOKUP(E157,Temperature!Q:Q,Temperature!S:S)","v":31},"2016-03-31",0,0,23.46,1.52,0,1200,0,-0.2,-6.1599999999999967E-2,1.2319999999999994E-2,0,0,100,0,0,0,600,522,200,0,0,100,78,0,0,null,78,0,0,0,78,0,0]
["20160106:2345","2016-01-07T08:00:00","2016-01-07T08:00:00",2016,1,{"$f":"LOOKUP(E158,Temperature!Q:Q,Temperature!R:R)","v":3},{"$f":"LOOKUP(E158,Temperature!Q:Q,Temperature!S:S)","v":31},"2016-03-31",24.55,2.0699999999999998,23.34,1.31,0,1200,24.55,-0.2,-6.6400000000000001E-2,1.328E-2,24.876024000000001,21.890901120000002,100,4.9752048000000002,4.9752048000000002,0,600,522,200,0,0,95.0247952,78,0,0,null,78,0,0,0,78,4.9752048000000002,0]
["20160107:0045","2016-01-07T09:00:00","2016-01-07T09:00:00",2016,1,{"$f":"LOOKUP(E159,Temperature!Q:Q,Temperature!R:R)","v":3},{"$f":"LOOKUP(E159,Temperature!Q:Q,Temperature!S:S)","v":31},"2016-03-31",189.85,15.66,25.14,1.86,0,1200,189.85,-0.2,5.6000000000000225E-3,-1.1200000000000045E-3,189.63736799999998,166.88088384,100,37.927473599999999,37.927473599999999,0,600,522,200,0,0,62.072526400000001,78,0,0,null,78,0,0,0,78,37.927473599999999,0]
["20160107:0145","2016-01-07T10:00:00","2016-01-07T10:00:00",2016,1,{"$f":"LOOKUP(E160,Temperature!Q:Q,Temperature!R:R)","v":3},{"$f":"LOOKUP(E160,Temperature!Q:Q,Temperature!S:S)","v":31},"2016-03-31",770.7,28.82,26.81,3.45,0,1200,770.7,-0.2,7.2399999999999951E-2,-1.4479999999999991E-2,759.54026400000009,668.39543232000005,100,151.90805280000001,100,51.908052800000007,600,522,200,51.908052800000007,3.1144831680000031,0,78,0,0,null,78,51.908052800000007,3.1144831680000031,0,126.793569632,100,0]
["20160107:0245","2016-01-07T11:00:00","2016-01-07T11:00:00",2016,1,{"$f":"LOOKUP(E161,Temperature!Q:Q,Temperature!R:R)","v":3},{"$f":"LOOKUP(E161,Temperature!Q:Q,Temperature!S:S)","v":31},"2016-03-31",1021.17,41.18,27.92,3.93,0,1200,1021.17,-0.2,0.11680000000000007,-2.3360000000000016E-2,997.31546879999996,877.63761254399992,100,199.46309375999999,100,99.463093759999992,600,473.20643036799999,200,99.463093759999992,5.9677856256000048,0,78,42.825784006399999,0,null,126.793569632,99.463093759999992,5.9677856256000048,0,220.28887776639999,100,0]
["20160107:0345","2016-01-07T12:00:00","2016-01-07T12:00:00",2016,1,{"$f":"LOOKUP(E162,Temperature!Q:Q,Temperature!R:R)","v":3},{"$f":"LOOKUP(E162,Temperature!Q:Q,Temperature!S:S)","v":31},"2016-03-31",1069.3599999999999,51.88,28.9,4.07,0,1200,1069.3599999999999,-0.2,0.15599999999999994,-3.1199999999999992E-2,1035.9959679999999,911.67645183999991,100,207.1991936,100,107.1991936,600,379.71112223360001,200,107.1991936,6.4319516160000054,0,78,135.8569261504,0,null,220.28887776639999,107.1991936,6.4319516160000054,0,321.0561197504,100,0]
["20160107:0445","2016-01-07T13:00:00","2016-01-07T13:00:00",2016,1,{"$f":"LOOKUP(E163,Temperature!Q:Q,Temperature!R:R)","v":3},{"$f":"LOOKUP(E163,Temperature!Q:Q,Temperature!S:S)","v":31},"2016-03-31",1026.25,59.11,29.8,4.1399999999999997,0,1200,1026.25,-0.2,0.19200000000000003,-3.8400000000000011E-2,986.84199999999998,868.42096000000004,100,197.36840000000001,100,97.368400000000008,600,278.9438802496,200,97.368400000000008,5.8421040000000053,0,78,237.21401575039999,0,null,321.0561197504,97.368400000000008,5.8421040000000053,0,412.5824157504,100,0]
["20160107:0545","2016-01-07T14:00:00","2016-01-07T14:00:00",2016,1,{"$f":"LOOKUP(E164,Temperature!Q:Q,Temperature!R:R)","v":3},{"$f":"LOOKUP(E164,Temperature!Q:Q,Temperature!S:S)","v":31},"2016-03-31",952.05,60.24,30.04,4.28,0,1200,952.05,-0.2,0.20159999999999997,-4.0319999999999995E-2,913.66334399999994,804.02374271999997,100,182.7326688,100,82.732668799999999,600,187.4175842496,200,82.732668799999999,4.9639601280000045,0,78,329.61845562240001,0,null,412.5824157504,82.732668799999999,4.9639601280000045,0,490.35112442240001,100,0]
["20160107:0645","2016-01-07T15:00:00","2016-01-07T15:00:00",2016,1,{"$f":"LOOKUP(E165,Temperature!Q:Q,Temperature!R:R)","v":3},{"$f":"LOOKUP(E165,Temperature!Q:Q,Temperature!S:S)","v":31},"2016-03-31",991.25,54.65,30.42,4.1399999999999997,0,1200,991.25,-0.2,0.21680000000000008,-4.3360000000000017E-2,948.26939999999991,834.47707199999991,100,189.65387999999999,100,89.653879999999987,600,109.64887557759999,200,89.653879999999987,5.379232800000004,0,78,406.97189162239999,0,null,490.35112442240001,89.653879999999987,5.379232800000004,0,574.62577162240007,100,0]
["20160107:0745","2016-01-07T16:00:00","2016-01-07T16:00:00",2016,1,{"$f":"LOOKUP(E166,Temperature!Q:Q,Temperature!R:R)","v":3},{"$f":"LOOKUP(E166,Temperature!Q:Q,Temperature!S:S)","v":31},"2016-03-31",962.33,44.79,29.91,3.93,0,1200,962.33,-0.2,0.19640000000000002,-3.9280000000000009E-2,924.52967760000001,813.58611628799997,100,184.90593551999999,100,84.905935519999986,600,25.374228377599934,200,25.374228377599934,1.5224537026559974,0,78,495.10331791974409,0,null,574.62577162240007,25.374228377599934,1.5224537026559974,0,598.47754629734402,100,59.531707142400052]
["20160107:0845","2016-01-07T17:00:00","2016-01-07T17:00:00",2016,1,{"$f":"LOOKUP(E167,Temperature!Q:Q,Temperature!R:R)","v":3},{"$f":"LOOKUP(E167,Temperature!Q:Q,Temperature!S:S)","v":31},"2016-03-31",750.4,32.840000000000003,29.6,3.72,0,1200,750.4,-0.2,0.18400000000000005,-3.6800000000000013E-2,722.78527999999994,636.0510463999999,100,144.55705599999999,100,44.557055999999989,600,1.5224537026559801,200,1.5224537026559801,9.1347222159358893E-2,0,78,520.38619907518466,0,null,598.47754629734402,1.5224537026559801,9.1347222159358893E-2,0,599.90865277784064,100,43.034602297344009]
["20160107:0945","2016-01-07T18:00:00","2016-01-07T18:00:00",2016,1,{"$f":"LOOKUP(E168,Temperature!Q:Q,Temperature!R:R)","v":3},{"$f":"LOOKUP(E168,Temperature!Q:Q,Temperature!S:S)","v":31},"2016-03-31",651.65,19.87,28.73,3.17,0,1200,651.65,-0.2,0.14920000000000003,-2.9840000000000005E-2,632.20476399999995,556.34019231999991,100,126.44095279999999,100,26.440952799999991,600,9.1347222159356534E-2,200,9.1347222159356534E-2,5.4808333295613965E-3,0,78,521.90317194451109,0,null,599.90865277784064,9.1347222159356534E-2,5.4808333295613965E-3,0,599.99451916667044,100,26.349605577840634]
["20160107:1045","2016-01-07T19:00:00","2016-01-07T19:00:00",2016,1,{"$f":"LOOKUP(E169,Temperature!Q:Q,Temperature!R:R)","v":3},{"$f":"LOOKUP(E169,Temperature!Q:Q,Temperature!S:S)","v":31},"2016-03-31",32.17,6.38,27.58,2.76,0,1200,32.17,-0.2,0.10319999999999993,-2.0639999999999988E-2,31.506011200000003,27.725289856000003,100,6.3012022400000003,6.3012022400000003,0,600,5.4808333295568445E-3,200,0,0,93.698797760000005,78,521.99451916667044,93.698797760000005,null,599.99451916667044,0,0,93.698797760000005,506.29572140667045,100,0]
["20160107:1145","2016-01-07T20:00:00","2016-01-07T20:00:00",2016,1,{"$f":"LOOKUP(E170,Temperature!Q:Q,Temperature!R:R)","v":3},{"$f":"LOOKUP(E170,Temperature!Q:Q,Temperature!S:S)","v":31},"2016-03-31",0,0,26.64,2.62,0,1200,0,-0.2,6.5600000000000019E-2,-1.3120000000000005E-2,0,0,100,0,0,0,600,93.704278593329548,200,0,0,100,78,428.29572140667045,100,null,506.29572140667045,0,0,100,406.29572140667045,100,0]
["20160107:1245","2016-01-07T21:00:00","2016-01-07T21:00:00",2016,1,{"$f":"LOOKUP(E171,Temperature!Q:Q,Temperature!R:R)","v":3},{"$f":"LOOKUP(E171,Temperature!Q:Q,Temperature!S:S)","v":31},"2016-03-31",0,0,26.04,2.62,0,1200,0,-0.2,4.1599999999999963E-2,-8.3199999999999923E-3,0,0,100,0,0,0,600,193.70427859332955,200,0,0,100,78,328.29572140667045,100,null,406.29572140667045,0,0,100,306.29572140667045,100,0]
["20160107:1345","2016-01-07T22:00:00","2016-01-07T22:00:00",2016,1,{"$f":"LOOKUP(E172,Temperature!Q:Q,Temperature!R:R)","v":3},{"$f":"LOOKUP(E172,Temperature!Q:Q,Temperature!S:S)","v":31},"2016-03-31",0,0,25.55,2.41,0,1200,0,-0.2,2.200000000000003E-2,-4.4000000000000063E-3,0,0,100,0,0,0,600,293.70427859332955,200,0,0,100,78,228.29572140667045,100,null,306.29572140667045,0,0,100,206.29572140667045,100,0]
["20160107:1445","2016-01-07T23:00:00","2016-01-07T23:00:00",2016,1,{"$f":"LOOKUP(E173,Temperature!Q:Q,Temperature!R:R)","v":3},{"$f":"LOOKUP(E173,Temperature!Q:Q,Temperature!S:S)","v":31},"2016-03-31",0,0,25.16,2.14,0,1200,0,-0.2,6.4000000000000055E-3,-1.2800000000000012E-3,0,0,100,0,0,0,600,393.70427859332955,200,0,0,100,78,128.29572140667045,100,null,206.29572140667045,0,0,100,106.29572140667045,100,0]
["20160107:1545","2016-01-08","2016-01-08",2016,1,{"$f":"LOOKUP(E174,Temperature!Q:Q,Temperature!R:R)","v":3},{"$f":"LOOKUP(E174,Temperature!Q:Q,Temperature!S:S)","v":31},"2016-03-31",0,0,24.71,1.79,0,1200,0,-0.2,-1.1599999999999966E-2,2.3199999999999935E-3,0,0,100,0,0,0,600,493.70427859332955,200,0,0,100,78,28.295721406670452,28.295721406670452,null,106.29572140667045,0,0,28.295721406670452,78,28.295721406670452,0]
["20160107:1645","2016-01-08T01:00:00","2016-01-08T01:00:00",2016,1,{"$f":"LOOKUP(E175,Temperature!Q:Q,Temperature!R:R)","v":3},{"$f":"LOOKUP(E175,Temperature!Q:Q,Temperature!S:S)","v":31},"2016-03-31",0,0,24.37,1.66,0,1200,0,-0.2,-2.5199999999999959E-2,5.0399999999999924E-3,0,0,100,0,0,0,600,522,200,0,0,100,78,0,0,null,78,0,0,0,78,0,0]
["20160107:1745","2016-01-08T02:00:00","2016-01-08T02:00:00",2016,1,{"$f":"LOOKUP(E176,Temperature!Q:Q,Temperature!R:R)","v":3},{"$f":"LOOKUP(E176,Temperature!Q:Q,Temperature!S:S)","v":31},"2016-03-31",0,0,24.11,1.66,0,1200,0,-0.2,-3.5600000000000021E-2,7.1200000000000048E-3,0,0,100,0,0,0,600,522,200,0,0,100,78,0,0,null,78,0,0,0,78,0,0]
["20160107:1845","2016-01-08T03:00:00","2016-01-08T03:00:00",2016,1,{"$f":"LOOKUP(E177,Temperature!Q:Q,Temperature!R:R)","v":3},{"$f":"LOOKUP(E177,Temperature!Q:Q,Temperature!S:S)","v":31},"2016-03-31",0,0,24.06,1.38,0,1200,0,-0.2,-3.760000000000005E-2,7.5200000000000102E-3,0,0,100,0,0,0,600,522,200,0,0,100,78,0,0,null,78,0,0,0,78,0,0]
["20160107:1945","2016-01-08T04:00:00","2016-01-08T04:00:00",2016,1,{"$f":"LOOKUP(E178,Temperature!Q:Q,Temperature!R:R)","v":3},{"$f":"LOOKUP(E178,Temperature!Q:Q,Temperature!S:S)","v":31},"2016-03-31",0,0,23.59,1.17,0,1200,0,-0.2,-5.6400000000000006E-2,1.1280000000000002E-2,0,0,100,0,0,0,600,522,200,0,0,100,78,0,0,null,78,0,0,0,78,0,0]
["20160107:2045","2016-01-08T05:00:00","2016-01-08T05:00:00",2016,1,{"$f":"LOOKUP(E179,Temperature!Q:Q,Temperature!R:R)","v":3},{"$f":"LOOKUP(E179,Temperature!Q:Q,Temperature!S:S)","v":31},"2016-03-31",0,0,23.17,1.17,0,1200,0,-0.2,-7.3199999999999932E-2,1.4639999999999986E-2,0,0,100,0,0,0,600,522,200,0,0,100,78,0,0,null,78,0,0,0,78,0,0]
["20160107:2145","2016-01-08T06:00:00","2016-01-08T06:00:00",2016,1,{"$f":"LOOKUP(E180,Temperature!Q:Q,Temperature!R:R)","v":3},{"$f":"LOOKUP(E180,Temperature!Q:Q,Temperature!S:S)","v":31},"2016-03-31",0,0,22.86,1.17,0,1200,0,-0.2,-8.5600000000000023E-2,1.7120000000000007E-2,0,0,100,0,0,0,600,522,200,0,0,100,78,0,0,null,78,0,0,0,78,0,0]
["20160107:2245","2016-01-08T07:00:00","2016-01-08T07:00:00",2016,1,{"$f":"LOOKUP(E181,Temperature!Q:Q,Temperature!R:R)","v":3},{"$f":"LOOKUP(E181,Temperature!Q:Q,Temperature!S:S)","v":31},"2016-03-31",0,0,22.61,1.24,0,1200,0,-0.2,-9.5600000000000018E-2,1.9120000000000005E-2,0,0,100,0,0,0,600,522,200,0,0,100,78,0,0,null,78,0,0,0,78,0,0]
["20160107:2345","2016-01-08T08:00:00","2016-01-08T08:00:00",{"$f":"YEAR(B182)","v":2016},1,{"$f":"LOOKUP(E182,Temperature!Q:Q,Temperature!R:R)","v":3},{"$f":"LOOKUP(E182,Temperature!Q:Q,Temperature!S:S)","v":31},"2016-03-31",55.47,1.99,22.54,1.24,0,1200,55.47,-0.2,-9.8400000000000029E-2,1.9680000000000007E-2,56.561649599999996,49.774251647999996,100,11.312329919999998,11.312329919999998,0,600,522,200,0,0,88.687670080000004,78,0,0,null,78,0,0,0,78,{"$f":"W182+AL182","v":11.312329919999998},0]
["20160108:0045",{"$f":"C183","v":"2016-01-08T09:00:00"},"2016-01-08T09:00:00",2016,{"$f":"MONTH(B183)","v":1},{"$f":"LOOKUP(E183,Temperature!Q:Q,Temperature!R:R)","v":3},{"$f":"LOOKUP(E183,Temperature!Q:Q,Temperature!S:S)","v":31},{"$f":"DATE(D183,F183,G183)","v":"2016-03-31"},279.04000000000002,15.6,25.11,1.45,0,{"$f":"N182","v":1200},{"$f":"IF(I183>N183,1000,I183)","v":279.04000000000002},{"$f":"$P$6","v":-0.2},{"$f":"(K183-$Q$6)/$Q$6","v":4.3999999999999768E-3},{"$f":"P183*Q183","v":-8.7999999999999537E-4},{"$f":"O183*(1+R183)","v":278.79444480000001},{"$f":"S183*(1-$T$6)","v":245.33911142400001},{"$f":"$U$6","v":100},{"$f":"$V$6*S183/1000","v":55.758888960000007},{"$f":"MIN(V183,U183)","v":55.758888960000007},{"$f":"V183-W183","v":0},{"$f":"$Y$6","v":600},522,{"$f":"$AA$6","v":200},{"$f":"MIN(AA183,Z183,X183)","v":0},{"$f":"(1-$AC$6)*AB183","v":0},{"$f":"U183-W183","v":44.241111039999993},{"$f":"MAX($Y$13*($AE$6),0)","v":78},{"$f":"MAX(AI183-AE183-AC183,0)","v":0},{"$f":"MIN($AG$6,AF183,AD183)","v":0},null,78,{"$f":"AB183","v":0},{"$f":"AC183","v":0},{"$f":"AG183","v":0},{"$f":"AI183+AJ183-AL183-AK183","v":78},55.758888960000007,{"$f":"V183-W183-AJ183","v":0}]
["20160108:0145","2016-01-08T10:00:00","2016-01-08T10:00:00",2016,1,{"$f":"LOOKUP(E184,Temperature!Q:Q,Temperature!R:R)","v":3},{"$f":"LOOKUP(E184,Temperature!Q:Q,Temperature!S:S)","v":31},"2016-03-31",792.64,28.79,26.78,3.24,0,1200,792.64,-0.2,7.1200000000000041E-2,-1.424000000000001E-2,781.35280639999996,687.59046963200001,100,156.27056127999998,100,56.270561279999981,600,522,200,56.270561279999981,3.3762336768000019,0,78,0,0,null,78,56.270561279999981,3.3762336768000019,0,130.89432760319997,100,0]
["20160108:0245","2016-01-08T11:00:00","2016-01-08T11:00:00",2016,1,{"$f":"LOOKUP(E185,Temperature!Q:Q,Temperature!R:R)","v":3},{"$f":"LOOKUP(E185,Temperature!Q:Q,Temperature!S:S)","v":31},"2016-03-31",917.78,41.17,28.3,3.72,0,1200,917.78,-0.2,0.13200000000000003,-2.6400000000000007E-2,893.55060800000001,786.32453504,100,178.71012160000001,100,78.710121600000008,600,469.10567239680006,200,78.710121600000008,4.722607296000005,0,78,48.171720307199962,0,null,130.89432760319997,78.710121600000008,4.722607296000005,0,204.88184190719997,100,0]
["20160108:0345","2016-01-08T12:00:00","2016-01-08T12:00:00",2016,1,{"$f":"LOOKUP(E186,Temperature!Q:Q,Temperature!R:R)","v":3},{"$f":"LOOKUP(E186,Temperature!Q:Q,Temperature!S:S)","v":31},"2016-03-31",947.28,51.91,29.14,3.93,0,1200,947.28,-0.2,0.16560000000000002,-3.3120000000000004E-2,915.90608639999994,805.99735603199997,100,183.18121727999997,100,83.18121727999997,600,395.11815809280006,200,83.18121727999997,4.9908730368000027,0,78,121.89096887039997,0,null,204.88184190719997,83.18121727999997,4.9908730368000027,0,283.07218615039994,100,0]
["20160108:0445","2016-01-08T13:00:00","2016-01-08T13:00:00",2016,1,{"$f":"LOOKUP(E187,Temperature!Q:Q,Temperature!R:R)","v":3},{"$f":"LOOKUP(E187,Temperature!Q:Q,Temperature!S:S)","v":31},"2016-03-31",949.51,59.21,29.34,4.07,0,1200,949.51,-0.2,0.1736,-3.4720000000000001E-2,916.54301280000004,806.55785126400008,100,183.30860256,100,83.308602559999997,600,316.92781384960006,200,83.308602559999997,4.9985161536000042,0,78,200.07366999679994,0,null,283.07218615039994,83.308602559999997,4.9985161536000042,0,361.38227255679993,100,0]
["20160108:0545","2016-01-08T14:00:00","2016-01-08T14:00:00",2016,1,{"$f":"LOOKUP(E188,Temperature!Q:Q,Temperature!R:R)","v":3},{"$f":"LOOKUP(E188,Temperature!Q:Q,Temperature!S:S)","v":31},"2016-03-31",986.78,60.38,29.71,4.34,0,1200,986.78,-0.2,0.18840000000000004,-3.7680000000000012E-2,949.59812959999988,835.64635404799992,100,189.91962591999996,100,89.919625919999959,600,238.61772744320007,200,89.919625919999959,5.3951775552000028,0,78,277.98709500159993,0,null,361.38227255679993,89.919625919999959,5.3951775552000028,0,445.90672092159991,100,0]
["20160108:0645","2016-01-08T15:00:00","2016-01-08T15:00:00",2016,1,{"$f":"LOOKUP(E189,Temperature!Q:Q,Temperature!R:R)","v":3},{"$f":"LOOKUP(E189,Temperature!Q:Q,Temperature!S:S)","v":31},"2016-03-31",1006.09,54.82,29.98,4,0,1200,1006.09,-0.2,0.19920000000000002,-3.9840000000000007E-2,966.0073744,850.08648947200004,100,193.20147488000001,100,93.201474880000006,600,154.09327907840009,200,93.201474880000006,5.5920884928000056,0,78,362.31463242879988,0,null,445.90672092159991,93.201474880000006,5.5920884928000056,0,533.51610730879986,100,0]
["20160108:0745","2016-01-08T16:00:00","2016-01-08T16:00:00",2016,1,{"$f":"LOOKUP(E190,Temperature!Q:Q,Temperature!R:R)","v":3},{"$f":"LOOKUP(E190,Temperature!Q:Q,Temperature!S:S)","v":31},"2016-03-31",755.03,44.95,29.72,3.86,0,1200,755.03,-0.2,0.18879999999999997,-3.7759999999999995E-2,726.52006719999997,639.33765913599996,100,145.30401343999998,100,45.304013439999977,600,66.48389269120014,200,45.304013439999977,2.7182408064000012,0,78,452.79786650239987,0,null,533.51610730879986,45.304013439999977,2.7182408064000012,0,576.10187994239982,100,0]
["20160108:0845","2016-01-08T17:00:00","2016-01-08T17:00:00",2016,1,{"$f":"LOOKUP(E191,Temperature!Q:Q,Temperature!R:R)","v":3},{"$f":"LOOKUP(E191,Temperature!Q:Q,Temperature!S:S)","v":31},"2016-03-31",816.55,32.979999999999997,29.29,3.72,0,1200,816.55,-0.2,0.17159999999999997,-3.4319999999999996E-2,788.52600399999994,693.90288351999993,100,157.7052008,100,57.7052008,600,23.898120057600181,200,23.898120057600181,1.4338872034560122,0,78,496.66799273894378,0,null,576.10187994239982,23.898120057600181,1.4338872034560122,0,598.56611279654396,100,33.807080742399819]
["20160108:0945","2016-01-08T18:00:00","2016-01-08T18:00:00",2016,1,{"$f":"LOOKUP(E192,Temperature!Q:Q,Temperature!R:R)","v":3},{"$f":"LOOKUP(E192,Temperature!Q:Q,Temperature!S:S)","v":31},"2016-03-31",546.53,20,28.61,3.31,0,1200,546.53,-0.2,0.14439999999999997,-2.8879999999999996E-2,530.74621359999992,467.05666796799994,100,106.14924271999998,100,6.1492427199999753,600,1.4338872034560382,200,1.4338872034560382,8.6033232207362365E-2,0,78,520.48007956433662,0,null,598.56611279654396,1.4338872034560382,8.6033232207362365E-2,0,599.91396676779266,100,4.7153555165439371]
["20160108:1045","2016-01-08T19:00:00","2016-01-08T19:00:00",2016,1,{"$f":"LOOKUP(E193,Temperature!Q:Q,Temperature!R:R)","v":3},{"$f":"LOOKUP(E193,Temperature!Q:Q,Temperature!S:S)","v":31},"2016-03-31",29.63,6.5,27.67,2.97,0,1200,29.63,-0.2,0.10680000000000006,-2.1360000000000014E-2,28.997103199999998,25.517450815999997,100,5.7994206399999992,5.7994206399999992,0,600,8.6033232207341825E-2,200,0,0,94.200579360000006,78,521.91396676779266,94.200579360000006,null,599.91396676779266,0,0,94.200579360000006,505.71338740779265,100,0]
["20160108:1145","2016-01-08T20:00:00","2016-01-08T20:00:00",2016,1,{"$f":"LOOKUP(E194,Temperature!Q:Q,Temperature!R:R)","v":3},{"$f":"LOOKUP(E194,Temperature!Q:Q,Temperature!S:S)","v":31},"2016-03-31",0,0,26.67,2.76,0,1200,0,-0.2,6.6800000000000068E-2,-1.3360000000000014E-2,0,0,100,0,0,0,600,94.286612592207348,200,0,0,100,78,427.71338740779265,100,null,505.71338740779265,0,0,100,405.71338740779265,100,0]
["20160108:1245","2016-01-08T21:00:00","2016-01-08T21:00:00",2016,1,{"$f":"LOOKUP(E195,Temperature!Q:Q,Temperature!R:R)","v":3},{"$f":"LOOKUP(E195,Temperature!Q:Q,Temperature!S:S)","v":31},"2016-03-31",0,0,26.07,2.5499999999999998,0,1200,0,-0.2,4.2800000000000012E-2,-8.5600000000000034E-3,0,0,100,0,0,0,600,194.28661259220735,200,0,0,100,78,327.71338740779265,100,null,405.71338740779265,0,0,100,305.71338740779265,100,0]
["20160108:1345","2016-01-08T22:00:00","2016-01-08T22:00:00",2016,1,{"$f":"LOOKUP(E196,Temperature!Q:Q,Temperature!R:R)","v":3},{"$f":"LOOKUP(E196,Temperature!Q:Q,Temperature!S:S)","v":31},"2016-03-31",0,0,25.6,2.41,0,1200,0,-0.2,2.4000000000000056E-2,-4.8000000000000117E-3,0,0,100,0,0,0,600,294.28661259220735,200,0,0,100,78,227.71338740779265,100,null,305.71338740779265,0,0,100,205.71338740779265,100,0]
["20160108:1445","2016-01-08T23:00:00","2016-01-08T23:00:00",2016,1,{"$f":"LOOKUP(E197,Temperature!Q:Q,Temperature!R:R)","v":3},{"$f":"LOOKUP(E197,Temperature!Q:Q,Temperature!S:S)","v":31},"2016-03-31",0,0,25.23,2.2799999999999998,0,1200,0,-0.2,9.2000000000000172E-3,-1.8400000000000035E-3,0,0,100,0,0,0,600,394.28661259220735,200,0,0,100,78,127.71338740779265,100,null,205.71338740779265,0,0,100,105.71338740779265,100,0]
["20160108:1545","2016-01-09","2016-01-09",2016,1,{"$f":"LOOKUP(E198,Temperature!Q:Q,Temperature!R:R)","v":3},{"$f":"LOOKUP(E198,Temperature!Q:Q,Temperature!S:S)","v":31},"2016-03-31",0,0,24.9,2,0,1200,0,-0.2,-4.0000000000000565E-3,8.0000000000001131E-4,0,0,100,0,0,0,600,494.28661259220735,200,0,0,100,78,27.713387407792652,27.713387407792652,null,105.71338740779265,0,0,27.713387407792652,78,27.713387407792652,0]
["20160108:1645","2016-01-09T01:00:00","2016-01-09T01:00:00",2016,1,{"$f":"LOOKUP(E199,Temperature!Q:Q,Temperature!R:R)","v":3},{"$f":"LOOKUP(E199,Temperature!Q:Q,Temperature!S:S)","v":31},"2016-03-31",0,0,24.56,1.79,0,1200,0,-0.2,-1.760000000000005E-2,3.5200000000000101E-3,0,0,100,0,0,0,600,522,200,0,0,100,78,0,0,null,78,0,0,0,78,0,0]
["20160108:1745","2016-01-09T02:00:00","2016-01-09T02:00:00",2016,1,{"$f":"LOOKUP(E200,Temperature!Q:Q,Temperature!R:R)","v":3},{"$f":"LOOKUP(E200,Temperature!Q:Q,Temperature!S:S)","v":31},"2016-03-31",0,0,24.41,1.59,0,1200,0,-0.2,-2.3599999999999996E-2,4.7199999999999994E-3,0,0,100,0,0,0,600,522,200,0,0,100,78,0,0,null,78,0,0,0,78,0,0]
["20160108:1845","2016-01-09T03:00:00","2016-01-09T03:00:00",2016,1,{"$f":"LOOKUP(E201,Temperature!Q:Q,Temperature!R:R)","v":3},{"$f":"LOOKUP(E201,Temperature!Q:Q,Temperature!S:S)","v":31},"2016-03-31",0,0,24.39,1.31,0,1200,0,-0.2,-2.4399999999999977E-2,4.8799999999999955E-3,0,0,100,0,0,0,600,522,200,0,0,100,78,0,0,null,78,0,0,0,78,0,0]
["20160108:1945","2016-01-09T04:00:00","2016-01-09T04:00:00",2016,1,{"$f":"LOOKUP(E202,Temperature!Q:Q,Temperature!R:R)","v":3},{"$f":"LOOKUP(E202,Temperature!Q:Q,Temperature!S:S)","v":31},"2016-03-31",0,0,24,1.17,0,1200,0,-0.2,-0.04,8.0000000000000002E-3,0,0,100,0,0,0,600,522,200,0,0,100,78,0,0,null,78,0,0,0,78,0,0]
["20160108:2045","2016-01-09T05:00:00","2016-01-09T05:00:00",2016,1,{"$f":"LOOKUP(E203,Temperature!Q:Q,Temperature!R:R)","v":3},{"$f":"LOOKUP(E203,Temperature!Q:Q,Temperature!S:S)","v":31},"2016-03-31",0,0,23.79,1.17,0,1200,0,-0.2,-4.8400000000000033E-2,9.680000000000008E-3,0,0,100,0,0,0,600,522,200,0,0,100,78,0,0,null,78,0,0,0,78,0,0]
["20160108:2145","2016-01-09T06:00:00","2016-01-09T06:00:00",2016,1,{"$f":"LOOKUP(E204,Temperature!Q:Q,Temperature!R:R)","v":3},{"$f":"LOOKUP(E204,Temperature!Q:Q,Temperature!S:S)","v":31},"2016-03-31",0,0,23.76,1.38,0,1200,0,-0.2,-4.9599999999999936E-2,9.9199999999999879E-3,0,0,100,0,0,0,600,522,200,0,0,100,78,0,0,null,78,0,0,0,78,0,0]
["20160108:2245","2016-01-09T07:00:00","2016-01-09T07:00:00",2016,1,{"$f":"LOOKUP(E205,Temperature!Q:Q,Temperature!R:R)","v":3},{"$f":"LOOKUP(E205,Temperature!Q:Q,Temperature!S:S)","v":31},"2016-03-31",0,0,23.52,1.52,0,1200,0,-0.2,-5.9200000000000016E-2,1.1840000000000003E-2,0,0,100,0,0,0,600,522,200,0,0,100,78,0,0,null,78,0,0,0,78,0,0]
["20160108:2345","2016-01-09T08:00:00","2016-01-09T08:00:00",2016,1,{"$f":"LOOKUP(E206,Temperature!Q:Q,Temperature!R:R)","v":3},{"$f":"LOOKUP(E206,Temperature!Q:Q,Temperature!S:S)","v":31},"2016-03-31",43.65,1.92,23.4,1.45,0,1200,43.65,-0.2,-6.4000000000000057E-2,1.2800000000000013E-2,44.208719999999992,38.903673599999991,100,8.8417439999999985,8.8417439999999985,0,600,{"$f":"Y206-AI206","v":522},200,0,0,91.158255999999994,78,0,0,null,{"$f":"AM205","v":78},0,0,0,78,8.8417439999999985,0]
["20160109:0045","2016-01-09T09:00:00",{"$f":"C206+1/24","v":"2016-01-09T09:00:00"},2016,1,{"$f":"LOOKUP(E207,Temperature!Q:Q,Temperature!R:R)","v":3},{"$f":"LOOKUP(E207,Temperature!Q:Q,Temperature!S:S)","v":31},"2016-03-31",435.2,15.54,24.96,1.72,0,1200,435.2,-0.2,-1.5999999999999658E-3,3.199999999999932E-4,435.33926400000001,383.09855232000001,100,87.067852800000011,87.067852800000011,0,600,522,200,0,0,12.932147199999989,78,0,0,null,78,0,0,0,78,87.067852800000011,0]
["20160109:0145","2016-01-09T10:00:00","2016-01-09T10:00:00",2016,1,{"$f":"LOOKUP(E208,Temperature!Q:Q,Temperature!R:R)","v":3},{"$f":"LOOKUP(E208,Temperature!Q:Q,Temperature!S:S)","v":31},"2016-03-31",738.4,28.75,26.71,3.24,0,1200,738.4,-0.2,6.840000000000003E-2,-1.3680000000000006E-2,728.29868799999997,640.90284543999996,100,145.6597376,100,45.6597376,600,522,200,45.6597376,2.7395842560000023,0,78,0,0,null,78,45.6597376,2.7395842560000023,0,120.920153344,100,0]
["20160109:0245","2016-01-09T11:00:00","2016-01-09T11:00:00",2016,1,{"$f":"LOOKUP(E209,Temperature!Q:Q,Temperature!R:R)","v":3},{"$f":"LOOKUP(E209,Temperature!Q:Q,Temperature!S:S)","v":31},"2016-03-31",877.95,41.16,28.02,3.45,0,1200,877.95,-0.2,0.12079999999999998,-2.4159999999999997E-2,856.73872800000004,753.93008064000003,100,171.3477456,100,71.347745599999996,600,479.07984665599997,200,71.347745599999996,4.2808647360000034,0,78,38.639288607999994,0,null,120.920153344,71.347745599999996,4.2808647360000034,0,187.98703420799998,100,0]
["20160109:0345","2016-01-09T12:00:00","2016-01-09T12:00:00",2016,1,{"$f":"LOOKUP(E210,Temperature!Q:Q,Temperature!R:R)","v":3},{"$f":"LOOKUP(E210,Temperature!Q:Q,Temperature!S:S)","v":31},"2016-03-31",984.36,51.95,29.01,3.66,0,1200,984.36,-0.2,0.16040000000000007,-3.2080000000000018E-2,952.78173119999997,838.44792345600001,100,190.55634623999998,100,90.556346239999982,600,412.01296579200005,200,90.556346239999982,5.4333807744000033,0,78,104.55365343359998,0,null,187.98703420799998,90.556346239999982,5.4333807744000033,0,273.10999967359999,100,0]
["20160109:0445","2016-01-09T13:00:00","2016-01-09T13:00:00",2016,1,{"$f":"LOOKUP(E211,Temperature!Q:Q,Temperature!R:R)","v":3},{"$f":"LOOKUP(E211,Temperature!Q:Q,Temperature!S:S)","v":31},"2016-03-31",905.6,59.3,29.2,3.86,0,1200,905.6,-0.2,0.16799999999999998,-3.3599999999999998E-2,875.17184000000009,770.15121920000013,100,175.03436800000003,100,75.034368000000029,600,326.89000032640001,200,75.034368000000029,4.5020620800000062,0,78,190.60793759359998,0,null,273.10999967359999,75.034368000000029,4.5020620800000062,0,343.64230559359999,100,0]
["20160109:0545","2016-01-09T14:00:00","2016-01-09T14:00:00",2016,1,{"$f":"LOOKUP(E212,Temperature!Q:Q,Temperature!R:R)","v":3},{"$f":"LOOKUP(E212,Temperature!Q:Q,Temperature!S:S)","v":31},"2016-03-31",952.49,60.54,29.7,4.07,0,1200,952.49,-0.2,0.18799999999999997,-3.7599999999999995E-2,916.676376,806.67521088000001,100,183.33527520000001,100,83.335275200000012,600,256.35769440640001,200,83.335275200000012,5.0001165120000053,0,78,260.64218908160001,0,null,343.64230559359999,83.335275200000012,5.0001165120000053,0,421.97746428159996,100,0]
["20160109:0645","2016-01-09T15:00:00","2016-01-09T15:00:00",2016,1,{"$f":"LOOKUP(E213,Temperature!Q:Q,Temperature!R:R)","v":3},{"$f":"LOOKUP(E213,Temperature!Q:Q,Temperature!S:S)","v":31},"2016-03-31",1034.17,54.98,29.79,4.1399999999999997,0,1200,1034.17,-0.2,0.19159999999999996,-3.8319999999999993E-2,994.54060560000005,875.1957329280001,100,198.90812112,100,98.908121120000004,600,178.02253571840004,200,98.908121120000004,5.9344872672000051,0,78,338.04297701439998,0,null,421.97746428159996,98.908121120000004,5.9344872672000051,0,514.95109813440001,100,0]
["20160109:0745","2016-01-09T16:00:00","2016-01-09T16:00:00",2016,1,{"$f":"LOOKUP(E214,Temperature!Q:Q,Temperature!R:R)","v":3},{"$f":"LOOKUP(E214,Temperature!Q:Q,Temperature!S:S)","v":31},"2016-03-31",979.48,45.1,29.63,4.07,0,1200,979.48,-0.2,0.18519999999999995,-3.703999999999999E-2,943.20006080000007,830.01605350400007,100,188.64001216000003,100,88.640012160000026,600,85.048901865599987,200,85.048901865599987,5.1029341119360039,0,78,431.848164022464,0,null,514.95109813440001,85.048901865599987,5.1029341119360039,0,594.89706588806405,100,3.591110294400039]
["20160109:0845","2016-01-09T17:00:00","2016-01-09T17:00:00",2016,1,{"$f":"LOOKUP(E215,Temperature!Q:Q,Temperature!R:R)","v":3},{"$f":"LOOKUP(E215,Temperature!Q:Q,Temperature!S:S)","v":31},"2016-03-31",897.44,33.119999999999997,29.29,3.93,0,1200,897.44,-0.2,0.17159999999999997,-3.4319999999999996E-2,866.63985920000005,762.64307609600007,100,173.32797184,100,73.327971840000004,600,5.1029341119359515,200,5.1029341119359515,0.30617604671615734,0,78,516.59088984134792,0,null,594.89706588806405,5.1029341119359515,0.30617604671615734,0,599.69382395328387,100,68.225037728064052]
["20160109:0945","2016-01-09T18:00:00","2016-01-09T18:00:00",2016,1,{"$f":"LOOKUP(E216,Temperature!Q:Q,Temperature!R:R)","v":3},{"$f":"LOOKUP(E216,Temperature!Q:Q,Temperature!S:S)","v":31},"2016-03-31",627.53,20.13,28.68,3.45,0,1200,627.53,-0.2,0.1472,-2.9440000000000001E-2,609.05551679999996,535.96885478399997,100,121.81110335999999,100,21.81110335999999,600,0.30617604671613208,200,0.30617604671613208,1.8370562802967942E-2,0,78,521.67545339048093,0,null,599.69382395328387,0.30617604671613208,1.8370562802967942E-2,0,599.98162943719706,100,21.504927313283858]
["20160109:1045","2016-01-09T19:00:00","2016-01-09T19:00:00",2016,1,{"$f":"LOOKUP(E217,Temperature!Q:Q,Temperature!R:R)","v":3},{"$f":"LOOKUP(E217,Temperature!Q:Q,Temperature!S:S)","v":31},"2016-03-31",37.24,6.62,27.68,2.83,0,1200,37.24,-0.2,0.10719999999999999,-2.1440000000000001E-2,36.4415744,32.068585472000002,100,7.2883148799999997,7.2883148799999997,0,600,1.8370562802942914E-2,200,0,0,92.711685119999999,78,521.98162943719706,92.711685119999999,null,599.98162943719706,0,0,92.711685119999999,507.26994431719709,100,0]
["20160109:1145","2016-01-09T20:00:00","2016-01-09T20:00:00",2016,1,{"$f":"LOOKUP(E218,Temperature!Q:Q,Temperature!R:R)","v":3},{"$f":"LOOKUP(E218,Temperature!Q:Q,Temperature!S:S)","v":31},"2016-03-31",0,0,26.79,2.62,0,1200,0,-0.2,7.1599999999999969E-2,-1.4319999999999994E-2,0,0,100,0,0,0,600,92.730055682802913,200,0,0,100,78,429.26994431719709,100,null,507.26994431719709,0,0,100,407.26994431719709,100,0]
["20160109:1245","2016-01-09T21:00:00","2016-01-09T21:00:00",2016,1,{"$f":"LOOKUP(E219,Temperature!Q:Q,Temperature!R:R)","v":3},{"$f":"LOOKUP(E219,Temperature!Q:Q,Temperature!S:S)","v":31},"2016-03-31",0,0,26.35,2.62,0,1200,0,-0.2,5.4000000000000055E-2,-1.0800000000000011E-2,0,0,100,0,0,0,600,192.73005568280291,200,0,0,100,78,329.26994431719709,100,null,407.26994431719709,0,0,100,307.26994431719709,100,0]
["20160109:1345","2016-01-09T22:00:00","2016-01-09T22:00:00",2016,1,{"$f":"LOOKUP(E220,Temperature!Q:Q,Temperature!R:R)","v":3},{"$f":"LOOKUP(E220,Temperature!Q:Q,Temperature!S:S)","v":31},"2016-03-31",0,0,25.9,2.5499999999999998,0,1200,0,-0.2,3.5999999999999942E-2,-7.1999999999999885E-3,0,0,100,0,0,0,600,292.73005568280291,200,0,0,100,78,229.26994431719709,100,null,307.26994431719709,0,0,100,207.26994431719709,100,0]
["20160109:1445","2016-01-09T23:00:00","2016-01-09T23:00:00",2016,1,{"$f":"LOOKUP(E221,Temperature!Q:Q,Temperature!R:R)","v":3},{"$f":"LOOKUP(E221,Temperature!Q:Q,Temperature!S:S)","v":31},"2016-03-31",0,0,25.54,2.2799999999999998,0,1200,0,-0.2,2.1599999999999966E-2,-4.3199999999999931E-3,0,0,100,0,0,0,600,392.73005568280291,200,0,0,100,78,129.26994431719709,100,null,207.26994431719709,0,0,100,107.26994431719709,100,0]
["20160109:1545","2016-01-10","2016-01-10",2016,1,{"$f":"LOOKUP(E222,Temperature!Q:Q,Temperature!R:R)","v":3},{"$f":"LOOKUP(E222,Temperature!Q:Q,Temperature!S:S)","v":31},"2016-03-31",0,0,25.28,2.0699999999999998,0,1200,0,-0.2,1.1200000000000045E-2,-2.2400000000000089E-3,0,0,100,0,0,0,600,492.73005568280291,200,0,0,100,78,29.269944317197087,29.269944317197087,null,107.26994431719709,0,0,29.269944317197087,78,29.269944317197087,0]
["20160109:1645","2016-01-10T01:00:00","2016-01-10T01:00:00",2016,1,{"$f":"LOOKUP(E223,Temperature!Q:Q,Temperature!R:R)","v":3},{"$f":"LOOKUP(E223,Temperature!Q:Q,Temperature!S:S)","v":31},"2016-03-31",0,0,24.93,1.86,0,1200,0,-0.2,-2.8000000000000112E-3,5.6000000000000223E-4,0,0,100,0,0,0,600,522,200,0,0,100,78,0,0,null,78,0,0,0,78,0,0]
["20160109:1745","2016-01-10T02:00:00","2016-01-10T02:00:00",2016,1,{"$f":"LOOKUP(E224,Temperature!Q:Q,Temperature!R:R)","v":3},{"$f":"LOOKUP(E224,Temperature!Q:Q,Temperature!S:S)","v":31},"2016-03-31",0,0,24.55,1.72,0,1200,0,-0.2,-1.7999999999999971E-2,3.5999999999999943E-3,0,0,100,0,0,0,600,522,200,0,0,100,78,0,0,null,78,0,0,0,78,0,0]
["20160109:1845","2016-01-10T03:00:00","2016-01-10T03:00:00",2016,1,{"$f":"LOOKUP(E225,Temperature!Q:Q,Temperature!R:R)","v":3},{"$f":"LOOKUP(E225,Temperature!Q:Q,Temperature!S:S)","v":31},"2016-03-31",0,0,24.34,1.38,0,1200,0,-0.2,-2.6400000000000007E-2,5.2800000000000017E-3,0,0,100,0,0,0,600,522,200,0,0,100,78,0,0,null,78,0,0,0,78,0,0]
["20160109:1945","2016-01-10T04:00:00","2016-01-10T04:00:00",2016,1,{"$f":"LOOKUP(E226,Temperature!Q:Q,Temperature!R:R)","v":3},{"$f":"LOOKUP(E226,Temperature!Q:Q,Temperature!S:S)","v":31},"2016-03-31",0,0,23.88,1.17,0,1200,0,-0.2,-4.4800000000000041E-2,8.9600000000000079E-3,0,0,100,0,0,0,600,522,200,0,0,100,78,0,0,null,78,0,0,0,78,0,0]
["20160109:2045","2016-01-10T05:00:00","2016-01-10T05:00:00",2016,1,{"$f":"LOOKUP(E227,Temperature!Q:Q,Temperature!R:R)","v":3},{"$f":"LOOKUP(E227,Temperature!Q:Q,Temperature!S:S)","v":31},"2016-03-31",0,0,23.34,1.1000000000000001,0,1200,0,-0.2,-6.6400000000000001E-2,1.328E-2,0,0,100,0,0,0,600,522,200,0,0,100,78,0,0,null,78,0,0,0,78,0,0]
["20160109:2145","2016-01-10T06:00:00","2016-01-10T06:00:00",2016,1,{"$f":"LOOKUP(E228,Temperature!Q:Q,Temperature!R:R)","v":3},{"$f":"LOOKUP(E228,Temperature!Q:Q,Temperature!S:S)","v":31},"2016-03-31",0,0,23.03,1.1000000000000001,0,1200,0,-0.2,-7.8799999999999953E-2,1.5759999999999993E-2,0,0,100,0,0,0,600,522,200,0,0,100,78,0,0,null,78,0,0,0,78,0,0]
["20160109:2245","2016-01-10T07:00:00","2016-01-10T07:00:00",2016,1,{"$f":"LOOKUP(E229,Temperature!Q:Q,Temperature!R:R)","v":3},{"$f":"LOOKUP(E229,Temperature!Q:Q,Temperature!S:S)","v":31},"2016-03-31",0,0,22.64,1.24,0,1200,0,-0.2,-9.4399999999999984E-2,1.8879999999999997E-2,0,0,100,0,0,0,600,522,200,0,0,100,78,0,0,null,78,0,0,0,78,0,0]
["20160109:2345","2016-01-10T08:00:00","2016-01-10T08:00:00",2016,1,{"$f":"LOOKUP(E230,Temperature!Q:Q,Temperature!R:R)","v":3},{"$f":"LOOKUP(E230,Temperature!Q:Q,Temperature!S:S)","v":31},"2016-03-31",55.47,1.85,22.75,1.24,0,1200,55.47,-0.2,-0.09,1.7999999999999999E-2,56.46846,49.692244799999997,100,11.293692,11.293692,0,600,522,200,0,0,88.706308000000007,78,0,0,null,78,0,0,0,78,11.293692,0]
["20160110:0045","2016-01-10T09:00:00","2016-01-10T09:00:00",2016,1,{"$f":"LOOKUP(E231,Temperature!Q:Q,Temperature!R:R)","v":3},{"$f":"LOOKUP(E231,Temperature!Q:Q,Temperature!S:S)","v":31},"2016-03-31",397.62,15.49,24.85,1.31,0,1200,397.62,-0.2,-5.9999999999999429E-3,1.1999999999999886E-3,398.09714400000001,350.32548672000001,100,79.619428800000009,79.619428800000009,0,600,522,200,0,0,20.380571199999991,78,0,0,null,78,0,0,0,78,79.619428800000009,0]
["20160110:0145","2016-01-10T10:00:00","2016-01-10T10:00:00",2016,1,{"$f":"LOOKUP(E232,Temperature!Q:Q,Temperature!R:R)","v":3},{"$f":"LOOKUP(E232,Temperature!Q:Q,Temperature!S:S)","v":31},"2016-03-31",845.44,28.72,26.66,2.41,0,1200,845.44,-0.2,6.6400000000000001E-2,-1.328E-2,834.21255680000013,734.10704998400013,100,166.84251136000003,100,66.842511360000032,600,522,200,66.842511360000032,4.0105506816000052,0,78,0,0,null,78,66.842511360000032,4.0105506816000052,0,140.83196067840004,100,0]
["20160110:0245","2016-01-10T11:00:00","2016-01-10T11:00:00",2016,1,{"$f":"LOOKUP(E233,Temperature!Q:Q,Temperature!R:R)","v":3},{"$f":"LOOKUP(E233,Temperature!Q:Q,Temperature!S:S)","v":31},"2016-03-31",956.76,41.16,28.21,3.52,0,1200,956.76,-0.2,0.12840000000000004,-2.5680000000000008E-2,932.19040319999999,820.32755481599997,100,186.43808064000001,100,86.43808064000001,600,459.16803932159996,200,86.43808064000001,5.1862848384000051,0,78,57.645675840000031,0,null,140.83196067840004,86.43808064000001,5.1862848384000051,0,222.08375648000003,100,0]
["20160110:0345","2016-01-10T12:00:00","2016-01-10T12:00:00",2016,1,{"$f":"LOOKUP(E234,Temperature!Q:Q,Temperature!R:R)","v":3},{"$f":"LOOKUP(E234,Temperature!Q:Q,Temperature!S:S)","v":31},"2016-03-31",998.95,51.99,29.41,3.59,0,1200,998.95,-0.2,0.1764,-3.5279999999999999E-2,963.70704400000011,848.06219872000008,100,192.74140880000004,100,92.741408800000045,600,377.91624351999997,200,92.741408800000045,5.5644845280000075,0,78,138.51927195200003,0,null,222.08375648000003,92.741408800000045,5.5644845280000075,0,309.2606807520001,100,0]
["20160110:0445","2016-01-10T13:00:00","2016-01-10T13:00:00",2016,1,{"$f":"LOOKUP(E235,Temperature!Q:Q,Temperature!R:R)","v":3},{"$f":"LOOKUP(E235,Temperature!Q:Q,Temperature!S:S)","v":31},"2016-03-31",1045.33,59.41,30.48,3.45,0,1200,1045.33,-0.2,0.21920000000000001,-4.3840000000000004E-2,999.50273279999999,879.56240486399997,100,199.90054655999998,100,99.900546559999981,600,290.7393192479999,200,99.900546559999981,5.9940327936000042,0,78,225.26664795840009,0,null,309.2606807520001,99.900546559999981,5.9940327936000042,0,403.16719451840004,100,0]
["20160110:0545","2016-01-10T14:00:00","2016-01-10T14:00:00",2016,1,{"$f":"LOOKUP(E236,Temperature!Q:Q,Temperature!R:R)","v":3},{"$f":"LOOKUP(E236,Temperature!Q:Q,Temperature!S:S)","v":31},"2016-03-31",1020.8,60.69,31.19,3.31,0,1200,1020.8,-0.2,0.24760000000000004,-4.9520000000000008E-2,970.24998399999993,853.81998591999991,100,194.0499968,100,94.049996800000002,600,196.83280548159996,200,94.049996800000002,5.6429998080000052,0,78,319.52419471040002,0,null,403.16719451840004,94.049996800000002,5.6429998080000052,0,491.57419151040006,100,0]
["20160110:0645","2016-01-10T15:00:00","2016-01-10T15:00:00",2016,1,{"$f":"LOOKUP(E237,Temperature!Q:Q,Temperature!R:R)","v":3},{"$f":"LOOKUP(E237,Temperature!Q:Q,Temperature!S:S)","v":31},"2016-03-31",1049.1600000000001,55.16,31.01,3.31,0,1200,1049.1600000000001,-0.2,0.24040000000000006,-4.8080000000000012E-2,998.7163872000001,878.87042073600014,100,199.74327744000004,100,99.743277440000043,600,108.42580848959994,200,99.743277440000043,5.984596646400008,0,78,407.58959486400005,0,null,491.57419151040006,99.743277440000043,5.984596646400008,0,585.33287230400003,100,0]
["20160110:0745","2016-01-10T16:00:00","2016-01-10T16:00:00",2016,1,{"$f":"LOOKUP(E238,Temperature!Q:Q,Temperature!R:R)","v":3},{"$f":"LOOKUP(E238,Temperature!Q:Q,Temperature!S:S)","v":31},"2016-03-31",988.02,45.26,30.61,3.52,0,1200,988.02,-0.2,0.22439999999999999,-4.4880000000000003E-2,943.67766239999992,830.43634291199999,100,188.73553247999999,100,88.735532479999989,600,14.667127695999966,200,14.667127695999966,0.88002766175999869,0,78,506.45284464224005,0,null,585.33287230400003,14.667127695999966,0.88002766175999869,0,599.11997233824002,100,74.068404784000023]
["20160110:0845","2016-01-10T17:00:00","2016-01-10T17:00:00",2016,1,{"$f":"LOOKUP(E239,Temperature!Q:Q,Temperature!R:R)","v":3},{"$f":"LOOKUP(E239,Temperature!Q:Q,Temperature!S:S)","v":31},"2016-03-31",899.93,33.270000000000003,29.68,3.72,0,1200,899.93,-0.2,0.18719999999999998,-3.7439999999999994E-2,866.23662079999997,762.28822630399998,100,173.24732415999998,100,73.247324159999977,600,0.88002766175998204,200,0.88002766175998204,5.2801659705598969E-2,0,78,521.06717067853447,0,null,599.11997233824002,0.88002766175998204,5.2801659705598969E-2,0,599.94719834029445,100,72.367296498239995]
["20160110:0945","2016-01-10T18:00:00","2016-01-10T18:00:00",2016,1,{"$f":"LOOKUP(E240,Temperature!Q:Q,Temperature!R:R)","v":3},{"$f":"LOOKUP(E240,Temperature!Q:Q,Temperature!S:S)","v":31},"2016-03-31",559.13,20.260000000000002,28.62,3.45,0,1200,559.13,-0.2,0.14480000000000004,-2.896000000000001E-2,542.93759520000003,477.78508377600002,100,108.58751904000002,100,8.5875190400000179,600,5.2801659705551174E-2,200,5.2801659705551174E-2,3.1680995823330734E-3,0,78,521.9440302407121,0,null,599.94719834029445,5.2801659705551174E-2,3.1680995823330734E-3,0,599.99683190041765,100,8.5347173802944667]
["20160110:1045","2016-01-10T19:00:00","2016-01-10T19:00:00",2016,1,{"$f":"LOOKUP(E241,Temperature!Q:Q,Temperature!R:R)","v":3},{"$f":"LOOKUP(E241,Temperature!Q:Q,Temperature!S:S)","v":31},"2016-03-31",37.24,6.73,27.55,2.97,0,1200,37.24,-0.2,0.10200000000000004,-2.0400000000000008E-2,36.480304000000004,32.102667520000004,100,7.2960608000000011,7.2960608000000011,0,600,3.1680995823535341E-3,200,0,0,92.703939199999994,78,521.99683190041765,92.703939199999994,null,599.99683190041765,0,0,92.703939199999994,507.29289270041767,100,0]
["20160110:1145","2016-01-10T20:00:00","2016-01-10T20:00:00",2016,1,{"$f":"LOOKUP(E242,Temperature!Q:Q,Temperature!R:R)","v":3},{"$f":"LOOKUP(E242,Temperature!Q:Q,Temperature!S:S)","v":31},"2016-03-31",0,0,26.59,2.5499999999999998,0,1200,0,-0.2,6.359999999999999E-2,-1.2719999999999999E-2,0,0,100,0,0,0,600,92.707107299582333,200,0,0,100,78,429.29289270041767,100,null,507.29289270041767,0,0,100,407.29289270041767,100,0]
["20160110:1245","2016-01-10T21:00:00","2016-01-10T21:00:00",2016,1,{"$f":"LOOKUP(E243,Temperature!Q:Q,Temperature!R:R)","v":3},{"$f":"LOOKUP(E243,Temperature!Q:Q,Temperature!S:S)","v":31},"2016-03-31",0,0,25.9,2.14,0,1200,0,-0.2,3.5999999999999942E-2,-7.1999999999999885E-3,0,0,100,0,0,0,600,192.70710729958233,200,0,0,100,78,329.29289270041767,100,null,407.29289270041767,0,0,100,307.29289270041767,100,0]
["20160110:1345","2016-01-10T22:00:00","2016-01-10T22:00:00",2016,1,{"$f":"LOOKUP(E244,Temperature!Q:Q,Temperature!R:R)","v":3},{"$f":"LOOKUP(E244,Temperature!Q:Q,Temperature!S:S)","v":31},"2016-03-31",0,0,25.44,1.86,0,1200,0,-0.2,1.760000000000005E-2,-3.5200000000000101E-3,0,0,100,0,0,0,600,292.70710729958233,200,0,0,100,78,229.29289270041767,100,null,307.29289270041767,0,0,100,207.29289270041767,100,0]
["20160110:1445","2016-01-10T23:00:00","2016-01-10T23:00:00",2016,1,{"$f":"LOOKUP(E245,Temperature!Q:Q,Temperature!R:R)","v":3},{"$f":"LOOKUP(E245,Temperature!Q:Q,Temperature!S:S)","v":31},"2016-03-31",0,0,24.96,1.72,0,1200,0,-0.2,-1.5999999999999658E-3,3.199999999999932E-4,0,0,100,0,0,0,600,392.70710729958233,200,0,0,100,78,129.29289270041767,100,null,207.29289270041767,0,0,100,107.29289270041767,100,0]
["20160110:1545","2016-01-11","2016-01-11",{"$f":"YEAR(B246)","v":2016},1,{"$f":"LOOKUP(E246,Temperature!Q:Q,Temperature!R:R)","v":3},{"$f":"LOOKUP(E246,Temperature!Q:Q,Temperature!S:S)","v":31},"2016-03-31",0,0,24.62,1.66,0,1200,0,-0.2,-1.519999999999996E-2,3.0399999999999924E-3,0,0,100,0,0,0,600,492.70710729958233,200,0,0,100,78,29.292892700417667,29.292892700417667,null,107.29289270041767,0,0,29.292892700417667,78,{"$f":"W246+AL246","v":29.292892700417667},0]
["20160110:1645",{"$f":"C247","v":"2016-01-11T01:00:00"},"2016-01-11T01:00:00",2016,{"$f":"MONTH(B247)","v":1},{"$f":"LOOKUP(E247,Temperature!Q:Q,Temperature!R:R)","v":3},{"$f":"LOOKUP(E247,Temperature!Q:Q,Temperature!S:S)","v":31},{"$f":"DATE(D247,F247,G247)","v":"2016-03-31"},0,0,24.35,1.45,0,{"$f":"N246","v":1200},{"$f":"IF(I247>N247,1000,I247)","v":0},{"$f":"$P$6","v":-0.2},{"$f":"(K247-$Q$6)/$Q$6","v":-2.5999999999999943E-2},{"$f":"P247*Q247","v":5.1999999999999894E-3},{"$f":"O247*(1+R247)","v":0},{"$f":"S247*(1-$T$6)","v":0},{"$f":"$U$6","v":100},{"$f":"$V$6*S247/1000","v":0},{"$f":"MIN(V247,U247)","v":0},{"$f":"V247-W247","v":0},{"$f":"$Y$6","v":600},522,{"$f":"$AA$6","v":200},{"$f":"MIN(AA247,Z247,X247)","v":0},{"$f":"(1-$AC$6)*AB247","v":0},{"$f":"U247-W247","v":100},{"$f":"MAX($Y$13*($AE$6),0)","v":78},{"$f":"MAX(AI247-AE247-AC247,0)","v":0},{"$f":"MIN($AG$6,AF247,AD247)","v":0},null,78,{"$f":"AB247","v":0},{"$f":"AC247","v":0},{"$f":"AG247","v":0},{"$f":"AI247+AJ247-AL247-AK247","v":78},0,{"$f":"V247-W247-AJ247","v":0}]
["20160110:1745","2016-01-11T02:00:00","2016-01-11T02:00:00",2016,1,{"$f":"LOOKUP(E248,Temperature!Q:Q,Temperature!R:R)","v":3},{"$f":"LOOKUP(E248,Temperature!Q:Q,Temperature!S:S)","v":31},"2016-03-31",0,0,24.18,1.24,0,1200,0,-0.2,-3.280000000000001E-2,6.5600000000000025E-3,0,0,100,0,0,0,600,522,200,0,0,100,78,0,0,null,78,0,0,0,78,0,0]
["20160110:1845","2016-01-11T03:00:00","2016-01-11T03:00:00",2016,1,{"$f":"LOOKUP(E249,Temperature!Q:Q,Temperature!R:R)","v":3},{"$f":"LOOKUP(E249,Temperature!Q:Q,Temperature!S:S)","v":31},"2016-03-31",0,0,24.19,1.24,0,1200,0,-0.2,-3.239999999999995E-2,6.4799999999999901E-3,0,0,100,0,0,0,600,522,200,0,0,100,78,0,0,null,78,0,0,0,78,0,0]
["20160110:1945","2016-01-11T04:00:00","2016-01-11T04:00:00",2016,1,{"$f":"LOOKUP(E250,Temperature!Q:Q,Temperature!R:R)","v":3},{"$f":"LOOKUP(E250,Temperature!Q:Q,Temperature!S:S)","v":31},"2016-03-31",0,0,24.03,1.17,0,1200,0,-0.2,-3.8799999999999953E-2,7.7599999999999909E-3,0,0,100,0,0,0,600,522,200,0,0,100,78,0,0,null,78,0,0,0,78,0,0]
["20160110:2045","2016-01-11T05:00:00","2016-01-11T05:00:00",2016,1,{"$f":"LOOKUP(E251,Temperature!Q:Q,Temperature!R:R)","v":3},{"$f":"LOOKUP(E251,Temperature!Q:Q,Temperature!S:S)","v":31},"2016-03-31",0,0,23.67,1.31,0,1200,0,-0.2,-5.3199999999999935E-2,1.0639999999999988E-2,0,0,100,0,0,0,600,522,200,0,0,100,78,0,0,null,78,0,0,0,78,0,0]
["20160110:2145","2016-01-11T06:00:00","2016-01-11T06:00:00",2016,1,{"$f":"LOOKUP(E252,Temperature!Q:Q,Temperature!R:R)","v":3},{"$f":"LOOKUP(E252,Temperature!Q:Q,Temperature!S:S)","v":31},"2016-03-31",0,0,23.61,1.31,0,1200,0,-0.2,-5.5600000000000024E-2,1.1120000000000005E-2,0,0,100,0,0,0,600,522,200,0,0,100,78,0,0,null,78,0,0,0,78,0,0]
["20160110:2245","2016-01-11T07:00:00","2016-01-11T07:00:00",2016,1,{"$f":"LOOKUP(E253,Temperature!Q:Q,Temperature!R:R)","v":3},{"$f":"LOOKUP(E253,Temperature!Q:Q,Temperature!S:S)","v":31},"2016-03-31",0,0,23.49,1.24,0,1200,0,-0.2,-6.0400000000000065E-2,1.2080000000000014E-2,0,0,100,0,0,0,600,522,200,0,0,100,78,0,0,null,78,0,0,0,78,0,0]
["20160110:2345","2016-01-11T08:00:00","2016-01-11T08:00:00",2016,1,{"$f":"LOOKUP(E254,Temperature!Q:Q,Temperature!R:R)","v":3},{"$f":"LOOKUP(E254,Temperature!Q:Q,Temperature!S:S)","v":31},"2016-03-31",34.549999999999997,1.78,23.49,1.03,0,1200,34.549999999999997,-0.2,-6.0400000000000065E-2,1.2080000000000014E-2,34.967364000000003,30.771280320000002,100,6.9934728000000002,6.9934728000000002,0,600,522,200,0,0,93.006527199999994,78,0,0,null,78,0,0,0,78,6.9934728000000002,0]
["20160111:0045","2016-01-11T09:00:00","2016-01-11T09:00:00",2016,1,{"$f":"LOOKUP(E255,Temperature!Q:Q,Temperature!R:R)","v":3},{"$f":"LOOKUP(E255,Temperature!Q:Q,Temperature!S:S)","v":31},"2016-03-31",357.76,15.44,25.12,1.93,0,1200,357.76,-0.2,4.8000000000000395E-3,-9.6000000000000794E-4,357.41655040000001,314.52656435199998,100,71.483310079999995,71.483310079999995,0,600,522,200,0,0,28.516689920000005,78,0,0,null,78,0,0,0,78,71.483310079999995,0]
["20160111:0145","2016-01-11T10:00:00","2016-01-11T10:00:00",2016,1,{"$f":"LOOKUP(E256,Temperature!Q:Q,Temperature!R:R)","v":3},{"$f":"LOOKUP(E256,Temperature!Q:Q,Temperature!S:S)","v":31},"2016-03-31",864.54,28.69,26.77,2.76,0,1200,864.54,-0.2,7.0799999999999988E-2,-1.4159999999999999E-2,852.29811359999997,750.02233996799998,100,170.45962272,100,70.459622719999999,600,522,200,70.459622719999999,4.2275773632000035,0,78,0,0,null,78,70.459622719999999,4.2275773632000035,0,144.2320453568,100,0]
["20160111:0245","2016-01-11T11:00:00","2016-01-11T11:00:00",2016,1,{"$f":"LOOKUP(E257,Temperature!Q:Q,Temperature!R:R)","v":3},{"$f":"LOOKUP(E257,Temperature!Q:Q,Temperature!S:S)","v":31},"2016-03-31",845.86,41.16,28.33,2.83,0,1200,845.86,-0.2,0.13319999999999993,-2.6639999999999987E-2,823.3262896,724.52713484799995,100,164.66525792000002,100,64.665257920000016,600,455.76795464320003,200,64.665257920000016,3.8799154752000042,0,78,62.352129881599993,0,null,144.2320453568,64.665257920000016,3.8799154752000042,0,205.01738780160002,100,0]
["20160111:0345","2016-01-11T12:00:00","2016-01-11T12:00:00",2016,1,{"$f":"LOOKUP(E258,Temperature!Q:Q,Temperature!R:R)","v":3},{"$f":"LOOKUP(E258,Temperature!Q:Q,Temperature!S:S)","v":31},"2016-03-31",783.58,52.04,29.2,2.69,0,1200,783.58,-0.2,0.16799999999999998,-3.3599999999999998E-2,757.25171200000011,666.38150656000005,100,151.45034240000001,100,51.450342400000011,600,394.98261219839998,200,51.450342400000011,3.0870205440000036,0,78,123.93036725760003,0,null,205.01738780160002,51.450342400000011,3.0870205440000036,0,253.38070965760002,100,0]
["20160111:0445","2016-01-11T13:00:00","2016-01-11T13:00:00",2016,1,{"$f":"LOOKUP(E259,Temperature!Q:Q,Temperature!R:R)","v":3},{"$f":"LOOKUP(E259,Temperature!Q:Q,Temperature!S:S)","v":31},"2016-03-31",942.63,59.52,29.85,2.69,0,1200,942.63,-0.2,0.19400000000000006,-3.8800000000000015E-2,906.05595599999992,797.32924127999991,100,181.21119119999997,100,81.211191199999973,600,346.61929034239995,200,81.211191199999973,4.8726714720000031,0,78,170.50803818560001,0,null,253.38070965760002,81.211191199999973,4.8726714720000031,0,329.71922938559999,100,0]
["20160111:0545","2016-01-11T14:00:00","2016-01-11T14:00:00",2016,1,{"$f":"LOOKUP(E260,Temperature!Q:Q,Temperature!R:R)","v":3},{"$f":"LOOKUP(E260,Temperature!Q:Q,Temperature!S:S)","v":31},"2016-03-31",1014.51,60.86,30.2,2.69,0,1200,1014.51,-0.2,0.20799999999999996,-4.1599999999999998E-2,972.30638399999998,855.62961791999999,100,194.46127679999998,100,94.461276799999979,600,270.28077061440001,200,94.461276799999979,5.6676766080000034,0,78,246.05155277759999,0,null,329.71922938559999,94.461276799999979,5.6676766080000034,0,418.51282957759992,100,0]
["20160111:0645","2016-01-11T15:00:00","2016-01-11T15:00:00",2016,1,{"$f":"LOOKUP(E261,Temperature!Q:Q,Temperature!R:R)","v":3},{"$f":"LOOKUP(E261,Temperature!Q:Q,Temperature!S:S)","v":31},"2016-03-31",992.2,55.33,30.16,2.69,0,1200,992.2,-0.2,0.2064,-4.1280000000000004E-2,951.24198400000012,837.09294592000015,100,190.24839680000002,100,90.248396800000023,600,181.48717042240008,200,90.248396800000023,5.4149038080000063,0,78,335.0979257695999,0,null,418.51282957759992,90.248396800000023,5.4149038080000063,0,503.34632256959992,100,0]
["20160111:0745","2016-01-11T16:00:00","2016-01-11T16:00:00",2016,1,{"$f":"LOOKUP(E262,Temperature!Q:Q,Temperature!R:R)","v":3},{"$f":"LOOKUP(E262,Temperature!Q:Q,Temperature!S:S)","v":31},"2016-03-31",989.89,45.43,29.5,2.83,0,1200,989.89,-0.2,0.18,-3.5999999999999997E-2,954.25396000000001,839.74348480000003,100,190.85079200000001,100,90.850792000000013,600,96.65367743040008,200,90.850792000000013,5.4510475200000057,0,78,419.89527504959989,0,null,503.34632256959992,90.850792000000013,5.4510475200000057,0,588.74606704960001,100,0]
["20160111:0845","2016-01-11T17:00:00","2016-01-11T17:00:00",2016,1,{"$f":"LOOKUP(E263,Temperature!Q:Q,Temperature!R:R)","v":3},{"$f":"LOOKUP(E263,Temperature!Q:Q,Temperature!S:S)","v":31},"2016-03-31",900.96,33.409999999999997,28.98,3.03,0,1200,900.96,-0.2,0.15920000000000001,-3.184E-2,872.27343360000009,767.60062156800007,100,174.45468672000004,100,74.454686720000041,600,11.253932950399985,200,11.253932950399985,0.67523597702399973,0,78,510.07083107257603,0,null,588.74606704960001,11.253932950399985,0.67523597702399973,0,599.32476402297596,100,63.200753769600055]
["20160111:0945","2016-01-11T18:00:00","2016-01-11T18:00:00",2016,1,{"$f":"LOOKUP(E264,Temperature!Q:Q,Temperature!R:R)","v":3},{"$f":"LOOKUP(E264,Temperature!Q:Q,Temperature!S:S)","v":31},"2016-03-31",604.66,20.39,28.39,2.76,0,1200,604.66,-0.2,0.13560000000000003,-2.7120000000000005E-2,588.26162079999995,517.67022630399993,100,117.65232415999999,100,17.652324159999992,600,0.67523597702404459,200,0.67523597702404459,4.0514158621442711E-2,0,78,521.28424986435448,0,null,599.32476402297596,0.67523597702404459,4.0514158621442711E-2,0,599.95948584137852,100,16.977088182975947]
["20160111:1045","2016-01-11T19:00:00","2016-01-11T19:00:00",2016,1,{"$f":"LOOKUP(E265,Temperature!Q:Q,Temperature!R:R)","v":3},{"$f":"LOOKUP(E265,Temperature!Q:Q,Temperature!S:S)","v":31},"2016-03-31",36.4,6.85,27.48,2.14,0,1200,36.4,-0.2,9.920000000000001E-2,-1.9840000000000003E-2,35.677824000000001,31.396485120000001,100,7.1355648,7.1355648,0,600,4.0514158621476781E-2,200,0,0,92.864435200000003,78,521.95948584137852,92.864435200000003,null,599.95948584137852,0,0,92.864435200000003,507.09505064137852,100,0]
["20160111:1145","2016-01-11T20:00:00","2016-01-11T20:00:00",2016,1,{"$f":"LOOKUP(E266,Temperature!Q:Q,Temperature!R:R)","v":3},{"$f":"LOOKUP(E266,Temperature!Q:Q,Temperature!S:S)","v":31},"2016-03-31",0,0,26.77,1.79,0,1200,0,-0.2,7.0799999999999988E-2,-1.4159999999999999E-2,0,0,100,0,0,0,600,92.904949358621479,200,0,0,100,78,429.09505064137852,100,null,507.09505064137852,0,0,100,407.09505064137852,100,0]
["20160111:1245","2016-01-11T21:00:00","2016-01-11T21:00:00",2016,1,{"$f":"LOOKUP(E267,Temperature!Q:Q,Temperature!R:R)","v":3},{"$f":"LOOKUP(E267,Temperature!Q:Q,Temperature!S:S)","v":31},"2016-03-31",0,0,26.24,1.72,0,1200,0,-0.2,4.9599999999999936E-2,-9.9199999999999879E-3,0,0,100,0,0,0,600,192.90494935862148,200,0,0,100,78,329.09505064137852,100,null,407.09505064137852,0,0,100,307.09505064137852,100,0]
["20160111:1345","2016-01-11T22:00:00","2016-01-11T22:00:00",2016,1,{"$f":"LOOKUP(E268,Temperature!Q:Q,Temperature!R:R)","v":3},{"$f":"LOOKUP(E268,Temperature!Q:Q,Temperature!S:S)","v":31},"2016-03-31",0,0,25.91,1.59,0,1200,0,-0.2,3.6400000000000009E-2,-7.2800000000000017E-3,0,0,100,0,0,0,600,292.90494935862148,200,0,0,100,78,229.09505064137852,100,null,307.09505064137852,0,0,100,207.09505064137852,100,0]
["20160111:1445","2016-01-11T23:00:00","2016-01-11T23:00:00",2016,1,{"$f":"LOOKUP(E269,Temperature!Q:Q,Temperature!R:R)","v":3},{"$f":"LOOKUP(E269,Temperature!Q:Q,Temperature!S:S)","v":31},"2016-03-31",0,0,25.47,1.52,0,1200,0,-0.2,1.8799999999999956E-2,-3.7599999999999912E-3,0,0,100,0,0,0,600,392.90494935862148,200,0,0,100,78,129.09505064137852,100,null,207.09505064137852,0,0,100,107.09505064137852,100,0]
["20160111:1545","2016-01-12","2016-01-12",2016,1,{"$f":"LOOKUP(E270,Temperature!Q:Q,Temperature!R:R)","v":3},{"$f":"LOOKUP(E270,Temperature!Q:Q,Temperature!S:S)","v":31},"2016-03-31",0,0,25.18,1.38,0,1200,0,-0.2,7.1999999999999885E-3,-1.4399999999999977E-3,0,0,100,0,0,0,600,{"$f":"Y270-AI270","v":492.90494935862148},200,0,0,100,78,29.095050641378521,29.095050641378521,null,{"$f":"AM269","v":107.09505064137852},0,0,29.095050641378521,78,29.095050641378521,0]
["20160111:1645","2016-01-12T01:00:00",{"$f":"C270+1/24","v":"2016-01-12T01:00:00"},2016,1,{"$f":"LOOKUP(E271,Temperature!Q:Q,Temperature!R:R)","v":3},{"$f":"LOOKUP(E271,Temperature!Q:Q,Temperature!S:S)","v":31},"2016-03-31",0,0,24.85,1.38,0,1200,0,-0.2,-5.9999999999999429E-3,1.1999999999999886E-3,0,0,100,0,0,0,600,522,200,0,0,100,78,0,0,null,78,0,0,0,78,0,0]
["20160111:1745","2016-01-12T02:00:00","2016-01-12T02:00:00",2016,1,{"$f":"LOOKUP(E272,Temperature!Q:Q,Temperature!R:R)","v":3},{"$f":"LOOKUP(E272,Temperature!Q:Q,Temperature!S:S)","v":31},"2016-03-31",0,0,24.65,1.31,0,1200,0,-0.2,-1.4000000000000058E-2,2.8000000000000117E-3,0,0,100,0,0,0,600,522,200,0,0,100,78,0,0,null,78,0,0,0,78,0,0]
["20160111:1845","2016-01-12T03:00:00","2016-01-12T03:00:00",2016,1,{"$f":"LOOKUP(E273,Temperature!Q:Q,Temperature!R:R)","v":3},{"$f":"LOOKUP(E273,Temperature!Q:Q,Temperature!S:S)","v":31},"2016-03-31",0,0,24.24,1.03,0,1200,0,-0.2,-3.0400000000000062E-2,6.0800000000000125E-3,0,0,100,0,0,0,600,522,200,0,0,100,78,0,0,null,78,0,0,0,78,0,0]
["20160111:1945","2016-01-12T04:00:00","2016-01-12T04:00:00",2016,1,{"$f":"LOOKUP(E274,Temperature!Q:Q,Temperature!R:R)","v":3},{"$f":"LOOKUP(E274,Temperature!Q:Q,Temperature!S:S)","v":31},"2016-03-31",0,0,24.06,1.03,0,1200,0,-0.2,-3.760000000000005E-2,7.5200000000000102E-3,0,0,100,0,0,0,600,522,200,0,0,100,78,0,0,null,78,0,0,0,78,0,0]
["20160111:2045","2016-01-12T05:00:00","2016-01-12T05:00:00",2016,1,{"$f":"LOOKUP(E275,Temperature!Q:Q,Temperature!R:R)","v":3},{"$f":"LOOKUP(E275,Temperature!Q:Q,Temperature!S:S)","v":31},"2016-03-31",0,0,23.76,1.17,0,1200,0,-0.2,-4.9599999999999936E-2,9.9199999999999879E-3,0,0,100,0,0,0,600,522,200,0,0,100,78,0,0,null,78,0,0,0,78,0,0]
["20160111:2145","2016-01-12T06:00:00","2016-01-12T06:00:00",2016,1,{"$f":"LOOKUP(E276,Temperature!Q:Q,Temperature!R:R)","v":3},{"$f":"LOOKUP(E276,Temperature!Q:Q,Temperature!S:S)","v":31},"2016-03-31",0,0,23.83,1.38,0,1200,0,-0.2,-4.6800000000000071E-2,9.3600000000000141E-3,0,0,100,0,0,0,600,522,200,0,0,100,78,0,0,null,78,0,0,0,78,0,0]
["20160111:2245","2016-01-12T07:00:00","2016-01-12T07:00:00",2016,1,{"$f":"LOOKUP(E277,Temperature!Q:Q,Temperature!R:R)","v":3},{"$f":"LOOKUP(E277,Temperature!Q:Q,Temperature!S:S)","v":31},"2016-03-31",0,0,23.83,1.59,0,1200,0,-0.2,-4.6800000000000071E-2,9.3600000000000141E-3,0,0,100,0,0,0,600,522,200,0,0,100,78,0,0,null,78,0,0,0,78,0,0]
["20160111:2345","2016-01-12T08:00:00","2016-01-12T08:00:00",2016,1,{"$f":"LOOKUP(E278,Temperature!Q:Q,Temperature!R:R)","v":3},{"$f":"LOOKUP(E278,Temperature!Q:Q,Temperature!S:S)","v":31},"2016-03-31",53.65,1.71,23.87,1.59,0,1200,53.65,-0.2,-4.5199999999999962E-2,9.0399999999999925E-3,54.134995999999994,47.638796479999996,100,10.826999199999998,10.826999199999998,0,600,522,200,0,0,89.173000799999997,78,0,0,null,78,0,0,0,78,10.826999199999998,0]
["20160112:0045","2016-01-12T09:00:00","2016-01-12T09:00:00",2016,1,{"$f":"LOOKUP(E279,Temperature!Q:Q,Temperature!R:R)","v":3},{"$f":"LOOKUP(E279,Temperature!Q:Q,Temperature!S:S)","v":31},"2016-03-31",392.02,15.39,25.34,2.14,0,1200,392.02,-0.2,1.3599999999999994E-2,-2.7199999999999989E-3,390.95370559999998,344.03926092799998,100,78.190741119999998,78.190741119999998,0,600,522,200,0,0,21.809258880000002,78,0,0,null,78,0,0,0,78,78.190741119999998,0]
["20160112:0145","2016-01-12T10:00:00","2016-01-12T10:00:00",2016,1,{"$f":"LOOKUP(E280,Temperature!Q:Q,Temperature!R:R)","v":3},{"$f":"LOOKUP(E280,Temperature!Q:Q,Temperature!S:S)","v":31},"2016-03-31",835.6,28.67,26.94,3.1,0,1200,835.6,-0.2,7.7600000000000058E-2,-1.5520000000000013E-2,822.63148799999999,723.91570944,100,164.52629759999999,100,64.526297599999992,600,522,200,64.526297599999992,3.8715778560000031,0,78,0,0,null,78,64.526297599999992,3.8715778560000031,0,138.65471974399998,100,0]
["20160112:0245","2016-01-12T11:00:00","2016-01-12T11:00:00",2016,1,{"$f":"LOOKUP(E281,Temperature!Q:Q,Temperature!R:R)","v":3},{"$f":"LOOKUP(E281,Temperature!Q:Q,Temperature!S:S)","v":31},"2016-03-31",901.94,41.17,28.24,3.24,0,1200,901.94,-0.2,0.12959999999999994,-2.5919999999999988E-2,878.56171520000009,773.13430937600003,100,175.71234304000001,100,75.712343040000007,600,461.34528025600002,200,75.712343040000007,4.5427405824000049,0,78,56.111979161599969,0,null,138.65471974399998,75.712343040000007,4.5427405824000049,0,209.82432220159998,100,0]
["20160112:0345","2016-01-12T12:00:00","2016-01-12T12:00:00",2016,1,{"$f":"LOOKUP(E282,Temperature!Q:Q,Temperature!R:R)","v":3},{"$f":"LOOKUP(E282,Temperature!Q:Q,Temperature!S:S)","v":31},"2016-03-31",1042.4000000000001,52.09,29.15,3.24,0,1200,1042.4000000000001,-0.2,0.16599999999999995,-3.3199999999999993E-2,1007.7923200000001,886.85724160000007,100,201.55846400000004,100,101.55846400000004,600,390.17567779839999,200,101.55846400000004,6.093507840000008,0,78,125.73081436159998,0,null,209.82432220159998,101.55846400000004,6.093507840000008,0,305.2892783616,100,0]
["20160112:0445","2016-01-12T13:00:00","2016-01-12T13:00:00",2016,1,{"$f":"LOOKUP(E283,Temperature!Q:Q,Temperature!R:R)","v":3},{"$f":"LOOKUP(E283,Temperature!Q:Q,Temperature!S:S)","v":31},"2016-03-31",1059.1300000000001,59.64,30.16,3.38,0,1200,1059.1300000000001,-0.2,0.2064,-4.1280000000000004E-2,1015.4091136000001,893.56001996800012,100,203.08182272000002,100,103.08182272000002,600,294.7107216384,200,103.08182272000002,6.1849093632000063,0,78,221.10436899839999,0,null,305.2892783616,103.08182272000002,6.1849093632000063,0,402.18619171840004,100,0]
["20160112:0545","2016-01-12T14:00:00","2016-01-12T14:00:00",2016,1,{"$f":"LOOKUP(E284,Temperature!Q:Q,Temperature!R:R)","v":3},{"$f":"LOOKUP(E284,Temperature!Q:Q,Temperature!S:S)","v":31},"2016-03-31",1085.05,61.03,30.67,3.52,0,1200,1085.05,-0.2,0.22680000000000006,-4.5360000000000011E-2,1035.8321319999998,911.53227615999981,100,207.16642639999998,100,107.16642639999998,600,197.81380828159996,200,107.16642639999998,6.4299855840000042,0,78,317.75620613440003,0,null,402.18619171840004,107.16642639999998,6.4299855840000042,0,502.92263253440001,100,0]
["20160112:0645","2016-01-12T15:00:00","2016-01-12T15:00:00",2016,1,{"$f":"LOOKUP(E285,Temperature!Q:Q,Temperature!R:R)","v":3},{"$f":"LOOKUP(E285,Temperature!Q:Q,Temperature!S:S)","v":31},"2016-03-31",1062.58,55.51,30.84,3.59,0,1200,1062.58,-0.2,0.2336,-4.6720000000000005E-2,1012.9362623999999,891.38391091199992,100,202.58725247999999,100,102.58725247999999,600,97.077367465599991,200,97.077367465599991,5.8246420479360044,0,78,419.09799048646403,0,null,502.92263253440001,97.077367465599991,5.8246420479360044,0,594.17535795206402,100,5.5098850143999982]
["20160112:0745","2016-01-12T16:00:00","2016-01-12T16:00:00",2016,1,{"$f":"LOOKUP(E286,Temperature!Q:Q,Temperature!R:R)","v":3},{"$f":"LOOKUP(E286,Temperature!Q:Q,Temperature!S:S)","v":31},"2016-03-31",1005.52,45.59,30.74,3.86,0,1200,1005.52,-0.2,0.22959999999999994,-4.5919999999999989E-2,959.34652160000007,844.22493900800009,100,191.86930432000003,100,91.869304320000026,600,5.8246420479359813,200,5.8246420479359813,0.34947852287615921,0,78,515.82587942918781,0,null,594.17535795206402,5.8246420479359813,0.34947852287615921,0,599.65052147712379,100,86.044662272064045]
["20160112:0845","2016-01-12T17:00:00","2016-01-12T17:00:00",2016,1,{"$f":"LOOKUP(E287,Temperature!Q:Q,Temperature!R:R)","v":3},{"$f":"LOOKUP(E287,Temperature!Q:Q,Temperature!S:S)","v":31},"2016-03-31",933.26,33.56,30.01,4,0,1200,933.26,-0.2,0.20040000000000005,-4.0080000000000011E-2,895.85493919999999,788.352346496,100,179.17098783999998,100,79.170987839999981,600,0.34947852287621117,200,0.34947852287621117,2.0968711372572689E-2,0,78,521.62955276575121,0,null,599.65052147712379,0.34947852287621117,2.0968711372572689E-2,0,599.97903128862743,100,78.82150931712377]
["20160112:0945","2016-01-12T18:00:00","2016-01-12T18:00:00",2016,1,{"$f":"LOOKUP(E288,Temperature!Q:Q,Temperature!R:R)","v":3},{"$f":"LOOKUP(E288,Temperature!Q:Q,Temperature!S:S)","v":31},"2016-03-31",650.82000000000005,20.52,28.9,3.79,0,1200,650.82000000000005,-0.2,0.15599999999999994,-3.1199999999999992E-2,630.5144160000001,554.85268608000013,100,126.10288320000002,100,26.102883200000022,600,2.0968711372574944E-2,200,2.0968711372574944E-2,1.2581226823544977E-3,0,78,521.97777316594511,0,null,599.97903128862743,2.0968711372574944E-2,1.2581226823544977E-3,0,599.99874187731768,100,26.081914488627447]
["20160112:1045","2016-01-12T19:00:00","2016-01-12T19:00:00",2016,1,{"$f":"LOOKUP(E289,Temperature!Q:Q,Temperature!R:R)","v":3},{"$f":"LOOKUP(E289,Temperature!Q:Q,Temperature!S:S)","v":31},"2016-03-31",39.78,6.97,27.77,3.31,0,1200,39.78,-0.2,0.11079999999999998,-2.2159999999999999E-2,38.8984752,34.230658175999999,100,7.77969504,7.77969504,0,600,1.2581226823158431E-3,200,0,0,92.220304959999993,78,521.99874187731768,92.220304959999993,null,599.99874187731768,0,0,92.220304959999993,507.77843691731766,100,0]
["20160112:1145","2016-01-12T20:00:00","2016-01-12T20:00:00",2016,1,{"$f":"LOOKUP(E290,Temperature!Q:Q,Temperature!R:R)","v":3},{"$f":"LOOKUP(E290,Temperature!Q:Q,Temperature!S:S)","v":31},"2016-03-31",0,0,26.74,3.03,0,1200,0,-0.2,6.959999999999994E-2,-1.3919999999999988E-2,0,0,100,0,0,0,600,92.221563082682337,200,0,0,100,78,429.77843691731766,100,null,507.77843691731766,0,0,100,407.77843691731766,100,0]
["20160112:1245","2016-01-12T21:00:00","2016-01-12T21:00:00",2016,1,{"$f":"LOOKUP(E291,Temperature!Q:Q,Temperature!R:R)","v":3},{"$f":"LOOKUP(E291,Temperature!Q:Q,Temperature!S:S)","v":31},"2016-03-31",0,0,26.1,2.76,0,1200,0,-0.2,4.400000000000006E-2,-8.8000000000000127E-3,0,0,100,0,0,0,600,192.22156308268234,200,0,0,100,78,329.77843691731766,100,null,407.77843691731766,0,0,100,307.77843691731766,100,0]
["20160112:1345","2016-01-12T22:00:00","2016-01-12T22:00:00",2016,1,{"$f":"LOOKUP(E292,Temperature!Q:Q,Temperature!R:R)","v":3},{"$f":"LOOKUP(E292,Temperature!Q:Q,Temperature!S:S)","v":31},"2016-03-31",0,0,25.5,2.48,0,1200,0,-0.2,0.02,-4.0000000000000001E-3,0,0,100,0,0,0,600,292.22156308268234,200,0,0,100,78,229.77843691731766,100,null,307.77843691731766,0,0,100,207.77843691731766,100,0]
["20160112:1445","2016-01-12T23:00:00","2016-01-12T23:00:00",2016,1,{"$f":"LOOKUP(E293,Temperature!Q:Q,Temperature!R:R)","v":3},{"$f":"LOOKUP(E293,Temperature!Q:Q,Temperature!S:S)","v":31},"2016-03-31",0,0,24.97,2.2799999999999998,0,1200,0,-0.2,-1.2000000000000454E-3,2.4000000000000909E-4,0,0,100,0,0,0,600,392.22156308268234,200,0,0,100,78,129.77843691731766,100,null,207.77843691731766,0,0,100,107.77843691731766,100,0]
["20160112:1545","2016-01-13","2016-01-13",2016,1,{"$f":"LOOKUP(E294,Temperature!Q:Q,Temperature!R:R)","v":3},{"$f":"LOOKUP(E294,Temperature!Q:Q,Temperature!S:S)","v":31},"2016-03-31",0,0,24.54,2.14,0,1200,0,-0.2,-1.8400000000000034E-2,3.6800000000000071E-3,0,0,100,0,0,0,600,492.22156308268234,200,0,0,100,78,29.778436917317663,29.778436917317663,null,107.77843691731766,0,0,29.778436917317663,78,29.778436917317663,0]
["20160112:1645","2016-01-13T01:00:00","2016-01-13T01:00:00",2016,1,{"$f":"LOOKUP(E295,Temperature!Q:Q,Temperature!R:R)","v":3},{"$f":"LOOKUP(E295,Temperature!Q:Q,Temperature!S:S)","v":31},"2016-03-31",0,0,24.1,2,0,1200,0,-0.2,-3.5999999999999942E-2,7.1999999999999885E-3,0,0,100,0,0,0,600,522,200,0,0,100,78,0,0,null,78,0,0,0,78,0,0]
["20160112:1745","2016-01-13T02:00:00","2016-01-13T02:00:00",2016,1,{"$f":"LOOKUP(E296,Temperature!Q:Q,Temperature!R:R)","v":3},{"$f":"LOOKUP(E296,Temperature!Q:Q,Temperature!S:S)","v":31},"2016-03-31",0,0,23.81,2,0,1200,0,-0.2,-4.7600000000000052E-2,9.5200000000000111E-3,0,0,100,0,0,0,600,522,200,0,0,100,78,0,0,null,78,0,0,0,78,0,0]
["20160112:1845","2016-01-13T03:00:00","2016-01-13T03:00:00",2016,1,{"$f":"LOOKUP(E297,Temperature!Q:Q,Temperature!R:R)","v":3},{"$f":"LOOKUP(E297,Temperature!Q:Q,Temperature!S:S)","v":31},"2016-03-31",0,0,24.12,1.86,0,1200,0,-0.2,-3.519999999999996E-2,7.0399999999999924E-3,0,0,100,0,0,0,600,522,200,0,0,100,78,0,0,null,78,0,0,0,78,0,0]
["20160112:1945","2016-01-13T04:00:00","2016-01-13T04:00:00",2016,1,{"$f":"LOOKUP(E298,Temperature!Q:Q,Temperature!R:R)","v":3},{"$f":"LOOKUP(E298,Temperature!Q:Q,Temperature!S:S)","v":31},"2016-03-31",0,0,24.06,1.72,0,1200,0,-0.2,-3.760000000000005E-2,7.5200000000000102E-3,0,0,100,0,0,0,600,522,200,0,0,100,78,0,0,null,78,0,0,0,78,0,0]
["20160112:2045","2016-01-13T05:00:00","2016-01-13T05:00:00",2016,1,{"$f":"LOOKUP(E299,Temperature!Q:Q,Temperature!R:R)","v":3},{"$f":"LOOKUP(E299,Temperature!Q:Q,Temperature!S:S)","v":31},"2016-03-31",0,0,23.79,1.59,0,1200,0,-0.2,-4.8400000000000033E-2,9.680000000000008E-3,0,0,100,0,0,0,600,522,200,0,0,100,78,0,0,null,78,0,0,0,78,0,0]
["20160112:2145","2016-01-13T06:00:00","2016-01-13T06:00:00",2016,1,{"$f":"LOOKUP(E300,Temperature!Q:Q,Temperature!R:R)","v":3},{"$f":"LOOKUP(E300,Temperature!Q:Q,Temperature!S:S)","v":31},"2016-03-31",0,0,23.59,1.52,0,1200,0,-0.2,-5.6400000000000006E-2,1.1280000000000002E-2,0,0,100,0,0,0,600,522,200,0,0,100,78,0,0,null,78,0,0,0,78,0,0]
["20160112:2245","2016-01-13T07:00:00","2016-01-13T07:00:00",2016,1,{"$f":"LOOKUP(E301,Temperature!Q:Q,Temperature!R:R)","v":3},{"$f":"LOOKUP(E301,Temperature!Q:Q,Temperature!S:S)","v":31},"2016-03-31",0,0,23.36,1.52,0,1200,0,-0.2,-6.5600000000000019E-2,1.3120000000000005E-2,0,0,100,0,0,0,600,522,200,0,0,100,78,0,0,null,78,0,0,0,78,0,0]
["20160112:2345","2016-01-13T08:00:00","2016-01-13T08:00:00",2016,1,{"$f":"LOOKUP(E302,Temperature!Q:Q,Temperature!R:R)","v":3},{"$f":"LOOKUP(E302,Temperature!Q:Q,Temperature!S:S)","v":31},"2016-03-31",51.83,1.65,23.2,1.45,0,1200,51.83,-0.2,-7.2000000000000022E-2,1.4400000000000005E-2,52.576352,46.267189760000001,100,10.515270399999999,10.515270399999999,0,600,522,200,0,0,89.484729600000009,78,0,0,null,78,0,0,0,78,10.515270399999999,0]
["20160113:0045","2016-01-13T09:00:00","2016-01-13T09:00:00",2016,1,{"$f":"LOOKUP(E303,Temperature!Q:Q,Temperature!R:R)","v":3},{"$f":"LOOKUP(E303,Temperature!Q:Q,Temperature!S:S)","v":31},"2016-03-31",355.51,15.35,25.09,1.45,0,1200,355.51,-0.2,3.5999999999999943E-3,-7.1999999999999885E-4,355.25403279999995,312.62354886399993,100,71.050806559999984,71.050806559999984,0,600,522,200,0,0,28.949193440000016,78,0,0,null,78,0,0,0,78,71.050806559999984,0]
["20160113:0145","2016-01-13T10:00:00","2016-01-13T10:00:00",2016,1,{"$f":"LOOKUP(E304,Temperature!Q:Q,Temperature!R:R)","v":3},{"$f":"LOOKUP(E304,Temperature!Q:Q,Temperature!S:S)","v":31},"2016-03-31",766.15,28.65,26.85,2.5499999999999998,0,1200,766.15,-0.2,7.4000000000000052E-2,-1.4800000000000011E-2,754.81097999999997,664.23366239999996,100,150.96219600000001,100,50.962196000000006,600,522,200,50.962196000000006,3.0577317600000029,0,78,0,0,null,78,50.962196000000006,3.0577317600000029,0,125.90446424000001,100,0]
["20160113:0245","2016-01-13T11:00:00","2016-01-13T11:00:00",2016,1,{"$f":"LOOKUP(E305,Temperature!Q:Q,Temperature!R:R)","v":3},{"$f":"LOOKUP(E305,Temperature!Q:Q,Temperature!S:S)","v":31},"2016-03-31",971.75,41.18,28.48,3.45,0,1200,971.75,-0.2,0.13920000000000002,-2.7840000000000004E-2,944.69648000000007,831.33290240000008,100,188.93929600000001,100,88.939296000000013,600,474.09553575999996,200,88.939296000000013,5.3363577600000056,0,78,42.568106480000004,0,null,125.90446424000001,88.939296000000013,5.3363577600000056,0,209.50740248000002,100,0]
["20160113:0345","2016-01-13T12:00:00","2016-01-13T12:00:00",2016,1,{"$f":"LOOKUP(E306,Temperature!Q:Q,Temperature!R:R)","v":3},{"$f":"LOOKUP(E306,Temperature!Q:Q,Temperature!S:S)","v":31},"2016-03-31",984.51,52.15,29.88,3.17,0,1200,984.51,-0.2,0.19519999999999996,-3.9039999999999991E-2,946.07472960000007,832.54576204800003,100,189.21494592000002,100,89.214945920000019,600,390.49259752,200,89.214945920000019,5.352896755200006,0,78,126.15450572480002,0,null,209.50740248000002,89.214945920000019,5.352896755200006,0,293.36945164480005,100,0]
["20160113:0445","2016-01-13T13:00:00","2016-01-13T13:00:00",2016,1,{"$f":"LOOKUP(E307,Temperature!Q:Q,Temperature!R:R)","v":3},{"$f":"LOOKUP(E307,Temperature!Q:Q,Temperature!S:S)","v":31},"2016-03-31",1011.97,59.76,30.94,2.97,0,1200,1011.97,-0.2,0.23760000000000006,-4.7520000000000014E-2,963.88118559999998,848.21544332799999,100,192.77623712000002,100,92.776237120000019,600,306.63054835519995,200,92.776237120000019,5.5665742272000065,0,78,209.80287741760006,0,null,293.36945164480005,92.776237120000019,5.5665742272000065,0,380.57911453760005,100,0]
["20160113:0545","2016-01-13T14:00:00","2016-01-13T14:00:00",2016,1,{"$f":"LOOKUP(E308,Temperature!Q:Q,Temperature!R:R)","v":3},{"$f":"LOOKUP(E308,Temperature!Q:Q,Temperature!S:S)","v":31},"2016-03-31",1033.5999999999999,61.21,31.72,2.9,0,1200,1033.5999999999999,-0.2,0.26879999999999993,-5.3759999999999988E-2,978.03366399999993,860.66962431999991,100,195.6067328,100,95.606732800000003,600,219.42088546239995,200,95.606732800000003,5.7364039680000056,0,78,296.84271056960006,0,null,380.57911453760005,95.606732800000003,5.7364039680000056,0,470.44944336960009,100,0]
["20160113:0645","2016-01-13T15:00:00","2016-01-13T15:00:00",2016,1,{"$f":"LOOKUP(E309,Temperature!Q:Q,Temperature!R:R)","v":3},{"$f":"LOOKUP(E309,Temperature!Q:Q,Temperature!S:S)","v":31},"2016-03-31",1049.5899999999999,55.7,31.57,2.9,0,1200,1049.5899999999999,-0.2,0.26280000000000003,-5.2560000000000009E-2,994.42354959999989,875.09272364799995,100,198.88470991999998,100,98.884709919999978,600,129.55055663039991,200,98.884709919999978,5.9330825952000037,0,78,386.51636077440008,0,null,470.44944336960009,98.884709919999978,5.9330825952000037,0,563.40107069440012,100,0]
["20160113:0745","2016-01-13T16:00:00","2016-01-13T16:00:00",{"$f":"YEAR(B310)","v":2016},1,{"$f":"LOOKUP(E310,Temperature!Q:Q,Temperature!R:R)","v":3},{"$f":"LOOKUP(E310,Temperature!Q:Q,Temperature!S:S)","v":31},"2016-03-31",990.98,45.76,31.09,3.17,0,1200,990.98,-0.2,0.24359999999999998,-4.8719999999999999E-2,942.69945440000004,829.57551987200009,100,188.53989088000003,100,88.53989088000003,600,36.598929305599881,200,36.598929305599881,2.1959357583359949,0,78,483.2051349360641,0,null,563.40107069440012,36.598929305599881,2.1959357583359949,0,597.80406424166404,{"$f":"W310+AL310","v":100},51.940961574400148]
["20160113:0845",{"$f":"C311","v":"2016-01-13T17:00:00"},"2016-01-13T17:00:00",2016,{"$f":"MONTH(B311)","v":1},{"$f":"LOOKUP(E311,Temperature!Q:Q,Temperature!R:R)","v":3},{"$f":"LOOKUP(E311,Temperature!Q:Q,Temperature!S:S)","v":31},{"$f":"DATE(D311,F311,G311)","v":"2016-03-31"},809.91,33.71,30.05,3.59,0,{"$f":"N310","v":1200},{"$f":"IF(I311>N311,1000,I311)","v":809.91},{"$f":"$P$6","v":-0.2},{"$f":"(K311-$Q$6)/$Q$6","v":0.20200000000000004},{"$f":"P311*Q311","v":-4.0400000000000012E-2},{"$f":"O311*(1+R311)","v":777.18963599999995},{"$f":"S311*(1-$T$6)","v":683.92687967999996},{"$f":"$U$6","v":100},{"$f":"$V$6*S311/1000","v":155.43792719999999},{"$f":"MIN(V311,U311)","v":100},{"$f":"V311-W311","v":55.43792719999999},{"$f":"$Y$6","v":600},2.1959357583359633,{"$f":"$AA$6","v":200},{"$f":"MIN(AA311,Z311,X311)","v":2.1959357583359633},{"$f":"(1-$AC$6)*AB311","v":0.13175614550015791},{"$f":"U311-W311","v":0},{"$f":"MAX($Y$13*($AE$6),0)","v":78},{"$f":"MAX(AI311-AE311-AC311,0)","v":519.67230809616387},{"$f":"MIN($AG$6,AF311,AD311)","v":0},null,597.80406424166404,{"$f":"AB311","v":2.1959357583359633},{"$f":"AC311","v":0.13175614550015791},{"$f":"AG311","v":0},{"$f":"AI311+AJ311-AL311-AK311","v":599.86824385449984},100,{"$f":"V311-W311-AJ311","v":53.241991441664027}]
["20160113:0945","2016-01-13T18:00:00","2016-01-13T18:00:00",2016,1,{"$f":"LOOKUP(E312,Temperature!Q:Q,Temperature!R:R)","v":3},{"$f":"LOOKUP(E312,Temperature!Q:Q,Temperature!S:S)","v":31},"2016-03-31",653.32000000000005,20.65,28.72,3.52,0,1200,653.32000000000005,-0.2,0.14879999999999996,-2.9759999999999995E-2,633.87719680000009,557.81193318400005,100,126.77543936000002,100,26.775439360000021,600,0.13175614550016235,200,0.13175614550016235,7.9053687300097483E-3,0,78,521.86033848576983,0,null,599.86824385449984,0.13175614550016235,7.9053687300097483E-3,0,599.99209463126999,100,26.643683214499859]
["20160113:1045","2016-01-13T19:00:00","2016-01-13T19:00:00",2016,1,{"$f":"LOOKUP(E313,Temperature!Q:Q,Temperature!R:R)","v":3},{"$f":"LOOKUP(E313,Temperature!Q:Q,Temperature!S:S)","v":31},"2016-03-31",40.630000000000003,7.08,27.84,3.03,0,1200,40.630000000000003,-0.2,0.11359999999999999,-2.2720000000000001E-2,39.706886400000002,34.942060032000001,100,7.9413772800000002,7.9413772800000002,0,600,7.9053687300074671E-3,200,0,0,92.058622720000002,78,521.99209463126999,92.058622720000002,null,599.99209463126999,0,0,92.058622720000002,507.93347191126998,100,0]
["20160113:1145","2016-01-13T20:00:00","2016-01-13T20:00:00",2016,1,{"$f":"LOOKUP(E314,Temperature!Q:Q,Temperature!R:R)","v":3},{"$f":"LOOKUP(E314,Temperature!Q:Q,Temperature!S:S)","v":31},"2016-03-31",0,0,27.11,2.69,0,1200,0,-0.2,8.4399999999999975E-2,-1.6879999999999996E-2,0,0,100,0,0,0,600,92.066528088730024,200,0,0,100,78,429.93347191126998,100,null,507.93347191126998,0,0,100,407.93347191126998,100,0]
["20160113:1245","2016-01-13T21:00:00","2016-01-13T21:00:00",2016,1,{"$f":"LOOKUP(E315,Temperature!Q:Q,Temperature!R:R)","v":3},{"$f":"LOOKUP(E315,Temperature!Q:Q,Temperature!S:S)","v":31},"2016-03-31",0,0,26.67,2.34,0,1200,0,-0.2,6.6800000000000068E-2,-1.3360000000000014E-2,0,0,100,0,0,0,600,192.06652808873002,200,0,0,100,78,329.93347191126998,100,null,407.93347191126998,0,0,100,307.93347191126998,100,0]
["20160113:1345","2016-01-13T22:00:00","2016-01-13T22:00:00",2016,1,{"$f":"LOOKUP(E316,Temperature!Q:Q,Temperature!R:R)","v":3},{"$f":"LOOKUP(E316,Temperature!Q:Q,Temperature!S:S)","v":31},"2016-03-31",0,0,26.38,2.0699999999999998,0,1200,0,-0.2,5.5199999999999957E-2,-1.1039999999999993E-2,0,0,100,0,0,0,600,292.06652808873002,200,0,0,100,78,229.93347191126998,100,null,307.93347191126998,0,0,100,207.93347191126998,100,0]
["20160113:1445","2016-01-13T23:00:00","2016-01-13T23:00:00",2016,1,{"$f":"LOOKUP(E317,Temperature!Q:Q,Temperature!R:R)","v":3},{"$f":"LOOKUP(E317,Temperature!Q:Q,Temperature!S:S)","v":31},"2016-03-31",0,0,26.03,1.93,0,1200,0,-0.2,4.1200000000000042E-2,-8.2400000000000095E-3,0,0,100,0,0,0,600,392.06652808873002,200,0,0,100,78,129.93347191126998,100,null,207.93347191126998,0,0,100,107.93347191126998,100,0]
["20160113:1545","2016-01-14","2016-01-14",2016,1,{"$f":"LOOKUP(E318,Temperature!Q:Q,Temperature!R:R)","v":3},{"$f":"LOOKUP(E318,Temperature!Q:Q,Temperature!S:S)","v":31},"2016-03-31",0,0,25.43,1.72,0,1200,0,-0.2,1.719999999999999E-2,-3.4399999999999982E-3,0,0,100,0,0,0,600,492.06652808873002,200,0,0,100,78,29.933471911269976,29.933471911269976,null,107.93347191126998,0,0,29.933471911269976,78,29.933471911269976,0]
["20160113:1645","2016-01-14T01:00:00","2016-01-14T01:00:00",2016,1,{"$f":"LOOKUP(E319,Temperature!Q:Q,Temperature!R:R)","v":3},{"$f":"LOOKUP(E319,Temperature!Q:Q,Temperature!S:S)","v":31},"2016-03-31",0,0,25.03,1.59,0,1200,0,-0.2,1.2000000000000454E-3,-2.4000000000000909E-4,0,0,100,0,0,0,600,522,200,0,0,100,78,0,0,null,78,0,0,0,78,0,0]
["20160113:1745","2016-01-14T02:00:00","2016-01-14T02:00:00",2016,1,{"$f":"LOOKUP(E320,Temperature!Q:Q,Temperature!R:R)","v":3},{"$f":"LOOKUP(E320,Temperature!Q:Q,Temperature!S:S)","v":31},"2016-03-31",0,0,24.62,1.38,0,1200,0,-0.2,-1.519999999999996E-2,3.0399999999999924E-3,0,0,100,0,0,0,600,522,200,0,0,100,78,0,0,null,78,0,0,0,78,0,0]
["20160113:1845","2016-01-14T03:00:00","2016-01-14T03:00:00",2016,1,{"$f":"LOOKUP(E321,Temperature!Q:Q,Temperature!R:R)","v":3},{"$f":"LOOKUP(E321,Temperature!Q:Q,Temperature!S:S)","v":31},"2016-03-31",0,0,25.04,1.1000000000000001,0,1200,0,-0.2,1.5999999999999658E-3,-3.199999999999932E-4,0,0,100,0,0,0,600,522,200,0,0,100,78,0,0,null,78,0,0,0,78,0,0]
["20160113:1945","2016-01-14T04:00:00","2016-01-14T04:00:00",2016,1,{"$f":"LOOKUP(E322,Temperature!Q:Q,Temperature!R:R)","v":3},{"$f":"LOOKUP(E322,Temperature!Q:Q,Temperature!S:S)","v":31},"2016-03-31",0,0,24.8,1.17,0,1200,0,-0.2,-7.9999999999999724E-3,1.5999999999999947E-3,0,0,100,0,0,0,600,522,200,0,0,100,78,0,0,null,78,0,0,0,78,0,0]
["20160113:2045","2016-01-14T05:00:00","2016-01-14T05:00:00",2016,1,{"$f":"LOOKUP(E323,Temperature!Q:Q,Temperature!R:R)","v":3},{"$f":"LOOKUP(E323,Temperature!Q:Q,Temperature!S:S)","v":31},"2016-03-31",0,0,24.45,1.45,0,1200,0,-0.2,-2.200000000000003E-2,4.4000000000000063E-3,0,0,100,0,0,0,600,522,200,0,0,100,78,0,0,null,78,0,0,0,78,0,0]
["20160113:2145","2016-01-14T06:00:00","2016-01-14T06:00:00",2016,1,{"$f":"LOOKUP(E324,Temperature!Q:Q,Temperature!R:R)","v":3},{"$f":"LOOKUP(E324,Temperature!Q:Q,Temperature!S:S)","v":31},"2016-03-31",0,0,24.33,1.72,0,1200,0,-0.2,-2.6800000000000067E-2,5.3600000000000141E-3,0,0,100,0,0,0,600,522,200,0,0,100,78,0,0,null,78,0,0,0,78,0,0]
["20160113:2245","2016-01-14T07:00:00","2016-01-14T07:00:00",2016,1,{"$f":"LOOKUP(E325,Temperature!Q:Q,Temperature!R:R)","v":3},{"$f":"LOOKUP(E325,Temperature!Q:Q,Temperature!S:S)","v":31},"2016-03-31",0,0,24.19,1.86,0,1200,0,-0.2,-3.239999999999995E-2,6.4799999999999901E-3,0,0,100,0,0,0,600,522,200,0,0,100,78,0,0,null,78,0,0,0,78,0,0]
["20160113:2345","2016-01-14T08:00:00","2016-01-14T08:00:00",2016,1,{"$f":"LOOKUP(E326,Temperature!Q:Q,Temperature!R:R)","v":3},{"$f":"LOOKUP(E326,Temperature!Q:Q,Temperature!S:S)","v":31},"2016-03-31",17.28,1.59,24.18,1.66,0,1200,17.28,-0.2,-3.280000000000001E-2,6.5600000000000025E-3,17.393356799999999,15.306153984,100,3.4786713599999999,3.4786713599999999,0,600,522,200,0,0,96.521328640000007,78,0,0,null,78,0,0,0,78,3.4786713599999999,0]
["20160114:0045","2016-01-14T09:00:00","2016-01-14T09:00:00",2016,1,{"$f":"LOOKUP(E327,Temperature!Q:Q,Temperature!R:R)","v":3},{"$f":"LOOKUP(E327,Temperature!Q:Q,Temperature!S:S)","v":31},"2016-03-31",354.86,15.31,25.38,2.83,0,1200,354.86,-0.2,1.519999999999996E-2,-3.0399999999999924E-3,353.78122559999997,311.32747852799997,100,70.756245119999988,70.756245119999988,0,600,522,200,0,0,29.243754880000012,78,0,0,null,78,0,0,0,78,70.756245119999988,0]
["20160114:0145","2016-01-14T10:00:00","2016-01-14T10:00:00",2016,1,{"$f":"LOOKUP(E328,Temperature!Q:Q,Temperature!R:R)","v":3},{"$f":"LOOKUP(E328,Temperature!Q:Q,Temperature!S:S)","v":31},"2016-03-31",332.16,28.63,26.81,2.97,0,1200,332.16,-0.2,7.2399999999999951E-2,-1.4479999999999991E-2,327.35032320000005,288.06828441600004,100,65.470064640000018,65.470064640000018,0,600,522,200,0,0,34.529935359999982,78,0,0,null,78,0,0,0,78,65.470064640000018,0]
["20160114:0245","2016-01-14T11:00:00","2016-01-14T11:00:00",2016,1,{"$f":"LOOKUP(E329,Temperature!Q:Q,Temperature!R:R)","v":3},{"$f":"LOOKUP(E329,Temperature!Q:Q,Temperature!S:S)","v":31},"2016-03-31",476.15,41.2,28.24,3.24,0,1200,476.15,-0.2,0.12959999999999994,-2.5919999999999988E-2,463.80819200000002,408.15120896000002,100,92.76163840000001,92.76163840000001,0,600,522,200,0,0,7.2383615999999904,78,0,0,null,78,0,0,0,78,92.76163840000001,0]
["20160114:0345","2016-01-14T12:00:00","2016-01-14T12:00:00",2016,1,{"$f":"LOOKUP(E330,Temperature!Q:Q,Temperature!R:R)","v":3},{"$f":"LOOKUP(E330,Temperature!Q:Q,Temperature!S:S)","v":31},"2016-03-31",807.84,52.22,29.37,3.24,0,1200,807.84,-0.2,0.17480000000000004,-3.4960000000000012E-2,779.59791360000008,686.04616396800009,100,155.91958271999999,100,55.919582719999994,600,522,200,55.919582719999994,3.3551749632000027,0,78,0,0,null,78,55.919582719999994,3.3551749632000027,0,130.56440775679999,100,0]
["20160114:0445","2016-01-14T13:00:00","2016-01-14T13:00:00",2016,1,{"$f":"LOOKUP(E331,Temperature!Q:Q,Temperature!R:R)","v":3},{"$f":"LOOKUP(E331,Temperature!Q:Q,Temperature!S:S)","v":31},"2016-03-31",767.17,59.9,30.17,3.24,0,1200,767.17,-0.2,0.20680000000000007,-4.1360000000000015E-2,735.43984879999994,647.18706694399998,100,147.08796975999996,100,47.087969759999964,600,469.43559224320001,200,47.087969759999964,2.8252781856000002,0,78,49.739129571199996,0,null,130.56440775679999,47.087969759999964,2.8252781856000002,0,174.82709933119995,100,0]
["20160114:0545","2016-01-14T14:00:00","2016-01-14T14:00:00",2016,1,{"$f":"LOOKUP(E332,Temperature!Q:Q,Temperature!R:R)","v":3},{"$f":"LOOKUP(E332,Temperature!Q:Q,Temperature!S:S)","v":31},"2016-03-31",930.84,61.4,30.53,3.24,0,1200,930.84,-0.2,0.22120000000000004,-4.4240000000000008E-2,889.65963839999995,782.90048179199994,100,177.93192768,100,77.931927680000001,600,425.17290066880003,200,77.931927680000001,4.6759156608000039,0,78,92.151183670399945,0,null,174.82709933119995,77.931927680000001,4.6759156608000039,0,248.08311135039995,100,0]
["20160114:0645","2016-01-14T15:00:00","2016-01-14T15:00:00",2016,1,{"$f":"LOOKUP(E333,Temperature!Q:Q,Temperature!R:R)","v":3},{"$f":"LOOKUP(E333,Temperature!Q:Q,Temperature!S:S)","v":31},"2016-03-31",927.25,55.89,30.16,2.9,0,1200,927.25,-0.2,0.2064,-4.1280000000000004E-2,888.97311999999999,782.2963456,100,177.794624,100,77.794623999999999,600,351.91688864960008,200,77.794623999999999,4.6676774400000038,0,78,165.41543391039994,0,null,248.08311135039995,77.794623999999999,4.6676774400000038,0,321.21005791039994,100,0]
["20160114:0745","2016-01-14T16:00:00","2016-01-14T16:00:00",2016,1,{"$f":"LOOKUP(E334,Temperature!Q:Q,Temperature!R:R)","v":3},{"$f":"LOOKUP(E334,Temperature!Q:Q,Temperature!S:S)","v":31},"2016-03-31",850.65,45.93,29.71,2.97,0,1200,850.65,-0.2,0.18840000000000004,-3.7680000000000012E-2,818.59750799999995,720.36580703999994,100,163.7195016,100,63.719501600000001,600,{"$f":"Y334-AI334","v":278.78994208960006},200,63.719501600000001,3.8231700960000032,0,78,239.38688781439993,0,null,{"$f":"AM333","v":321.21005791039994},63.719501600000001,3.8231700960000032,0,381.10638941439993,100,0]
["20160114:0845","2016-01-14T17:00:00",{"$f":"C334+1/24","v":"2016-01-14T17:00:00"},2016,1,{"$f":"LOOKUP(E335,Temperature!Q:Q,Temperature!R:R)","v":3},{"$f":"LOOKUP(E335,Temperature!Q:Q,Temperature!S:S)","v":31},"2016-03-31",682.88,33.86,27.88,2.69,0,1200,682.88,-0.2,0.11519999999999996,-2.3039999999999991E-2,667.14644480000004,587.08887142399999,100,133.42928896000001,100,33.429288960000008,600,218.89361058560007,200,33.429288960000008,2.0057573376000022,0,78,301.10063207679991,0,null,381.10638941439993,33.429288960000008,2.0057573376000022,0,412.52992103679992,100,0]
["20160114:0945","2016-01-14T18:00:00","2016-01-14T18:00:00",2016,1,{"$f":"LOOKUP(E336,Temperature!Q:Q,Temperature!R:R)","v":3},{"$f":"LOOKUP(E336,Temperature!Q:Q,Temperature!S:S)","v":31},"2016-03-31",554.32000000000005,20.78,25.99,1.86,0,1200,554.32000000000005,-0.2,3.9599999999999941E-2,-7.9199999999999878E-3,549.92978560000006,483.93821132800008,100,109.98595712000001,100,9.985957120000009,600,187.47007896320008,200,9.985957120000009,0.59915742720000109,0,78,333.93076360959992,0,null,412.52992103679992,9.985957120000009,0.59915742720000109,0,421.91672072959994,100,0]
["20160114:1045","2016-01-14T19:00:00","2016-01-14T19:00:00",2016,1,{"$f":"LOOKUP(E337,Temperature!Q:Q,Temperature!R:R)","v":3},{"$f":"LOOKUP(E337,Temperature!Q:Q,Temperature!S:S)","v":31},"2016-03-31",40.630000000000003,7.2,25.94,1.17,0,1200,40.630000000000003,-0.2,3.760000000000005E-2,-7.5200000000000102E-3,40.324462400000002,35.485526912000005,100,8.064892480000001,8.064892480000001,0,600,178.08327927040006,200,0,0,91.935107520000003,78,343.91672072959994,91.935107520000003,null,421.91672072959994,0,0,91.935107520000003,329.98161320959991,100,0]
["20160114:1145","2016-01-14T20:00:00","2016-01-14T20:00:00",2016,1,{"$f":"LOOKUP(E338,Temperature!Q:Q,Temperature!R:R)","v":3},{"$f":"LOOKUP(E338,Temperature!Q:Q,Temperature!S:S)","v":31},"2016-03-31",0,0,25.72,1.59,0,1200,0,-0.2,2.8799999999999954E-2,-5.7599999999999908E-3,0,0,100,0,0,0,600,270.01838679040009,200,0,0,100,78,251.98161320959991,100,null,329.98161320959991,0,0,100,229.98161320959991,100,0]
["20160114:1245","2016-01-14T21:00:00","2016-01-14T21:00:00",2016,1,{"$f":"LOOKUP(E339,Temperature!Q:Q,Temperature!R:R)","v":3},{"$f":"LOOKUP(E339,Temperature!Q:Q,Temperature!S:S)","v":31},"2016-03-31",0,0,25.45,1.52,0,1200,0,-0.2,1.7999999999999971E-2,-3.5999999999999943E-3,0,0,100,0,0,0,600,370.01838679040009,200,0,0,100,78,151.98161320959991,100,null,229.98161320959991,0,0,100,129.98161320959991,100,0]
["20160114:1345","2016-01-14T22:00:00","2016-01-14T22:00:00",2016,1,{"$f":"LOOKUP(E340,Temperature!Q:Q,Temperature!R:R)","v":3},{"$f":"LOOKUP(E340,Temperature!Q:Q,Temperature!S:S)","v":31},"2016-03-31",0,0,25.28,1.24,0,1200,0,-0.2,1.1200000000000045E-2,-2.2400000000000089E-3,0,0,100,0,0,0,600,470.01838679040009,200,0,0,100,78,51.981613209599914,51.981613209599914,null,129.98161320959991,0,0,51.981613209599914,78,51.981613209599914,0]
["20160114:1445","2016-01-14T23:00:00","2016-01-14T23:00:00",2016,1,{"$f":"LOOKUP(E341,Temperature!Q:Q,Temperature!R:R)","v":3},{"$f":"LOOKUP(E341,Temperature!Q:Q,Temperature!S:S)","v":31},"2016-03-31",0,0,25.04,1.31,0,1200,0,-0.2,1.5999999999999658E-3,-3.199999999999932E-4,0,0,100,0,0,0,600,522,200,0,0,100,78,0,0,null,78,0,0,0,78,0,0]
["20160114:1545","2016-01-15","2016-01-15",2016,1,{"$f":"LOOKUP(E342,Temperature!Q:Q,Temperature!R:R)","v":3},{"$f":"LOOKUP(E342,Temperature!Q:Q,Temperature!S:S)","v":31},"2016-03-31",0,0,24.69,1.24,0,1200,0,-0.2,-1.2399999999999949E-2,2.47999999999999E-3,0,0,100,0,0,0,600,522,200,0,0,100,78,0,0,null,78,0,0,0,78,0,0]
["20160114:1645","2016-01-15T01:00:00","2016-01-15T01:00:00",2016,1,{"$f":"LOOKUP(E343,Temperature!Q:Q,Temperature!R:R)","v":3},{"$f":"LOOKUP(E343,Temperature!Q:Q,Temperature!S:S)","v":31},"2016-03-31",0,0,24.49,1.24,0,1200,0,-0.2,-2.0400000000000064E-2,4.0800000000000133E-3,0,0,100,0,0,0,600,522,200,0,0,100,78,0,0,null,78,0,0,0,78,0,0]
["20160114:1745","2016-01-15T02:00:00","2016-01-15T02:00:00",2016,1,{"$f":"LOOKUP(E344,Temperature!Q:Q,Temperature!R:R)","v":3},{"$f":"LOOKUP(E344,Temperature!Q:Q,Temperature!S:S)","v":31},"2016-03-31",0,0,24.35,1.1000000000000001,0,1200,0,-0.2,-2.5999999999999943E-2,5.1999999999999894E-3,0,0,100,0,0,0,600,522,200,0,0,100,78,0,0,null,78,0,0,0,78,0,0]
["20160114:1845","2016-01-15T03:00:00","2016-01-15T03:00:00",2016,1,{"$f":"LOOKUP(E345,Temperature!Q:Q,Temperature!R:R)","v":3},{"$f":"LOOKUP(E345,Temperature!Q:Q,Temperature!S:S)","v":31},"2016-03-31",0,0,24.21,0.76,0,1200,0,-0.2,-3.1599999999999968E-2,6.319999999999994E-3,0,0,100,0,0,0,600,522,200,0,0,100,78,0,0,null,78,0,0,0,78,0,0]
["20160114:1945","2016-01-15T04:00:00","2016-01-15T04:00:00",2016,1,{"$f":"LOOKUP(E346,Temperature!Q:Q,Temperature!R:R)","v":3},{"$f":"LOOKUP(E346,Temperature!Q:Q,Temperature!S:S)","v":31},"2016-03-31",0,0,24.53,0.48,0,1200,0,-0.2,-1.8799999999999956E-2,3.7599999999999912E-3,0,0,100,0,0,0,600,522,200,0,0,100,78,0,0,null,78,0,0,0,78,0,0]
["20160114:2045","2016-01-15T05:00:00","2016-01-15T05:00:00",2016,1,{"$f":"LOOKUP(E347,Temperature!Q:Q,Temperature!R:R)","v":3},{"$f":"LOOKUP(E347,Temperature!Q:Q,Temperature!S:S)","v":31},"2016-03-31",0,0,23.92,0.55000000000000004,0,1200,0,-0.2,-4.3199999999999933E-2,8.6399999999999862E-3,0,0,100,0,0,0,600,522,200,0,0,100,78,0,0,null,78,0,0,0,78,0,0]
["20160114:2145","2016-01-15T06:00:00","2016-01-15T06:00:00",2016,1,{"$f":"LOOKUP(E348,Temperature!Q:Q,Temperature!R:R)","v":3},{"$f":"LOOKUP(E348,Temperature!Q:Q,Temperature!S:S)","v":31},"2016-03-31",0,0,23.81,0.48,0,1200,0,-0.2,-4.7600000000000052E-2,9.5200000000000111E-3,0,0,100,0,0,0,600,522,200,0,0,100,78,0,0,null,78,0,0,0,78,0,0]
["20160114:2245","2016-01-15T07:00:00","2016-01-15T07:00:00",2016,1,{"$f":"LOOKUP(E349,Temperature!Q:Q,Temperature!R:R)","v":3},{"$f":"LOOKUP(E349,Temperature!Q:Q,Temperature!S:S)","v":31},"2016-03-31",0,0,24.01,0.34,0,1200,0,-0.2,-3.9599999999999941E-2,7.9199999999999878E-3,0,0,100,0,0,0,600,522,200,0,0,100,78,0,0,null,78,0,0,0,78,0,0]
["20160114:2345","2016-01-15T08:00:00","2016-01-15T08:00:00",2016,1,{"$f":"LOOKUP(E350,Temperature!Q:Q,Temperature!R:R)","v":3},{"$f":"LOOKUP(E350,Temperature!Q:Q,Temperature!S:S)","v":31},"2016-03-31",14.55,1.54,24.15,0.34,0,1200,14.55,-0.2,-3.4000000000000058E-2,6.8000000000000118E-3,14.64894,12.8910672,100,2.9297879999999998,2.9297879999999998,0,600,522,200,0,0,97.070211999999998,78,0,0,null,78,0,0,0,78,2.9297879999999998,0]
["20160115:0045","2016-01-15T09:00:00","2016-01-15T09:00:00",2016,1,{"$f":"LOOKUP(E351,Temperature!Q:Q,Temperature!R:R)","v":3},{"$f":"LOOKUP(E351,Temperature!Q:Q,Temperature!S:S)","v":31},"2016-03-31",192.71,15.27,25.43,0.48,0,1200,192.71,-0.2,1.719999999999999E-2,-3.4399999999999982E-3,192.04707759999999,169.001428288,100,38.409415520000003,38.409415520000003,0,600,522,200,0,0,61.590584479999997,78,0,0,null,78,0,0,0,78,38.409415520000003,0]
["20160115:0145","2016-01-15T10:00:00","2016-01-15T10:00:00",2016,1,{"$f":"LOOKUP(E352,Temperature!Q:Q,Temperature!R:R)","v":3},{"$f":"LOOKUP(E352,Temperature!Q:Q,Temperature!S:S)","v":31},"2016-03-31",789.49,28.62,26.85,0.97,0,1200,789.49,-0.2,7.4000000000000052E-2,-1.4800000000000011E-2,777.80554799999993,684.46888223999997,100,155.56110960000001,100,55.561109600000009,600,522,200,55.561109600000009,3.3336665760000037,0,78,0,0,null,78,55.561109600000009,3.3336665760000037,0,130.227443024,100,0]
["20160115:0245","2016-01-15T11:00:00","2016-01-15T11:00:00",2016,1,{"$f":"LOOKUP(E353,Temperature!Q:Q,Temperature!R:R)","v":3},{"$f":"LOOKUP(E353,Temperature!Q:Q,Temperature!S:S)","v":31},"2016-03-31",804.69,41.22,28.41,1.79,0,1200,804.69,-0.2,0.13639999999999999,-2.7279999999999999E-2,782.73805680000009,688.80948998400004,100,156.54761136000002,100,56.547611360000019,600,469.77255697600003,200,56.547611360000019,3.3928566816000041,0,78,48.834586342399994,0,null,130.227443024,56.547611360000019,3.3928566816000041,0,183.38219770240002,100,0]
["20160115:0345","2016-01-15T12:00:00","2016-01-15T12:00:00",2016,1,{"$f":"LOOKUP(E354,Temperature!Q:Q,Temperature!R:R)","v":3},{"$f":"LOOKUP(E354,Temperature!Q:Q,Temperature!S:S)","v":31},"2016-03-31",946.98,52.29,29.69,2.2799999999999998,0,1200,946.98,-0.2,0.18760000000000004,-3.7520000000000012E-2,911.44931040000006,802.07539315200006,100,182.28986208000003,100,82.289862080000034,600,416.61780229759995,200,82.289862080000034,4.9373917248000065,0,78,100.44480597760001,0,null,183.38219770240002,82.289862080000034,4.9373917248000065,0,260.73466805760006,100,0]
["20160115:0445","2016-01-15T13:00:00","2016-01-15T13:00:00",2016,1,{"$f":"LOOKUP(E355,Temperature!Q:Q,Temperature!R:R)","v":3},{"$f":"LOOKUP(E355,Temperature!Q:Q,Temperature!S:S)","v":31},"2016-03-31",1083.0899999999999,60.03,30.12,2.14,0,1200,1083.0899999999999,-0.2,0.20480000000000004,-4.096000000000001E-2,1038.7266336,914.079437568,100,207.74532672000001,100,107.74532672000001,600,339.26533194239994,200,107.74532672000001,6.464719603200006,0,78,176.26994845440007,0,null,260.73466805760006,107.74532672000001,6.464719603200006,0,362.01527517440002,100,0]
["20160115:0545","2016-01-15T14:00:00","2016-01-15T14:00:00",2016,1,{"$f":"LOOKUP(E356,Temperature!Q:Q,Temperature!R:R)","v":3},{"$f":"LOOKUP(E356,Temperature!Q:Q,Temperature!S:S)","v":31},"2016-03-31",852.89,61.59,30.83,1.45,0,1200,852.89,-0.2,0.23319999999999994,-4.6639999999999987E-2,813.1112104,715.53786515199999,100,162.62224208000001,100,62.622242080000007,600,237.98472482559998,200,62.622242080000007,3.7573345248000036,0,78,280.25794064960002,0,null,362.01527517440002,62.622242080000007,3.7573345248000036,0,420.88018272959999,100,0]
["20160115:0645","2016-01-15T15:00:00","2016-01-15T15:00:00",2016,1,{"$f":"LOOKUP(E357,Temperature!Q:Q,Temperature!R:R)","v":3},{"$f":"LOOKUP(E357,Temperature!Q:Q,Temperature!S:S)","v":31},"2016-03-31",949.84,56.08,30.5,1.24,0,1200,949.84,-0.2,0.22,-4.4000000000000004E-2,908.04704000000004,799.08139520000009,100,181.609408,100,81.609408000000002,600,179.11981727040001,200,81.609408000000002,4.8965644800000048,0,78,337.9836182496,0,null,420.88018272959999,81.609408000000002,4.8965644800000048,0,497.59302624959997,100,0]
["20160115:0745","2016-01-15T16:00:00","2016-01-15T16:00:00",2016,1,{"$f":"LOOKUP(E358,Temperature!Q:Q,Temperature!R:R)","v":3},{"$f":"LOOKUP(E358,Temperature!Q:Q,Temperature!S:S)","v":31},"2016-03-31",962.77,46.11,30.19,1.03,0,1200,962.77,-0.2,0.20760000000000006,-4.1520000000000015E-2,922.79578960000003,812.06029484800001,100,184.55915791999999,100,84.55915791999999,600,102.40697375040003,200,84.55915791999999,5.0735494752000037,0,78,414.51947677439995,0,null,497.59302624959997,84.55915791999999,5.0735494752000037,0,577.07863469439997,100,0]
["20160115:0845","2016-01-15T17:00:00","2016-01-15T17:00:00",2016,1,{"$f":"LOOKUP(E359,Temperature!Q:Q,Temperature!R:R)","v":3},{"$f":"LOOKUP(E359,Temperature!Q:Q,Temperature!S:S)","v":31},"2016-03-31",846.18,34.01,29.91,0.41,0,1200,846.18,-0.2,0.19640000000000002,-3.9280000000000009E-2,812.94204960000002,715.38900364799997,100,162.58840992,100,62.588409920000004,600,22.921365305600034,200,22.921365305600034,1.3752819183360032,0,78,497.70335277606398,0,null,577.07863469439997,22.921365305600034,1.3752819183360032,0,598.62471808166401,100,39.66704461439997]
["20160115:0945","2016-01-15T18:00:00","2016-01-15T18:00:00",2016,1,{"$f":"LOOKUP(E360,Temperature!Q:Q,Temperature!R:R)","v":3},{"$f":"LOOKUP(E360,Temperature!Q:Q,Temperature!S:S)","v":31},"2016-03-31",283.57,20.91,27.11,0.48,0,1200,283.57,-0.2,8.4399999999999975E-2,-1.6879999999999996E-2,278.78333839999999,245.32933779199999,100,55.75666768,55.75666768,0,600,1.3752819183359861,200,0,0,44.24333232,78,520.62471808166401,44.24333232,null,598.62471808166401,0,0,44.24333232,554.38138576166398,100,0]
["20160115:1045","2016-01-15T19:00:00","2016-01-15T19:00:00",2016,1,{"$f":"LOOKUP(E361,Temperature!Q:Q,Temperature!R:R)","v":3},{"$f":"LOOKUP(E361,Temperature!Q:Q,Temperature!S:S)","v":31},"2016-03-31",293.89,7.31,25.85,0.21,0,1200,293.89,-0.2,3.4000000000000058E-2,-6.8000000000000118E-3,291.891548,256.86456224,100,58.378309600000001,58.378309600000001,0,600,45.618614238336022,200,0,0,41.621690399999999,78,476.38138576166398,41.621690399999999,null,554.38138576166398,0,0,41.621690399999999,512.75969536166394,100,0]
["20160115:1145","2016-01-15T20:00:00","2016-01-15T20:00:00",2016,1,{"$f":"LOOKUP(E362,Temperature!Q:Q,Temperature!R:R)","v":3},{"$f":"LOOKUP(E362,Temperature!Q:Q,Temperature!S:S)","v":31},"2016-03-31",0,0,25.54,0.41,0,1200,0,-0.2,2.1599999999999966E-2,-4.3199999999999931E-3,0,0,100,0,0,0,600,87.240304638336056,200,0,0,100,78,434.75969536166394,100,null,512.75969536166394,0,0,100,412.75969536166394,100,0]
["20160115:1245","2016-01-15T21:00:00","2016-01-15T21:00:00",2016,1,{"$f":"LOOKUP(E363,Temperature!Q:Q,Temperature!R:R)","v":3},{"$f":"LOOKUP(E363,Temperature!Q:Q,Temperature!S:S)","v":31},"2016-03-31",0,0,25.33,0.69,0,1200,0,-0.2,1.3199999999999932E-2,-2.6399999999999865E-3,0,0,100,0,0,0,600,187.24030463833606,200,0,0,100,78,334.75969536166394,100,null,412.75969536166394,0,0,100,312.75969536166394,100,0]
["20160115:1345","2016-01-15T22:00:00","2016-01-15T22:00:00",2016,1,{"$f":"LOOKUP(E364,Temperature!Q:Q,Temperature!R:R)","v":3},{"$f":"LOOKUP(E364,Temperature!Q:Q,Temperature!S:S)","v":31},"2016-03-31",0,0,25.04,0.55000000000000004,0,1200,0,-0.2,1.5999999999999658E-3,-3.199999999999932E-4,0,0,100,0,0,0,600,287.24030463833606,200,0,0,100,78,234.75969536166394,100,null,312.75969536166394,0,0,100,212.75969536166394,100,0]
["20160115:1445","2016-01-15T23:00:00","2016-01-15T23:00:00",2016,1,{"$f":"LOOKUP(E365,Temperature!Q:Q,Temperature!R:R)","v":3},{"$f":"LOOKUP(E365,Temperature!Q:Q,Temperature!S:S)","v":31},"2016-03-31",0,0,24.54,0.55000000000000004,0,1200,0,-0.2,-1.8400000000000034E-2,3.6800000000000071E-3,0,0,100,0,0,0,600,387.24030463833606,200,0,0,100,78,134.75969536166394,100,null,212.75969536166394,0,0,100,112.75969536166394,100,0]
["20160115:1545","2016-01-16","2016-01-16",2016,1,{"$f":"LOOKUP(E366,Temperature!Q:Q,Temperature!R:R)","v":3},{"$f":"LOOKUP(E366,Temperature!Q:Q,Temperature!S:S)","v":31},"2016-03-31",0,0,24.35,0.76,0,1200,0,-0.2,-2.5999999999999943E-2,5.1999999999999894E-3,0,0,100,0,0,0,600,487.24030463833606,200,0,0,100,78,34.759695361663944,34.759695361663944,null,112.75969536166394,0,0,34.759695361663944,78,34.759695361663944,0]
["20160115:1645","2016-01-16T01:00:00","2016-01-16T01:00:00",2016,1,{"$f":"LOOKUP(E367,Temperature!Q:Q,Temperature!R:R)","v":3},{"$f":"LOOKUP(E367,Temperature!Q:Q,Temperature!S:S)","v":31},"2016-03-31",0,0,24.23,0.62,0,1200,0,-0.2,-3.0799999999999984E-2,6.1599999999999971E-3,0,0,100,0,0,0,600,522,200,0,0,100,78,0,0,null,78,0,0,0,78,0,0]
["20160115:1745","2016-01-16T02:00:00","2016-01-16T02:00:00",2016,1,{"$f":"LOOKUP(E368,Temperature!Q:Q,Temperature!R:R)","v":3},{"$f":"LOOKUP(E368,Temperature!Q:Q,Temperature!S:S)","v":31},"2016-03-31",0,0,23.93,0.62,0,1200,0,-0.2,-4.2800000000000012E-2,8.5600000000000034E-3,0,0,100,0,0,0,600,522,200,0,0,100,78,0,0,null,78,0,0,0,78,0,0]
["20160115:1845","2016-01-16T03:00:00","2016-01-16T03:00:00",2016,1,{"$f":"LOOKUP(E369,Temperature!Q:Q,Temperature!R:R)","v":3},{"$f":"LOOKUP(E369,Temperature!Q:Q,Temperature!S:S)","v":31},"2016-03-31",0,0,23.91,0.48,0,1200,0,-0.2,-4.3599999999999993E-2,8.7199999999999986E-3,0,0,100,0,0,0,600,522,200,0,0,100,78,0,0,null,78,0,0,0,78,0,0]
["20160115:1945","2016-01-16T04:00:00","2016-01-16T04:00:00",2016,1,{"$f":"LOOKUP(E370,Temperature!Q:Q,Temperature!R:R)","v":3},{"$f":"LOOKUP(E370,Temperature!Q:Q,Temperature!S:S)","v":31},"2016-03-31",0,0,23.51,0.62,0,1200,0,-0.2,-5.9599999999999938E-2,1.1919999999999988E-2,0,0,100,0,0,0,600,522,200,0,0,100,78,0,0,null,78,0,0,0,78,0,0]
["20160115:2045","2016-01-16T05:00:00","2016-01-16T05:00:00",2016,1,{"$f":"LOOKUP(E371,Temperature!Q:Q,Temperature!R:R)","v":3},{"$f":"LOOKUP(E371,Temperature!Q:Q,Temperature!S:S)","v":31},"2016-03-31",0,0,23.26,0.55000000000000004,0,1200,0,-0.2,-6.959999999999994E-2,1.3919999999999988E-2,0,0,100,0,0,0,600,522,200,0,0,100,78,0,0,null,78,0,0,0,78,0,0]
["20160115:2145","2016-01-16T06:00:00","2016-01-16T06:00:00",2016,1,{"$f":"LOOKUP(E372,Temperature!Q:Q,Temperature!R:R)","v":3},{"$f":"LOOKUP(E372,Temperature!Q:Q,Temperature!S:S)","v":31},"2016-03-31",0,0,23.17,0.69,0,1200,0,-0.2,-7.3199999999999932E-2,1.4639999999999986E-2,0,0,100,0,0,0,600,522,200,0,0,100,78,0,0,null,78,0,0,0,78,0,0]
["20160115:2245","2016-01-16T07:00:00","2016-01-16T07:00:00",2016,1,{"$f":"LOOKUP(E373,Temperature!Q:Q,Temperature!R:R)","v":3},{"$f":"LOOKUP(E373,Temperature!Q:Q,Temperature!S:S)","v":31},"2016-03-31",0,0,22.98,0.83,0,1200,0,-0.2,-8.0799999999999983E-2,1.6159999999999997E-2,0,0,100,0,0,0,600,522,200,0,0,100,78,0,0,null,78,0,0,0,78,0,0]
["20160115:2345","2016-01-16T08:00:00","2016-01-16T08:00:00",{"$f":"YEAR(B374)","v":2016},1,{"$f":"LOOKUP(E374,Temperature!Q:Q,Temperature!R:R)","v":3},{"$f":"LOOKUP(E374,Temperature!Q:Q,Temperature!S:S)","v":31},"2016-03-31",43.65,1.48,23.02,0.62,0,1200,43.65,-0.2,-7.920000000000002E-2,1.5840000000000003E-2,44.341416000000002,39.020446079999999,100,8.8682832000000005,8.8682832000000005,0,600,522,200,0,0,91.131716799999992,78,0,0,null,78,0,0,0,78,{"$f":"W374+AL374","v":8.8682832000000005},0]
["20160116:0045",{"$f":"C375","v":"2016-01-16T09:00:00"},"2016-01-16T09:00:00",2016,{"$f":"MONTH(B375)","v":1},{"$f":"LOOKUP(E375,Temperature!Q:Q,Temperature!R:R)","v":3},{"$f":"LOOKUP(E375,Temperature!Q:Q,Temperature!S:S)","v":31},{"$f":"DATE(D375,F375,G375)","v":"2016-03-31"},43.65,15.23,23.79,0.69,0,{"$f":"N374","v":1200},{"$f":"IF(I375>N375,1000,I375)","v":43.65},{"$f":"$P$6","v":-0.2},{"$f":"(K375-$Q$6)/$Q$6","v":-4.8400000000000033E-2},{"$f":"P375*Q375","v":9.680000000000008E-3},{"$f":"O375*(1+R375)","v":44.072531999999995},{"$f":"S375*(1-$T$6)","v":38.783828159999999},{"$f":"$U$6","v":100},{"$f":"$V$6*S375/1000","v":8.8145063999999991},{"$f":"MIN(V375,U375)","v":8.8145063999999991},{"$f":"V375-W375","v":0},{"$f":"$Y$6","v":600},522,{"$f":"$AA$6","v":200},{"$f":"MIN(AA375,Z375,X375)","v":0},{"$f":"(1-$AC$6)*AB375","v":0},{"$f":"U375-W375","v":91.185493600000001},{"$f":"MAX($Y$13*($AE$6),0)","v":78},{"$f":"MAX(AI375-AE375-AC375,0)","v":0},{"$f":"MIN($AG$6,AF375,AD375)","v":0},null,78,{"$f":"AB375","v":0},{"$f":"AC375","v":0},{"$f":"AG375","v":0},{"$f":"AI375+AJ375-AL375-AK375","v":78},8.8145063999999991,{"$f":"V375-W375-AJ375","v":0}]
["20160116:0145","2016-01-16T10:00:00","2016-01-16T10:00:00",2016,1,{"$f":"LOOKUP(E376,Temperature!Q:Q,Temperature!R:R)","v":3},{"$f":"LOOKUP(E376,Temperature!Q:Q,Temperature!S:S)","v":31},"2016-03-31",90.02,28.61,25.18,0.83,0,1200,90.02,-0.2,7.1999999999999885E-3,-1.4399999999999977E-3,89.89037119999999,79.103526655999985,100,17.978074239999998,17.978074239999998,0,600,522,200,0,0,82.021925760000002,78,0,0,null,78,0,0,0,78,17.978074239999998,0]
["20160116:0245","2016-01-16T11:00:00","2016-01-16T11:00:00",2016,1,{"$f":"LOOKUP(E377,Temperature!Q:Q,Temperature!R:R)","v":3},{"$f":"LOOKUP(E377,Temperature!Q:Q,Temperature!S:S)","v":31},"2016-03-31",80.930000000000007,41.25,27.13,1.1000000000000001,0,1200,80.930000000000007,-0.2,8.5199999999999956E-2,-1.7039999999999993E-2,79.550952800000005,70.004838464000002,100,15.91019056,15.91019056,0,600,522,200,0,0,84.089809439999996,78,0,0,null,78,0,0,0,78,15.91019056,0]
["20160116:0345","2016-01-16T12:00:00","2016-01-16T12:00:00",2016,1,{"$f":"LOOKUP(E378,Temperature!Q:Q,Temperature!R:R)","v":3},{"$f":"LOOKUP(E378,Temperature!Q:Q,Temperature!S:S)","v":31},"2016-03-31",571.19000000000005,52.36,28.55,0.76,0,1200,571.19000000000005,-0.2,0.14200000000000002,-2.8400000000000005E-2,554.96820400000001,488.37201952000004,100,110.99364080000001,100,10.993640800000009,600,522,200,10.993640800000009,0.65961844800000113,0,78,0,0,null,78,10.993640800000009,0.65961844800000113,0,88.334022352000005,100,0]
["20160116:0445","2016-01-16T13:00:00","2016-01-16T13:00:00",2016,1,{"$f":"LOOKUP(E379,Temperature!Q:Q,Temperature!R:R)","v":3},{"$f":"LOOKUP(E379,Temperature!Q:Q,Temperature!S:S)","v":31},"2016-03-31",452.26,60.18,29.78,0.28000000000000003,0,1200,452.26,-0.2,0.19120000000000004,-3.824000000000001E-2,434.96557759999996,382.76970828799995,100,86.993115519999989,86.993115519999989,0,600,511.66597764799997,200,0,0,13.006884480000011,78,10.334022352000005,10.334022352000005,null,88.334022352000005,0,0,10.334022352000005,78,97.327137871999994,0]
["20160116:0545","2016-01-16T14:00:00","2016-01-16T14:00:00",2016,1,{"$f":"LOOKUP(E380,Temperature!Q:Q,Temperature!R:R)","v":3},{"$f":"LOOKUP(E380,Temperature!Q:Q,Temperature!S:S)","v":31},"2016-03-31",831.02,61.78,28.37,0.62,0,1200,831.02,-0.2,0.13480000000000003,-2.6960000000000008E-2,808.61570080000001,711.58181670400006,100,161.72314016000001,100,61.723140160000014,600,522,200,61.723140160000014,3.703388409600004,0,78,0,0,null,78,61.723140160000014,3.703388409600004,0,136.01975175040002,100,0]
["20160116:0645","2016-01-16T15:00:00","2016-01-16T15:00:00",2016,1,{"$f":"LOOKUP(E381,Temperature!Q:Q,Temperature!R:R)","v":3},{"$f":"LOOKUP(E381,Temperature!Q:Q,Temperature!S:S)","v":31},"2016-03-31",814.21,56.28,29.26,0.41,0,1200,814.21,-0.2,0.17040000000000005,-3.4080000000000013E-2,786.46172320000005,692.08631641600005,100,157.29234464000004,100,57.292344640000039,600,463.98024824959998,200,57.292344640000039,3.4375406784000053,0,78,54.582211072000014,0,null,136.01975175040002,57.292344640000039,3.4375406784000053,0,189.87455571200005,100,0]
["20160116:0745","2016-01-16T16:00:00","2016-01-16T16:00:00",2016,1,{"$f":"LOOKUP(E382,Temperature!Q:Q,Temperature!R:R)","v":3},{"$f":"LOOKUP(E382,Temperature!Q:Q,Temperature!S:S)","v":31},"2016-03-31",964.57,46.28,26.92,0.69,0,1200,964.57,-0.2,7.6800000000000063E-2,-1.5360000000000013E-2,949.75420480000002,835.78370022399997,100,189.95084095999999,100,89.950840959999994,600,410.12544428799993,200,89.950840959999994,5.3970504576000042,0,78,106.47750525440004,0,null,189.87455571200005,89.950840959999994,5.3970504576000042,0,274.42834621439999,100,0]
["20160116:0845","2016-01-16T17:00:00","2016-01-16T17:00:00",2016,1,{"$f":"LOOKUP(E383,Temperature!Q:Q,Temperature!R:R)","v":3},{"$f":"LOOKUP(E383,Temperature!Q:Q,Temperature!S:S)","v":31},"2016-03-31",743.42,34.159999999999997,25.98,0.48,0,1200,743.42,-0.2,3.920000000000002E-2,-7.840000000000005E-3,737.59158719999994,649.08059673599996,100,147.51831743999998,100,47.518317439999976,600,325.57165378560001,200,47.518317439999976,2.8510990464000012,0,78,193.57724716799999,0,null,274.42834621439999,47.518317439999976,2.8510990464000012,0,319.09556460799996,100,0]
["20160116:0945","2016-01-16T18:00:00","2016-01-16T18:00:00",2016,1,{"$f":"LOOKUP(E384,Temperature!Q:Q,Temperature!R:R)","v":3},{"$f":"LOOKUP(E384,Temperature!Q:Q,Temperature!S:S)","v":31},"2016-03-31",25.46,21.04,25.28,0.28000000000000003,0,1200,25.46,-0.2,1.1200000000000045E-2,-2.2400000000000089E-3,25.402969599999999,22.354613248,100,5.0805939199999992,5.0805939199999992,0,600,280.90443539200004,200,0,0,94.919406080000002,78,241.09556460799996,94.919406080000002,null,319.09556460799996,0,0,94.919406080000002,224.17615852799997,100,0]
["20160116:1045","2016-01-16T19:00:00","2016-01-16T19:00:00",2016,1,{"$f":"LOOKUP(E385,Temperature!Q:Q,Temperature!R:R)","v":3},{"$f":"LOOKUP(E385,Temperature!Q:Q,Temperature!S:S)","v":31},"2016-03-31",122.43,7.42,25.01,0.21,0,1200,122.43,-0.2,4.0000000000006252E-4,-8.0000000000012516E-5,122.42020560000002,107.72978092800001,100,24.484041120000001,24.484041120000001,0,600,375.82384147200003,200,0,0,75.515958879999999,78,146.17615852799997,75.515958879999999,null,224.17615852799997,0,0,75.515958879999999,148.66019964799997,100,0]
["20160116:1145","2016-01-16T20:00:00","2016-01-16T20:00:00",2016,1,{"$f":"LOOKUP(E386,Temperature!Q:Q,Temperature!R:R)","v":3},{"$f":"LOOKUP(E386,Temperature!Q:Q,Temperature!S:S)","v":31},"2016-03-31",0,0,24.85,0.69,0,1200,0,-0.2,-5.9999999999999429E-3,1.1999999999999886E-3,0,0,100,0,0,0,600,451.339800352,200,0,0,100,78,70.660199647999974,70.660199647999974,null,148.66019964799997,0,0,70.660199647999974,78,70.660199647999974,0]
["20160116:1245","2016-01-16T21:00:00","2016-01-16T21:00:00",2016,1,{"$f":"LOOKUP(E387,Temperature!Q:Q,Temperature!R:R)","v":3},{"$f":"LOOKUP(E387,Temperature!Q:Q,Temperature!S:S)","v":31},"2016-03-31",0,0,24.79,1.03,0,1200,0,-0.2,-8.4000000000000342E-3,1.680000000000007E-3,0,0,100,0,0,0,600,522,200,0,0,100,78,0,0,null,78,0,0,0,78,0,0]
["20160116:1345","2016-01-16T22:00:00","2016-01-16T22:00:00",2016,1,{"$f":"LOOKUP(E388,Temperature!Q:Q,Temperature!R:R)","v":3},{"$f":"LOOKUP(E388,Temperature!Q:Q,Temperature!S:S)","v":31},"2016-03-31",0,0,24.67,0.97,0,1200,0,-0.2,-1.3199999999999932E-2,2.6399999999999865E-3,0,0,100,0,0,0,600,522,200,0,0,100,78,0,0,null,78,0,0,0,78,0,0]
["20160116:1445","2016-01-16T23:00:00","2016-01-16T23:00:00",2016,1,{"$f":"LOOKUP(E389,Temperature!Q:Q,Temperature!R:R)","v":3},{"$f":"LOOKUP(E389,Temperature!Q:Q,Temperature!S:S)","v":31},"2016-03-31",0,0,24.53,0.97,0,1200,0,-0.2,-1.8799999999999956E-2,3.7599999999999912E-3,0,0,100,0,0,0,600,522,200,0,0,100,78,0,0,null,78,0,0,0,78,0,0]
["20160116:1545","2016-01-17","2016-01-17",2016,1,{"$f":"LOOKUP(E390,Temperature!Q:Q,Temperature!R:R)","v":3},{"$f":"LOOKUP(E390,Temperature!Q:Q,Temperature!S:S)","v":31},"2016-03-31",0,0,24.19,0.62,0,1200,0,-0.2,-3.239999999999995E-2,6.4799999999999901E-3,0,0,100,0,0,0,600,522,200,0,0,100,78,0,0,null,78,0,0,0,78,0,0]
["20160116:1645","2016-01-17T01:00:00","2016-01-17T01:00:00",2016,1,{"$f":"LOOKUP(E391,Temperature!Q:Q,Temperature!R:R)","v":3},{"$f":"LOOKUP(E391,Temperature!Q:Q,Temperature!S:S)","v":31},"2016-03-31",0,0,23.97,0.69,0,1200,0,-0.2,-4.1200000000000042E-2,8.2400000000000095E-3,0,0,100,0,0,0,600,522,200,0,0,100,78,0,0,null,78,0,0,0,78,0,0]
["20160116:1745","2016-01-17T02:00:00","2016-01-17T02:00:00",2016,1,{"$f":"LOOKUP(E392,Temperature!Q:Q,Temperature!R:R)","v":3},{"$f":"LOOKUP(E392,Temperature!Q:Q,Temperature!S:S)","v":31},"2016-03-31",0,0,23.9,0.9,0,1200,0,-0.2,-4.400000000000006E-2,8.8000000000000127E-3,0,0,100,0,0,0,600,522,200,0,0,100,78,0,0,null,78,0,0,0,78,0,0]
["20160116:1845","2016-01-17T03:00:00","2016-01-17T03:00:00",2016,1,{"$f":"LOOKUP(E393,Temperature!Q:Q,Temperature!R:R)","v":3},{"$f":"LOOKUP(E393,Temperature!Q:Q,Temperature!S:S)","v":31},"2016-03-31",0,0,24.02,0.83,0,1200,0,-0.2,-3.920000000000002E-2,7.840000000000005E-3,0,0,100,0,0,0,600,522,200,0,0,100,78,0,0,null,78,0,0,0,78,0,0]
["20160116:1945","2016-01-17T04:00:00","2016-01-17T04:00:00",2016,1,{"$f":"LOOKUP(E394,Temperature!Q:Q,Temperature!R:R)","v":3},{"$f":"LOOKUP(E394,Temperature!Q:Q,Temperature!S:S)","v":31},"2016-03-31",0,0,23.98,0.76,0,1200,0,-0.2,-4.0799999999999982E-2,8.1599999999999971E-3,0,0,100,0,0,0,600,522,200,0,0,100,78,0,0,null,78,0,0,0,78,0,0]
["20160116:2045","2016-01-17T05:00:00","2016-01-17T05:00:00",2016,1,{"$f":"LOOKUP(E395,Temperature!Q:Q,Temperature!R:R)","v":3},{"$f":"LOOKUP(E395,Temperature!Q:Q,Temperature!S:S)","v":31},"2016-03-31",0,0,23.77,0.62,0,1200,0,-0.2,-4.9200000000000015E-2,9.8400000000000033E-3,0,0,100,0,0,0,600,522,200,0,0,100,78,0,0,null,78,0,0,0,78,0,0]
["20160116:2145","2016-01-17T06:00:00","2016-01-17T06:00:00",2016,1,{"$f":"LOOKUP(E396,Temperature!Q:Q,Temperature!R:R)","v":3},{"$f":"LOOKUP(E396,Temperature!Q:Q,Temperature!S:S)","v":31},"2016-03-31",0,0,23.7,0.55000000000000004,0,1200,0,-0.2,-5.2000000000000025E-2,1.0400000000000006E-2,0,0,100,0,0,0,600,522,200,0,0,100,78,0,0,null,78,0,0,0,78,0,0]
["20160116:2245","2016-01-17T07:00:00","2016-01-17T07:00:00",2016,1,{"$f":"LOOKUP(E397,Temperature!Q:Q,Temperature!R:R)","v":3},{"$f":"LOOKUP(E397,Temperature!Q:Q,Temperature!S:S)","v":31},"2016-03-31",0,0,23.58,0.69,0,1200,0,-0.2,-5.6800000000000066E-2,1.1360000000000014E-2,0,0,100,0,0,0,600,522,200,0,0,100,78,0,0,null,78,0,0,0,78,0,0]
["20160116:2345","2016-01-17T08:00:00","2016-01-17T08:00:00",2016,1,{"$f":"LOOKUP(E398,Temperature!Q:Q,Temperature!R:R)","v":3},{"$f":"LOOKUP(E398,Temperature!Q:Q,Temperature!S:S)","v":31},"2016-03-31",50.01,1.43,23.49,0.76,0,1200,50.01,-0.2,-6.0400000000000065E-2,1.2080000000000014E-2,50.614120800000002,44.540426304,100,10.12282416,10.12282416,0,600,{"$f":"Y398-AI398","v":522},200,0,0,89.877175840000007,78,0,0,null,{"$f":"AM397","v":78},0,0,0,78,10.12282416,0]
["20160117:0045","2016-01-17T09:00:00",{"$f":"C398+1/24","v":"2016-01-17T09:00:00"},2016,1,{"$f":"LOOKUP(E399,Temperature!Q:Q,Temperature!R:R)","v":3},{"$f":"LOOKUP(E399,Temperature!Q:Q,Temperature!S:S)","v":31},"2016-03-31",54.56,15.2,23.89,1.03,0,1200,54.56,-0.2,-4.4399999999999974E-2,8.8799999999999955E-3,55.0444928,48.439153664000003,100,11.00889856,11.00889856,0,600,522,200,0,0,88.991101439999994,78,0,0,null,78,0,0,0,78,11.00889856,0]
["20160117:0145","2016-01-17T10:00:00","2016-01-17T10:00:00",2016,1,{"$f":"LOOKUP(E400,Temperature!Q:Q,Temperature!R:R)","v":3},{"$f":"LOOKUP(E400,Temperature!Q:Q,Temperature!S:S)","v":31},"2016-03-31",141.36000000000001,28.6,25.04,1.45,0,1200,141.36000000000001,-0.2,1.5999999999999658E-3,-3.199999999999932E-4,141.31476480000001,124.356993024,100,28.262952960000003,28.262952960000003,0,600,522,200,0,0,71.737047039999993,78,0,0,null,78,0,0,0,78,28.262952960000003,0]
["20160117:0245","2016-01-17T11:00:00","2016-01-17T11:00:00",2016,1,{"$f":"LOOKUP(E401,Temperature!Q:Q,Temperature!R:R)","v":3},{"$f":"LOOKUP(E401,Temperature!Q:Q,Temperature!S:S)","v":31},"2016-03-31",340.51,41.28,26.28,1.52,0,1200,340.51,-0.2,5.1200000000000044E-2,-1.024000000000001E-2,337.0231776,296.58039628799997,100,67.404635519999999,67.404635519999999,0,600,522,200,0,0,32.595364480000001,78,0,0,null,78,0,0,0,78,67.404635519999999,0]
["20160117:0345","2016-01-17T12:00:00","2016-01-17T12:00:00",2016,1,{"$f":"LOOKUP(E402,Temperature!Q:Q,Temperature!R:R)","v":3},{"$f":"LOOKUP(E402,Temperature!Q:Q,Temperature!S:S)","v":31},"2016-03-31",785.32,52.44,27.49,1.24,0,1200,785.32,-0.2,9.9599999999999939E-2,-1.991999999999999E-2,769.67642560000013,677.31525452800008,100,153.93528512,100,53.935285120000003,600,522,200,53.935285120000003,3.2361171072000032,0,78,0,0,null,78,53.935285120000003,3.2361171072000032,0,128.69916801279999,100,0]
["20160117:0445","2016-01-17T13:00:00","2016-01-17T13:00:00",2016,1,{"$f":"LOOKUP(E403,Temperature!Q:Q,Temperature!R:R)","v":3},{"$f":"LOOKUP(E403,Temperature!Q:Q,Temperature!S:S)","v":31},"2016-03-31",869.99,60.33,28.24,0.62,0,1200,869.99,-0.2,0.12959999999999994,-2.5919999999999988E-2,847.43985920000011,745.74707609600011,100,169.48797184,100,69.48797184,600,471.30083198720001,200,69.48797184,4.1692783104000037,0,78,46.529889702399984,0,null,128.69916801279999,69.48797184,4.1692783104000037,0,194.01786154239997,100,0]
["20160117:0545","2016-01-17T14:00:00","2016-01-17T14:00:00",2016,1,{"$f":"LOOKUP(E404,Temperature!Q:Q,Temperature!R:R)","v":3},{"$f":"LOOKUP(E404,Temperature!Q:Q,Temperature!S:S)","v":31},"2016-03-31",443.31,61.99,29.13,0.41,0,1200,443.31,-0.2,0.16519999999999996,-3.3039999999999993E-2,428.6630376,377.22347308799999,100,85.732607520000002,85.732607520000002,0,600,405.98213845760006,200,0,0,14.267392479999998,78,116.01786154239997,14.267392479999998,null,194.01786154239997,0,0,14.267392479999998,179.75046906239999,100,0]
["20160117:0645","2016-01-17T15:00:00","2016-01-17T15:00:00",2016,1,{"$f":"LOOKUP(E405,Temperature!Q:Q,Temperature!R:R)","v":3},{"$f":"LOOKUP(E405,Temperature!Q:Q,Temperature!S:S)","v":31},"2016-03-31",666.07,56.49,29.06,0.9,0,1200,666.07,-0.2,0.16239999999999996,-3.2479999999999995E-2,644.43604640000012,567.10372083200014,100,128.88720928000004,100,28.887209280000036,600,420.24953093760001,200,28.887209280000036,1.7332325568000038,0,78,100.01723650559998,0,null,179.75046906239999,28.887209280000036,1.7332325568000038,0,206.90444578560002,100,0]
["20160117:0745","2016-01-17T16:00:00","2016-01-17T16:00:00",2016,1,{"$f":"LOOKUP(E406,Temperature!Q:Q,Temperature!R:R)","v":3},{"$f":"LOOKUP(E406,Temperature!Q:Q,Temperature!S:S)","v":31},"2016-03-31",207.32,46.46,28.99,1.1000000000000001,0,1200,207.32,-0.2,0.15959999999999994,-3.191999999999999E-2,200.7023456,176.61806412800001,100,40.140469119999999,40.140469119999999,0,600,393.09555421439995,200,0,0,59.859530880000001,78,128.90444578560002,59.859530880000001,null,206.90444578560002,0,0,59.859530880000001,147.04491490560002,100,0]
["20160117:0845","2016-01-17T17:00:00","2016-01-17T17:00:00",2016,1,{"$f":"LOOKUP(E407,Temperature!Q:Q,Temperature!R:R)","v":3},{"$f":"LOOKUP(E407,Temperature!Q:Q,Temperature!S:S)","v":31},"2016-03-31",422.55,34.31,28.32,0.34,0,1200,422.55,-0.2,0.1328,-2.656E-2,411.32707199999999,361.96782336000001,100,82.265414399999997,82.265414399999997,0,600,452.95508509439998,200,0,0,17.734585600000003,78,69.044914905600024,17.734585600000003,null,147.04491490560002,0,0,17.734585600000003,129.31032930560002,100,0]
["20160117:0945","2016-01-17T18:00:00","2016-01-17T18:00:00",2016,1,{"$f":"LOOKUP(E408,Temperature!Q:Q,Temperature!R:R)","v":3},{"$f":"LOOKUP(E408,Temperature!Q:Q,Temperature!S:S)","v":31},"2016-03-31",569.74,21.17,27.43,0.48,0,1200,569.74,-0.2,9.7199999999999995E-2,-1.9439999999999999E-2,558.6642544,491.624543872,100,111.73285088,100,11.732850880000001,600,470.68967069439998,200,11.732850880000001,0.70397105280000072,0,78,50.606358252800021,0,null,129.31032930560002,11.732850880000001,0.70397105280000072,0,140.33920913280002,100,0]
["20160117:1045","2016-01-17T19:00:00","2016-01-17T19:00:00",2016,1,{"$f":"LOOKUP(E409,Temperature!Q:Q,Temperature!R:R)","v":3},{"$f":"LOOKUP(E409,Temperature!Q:Q,Temperature!S:S)","v":31},"2016-03-31",212.2,7.54,26.97,0.62,0,1200,212.2,-0.2,7.8799999999999953E-2,-1.5759999999999993E-2,208.855728,183.79304063999999,100,41.771145600000004,41.771145600000004,0,600,459.66079086719998,200,0,0,58.228854399999996,78,62.339209132800022,58.228854399999996,null,140.33920913280002,0,0,58.228854399999996,82.110354732800033,100,0]
["20160117:1145","2016-01-17T20:00:00","2016-01-17T20:00:00",2016,1,{"$f":"LOOKUP(E410,Temperature!Q:Q,Temperature!R:R)","v":3},{"$f":"LOOKUP(E410,Temperature!Q:Q,Temperature!S:S)","v":31},"2016-03-31",0,0,26.45,0.76,0,1200,0,-0.2,5.7999999999999968E-2,-1.1599999999999994E-2,0,0,100,0,0,0,600,517.88964526719997,200,0,0,100,78,4.1103547328000332,4.1103547328000332,null,82.110354732800033,0,0,4.1103547328000332,78,4.1103547328000332,0]
["20160117:1245","2016-01-17T21:00:00","2016-01-17T21:00:00",2016,1,{"$f":"LOOKUP(E411,Temperature!Q:Q,Temperature!R:R)","v":3},{"$f":"LOOKUP(E411,Temperature!Q:Q,Temperature!S:S)","v":31},"2016-03-31",0,0,26,0.9,0,1200,0,-0.2,0.04,-8.0000000000000002E-3,0,0,100,0,0,0,600,522,200,0,0,100,78,0,0,null,78,0,0,0,78,0,0]
["20160117:1345","2016-01-17T22:00:00","2016-01-17T22:00:00",2016,1,{"$f":"LOOKUP(E412,Temperature!Q:Q,Temperature!R:R)","v":3},{"$f":"LOOKUP(E412,Temperature!Q:Q,Temperature!S:S)","v":31},"2016-03-31",0,0,25.64,0.9,0,1200,0,-0.2,2.5600000000000022E-2,-5.1200000000000048E-3,0,0,100,0,0,0,600,522,200,0,0,100,78,0,0,null,78,0,0,0,78,0,0]
["20160117:1445","2016-01-17T23:00:00","2016-01-17T23:00:00",2016,1,{"$f":"LOOKUP(E413,Temperature!Q:Q,Temperature!R:R)","v":3},{"$f":"LOOKUP(E413,Temperature!Q:Q,Temperature!S:S)","v":31},"2016-03-31",0,0,25.34,0.97,0,1200,0,-0.2,1.3599999999999994E-2,-2.7199999999999989E-3,0,0,100,0,0,0,600,522,200,0,0,100,78,0,0,null,78,0,0,0,78,0,0]
["20160117:1545","2016-01-18","2016-01-18",2016,1,{"$f":"LOOKUP(E414,Temperature!Q:Q,Temperature!R:R)","v":3},{"$f":"LOOKUP(E414,Temperature!Q:Q,Temperature!S:S)","v":31},"2016-03-31",0,0,25.03,0.97,0,1200,0,-0.2,1.2000000000000454E-3,-2.4000000000000909E-4,0,0,100,0,0,0,600,522,200,0,0,100,78,0,0,null,78,0,0,0,78,0,0]
["20160117:1645","2016-01-18T01:00:00","2016-01-18T01:00:00",2016,1,{"$f":"LOOKUP(E415,Temperature!Q:Q,Temperature!R:R)","v":3},{"$f":"LOOKUP(E415,Temperature!Q:Q,Temperature!S:S)","v":31},"2016-03-31",0,0,24.8,0.9,0,1200,0,-0.2,-7.9999999999999724E-3,1.5999999999999947E-3,0,0,100,0,0,0,600,522,200,0,0,100,78,0,0,null,78,0,0,0,78,0,0]
["20160117:1745","2016-01-18T02:00:00","2016-01-18T02:00:00",2016,1,{"$f":"LOOKUP(E416,Temperature!Q:Q,Temperature!R:R)","v":3},{"$f":"LOOKUP(E416,Temperature!Q:Q,Temperature!S:S)","v":31},"2016-03-31",0,0,24.45,0.9,0,1200,0,-0.2,-2.200000000000003E-2,4.4000000000000063E-3,0,0,100,0,0,0,600,522,200,0,0,100,78,0,0,null,78,0,0,0,78,0,0]
["20160117:1845","2016-01-18T03:00:00","2016-01-18T03:00:00",2016,1,{"$f":"LOOKUP(E417,Temperature!Q:Q,Temperature!R:R)","v":3},{"$f":"LOOKUP(E417,Temperature!Q:Q,Temperature!S:S)","v":31},"2016-03-31",0,0,24.2,0.28000000000000003,0,1200,0,-0.2,-3.2000000000000028E-2,6.4000000000000064E-3,0,0,100,0,0,0,600,522,200,0,0,100,78,0,0,null,78,0,0,0,78,0,0]
["20160117:1945","2016-01-18T04:00:00","2016-01-18T04:00:00",2016,1,{"$f":"LOOKUP(E418,Temperature!Q:Q,Temperature!R:R)","v":3},{"$f":"LOOKUP(E418,Temperature!Q:Q,Temperature!S:S)","v":31},"2016-03-31",0,0,23.95,0.9,0,1200,0,-0.2,-4.200000000000003E-2,8.4000000000000064E-3,0,0,100,0,0,0,600,522,200,0,0,100,78,0,0,null,78,0,0,0,78,0,0]
["20160117:2045","2016-01-18T05:00:00","2016-01-18T05:00:00",2016,1,{"$f":"LOOKUP(E419,Temperature!Q:Q,Temperature!R:R)","v":3},{"$f":"LOOKUP(E419,Temperature!Q:Q,Temperature!S:S)","v":31},"2016-03-31",0,0,23.81,0.97,0,1200,0,-0.2,-4.7600000000000052E-2,9.5200000000000111E-3,0,0,100,0,0,0,600,522,200,0,0,100,78,0,0,null,78,0,0,0,78,0,0]
["20160117:2145","2016-01-18T06:00:00","2016-01-18T06:00:00",2016,1,{"$f":"LOOKUP(E420,Temperature!Q:Q,Temperature!R:R)","v":3},{"$f":"LOOKUP(E420,Temperature!Q:Q,Temperature!S:S)","v":31},"2016-03-31",0,0,23.67,0.83,0,1200,0,-0.2,-5.3199999999999935E-2,1.0639999999999988E-2,0,0,100,0,0,0,600,522,200,0,0,100,78,0,0,null,78,0,0,0,78,0,0]
["20160117:2245","2016-01-18T07:00:00","2016-01-18T07:00:00",2016,1,{"$f":"LOOKUP(E421,Temperature!Q:Q,Temperature!R:R)","v":3},{"$f":"LOOKUP(E421,Temperature!Q:Q,Temperature!S:S)","v":31},"2016-03-31",0,0,23.51,0.76,0,1200,0,-0.2,-5.9599999999999938E-2,1.1919999999999988E-2,0,0,100,0,0,0,600,522,200,0,0,100,78,0,0,null,78,0,0,0,78,0,0]
["20160117:2345","2016-01-18T08:00:00","2016-01-18T08:00:00",2016,1,{"$f":"LOOKUP(E422,Temperature!Q:Q,Temperature!R:R)","v":3},{"$f":"LOOKUP(E422,Temperature!Q:Q,Temperature!S:S)","v":31},"2016-03-31",35.46,1.38,23.49,1.03,0,1200,35.46,-0.2,-6.0400000000000065E-2,1.2080000000000014E-2,35.888356800000004,31.581753984000002,100,7.1776713600000015,7.1776713600000015,0,600,522,200,0,0,92.822328639999995,78,0,0,null,78,0,0,0,78,7.1776713600000015,0]
["20160118:0045","2016-01-18T09:00:00","2016-01-18T09:00:00",2016,1,{"$f":"LOOKUP(E423,Temperature!Q:Q,Temperature!R:R)","v":3},{"$f":"LOOKUP(E423,Temperature!Q:Q,Temperature!S:S)","v":31},"2016-03-31",236.73,15.18,24.51,0.97,0,1200,236.73,-0.2,-1.9599999999999937E-2,3.9199999999999877E-3,237.65798159999997,209.13902380799996,100,47.531596319999998,47.531596319999998,0,600,522,200,0,0,52.468403680000002,78,0,0,null,78,0,0,0,78,47.531596319999998,0]
["20160118:0145","2016-01-18T10:00:00","2016-01-18T10:00:00",2016,1,{"$f":"LOOKUP(E424,Temperature!Q:Q,Temperature!R:R)","v":3},{"$f":"LOOKUP(E424,Temperature!Q:Q,Temperature!S:S)","v":31},"2016-03-31",610.70000000000005,28.6,26.09,1.45,0,1200,610.70000000000005,-0.2,4.3599999999999993E-2,-8.7199999999999986E-3,605.37469600000009,532.72973248000005,100,121.07493920000002,100,21.074939200000017,600,522,200,21.074939200000017,1.2644963520000021,0,78,0,0,null,78,21.074939200000017,1.2644963520000021,0,97.810442848000008,100,0]
["20160118:0245","2016-01-18T11:00:00","2016-01-18T11:00:00",2016,1,{"$f":"LOOKUP(E425,Temperature!Q:Q,Temperature!R:R)","v":3},{"$f":"LOOKUP(E425,Temperature!Q:Q,Temperature!S:S)","v":31},"2016-03-31",917.35,41.31,27.43,1.17,0,1200,917.35,-0.2,9.7199999999999995E-2,-1.9439999999999999E-2,899.51671599999997,791.57471007999993,100,179.90334319999999,100,79.903343199999995,600,502.18955715200002,200,79.903343199999995,4.7942005920000037,0,78,15.016242256000005,0,null,97.810442848000008,79.903343199999995,4.7942005920000037,0,172.91958545599999,100,0]
["20160118:0345","2016-01-18T12:00:00","2016-01-18T12:00:00",2016,1,{"$f":"LOOKUP(E426,Temperature!Q:Q,Temperature!R:R)","v":3},{"$f":"LOOKUP(E426,Temperature!Q:Q,Temperature!S:S)","v":31},"2016-03-31",879.1,52.53,28.67,0.48,0,1200,879.1,-0.2,0.14680000000000007,-2.9360000000000015E-2,853.289624,750.89486911999995,100,170.65792480000002,100,70.657924800000018,600,427.08041454400001,200,70.657924800000018,4.2394754880000045,0,78,90.680109967999982,0,null,172.91958545599999,70.657924800000018,4.2394754880000045,0,239.338034768,100,0]
["20160118:0445","2016-01-18T13:00:00","2016-01-18T13:00:00",2016,1,{"$f":"LOOKUP(E427,Temperature!Q:Q,Temperature!R:R)","v":3},{"$f":"LOOKUP(E427,Temperature!Q:Q,Temperature!S:S)","v":31},"2016-03-31",1025.18,60.48,29.7,0.21,0,1200,1025.18,-0.2,0.18799999999999997,-3.7599999999999995E-2,986.63323200000013,868.23724416000016,100,197.32664640000002,100,97.326646400000016,600,360.661965232,200,97.326646400000016,5.8395987840000059,0,78,155.498435984,0,null,239.338034768,97.326646400000016,5.8395987840000059,0,330.82508238399998,100,0]
["20160118:0545","2016-01-18T14:00:00","2016-01-18T14:00:00",2016,1,{"$f":"LOOKUP(E428,Temperature!Q:Q,Temperature!R:R)","v":3},{"$f":"LOOKUP(E428,Temperature!Q:Q,Temperature!S:S)","v":31},"2016-03-31",910.3,62.2,30.39,0.83,0,1200,910.3,-0.2,0.21560000000000001,-4.3120000000000006E-2,871.04786399999989,766.52212031999989,100,174.20957279999996,100,74.209572799999961,600,269.17491761600002,200,74.209572799999961,4.4525743680000014,0,78,248.37250801599998,0,null,330.82508238399998,74.209572799999961,4.4525743680000014,0,400.58208081599992,100,0]
["20160118:0645","2016-01-18T15:00:00","2016-01-18T15:00:00",2016,1,{"$f":"LOOKUP(E429,Temperature!Q:Q,Temperature!R:R)","v":3},{"$f":"LOOKUP(E429,Temperature!Q:Q,Temperature!S:S)","v":31},"2016-03-31",884.35,56.69,30.56,1.31,0,1200,884.35,-0.2,0.22239999999999996,-4.4479999999999992E-2,845.01411200000007,743.61241856000004,100,169.00282240000001,100,69.002822400000014,600,199.41791918400008,200,69.002822400000014,4.1401693440000047,0,78,318.4419114719999,0,null,400.58208081599992,69.002822400000014,4.1401693440000047,0,465.44473387199992,100,0]
["20160118:0745","2016-01-18T16:00:00","2016-01-18T16:00:00",2016,1,{"$f":"LOOKUP(E430,Temperature!Q:Q,Temperature!R:R)","v":3},{"$f":"LOOKUP(E430,Temperature!Q:Q,Temperature!S:S)","v":31},"2016-03-31",895.16,46.64,30.23,1.93,0,1200,895.16,-0.2,0.20920000000000002,-4.1840000000000009E-2,857.70650560000001,754.78172492800002,100,171.54130111999999,100,71.541301119999986,600,134.55526612800008,200,71.541301119999986,4.2924780672000029,0,78,383.15225580479989,0,null,465.44473387199992,71.541301119999986,4.2924780672000029,0,532.69355692479985,100,0]
["20160118:0845","2016-01-18T17:00:00","2016-01-18T17:00:00",2016,1,{"$f":"LOOKUP(E431,Temperature!Q:Q,Temperature!R:R)","v":3},{"$f":"LOOKUP(E431,Temperature!Q:Q,Temperature!S:S)","v":31},"2016-03-31",371.48,34.47,27.87,2.21,0,1200,371.48,-0.2,0.11480000000000004,-2.2960000000000008E-2,362.95081920000001,319.39672089600003,100,72.590163840000002,72.590163840000002,0,600,67.30644307520015,200,0,0,27.409836159999998,78,454.69355692479985,27.409836159999998,null,532.69355692479985,0,0,27.409836159999998,505.28372076479985,100,0]
["20160118:0945","2016-01-18T18:00:00","2016-01-18T18:00:00",2016,1,{"$f":"LOOKUP(E432,Temperature!Q:Q,Temperature!R:R)","v":3},{"$f":"LOOKUP(E432,Temperature!Q:Q,Temperature!S:S)","v":31},"2016-03-31",297.26,21.3,27.37,1.59,0,1200,297.26,-0.2,9.4800000000000037E-2,-1.8960000000000008E-2,291.62395040000001,256.62907635200003,100,58.324790080000007,58.324790080000007,0,600,94.716279235200147,200,0,0,41.675209919999993,78,427.28372076479985,41.675209919999993,null,505.28372076479985,0,0,41.675209919999993,463.60851084479987,100,0]
["20160118:1045","2016-01-18T19:00:00","2016-01-18T19:00:00",2016,1,{"$f":"LOOKUP(E433,Temperature!Q:Q,Temperature!R:R)","v":3},{"$f":"LOOKUP(E433,Temperature!Q:Q,Temperature!S:S)","v":31},"2016-03-31",106.45,7.65,26.7,0.76,0,1200,106.45,-0.2,6.7999999999999977E-2,-1.3599999999999996E-2,105.00228000000001,92.402006400000019,100,21.000456000000003,21.000456000000003,0,600,136.39148915520013,200,0,0,78.999544,78,385.60851084479987,78.999544,null,463.60851084479987,0,0,78.999544,384.60896684479985,100,0]
["20160118:1145","2016-01-18T20:00:00","2016-01-18T20:00:00",2016,1,{"$f":"LOOKUP(E434,Temperature!Q:Q,Temperature!R:R)","v":3},{"$f":"LOOKUP(E434,Temperature!Q:Q,Temperature!S:S)","v":31},"2016-03-31",0,0,26.41,0.28000000000000003,0,1200,0,-0.2,5.6400000000000006E-2,-1.1280000000000002E-2,0,0,100,0,0,0,600,215.39103315520015,200,0,0,100,78,306.60896684479985,100,null,384.60896684479985,0,0,100,284.60896684479985,100,0]
["20160118:1245","2016-01-18T21:00:00","2016-01-18T21:00:00",2016,1,{"$f":"LOOKUP(E435,Temperature!Q:Q,Temperature!R:R)","v":3},{"$f":"LOOKUP(E435,Temperature!Q:Q,Temperature!S:S)","v":31},"2016-03-31",0,0,26.2,0.21,0,1200,0,-0.2,4.7999999999999973E-2,-9.5999999999999957E-3,0,0,100,0,0,0,600,315.39103315520015,200,0,0,100,78,206.60896684479985,100,null,284.60896684479985,0,0,100,184.60896684479985,100,0]
["20160118:1345","2016-01-18T22:00:00","2016-01-18T22:00:00",2016,1,{"$f":"LOOKUP(E436,Temperature!Q:Q,Temperature!R:R)","v":3},{"$f":"LOOKUP(E436,Temperature!Q:Q,Temperature!S:S)","v":31},"2016-03-31",0,0,25.95,0.34,0,1200,0,-0.2,3.7999999999999971E-2,-7.5999999999999948E-3,0,0,100,0,0,0,600,415.39103315520015,200,0,0,100,78,106.60896684479985,100,null,184.60896684479985,0,0,100,84.608966844799852,100,0]
["20160118:1445","2016-01-18T23:00:00","2016-01-18T23:00:00",2016,1,{"$f":"LOOKUP(E437,Temperature!Q:Q,Temperature!R:R)","v":3},{"$f":"LOOKUP(E437,Temperature!Q:Q,Temperature!S:S)","v":31},"2016-03-31",0,0,25.34,0.48,0,1200,0,-0.2,1.3599999999999994E-2,-2.7199999999999989E-3,0,0,100,0,0,0,600,515.39103315520015,200,0,0,100,78,6.608966844799852,6.608966844799852,null,84.608966844799852,0,0,6.608966844799852,78,6.608966844799852,0]
["20160118:1545","2016-01-19","2016-01-19",{"$f":"YEAR(B438)","v":2016},1,{"$f":"LOOKUP(E438,Temperature!Q:Q,Temperature!R:R)","v":3},{"$f":"LOOKUP(E438,Temperature!Q:Q,Temperature!S:S)","v":31},"2016-03-31",0,0,25.07,0.55000000000000004,0,1200,0,-0.2,2.8000000000000112E-3,-5.6000000000000223E-4,0,0,100,0,0,0,600,522,200,0,0,100,78,0,0,null,78,0,0,0,78,{"$f":"W438+AL438","v":0},0]
["20160118:1645",{"$f":"C439","v":"2016-01-19T01:00:00"},"2016-01-19T01:00:00",2016,{"$f":"MONTH(B439)","v":1},{"$f":"LOOKUP(E439,Temperature!Q:Q,Temperature!R:R)","v":3},{"$f":"LOOKUP(E439,Temperature!Q:Q,Temperature!S:S)","v":31},{"$f":"DATE(D439,F439,G439)","v":"2016-03-31"},0,0,24.68,0.62,0,{"$f":"N438","v":1200},{"$f":"IF(I439>N439,1000,I439)","v":0},{"$f":"$P$6","v":-0.2},{"$f":"(K439-$Q$6)/$Q$6","v":-1.2800000000000011E-2},{"$f":"P439*Q439","v":2.5600000000000024E-3},{"$f":"O439*(1+R439)","v":0},{"$f":"S439*(1-$T$6)","v":0},{"$f":"$U$6","v":100},{"$f":"$V$6*S439/1000","v":0},{"$f":"MIN(V439,U439)","v":0},{"$f":"V439-W439","v":0},{"$f":"$Y$6","v":600},522,{"$f":"$AA$6","v":200},{"$f":"MIN(AA439,Z439,X439)","v":0},{"$f":"(1-$AC$6)*AB439","v":0},{"$f":"U439-W439","v":100},{"$f":"MAX($Y$13*($AE$6),0)","v":78},{"$f":"MAX(AI439-AE439-AC439,0)","v":0},{"$f":"MIN($AG$6,AF439,AD439)","v":0},null,78,{"$f":"AB439","v":0},{"$f":"AC439","v":0},{"$f":"AG439","v":0},{"$f":"AI439+AJ439-AL439-AK439","v":78},0,{"$f":"V439-W439-AJ439","v":0}]
["20160118:1745","2016-01-19T02:00:00","2016-01-19T02:00:00",2016,1,{"$f":"LOOKUP(E440,Temperature!Q:Q,Temperature!R:R)","v":3},{"$f":"LOOKUP(E440,Temperature!Q:Q,Temperature!S:S)","v":31},"2016-03-31",0,0,24.32,0.83,0,1200,0,-0.2,-2.7199999999999988E-2,5.4399999999999978E-3,0,0,100,0,0,0,600,522,200,0,0,100,78,0,0,null,78,0,0,0,78,0,0]
["20160118:1845","2016-01-19T03:00:00","2016-01-19T03:00:00",2016,1,{"$f":"LOOKUP(E441,Temperature!Q:Q,Temperature!R:R)","v":3},{"$f":"LOOKUP(E441,Temperature!Q:Q,Temperature!S:S)","v":31},"2016-03-31",0,0,24.13,0.62,0,1200,0,-0.2,-3.4800000000000039E-2,6.9600000000000078E-3,0,0,100,0,0,0,600,522,200,0,0,100,78,0,0,null,78,0,0,0,78,0,0]
["20160118:1945","2016-01-19T04:00:00","2016-01-19T04:00:00",2016,1,{"$f":"LOOKUP(E442,Temperature!Q:Q,Temperature!R:R)","v":3},{"$f":"LOOKUP(E442,Temperature!Q:Q,Temperature!S:S)","v":31},"2016-03-31",0,0,23.95,0.83,0,1200,0,-0.2,-4.200000000000003E-2,8.4000000000000064E-3,0,0,100,0,0,0,600,522,200,0,0,100,78,0,0,null,78,0,0,0,78,0,0]
["20160118:2045","2016-01-19T05:00:00","2016-01-19T05:00:00",2016,1,{"$f":"LOOKUP(E443,Temperature!Q:Q,Temperature!R:R)","v":3},{"$f":"LOOKUP(E443,Temperature!Q:Q,Temperature!S:S)","v":31},"2016-03-31",0,0,23.97,0.62,0,1200,0,-0.2,-4.1200000000000042E-2,8.2400000000000095E-3,0,0,100,0,0,0,600,522,200,0,0,100,78,0,0,null,78,0,0,0,78,0,0]
["20160118:2145","2016-01-19T06:00:00","2016-01-19T06:00:00",2016,1,{"$f":"LOOKUP(E444,Temperature!Q:Q,Temperature!R:R)","v":3},{"$f":"LOOKUP(E444,Temperature!Q:Q,Temperature!S:S)","v":31},"2016-03-31",0,0,23.55,0.55000000000000004,0,1200,0,-0.2,-5.7999999999999968E-2,1.1599999999999994E-2,0,0,100,0,0,0,600,522,200,0,0,100,78,0,0,null,78,0,0,0,78,0,0]
["20160118:2245","2016-01-19T07:00:00","2016-01-19T07:00:00",2016,1,{"$f":"LOOKUP(E445,Temperature!Q:Q,Temperature!R:R)","v":3},{"$f":"LOOKUP(E445,Temperature!Q:Q,Temperature!S:S)","v":31},"2016-03-31",0,0,23.39,0.48,0,1200,0,-0.2,-6.4399999999999971E-2,1.2879999999999996E-2,0,0,100,0,0,0,600,522,200,0,0,100,78,0,0,null,78,0,0,0,78,0,0]
["20160118:2345","2016-01-19T08:00:00","2016-01-19T08:00:00",2016,1,{"$f":"LOOKUP(E446,Temperature!Q:Q,Temperature!R:R)","v":3},{"$f":"LOOKUP(E446,Temperature!Q:Q,Temperature!S:S)","v":31},"2016-03-31",8.18,1.34,23.47,0.34,0,1200,8.18,-0.2,-6.1200000000000046E-2,1.224000000000001E-2,8.2801232000000002,7.2865084160000002,100,1.65602464,1.65602464,0,600,522,200,0,0,98.343975360000002,78,0,0,null,78,0,0,0,78,1.65602464,0]
["20160119:0045","2016-01-19T09:00:00","2016-01-19T09:00:00",2016,1,{"$f":"LOOKUP(E447,Temperature!Q:Q,Temperature!R:R)","v":3},{"$f":"LOOKUP(E447,Temperature!Q:Q,Temperature!S:S)","v":31},"2016-03-31",346,15.15,24.79,0.41,0,1200,346,-0.2,-8.4000000000000342E-3,1.680000000000007E-3,346.58127999999999,304.9915264,100,69.316255999999996,69.316255999999996,0,600,522,200,0,0,30.683744000000004,78,0,0,null,78,0,0,0,78,69.316255999999996,0]
["20160119:0145","2016-01-19T10:00:00","2016-01-19T10:00:00",2016,1,{"$f":"LOOKUP(E448,Temperature!Q:Q,Temperature!R:R)","v":3},{"$f":"LOOKUP(E448,Temperature!Q:Q,Temperature!S:S)","v":31},"2016-03-31",787.58,28.61,26.24,1.24,0,1200,787.58,-0.2,4.9599999999999936E-2,-9.9199999999999879E-3,779.76720639999996,686.19514163199995,100,155.95344127999999,100,55.953441279999993,600,522,200,55.953441279999993,3.3572064768000027,0,78,0,0,null,78,55.953441279999993,3.3572064768000027,0,130.59623480319999,100,0]
["20160119:0245","2016-01-19T11:00:00","2016-01-19T11:00:00",2016,1,{"$f":"LOOKUP(E449,Temperature!Q:Q,Temperature!R:R)","v":3},{"$f":"LOOKUP(E449,Temperature!Q:Q,Temperature!S:S)","v":31},"2016-03-31",918.05,41.35,27.8,2.21,0,1200,918.05,-0.2,0.11200000000000003,-2.2400000000000007E-2,897.48568,789.78739840000003,100,179.49713600000001,100,79.497136000000012,600,469.40376519680001,200,79.497136000000012,4.7698281600000048,0,78,47.826406643199988,0,null,130.59623480319999,79.497136000000012,4.7698281600000048,0,205.3235426432,100,0]
["20160119:0345","2016-01-19T12:00:00","2016-01-19T12:00:00",2016,1,{"$f":"LOOKUP(E450,Temperature!Q:Q,Temperature!R:R)","v":3},{"$f":"LOOKUP(E450,Temperature!Q:Q,Temperature!S:S)","v":31},"2016-03-31",1021.1,52.62,29.26,2.62,0,1200,1021.1,-0.2,0.17040000000000005,-3.4080000000000013E-2,986.30091200000004,867.94480256000008,100,197.26018240000002,100,97.260182400000019,600,394.67645735680003,200,97.260182400000019,5.8356109440000061,0,78,121.48793169919999,0,null,205.3235426432,97.260182400000019,5.8356109440000061,0,296.74811409920005,100,0]
["20160119:0445","2016-01-19T13:00:00","2016-01-19T13:00:00",2016,1,{"$f":"LOOKUP(E451,Temperature!Q:Q,Temperature!R:R)","v":3},{"$f":"LOOKUP(E451,Temperature!Q:Q,Temperature!S:S)","v":31},"2016-03-31",1063.27,60.65,30.12,2.69,0,1200,1063.27,-0.2,0.20480000000000004,-4.096000000000001E-2,1019.7184608,897.35224550400005,100,203.94369216000001,100,103.94369216000001,600,303.25188590079995,200,103.94369216000001,6.236621529600006,0,78,212.51149256960005,0,null,296.74811409920005,103.94369216000001,6.236621529600006,0,394.45518472960003,100,0]
["20160119:0545","2016-01-19T14:00:00","2016-01-19T14:00:00",2016,1,{"$f":"LOOKUP(E452,Temperature!Q:Q,Temperature!R:R)","v":3},{"$f":"LOOKUP(E452,Temperature!Q:Q,Temperature!S:S)","v":31},"2016-03-31",1051.72,62.41,30.26,2.9,0,1200,1051.72,-0.2,0.21040000000000006,-4.2080000000000013E-2,1007.4636224,886.56798771199999,100,201.49272447999999,100,101.49272447999999,600,205.54481527039997,200,101.49272447999999,6.0895634688000051,0,78,310.36562126080003,0,null,394.45518472960003,101.49272447999999,6.0895634688000051,0,489.85834574080002,100,0]
["20160119:0645","2016-01-19T15:00:00","2016-01-19T15:00:00",2016,1,{"$f":"LOOKUP(E453,Temperature!Q:Q,Temperature!R:R)","v":3},{"$f":"LOOKUP(E453,Temperature!Q:Q,Temperature!S:S)","v":31},"2016-03-31",1070.8399999999999,56.9,30.52,3.24,0,1200,1070.8399999999999,-0.2,0.2208,-4.4160000000000005E-2,1023.5517056,900.72550092799997,100,204.71034112000001,100,104.71034112000001,600,110.14165425919998,200,104.71034112000001,6.2826204672000063,0,78,405.57572527360003,0,null,489.85834574080002,104.71034112000001,6.2826204672000063,0,588.28606639359998,100,0]
["20160119:0745","2016-01-19T16:00:00","2016-01-19T16:00:00",2016,1,{"$f":"LOOKUP(E454,Temperature!Q:Q,Temperature!R:R)","v":3},{"$f":"LOOKUP(E454,Temperature!Q:Q,Temperature!S:S)","v":31},"2016-03-31",1026.8499999999999,46.82,30.33,3.31,0,1200,1026.8499999999999,-0.2,0.21319999999999995,-4.263999999999999E-2,983.06511599999988,865.09730207999985,100,196.61302319999996,100,96.613023199999958,600,11.713933606400019,200,11.713933606400019,0.70283601638400173,0,78,509.58323037721595,0,null,588.28606639359998,11.713933606400019,0.70283601638400173,0,599.29716398361597,100,84.899089593599939]
["20160119:0845","2016-01-19T17:00:00","2016-01-19T17:00:00",2016,1,{"$f":"LOOKUP(E455,Temperature!Q:Q,Temperature!R:R)","v":3},{"$f":"LOOKUP(E455,Temperature!Q:Q,Temperature!S:S)","v":31},"2016-03-31",938.16,34.619999999999997,29.74,3.1,0,1200,938.16,-0.2,0.18959999999999994,-3.7919999999999988E-2,902.58497280000006,794.27477606400009,100,180.51699456000003,100,80.516994560000029,600,0.70283601638402615,200,0.70283601638402615,4.2170160983041605E-2,0,78,521.25499382263297,0,null,599.29716398361597,0.70283601638402615,4.2170160983041605E-2,0,599.95782983901699,100,79.814158543616003]
["20160119:0945","2016-01-19T18:00:00","2016-01-19T18:00:00",2016,1,{"$f":"LOOKUP(E456,Temperature!Q:Q,Temperature!R:R)","v":3},{"$f":"LOOKUP(E456,Temperature!Q:Q,Temperature!S:S)","v":31},"2016-03-31",691.67,21.43,29.24,2.83,0,1200,691.67,-0.2,0.16959999999999995,-3.3919999999999992E-2,668.20855359999996,588.02352716799999,100,133.64171071999999,100,33.641710719999992,600,4.2170160983005189E-2,200,4.2170160983005189E-2,2.5302096589803137E-3,0,78,521.95529962935802,0,null,599.95782983901699,4.2170160983005189E-2,2.5302096589803137E-3,0,599.99746979034103,100,33.599540559016987]
["20160119:1045","2016-01-19T19:00:00","2016-01-19T19:00:00",2016,1,{"$f":"LOOKUP(E457,Temperature!Q:Q,Temperature!R:R)","v":3},{"$f":"LOOKUP(E457,Temperature!Q:Q,Temperature!S:S)","v":31},"2016-03-31",278.95,7.76,28.14,2.34,0,1200,278.95,-0.2,0.12560000000000002,-2.5120000000000003E-2,271.94277599999998,239.30964287999998,100,54.388555199999992,54.388555199999992,0,600,2.5302096589712164E-3,200,0,0,45.611444800000008,78,521.99746979034103,45.611444800000008,null,599.99746979034103,0,0,45.611444800000008,554.38602499034107,100,0]
["20160119:1145","2016-01-19T20:00:00","2016-01-19T20:00:00",2016,1,{"$f":"LOOKUP(E458,Temperature!Q:Q,Temperature!R:R)","v":3},{"$f":"LOOKUP(E458,Temperature!Q:Q,Temperature!S:S)","v":31},"2016-03-31",0,0,27.06,1.86,0,1200,0,-0.2,8.2399999999999946E-2,-1.6479999999999991E-2,0,0,100,0,0,0,600,45.61397500965893,200,0,0,100,78,476.38602499034107,100,null,554.38602499034107,0,0,100,454.38602499034107,100,0]
["20160119:1245","2016-01-19T21:00:00","2016-01-19T21:00:00",2016,1,{"$f":"LOOKUP(E459,Temperature!Q:Q,Temperature!R:R)","v":3},{"$f":"LOOKUP(E459,Temperature!Q:Q,Temperature!S:S)","v":31},"2016-03-31",0,0,26.37,1.59,0,1200,0,-0.2,5.4800000000000043E-2,-1.096000000000001E-2,0,0,100,0,0,0,600,145.61397500965893,200,0,0,100,78,376.38602499034107,100,null,454.38602499034107,0,0,100,354.38602499034107,100,0]
["20160119:1345","2016-01-19T22:00:00","2016-01-19T22:00:00",2016,1,{"$f":"LOOKUP(E460,Temperature!Q:Q,Temperature!R:R)","v":3},{"$f":"LOOKUP(E460,Temperature!Q:Q,Temperature!S:S)","v":31},"2016-03-31",0,0,25.78,1.24,0,1200,0,-0.2,3.1200000000000047E-2,-6.2400000000000094E-3,0,0,100,0,0,0,600,245.61397500965893,200,0,0,100,78,276.38602499034107,100,null,354.38602499034107,0,0,100,254.38602499034107,100,0]
["20160119:1445","2016-01-19T23:00:00","2016-01-19T23:00:00",2016,1,{"$f":"LOOKUP(E461,Temperature!Q:Q,Temperature!R:R)","v":3},{"$f":"LOOKUP(E461,Temperature!Q:Q,Temperature!S:S)","v":31},"2016-03-31",0,0,25.24,1.03,0,1200,0,-0.2,9.5999999999999367E-3,-1.9199999999999875E-3,0,0,100,0,0,0,600,345.61397500965893,200,0,0,100,78,176.38602499034107,100,null,254.38602499034107,0,0,100,154.38602499034107,100,0]
["20160119:1545","2016-01-20","2016-01-20",2016,1,{"$f":"LOOKUP(E462,Temperature!Q:Q,Temperature!R:R)","v":3},{"$f":"LOOKUP(E462,Temperature!Q:Q,Temperature!S:S)","v":31},"2016-03-31",0,0,24.73,1.1000000000000001,0,1200,0,-0.2,-1.0799999999999983E-2,2.1599999999999966E-3,0,0,100,0,0,0,600,{"$f":"Y462-AI462","v":445.61397500965893},200,0,0,100,78,76.38602499034107,76.38602499034107,null,{"$f":"AM461","v":154.38602499034107},0,0,76.38602499034107,78,76.38602499034107,0]
["20160119:1645","2016-01-20T01:00:00",{"$f":"C462+1/24","v":"2016-01-20T01:00:00"},2016,1,{"$f":"LOOKUP(E463,Temperature!Q:Q,Temperature!R:R)","v":3},{"$f":"LOOKUP(E463,Temperature!Q:Q,Temperature!S:S)","v":31},"2016-03-31",0,0,24.28,1.1000000000000001,0,1200,0,-0.2,-2.8799999999999954E-2,5.7599999999999908E-3,0,0,100,0,0,0,600,522,200,0,0,100,78,0,0,null,78,0,0,0,78,0,0]
["20160119:1745","2016-01-20T02:00:00","2016-01-20T02:00:00",2016,1,{"$f":"LOOKUP(E464,Temperature!Q:Q,Temperature!R:R)","v":3},{"$f":"LOOKUP(E464,Temperature!Q:Q,Temperature!S:S)","v":31},"2016-03-31",0,0,23.9,1.17,0,1200,0,-0.2,-4.400000000000006E-2,8.8000000000000127E-3,0,0,100,0,0,0,600,522,200,0,0,100,78,0,0,null,78,0,0,0,78,0,0]
["20160119:1845","2016-01-20T03:00:00","2016-01-20T03:00:00",2016,1,{"$f":"LOOKUP(E465,Temperature!Q:Q,Temperature!R:R)","v":3},{"$f":"LOOKUP(E465,Temperature!Q:Q,Temperature!S:S)","v":31},"2016-03-31",0,0,23.92,1.1000000000000001,0,1200,0,-0.2,-4.3199999999999933E-2,8.6399999999999862E-3,0,0,100,0,0,0,600,522,200,0,0,100,78,0,0,null,78,0,0,0,78,0,0]
["20160119:1945","2016-01-20T04:00:00","2016-01-20T04:00:00",2016,1,{"$f":"LOOKUP(E466,Temperature!Q:Q,Temperature!R:R)","v":3},{"$f":"LOOKUP(E466,Temperature!Q:Q,Temperature!S:S)","v":31},"2016-03-31",0,0,23.65,1.17,0,1200,0,-0.2,-5.4000000000000055E-2,1.0800000000000011E-2,0,0,100,0,0,0,600,522,200,0,0,100,78,0,0,null,78,0,0,0,78,0,0]
["20160119:2045","2016-01-20T05:00:00","2016-01-20T05:00:00",2016,1,{"$f":"LOOKUP(E467,Temperature!Q:Q,Temperature!R:R)","v":3},{"$f":"LOOKUP(E467,Temperature!Q:Q,Temperature!S:S)","v":31},"2016-03-31",0,0,23.26,1.17,0,1200,0,-0.2,-6.959999999999994E-2,1.3919999999999988E-2,0,0,100,0,0,0,600,522,200,0,0,100,78,0,0,null,78,0,0,0,78,0,0]
["20160119:2145","2016-01-20T06:00:00","2016-01-20T06:00:00",2016,1,{"$f":"LOOKUP(E468,Temperature!Q:Q,Temperature!R:R)","v":3},{"$f":"LOOKUP(E468,Temperature!Q:Q,Temperature!S:S)","v":31},"2016-03-31",0,0,23.08,1.03,0,1200,0,-0.2,-7.6800000000000063E-2,1.5360000000000013E-2,0,0,100,0,0,0,600,522,200,0,0,100,78,0,0,null,78,0,0,0,78,0,0]
["20160119:2245","2016-01-20T07:00:00","2016-01-20T07:00:00",2016,1,{"$f":"LOOKUP(E469,Temperature!Q:Q,Temperature!R:R)","v":3},{"$f":"LOOKUP(E469,Temperature!Q:Q,Temperature!S:S)","v":31},"2016-03-31",0,0,22.84,0.97,0,1200,0,-0.2,-8.6400000000000005E-2,1.728E-2,0,0,100,0,0,0,600,522,200,0,0,100,78,0,0,null,78,0,0,0,78,0,0]
["20160119:2345","2016-01-20T08:00:00","2016-01-20T08:00:00",2016,1,{"$f":"LOOKUP(E470,Temperature!Q:Q,Temperature!R:R)","v":3},{"$f":"LOOKUP(E470,Temperature!Q:Q,Temperature!S:S)","v":31},"2016-03-31",14.55,1.3,22.78,0.9,0,1200,14.55,-0.2,-8.8799999999999948E-2,1.7759999999999991E-2,14.808408,13.03139904,100,2.9616815999999999,2.9616815999999999,0,600,522,200,0,0,97.038318399999994,78,0,0,null,78,0,0,0,78,2.9616815999999999,0]
["20160120:0045","2016-01-20T09:00:00","2016-01-20T09:00:00",2016,1,{"$f":"LOOKUP(E471,Temperature!Q:Q,Temperature!R:R)","v":3},{"$f":"LOOKUP(E471,Temperature!Q:Q,Temperature!S:S)","v":31},"2016-03-31",345,15.13,24.81,0.9,0,1200,345,-0.2,-7.6000000000000512E-3,1.5200000000000103E-3,345.52440000000001,304.06147200000004,100,69.104880000000009,69.104880000000009,0,600,522,200,0,0,30.895119999999991,78,0,0,null,78,0,0,0,78,69.104880000000009,0]
["20160120:0145","2016-01-20T10:00:00","2016-01-20T10:00:00",2016,1,{"$f":"LOOKUP(E472,Temperature!Q:Q,Temperature!R:R)","v":3},{"$f":"LOOKUP(E472,Temperature!Q:Q,Temperature!S:S)","v":31},"2016-03-31",834.66,28.61,26.59,1.59,0,1200,834.66,-0.2,6.359999999999999E-2,-1.2719999999999999E-2,824.04312479999999,725.15794982399996,100,164.80862495999997,100,64.808624959999975,600,522,200,64.808624959999975,3.8885174976000019,0,78,0,0,null,78,64.808624959999975,3.8885174976000019,0,138.92010746239998,100,0]
["20160120:0245","2016-01-20T11:00:00","2016-01-20T11:00:00",2016,1,{"$f":"LOOKUP(E473,Temperature!Q:Q,Temperature!R:R)","v":3},{"$f":"LOOKUP(E473,Temperature!Q:Q,Temperature!S:S)","v":31},"2016-03-31",971.62,41.39,28.04,2.0699999999999998,0,1200,971.62,-0.2,0.12159999999999997,-2.4319999999999994E-2,947.99020159999998,834.23137740799996,100,189.59804032,100,89.598040319999996,600,461.07989253760002,200,89.598040319999996,5.3758824192000043,0,78,55.54422504319998,0,null,138.92010746239998,89.598040319999996,5.3758824192000043,0,223.14226536319998,100,0]
["20160120:0345","2016-01-20T12:00:00","2016-01-20T12:00:00",2016,1,{"$f":"LOOKUP(E474,Temperature!Q:Q,Temperature!R:R)","v":3},{"$f":"LOOKUP(E474,Temperature!Q:Q,Temperature!S:S)","v":31},"2016-03-31",1063.1099999999999,52.72,29.37,2.34,0,1200,1063.1099999999999,-0.2,0.17480000000000004,-3.4960000000000012E-2,1025.9436744,902.83043347199998,100,205.18873488,100,105.18873488,600,376.85773463680005,200,105.18873488,6.3113240928000058,0,78,138.83094127039999,0,null,223.14226536319998,105.18873488,6.3113240928000058,0,322.01967615039996,100,0]
["20160120:0445","2016-01-20T13:00:00","2016-01-20T13:00:00",2016,1,{"$f":"LOOKUP(E475,Temperature!Q:Q,Temperature!R:R)","v":3},{"$f":"LOOKUP(E475,Temperature!Q:Q,Temperature!S:S)","v":31},"2016-03-31",1063.46,60.82,30.32,2.9,0,1200,1063.46,-0.2,0.21280000000000002,-4.2560000000000008E-2,1018.1991424,896.01524531200005,100,203.63982848000001,100,103.63982848000001,600,277.98032384960004,200,103.63982848000001,6.2183897088000055,0,78,237.80128644159996,0,null,322.01967615039996,103.63982848000001,6.2183897088000055,0,419.44111492159993,100,0]
["20160120:0545","2016-01-20T14:00:00","2016-01-20T14:00:00",2016,1,{"$f":"LOOKUP(E476,Temperature!Q:Q,Temperature!R:R)","v":3},{"$f":"LOOKUP(E476,Temperature!Q:Q,Temperature!S:S)","v":31},"2016-03-31",1051.27,62.64,30.86,3.31,0,1200,1051.27,-0.2,0.23439999999999997,-4.6879999999999998E-2,1001.9864623999999,881.74808691199996,100,200.39729247999998,100,100.39729247999998,600,180.55888507840007,200,100.39729247999998,6.023837548800004,0,78,335.4172773727999,0,null,419.44111492159993,100.39729247999998,6.023837548800004,0,513.81456985279988,100,0]
["20160120:0645","2016-01-20T15:00:00","2016-01-20T15:00:00",2016,1,{"$f":"LOOKUP(E477,Temperature!Q:Q,Temperature!R:R)","v":3},{"$f":"LOOKUP(E477,Temperature!Q:Q,Temperature!S:S)","v":31},"2016-03-31",1070.44,57.12,30.53,3.31,0,1200,1070.44,-0.2,0.22120000000000004,-4.4240000000000008E-2,1023.0837344,900.31368627200004,100,204.61674687999999,100,104.61674687999999,600,86.185430147200123,200,86.185430147200123,5.171125808832012,0,78,430.64344404396786,0,null,513.81456985279988,86.185430147200123,5.171125808832012,0,594.82887419116798,100,18.431316732799871]
["20160120:0745","2016-01-20T16:00:00","2016-01-20T16:00:00",2016,1,{"$f":"LOOKUP(E478,Temperature!Q:Q,Temperature!R:R)","v":3},{"$f":"LOOKUP(E478,Temperature!Q:Q,Temperature!S:S)","v":31},"2016-03-31",1042.5,47,30.14,3.52,0,1200,1042.5,-0.2,0.20560000000000003,-4.1120000000000011E-2,999.63239999999996,879.676512,100,199.92647999999997,100,99.92647999999997,600,5.1711258088320164,200,5.1711258088320164,0.31026754852992128,0,78,516.51860664263802,0,null,594.82887419116798,5.1711258088320164,0.31026754852992128,0,599.68973245147004,100,94.755354191167953]
["20160120:0845","2016-01-20T17:00:00","2016-01-20T17:00:00",2016,1,{"$f":"LOOKUP(E479,Temperature!Q:Q,Temperature!R:R)","v":3},{"$f":"LOOKUP(E479,Temperature!Q:Q,Temperature!S:S)","v":31},"2016-03-31",917.7,34.770000000000003,29.83,3.66,0,1200,917.7,-0.2,0.19319999999999993,-3.8639999999999987E-2,882.24007200000005,776.37126336000006,100,176.44801440000001,100,76.448014400000005,600,0.31026754852996419,200,0.31026754852996419,1.8616052911797867E-2,0,78,521.67111639855818,0,null,599.68973245147004,0.31026754852996419,1.8616052911797867E-2,0,599.98138394708815,100,76.137746851470041]
["20160120:0945","2016-01-20T18:00:00","2016-01-20T18:00:00",2016,1,{"$f":"LOOKUP(E480,Temperature!Q:Q,Temperature!R:R)","v":3},{"$f":"LOOKUP(E480,Temperature!Q:Q,Temperature!S:S)","v":31},"2016-03-31",666.05,21.56,29.1,3.38,0,1200,666.05,-0.2,0.16400000000000006,-3.2800000000000017E-2,644.20355999999992,566.89913279999996,100,128.840712,100,28.840711999999996,600,1.8616052911852421E-2,200,1.8616052911852421E-2,1.1169631747111463E-3,0,78,521.98026698391345,0,null,599.98138394708815,1.8616052911852421E-2,1.1169631747111463E-3,0,599.9988830368253,100,28.822095947088144]
["20160120:1045","2016-01-20T19:00:00","2016-01-20T19:00:00",2016,1,{"$f":"LOOKUP(E481,Temperature!Q:Q,Temperature!R:R)","v":3},{"$f":"LOOKUP(E481,Temperature!Q:Q,Temperature!S:S)","v":31},"2016-03-31",189.15,7.87,27.92,2.97,0,1200,189.15,-0.2,0.11680000000000007,-2.3360000000000016E-2,184.73145600000001,162.56368128,100,36.946291199999997,36.946291199999997,0,600,1.1169631746952291E-3,200,0,0,63.053708800000003,78,521.9988830368253,63.053708800000003,null,599.9988830368253,0,0,63.053708800000003,536.94517423682532,100,0]
["20160120:1145","2016-01-20T20:00:00","2016-01-20T20:00:00",2016,1,{"$f":"LOOKUP(E482,Temperature!Q:Q,Temperature!R:R)","v":3},{"$f":"LOOKUP(E482,Temperature!Q:Q,Temperature!S:S)","v":31},"2016-03-31",0,0,26.88,2.83,0,1200,0,-0.2,7.5199999999999961E-2,-1.5039999999999993E-2,0,0,100,0,0,0,600,63.054825763174676,200,0,0,100,78,458.94517423682532,100,null,536.94517423682532,0,0,100,436.94517423682532,100,0]
["20160120:1245","2016-01-20T21:00:00","2016-01-20T21:00:00",2016,1,{"$f":"LOOKUP(E483,Temperature!Q:Q,Temperature!R:R)","v":3},{"$f":"LOOKUP(E483,Temperature!Q:Q,Temperature!S:S)","v":31},"2016-03-31",0,0,26.02,2.83,0,1200,0,-0.2,4.0799999999999982E-2,-8.1599999999999971E-3,0,0,100,0,0,0,600,163.05482576317468,200,0,0,100,78,358.94517423682532,100,null,436.94517423682532,0,0,100,336.94517423682532,100,0]
["20160120:1345","2016-01-20T22:00:00","2016-01-20T22:00:00",2016,1,{"$f":"LOOKUP(E484,Temperature!Q:Q,Temperature!R:R)","v":3},{"$f":"LOOKUP(E484,Temperature!Q:Q,Temperature!S:S)","v":31},"2016-03-31",0,0,25.42,2.83,0,1200,0,-0.2,1.6800000000000068E-2,-3.360000000000014E-3,0,0,100,0,0,0,600,263.05482576317468,200,0,0,100,78,258.94517423682532,100,null,336.94517423682532,0,0,100,236.94517423682532,100,0]
["20160120:1445","2016-01-20T23:00:00","2016-01-20T23:00:00",2016,1,{"$f":"LOOKUP(E485,Temperature!Q:Q,Temperature!R:R)","v":3},{"$f":"LOOKUP(E485,Temperature!Q:Q,Temperature!S:S)","v":31},"2016-03-31",0,0,24.93,2.69,0,1200,0,-0.2,-2.8000000000000112E-3,5.6000000000000223E-4,0,0,100,0,0,0,600,363.05482576317468,200,0,0,100,78,158.94517423682532,100,null,236.94517423682532,0,0,100,136.94517423682532,100,0]
["20160120:1545","2016-01-21","2016-01-21",2016,1,{"$f":"LOOKUP(E486,Temperature!Q:Q,Temperature!R:R)","v":3},{"$f":"LOOKUP(E486,Temperature!Q:Q,Temperature!S:S)","v":31},"2016-03-31",0,0,24.55,2.5499999999999998,0,1200,0,-0.2,-1.7999999999999971E-2,3.5999999999999943E-3,0,0,100,0,0,0,600,463.05482576317468,200,0,0,100,78,58.945174236825324,58.945174236825324,null,136.94517423682532,0,0,58.945174236825324,78,58.945174236825324,0]
["20160120:1645","2016-01-21T01:00:00","2016-01-21T01:00:00",2016,1,{"$f":"LOOKUP(E487,Temperature!Q:Q,Temperature!R:R)","v":3},{"$f":"LOOKUP(E487,Temperature!Q:Q,Temperature!S:S)","v":31},"2016-03-31",0,0,24.25,2.41,0,1200,0,-0.2,-0.03,6.0000000000000001E-3,0,0,100,0,0,0,600,522,200,0,0,100,78,0,0,null,78,0,0,0,78,0,0]
["20160120:1745","2016-01-21T02:00:00","2016-01-21T02:00:00",2016,1,{"$f":"LOOKUP(E488,Temperature!Q:Q,Temperature!R:R)","v":3},{"$f":"LOOKUP(E488,Temperature!Q:Q,Temperature!S:S)","v":31},"2016-03-31",0,0,23.99,2.21,0,1200,0,-0.2,-4.0400000000000061E-2,8.0800000000000125E-3,0,0,100,0,0,0,600,522,200,0,0,100,78,0,0,null,78,0,0,0,78,0,0]
["20160120:1845","2016-01-21T03:00:00","2016-01-21T03:00:00",2016,1,{"$f":"LOOKUP(E489,Temperature!Q:Q,Temperature!R:R)","v":3},{"$f":"LOOKUP(E489,Temperature!Q:Q,Temperature!S:S)","v":31},"2016-03-31",0,0,24.22,2.2799999999999998,0,1200,0,-0.2,-3.1200000000000047E-2,6.2400000000000094E-3,0,0,100,0,0,0,600,522,200,0,0,100,78,0,0,null,78,0,0,0,78,0,0]
["20160120:1945","2016-01-21T04:00:00","2016-01-21T04:00:00",2016,1,{"$f":"LOOKUP(E490,Temperature!Q:Q,Temperature!R:R)","v":3},{"$f":"LOOKUP(E490,Temperature!Q:Q,Temperature!S:S)","v":31},"2016-03-31",0,0,23.94,2.0699999999999998,0,1200,0,-0.2,-4.2399999999999952E-2,8.479999999999991E-3,0,0,100,0,0,0,600,522,200,0,0,100,78,0,0,null,78,0,0,0,78,0,0]
["20160120:2045","2016-01-21T05:00:00","2016-01-21T05:00:00",2016,1,{"$f":"LOOKUP(E491,Temperature!Q:Q,Temperature!R:R)","v":3},{"$f":"LOOKUP(E491,Temperature!Q:Q,Temperature!S:S)","v":31},"2016-03-31",0,0,23.69,2.0699999999999998,0,1200,0,-0.2,-5.2399999999999947E-2,1.0479999999999989E-2,0,0,100,0,0,0,600,522,200,0,0,100,78,0,0,null,78,0,0,0,78,0,0]
["20160120:2145","2016-01-21T06:00:00","2016-01-21T06:00:00",2016,1,{"$f":"LOOKUP(E492,Temperature!Q:Q,Temperature!R:R)","v":3},{"$f":"LOOKUP(E492,Temperature!Q:Q,Temperature!S:S)","v":31},"2016-03-31",0,0,23.57,2.0699999999999998,0,1200,0,-0.2,-5.7199999999999987E-2,1.1439999999999999E-2,0,0,100,0,0,0,600,522,200,0,0,100,78,0,0,null,78,0,0,0,78,0,0]
["20160120:2245","2016-01-21T07:00:00","2016-01-21T07:00:00",2016,1,{"$f":"LOOKUP(E493,Temperature!Q:Q,Temperature!R:R)","v":3},{"$f":"LOOKUP(E493,Temperature!Q:Q,Temperature!S:S)","v":31},"2016-03-31",0,0,23.47,1.93,0,1200,0,-0.2,-6.1200000000000046E-2,1.224000000000001E-2,0,0,100,0,0,0,600,522,200,0,0,100,78,0,0,null,78,0,0,0,78,0,0]
["20160120:2345","2016-01-21T08:00:00","2016-01-21T08:00:00",2016,1,{"$f":"LOOKUP(E494,Temperature!Q:Q,Temperature!R:R)","v":3},{"$f":"LOOKUP(E494,Temperature!Q:Q,Temperature!S:S)","v":31},"2016-03-31",14.55,1.26,23.38,1.72,0,1200,14.55,-0.2,-6.4800000000000038E-2,1.2960000000000008E-2,14.738568000000003,12.969939840000002,100,2.9477136000000006,2.9477136000000006,0,600,522,200,0,0,97.0522864,78,0,0,null,78,0,0,0,78,2.9477136000000006,0]
["20160121:0045","2016-01-21T09:00:00","2016-01-21T09:00:00",2016,1,{"$f":"LOOKUP(E495,Temperature!Q:Q,Temperature!R:R)","v":3},{"$f":"LOOKUP(E495,Temperature!Q:Q,Temperature!S:S)","v":31},"2016-03-31",103.29,15.12,24.8,1.86,0,1200,103.29,-0.2,-7.9999999999999724E-3,1.5999999999999947E-3,103.45526400000001,91.040632320000014,100,20.691052800000001,20.691052800000001,0,600,522,200,0,0,79.308947200000006,78,0,0,null,78,0,0,0,78,20.691052800000001,0]
["20160121:0145","2016-01-21T10:00:00","2016-01-21T10:00:00",2016,1,{"$f":"LOOKUP(E496,Temperature!Q:Q,Temperature!R:R)","v":3},{"$f":"LOOKUP(E496,Temperature!Q:Q,Temperature!S:S)","v":31},"2016-03-31",787.98,28.62,26.45,2.62,0,1200,787.98,-0.2,5.7999999999999968E-2,-1.1599999999999994E-2,778.8394320000001,685.37870016000011,100,155.76788640000001,100,55.767886400000009,600,522,200,55.767886400000009,3.3460731840000033,0,78,0,0,null,78,55.767886400000009,3.3460731840000033,0,130.421813216,100,0]
["20160121:0245","2016-01-21T11:00:00","2016-01-21T11:00:00",2016,1,{"$f":"LOOKUP(E497,Temperature!Q:Q,Temperature!R:R)","v":3},{"$f":"LOOKUP(E497,Temperature!Q:Q,Temperature!S:S)","v":31},"2016-03-31",1021.24,41.44,27.88,2.76,0,1200,1021.24,-0.2,0.11519999999999996,-2.3039999999999991E-2,997.71063040000001,877.98535475200003,100,199.54212608,100,99.542126080000003,600,469.57818678399997,200,99.542126080000003,5.9725275648000054,0,78,46.4492856512,0,null,130.421813216,99.542126080000003,5.9725275648000054,0,223.9914117312,100,0]
["20160121:0345","2016-01-21T12:00:00","2016-01-21T12:00:00",2016,1,{"$f":"LOOKUP(E498,Temperature!Q:Q,Temperature!R:R)","v":3},{"$f":"LOOKUP(E498,Temperature!Q:Q,Temperature!S:S)","v":31},"2016-03-31",1036.54,52.82,28.98,2.83,0,1200,1036.54,-0.2,0.15920000000000001,-3.184E-2,1003.5365664,883.11217843199995,100,200.70731327999999,100,100.70731327999999,600,376.0085882688,200,100.70731327999999,6.0424387968000053,0,78,139.94897293439999,0,null,223.9914117312,100.70731327999999,6.0424387968000053,0,318.65628621439998,100,0]
["20160121:0445","2016-01-21T13:00:00","2016-01-21T13:00:00",2016,1,{"$f":"LOOKUP(E499,Temperature!Q:Q,Temperature!R:R)","v":3},{"$f":"LOOKUP(E499,Temperature!Q:Q,Temperature!S:S)","v":31},"2016-03-31",1018.43,60.99,29.83,2.97,0,1200,1018.43,-0.2,0.19319999999999993,-3.8639999999999987E-2,979.07786479999993,861.58852102399999,100,195.81557296,100,95.815572959999997,600,281.34371378560002,200,95.815572959999997,5.7489343776000048,0,78,234.90735183679999,0,null,318.65628621439998,95.815572959999997,5.7489343776000048,0,408.72292479679999,100,0]
["20160121:0545","2016-01-21T14:00:00","2016-01-21T14:00:00",2016,1,{"$f":"LOOKUP(E500,Temperature!Q:Q,Temperature!R:R)","v":3},{"$f":"LOOKUP(E500,Temperature!Q:Q,Temperature!S:S)","v":31},"2016-03-31",1037.4100000000001,62.86,30.26,3.1,0,1200,1037.4100000000001,-0.2,0.21040000000000006,-4.2080000000000013E-2,993.7557872000001,874.50509273600005,100,198.75115744000001,100,98.751157440000014,600,191.27707520320001,200,98.751157440000014,5.9250694464000064,0,78,324.79785535039997,0,null,408.72292479679999,98.751157440000014,5.9250694464000064,0,501.54901279039996,100,0]
["20160121:0645","2016-01-21T15:00:00","2016-01-21T15:00:00",2016,1,{"$f":"LOOKUP(E501,Temperature!Q:Q,Temperature!R:R)","v":3},{"$f":"LOOKUP(E501,Temperature!Q:Q,Temperature!S:S)","v":31},"2016-03-31",1043.72,57.34,30.27,3.31,0,1200,1043.72,-0.2,0.21079999999999999,-4.2160000000000003E-2,999.71676480000008,879.75075302400012,100,199.94335296000003,100,99.943352960000027,600,98.450987209600044,200,98.450987209600044,5.9070592325760076,0,78,417.64195355782397,0,null,501.54901279039996,98.450987209600044,5.9070592325760076,0,594.09294076742401,100,1.4923657503999834]
["20160121:0745","2016-01-21T16:00:00","2016-01-21T16:00:00",{"$f":"YEAR(B502)","v":2016},1,{"$f":"LOOKUP(E502,Temperature!Q:Q,Temperature!R:R)","v":3},{"$f":"LOOKUP(E502,Temperature!Q:Q,Temperature!S:S)","v":31},"2016-03-31",1014.1,47.19,30.12,3.45,0,1200,1014.1,-0.2,0.20480000000000004,-4.096000000000001E-2,972.56246399999998,855.85496832000001,100,194.51249280000002,100,94.512492800000018,600,5.907059232575989,200,5.907059232575989,0.35442355395455966,0,78,515.73851721346944,0,null,594.09294076742401,5.907059232575989,0.35442355395455966,0,599.64557644604542,{"$f":"W502+AL502","v":100},88.605433567424029]
["20160121:0845",{"$f":"C503","v":"2016-01-21T17:00:00"},"2016-01-21T17:00:00",2016,{"$f":"MONTH(B503)","v":1},{"$f":"LOOKUP(E503,Temperature!Q:Q,Temperature!R:R)","v":3},{"$f":"LOOKUP(E503,Temperature!Q:Q,Temperature!S:S)","v":31},{"$f":"DATE(D503,F503,G503)","v":"2016-03-31"},872.14,34.93,29.61,3.45,0,{"$f":"N502","v":1200},{"$f":"IF(I503>N503,1000,I503)","v":872.14},{"$f":"$P$6","v":-0.2},{"$f":"(K503-$Q$6)/$Q$6","v":0.18439999999999998},{"$f":"P503*Q503","v":-3.6879999999999996E-2},{"$f":"O503*(1+R503)","v":839.97547679999991},{"$f":"S503*(1-$T$6)","v":739.17841958399993},{"$f":"$U$6","v":100},{"$f":"$V$6*S503/1000","v":167.99509535999997},{"$f":"MIN(V503,U503)","v":100},{"$f":"V503-W503","v":67.995095359999965},{"$f":"$Y$6","v":600},0.35442355395457525,{"$f":"$AA$6","v":200},{"$f":"MIN(AA503,Z503,X503)","v":0.35442355395457525},{"$f":"(1-$AC$6)*AB503","v":2.1265413237274534E-2},{"$f":"U503-W503","v":0},{"$f":"MAX($Y$13*($AE$6),0)","v":78},{"$f":"MAX(AI503-AE503-AC503,0)","v":521.62431103280812},{"$f":"MIN($AG$6,AF503,AD503)","v":0},null,599.64557644604542,{"$f":"AB503","v":0.35442355395457525},{"$f":"AC503","v":2.1265413237274534E-2},{"$f":"AG503","v":0},{"$f":"AI503+AJ503-AL503-AK503","v":599.9787345867627},100,{"$f":"V503-W503-AJ503","v":67.64067180604539}]
["20160121:0945","2016-01-21T18:00:00","2016-01-21T18:00:00",2016,1,{"$f":"LOOKUP(E504,Temperature!Q:Q,Temperature!R:R)","v":3},{"$f":"LOOKUP(E504,Temperature!Q:Q,Temperature!S:S)","v":31},"2016-03-31",638.36,21.69,28.82,3.17,0,1200,638.36,-0.2,0.15280000000000002,-3.0560000000000004E-2,618.85171839999998,544.58951219200003,100,123.77034368,100,23.770343679999996,600,2.12654132373018E-2,200,2.12654132373018E-2,1.2759247942381092E-3,0,78,521.97745866196851,0,null,599.9787345867627,2.12654132373018E-2,1.2759247942381092E-3,0,599.99872407520581,100,23.749078266762695]
["20160121:1045","2016-01-21T19:00:00","2016-01-21T19:00:00",2016,1,{"$f":"LOOKUP(E505,Temperature!Q:Q,Temperature!R:R)","v":3},{"$f":"LOOKUP(E505,Temperature!Q:Q,Temperature!S:S)","v":31},"2016-03-31",200.25,7.98,27.81,2.9,0,1200,200.25,-0.2,0.11239999999999994,-2.247999999999999E-2,195.74838,172.25857439999999,100,39.149675999999999,39.149675999999999,0,600,1.2759247941858121E-3,200,0,0,60.850324000000001,78,521.99872407520581,60.850324000000001,null,599.99872407520581,0,0,60.850324000000001,539.14840007520581,100,0]
["20160121:1145","2016-01-21T20:00:00","2016-01-21T20:00:00",2016,1,{"$f":"LOOKUP(E506,Temperature!Q:Q,Temperature!R:R)","v":3},{"$f":"LOOKUP(E506,Temperature!Q:Q,Temperature!S:S)","v":31},"2016-03-31",0,0,26.94,2.9,0,1200,0,-0.2,7.7600000000000058E-2,-1.5520000000000013E-2,0,0,100,0,0,0,600,60.851599924794186,200,0,0,100,78,461.14840007520581,100,null,539.14840007520581,0,0,100,439.14840007520581,100,0]
["20160121:1245","2016-01-21T21:00:00","2016-01-21T21:00:00",2016,1,{"$f":"LOOKUP(E507,Temperature!Q:Q,Temperature!R:R)","v":3},{"$f":"LOOKUP(E507,Temperature!Q:Q,Temperature!S:S)","v":31},"2016-03-31",0,0,26.44,2.9,0,1200,0,-0.2,5.7600000000000054E-2,-1.1520000000000011E-2,0,0,100,0,0,0,600,160.85159992479419,200,0,0,100,78,361.14840007520581,100,null,439.14840007520581,0,0,100,339.14840007520581,100,0]
["20160121:1345","2016-01-21T22:00:00","2016-01-21T22:00:00",2016,1,{"$f":"LOOKUP(E508,Temperature!Q:Q,Temperature!R:R)","v":3},{"$f":"LOOKUP(E508,Temperature!Q:Q,Temperature!S:S)","v":31},"2016-03-31",0,0,25.95,2.62,0,1200,0,-0.2,3.7999999999999971E-2,-7.5999999999999948E-3,0,0,100,0,0,0,600,260.85159992479419,200,0,0,100,78,261.14840007520581,100,null,339.14840007520581,0,0,100,239.14840007520581,100,0]
["20160121:1445","2016-01-21T23:00:00","2016-01-21T23:00:00",2016,1,{"$f":"LOOKUP(E509,Temperature!Q:Q,Temperature!R:R)","v":3},{"$f":"LOOKUP(E509,Temperature!Q:Q,Temperature!S:S)","v":31},"2016-03-31",0,0,25.5,2.41,0,1200,0,-0.2,0.02,-4.0000000000000001E-3,0,0,100,0,0,0,600,360.85159992479419,200,0,0,100,78,161.14840007520581,100,null,239.14840007520581,0,0,100,139.14840007520581,100,0]
["20160121:1545","2016-01-22","2016-01-22",2016,1,{"$f":"LOOKUP(E510,Temperature!Q:Q,Temperature!R:R)","v":3},{"$f":"LOOKUP(E510,Temperature!Q:Q,Temperature!S:S)","v":31},"2016-03-31",0,0,25.21,2.2799999999999998,0,1200,0,-0.2,8.4000000000000342E-3,-1.680000000000007E-3,0,0,100,0,0,0,600,460.85159992479419,200,0,0,100,78,61.148400075205814,61.148400075205814,null,139.14840007520581,0,0,61.148400075205814,78,61.148400075205814,0]
["20160121:1645","2016-01-22T01:00:00","2016-01-22T01:00:00",2016,1,{"$f":"LOOKUP(E511,Temperature!Q:Q,Temperature!R:R)","v":3},{"$f":"LOOKUP(E511,Temperature!Q:Q,Temperature!S:S)","v":31},"2016-03-31",0,0,25.01,2,0,1200,0,-0.2,4.0000000000006252E-4,-8.0000000000012516E-5,0,0,100,0,0,0,600,522,200,0,0,100,78,0,0,null,78,0,0,0,78,0,0]
["20160121:1745","2016-01-22T02:00:00","2016-01-22T02:00:00",2016,1,{"$f":"LOOKUP(E512,Temperature!Q:Q,Temperature!R:R)","v":3},{"$f":"LOOKUP(E512,Temperature!Q:Q,Temperature!S:S)","v":31},"2016-03-31",0,0,24.72,1.79,0,1200,0,-0.2,-1.1200000000000045E-2,2.2400000000000089E-3,0,0,100,0,0,0,600,522,200,0,0,100,78,0,0,null,78,0,0,0,78,0,0]
["20160121:1845","2016-01-22T03:00:00","2016-01-22T03:00:00",2016,1,{"$f":"LOOKUP(E513,Temperature!Q:Q,Temperature!R:R)","v":3},{"$f":"LOOKUP(E513,Temperature!Q:Q,Temperature!S:S)","v":31},"2016-03-31",0,0,24.81,1.66,0,1200,0,-0.2,-7.6000000000000512E-3,1.5200000000000103E-3,0,0,100,0,0,0,600,522,200,0,0,100,78,0,0,null,78,0,0,0,78,0,0]
["20160121:1945","2016-01-22T04:00:00","2016-01-22T04:00:00",2016,1,{"$f":"LOOKUP(E514,Temperature!Q:Q,Temperature!R:R)","v":3},{"$f":"LOOKUP(E514,Temperature!Q:Q,Temperature!S:S)","v":31},"2016-03-31",0,0,24.58,1.59,0,1200,0,-0.2,-1.6800000000000068E-2,3.360000000000014E-3,0,0,100,0,0,0,600,522,200,0,0,100,78,0,0,null,78,0,0,0,78,0,0]
["20160121:2045","2016-01-22T05:00:00","2016-01-22T05:00:00",2016,1,{"$f":"LOOKUP(E515,Temperature!Q:Q,Temperature!R:R)","v":3},{"$f":"LOOKUP(E515,Temperature!Q:Q,Temperature!S:S)","v":31},"2016-03-31",0,0,24.46,1.52,0,1200,0,-0.2,-2.1599999999999966E-2,4.3199999999999931E-3,0,0,100,0,0,0,600,522,200,0,0,100,78,0,0,null,78,0,0,0,78,0,0]
["20160121:2145","2016-01-22T06:00:00","2016-01-22T06:00:00",2016,1,{"$f":"LOOKUP(E516,Temperature!Q:Q,Temperature!R:R)","v":3},{"$f":"LOOKUP(E516,Temperature!Q:Q,Temperature!S:S)","v":31},"2016-03-31",0,0,24.26,1.52,0,1200,0,-0.2,-2.9599999999999939E-2,5.9199999999999878E-3,0,0,100,0,0,0,600,522,200,0,0,100,78,0,0,null,78,0,0,0,78,0,0]
["20160121:2245","2016-01-22T07:00:00","2016-01-22T07:00:00",2016,1,{"$f":"LOOKUP(E517,Temperature!Q:Q,Temperature!R:R)","v":3},{"$f":"LOOKUP(E517,Temperature!Q:Q,Temperature!S:S)","v":31},"2016-03-31",0,0,24.28,1.59,0,1200,0,-0.2,-2.8799999999999954E-2,5.7599999999999908E-3,0,0,100,0,0,0,600,522,200,0,0,100,78,0,0,null,78,0,0,0,78,0,0]
["20160121:2345","2016-01-22T08:00:00","2016-01-22T08:00:00",2016,1,{"$f":"LOOKUP(E518,Temperature!Q:Q,Temperature!R:R)","v":3},{"$f":"LOOKUP(E518,Temperature!Q:Q,Temperature!S:S)","v":31},"2016-03-31",14.55,1.22,24.38,1.66,0,1200,14.55,-0.2,-2.4800000000000041E-2,4.9600000000000087E-3,14.622168000000002,12.867507840000002,100,2.9244336000000004,2.9244336000000004,0,600,522,200,0,0,97.0755664,78,0,0,null,78,0,0,0,78,2.9244336000000004,0]
["20160122:0045","2016-01-22T09:00:00","2016-01-22T09:00:00",2016,1,{"$f":"LOOKUP(E519,Temperature!Q:Q,Temperature!R:R)","v":3},{"$f":"LOOKUP(E519,Temperature!Q:Q,Temperature!S:S)","v":31},"2016-03-31",47.28,15.1,25.55,1.86,0,1200,47.28,-0.2,2.200000000000003E-2,-4.4000000000000063E-3,47.071968000000005,41.423331840000003,100,9.4143936000000004,9.4143936000000004,0,600,522,200,0,0,90.585606400000003,78,0,0,null,78,0,0,0,78,9.4143936000000004,0]
["20160122:0145","2016-01-22T10:00:00","2016-01-22T10:00:00",2016,1,{"$f":"LOOKUP(E520,Temperature!Q:Q,Temperature!R:R)","v":3},{"$f":"LOOKUP(E520,Temperature!Q:Q,Temperature!S:S)","v":31},"2016-03-31",40.92,28.64,26.99,2.48,0,1200,40.92,-0.2,7.9599999999999935E-2,-1.5919999999999986E-2,40.268553600000004,35.436327168000005,100,8.0537107200000015,8.0537107200000015,0,600,522,200,0,0,91.946289280000002,78,0,0,null,78,0,0,0,78,8.0537107200000015,0]
["20160122:0245","2016-01-22T11:00:00","2016-01-22T11:00:00",2016,1,{"$f":"LOOKUP(E521,Temperature!Q:Q,Temperature!R:R)","v":3},{"$f":"LOOKUP(E521,Temperature!Q:Q,Temperature!S:S)","v":31},"2016-03-31",76.38,41.49,28.51,3.24,0,1200,76.38,-0.2,0.14040000000000005,-2.8080000000000011E-2,74.235249600000003,65.327019648000004,100,14.847049920000002,14.847049920000002,0,600,522,200,0,0,85.152950079999997,78,0,0,null,78,0,0,0,78,14.847049920000002,0]
["20160122:0345","2016-01-22T12:00:00","2016-01-22T12:00:00",2016,1,{"$f":"LOOKUP(E522,Temperature!Q:Q,Temperature!R:R)","v":3},{"$f":"LOOKUP(E522,Temperature!Q:Q,Temperature!S:S)","v":31},"2016-03-31",515.30999999999995,52.93,29.3,2.9,0,1200,515.30999999999995,-0.2,0.17200000000000004,-3.4400000000000007E-2,497.58333599999997,437.87333567999997,100,99.516667200000001,99.516667200000001,0,600,522,200,0,0,0.48333279999999945,78,0,0,null,78,0,0,0,78,99.516667200000001,0]
["20160122:0445","2016-01-22T13:00:00","2016-01-22T13:00:00",2016,1,{"$f":"LOOKUP(E523,Temperature!Q:Q,Temperature!R:R)","v":3},{"$f":"LOOKUP(E523,Temperature!Q:Q,Temperature!S:S)","v":31},"2016-03-31",406.34,61.17,30.04,2.9,0,1200,406.34,-0.2,0.20159999999999997,-4.0319999999999995E-2,389.95637119999998,343.161606656,100,77.991274239999996,77.991274239999996,0,600,522,200,0,0,22.008725760000004,78,0,0,null,78,0,0,0,78,77.991274239999996,0]
["20160122:0545","2016-01-22T14:00:00","2016-01-22T14:00:00",2016,1,{"$f":"LOOKUP(E524,Temperature!Q:Q,Temperature!R:R)","v":3},{"$f":"LOOKUP(E524,Temperature!Q:Q,Temperature!S:S)","v":31},"2016-03-31",218.23,63.1,30.4,3.38,0,1200,218.23,-0.2,0.21599999999999994,-4.3199999999999988E-2,208.80246399999999,183.74616831999998,100,41.760492800000002,41.760492800000002,0,600,522,200,0,0,58.239507199999998,78,0,0,null,78,0,0,0,78,41.760492800000002,0]
["20160122:0645","2016-01-22T15:00:00","2016-01-22T15:00:00",2016,1,{"$f":"LOOKUP(E525,Temperature!Q:Q,Temperature!R:R)","v":3},{"$f":"LOOKUP(E525,Temperature!Q:Q,Temperature!S:S)","v":31},"2016-03-31",523.29,57.56,27.14,3.1,0,1200,523.29,-0.2,8.5600000000000023E-2,-1.7120000000000007E-2,514.33127519999994,452.61152217599994,100,102.86625503999998,100,2.8662550399999844,600,522,200,2.8662550399999844,0.17197530239999922,0,78,0,0,null,78,2.8662550399999844,0.17197530239999922,0,80.694279737599985,100,0]
["20160122:0745","2016-01-22T16:00:00","2016-01-22T16:00:00",2016,1,{"$f":"LOOKUP(E526,Temperature!Q:Q,Temperature!R:R)","v":3},{"$f":"LOOKUP(E526,Temperature!Q:Q,Temperature!S:S)","v":31},"2016-03-31",210.96,47.37,26.83,2.83,0,1200,210.96,-0.2,7.3199999999999932E-2,-1.4639999999999986E-2,207.87154560000002,182.92696012800002,100,41.574309120000002,41.574309120000002,0,600,{"$f":"Y526-AI526","v":519.30572026239997},200,0,0,58.425690879999998,78,2.6942797375999845,2.6942797375999845,null,{"$f":"AM525","v":80.694279737599985},0,0,2.6942797375999845,78,44.268588857599987,0]
["20160122:0845","2016-01-22T17:00:00",{"$f":"C526+1/24","v":"2016-01-22T17:00:00"},2016,1,{"$f":"LOOKUP(E527,Temperature!Q:Q,Temperature!R:R)","v":3},{"$f":"LOOKUP(E527,Temperature!Q:Q,Temperature!S:S)","v":31},"2016-03-31",162.76,35.08,27.03,3.03,0,1200,162.76,-0.2,8.120000000000005E-2,-1.6240000000000011E-2,160.11677759999998,140.90276428799999,100,32.023355519999996,32.023355519999996,0,600,522,200,0,0,67.976644480000004,78,0,0,null,78,0,0,0,78,32.023355519999996,0]
["20160122:0945","2016-01-22T18:00:00","2016-01-22T18:00:00",2016,1,{"$f":"LOOKUP(E528,Temperature!Q:Q,Temperature!R:R)","v":3},{"$f":"LOOKUP(E528,Temperature!Q:Q,Temperature!S:S)","v":31},"2016-03-31",82.75,21.82,26.6,2.76,0,1200,82.75,-0.2,6.4000000000000057E-2,-1.2800000000000013E-2,81.690799999999996,71.887903999999992,100,16.338159999999998,16.338159999999998,0,600,522,200,0,0,83.661839999999998,78,0,0,null,78,0,0,0,78,16.338159999999998,0]
["20160122:1045","2016-01-22T19:00:00","2016-01-22T19:00:00",2016,1,{"$f":"LOOKUP(E529,Temperature!Q:Q,Temperature!R:R)","v":3},{"$f":"LOOKUP(E529,Temperature!Q:Q,Temperature!S:S)","v":31},"2016-03-31",302.73,8.08,26.52,2.41,0,1200,302.73,-0.2,6.0799999999999986E-2,-1.2159999999999997E-2,299.04880320000001,263.16294681599999,100,59.80976064,59.80976064,0,600,522,200,0,0,40.19023936,78,0,0,null,78,0,0,0,78,59.80976064,0]
["20160122:1145","2016-01-22T20:00:00","2016-01-22T20:00:00",2016,1,{"$f":"LOOKUP(E530,Temperature!Q:Q,Temperature!R:R)","v":3},{"$f":"LOOKUP(E530,Temperature!Q:Q,Temperature!S:S)","v":31},"2016-03-31",0,0,26.16,2.14,0,1200,0,-0.2,4.6400000000000004E-2,-9.2800000000000018E-3,0,0,100,0,0,0,600,522,200,0,0,100,78,0,0,null,78,0,0,0,78,0,0]
["20160122:1245","2016-01-22T21:00:00","2016-01-22T21:00:00",2016,1,{"$f":"LOOKUP(E531,Temperature!Q:Q,Temperature!R:R)","v":3},{"$f":"LOOKUP(E531,Temperature!Q:Q,Temperature!S:S)","v":31},"2016-03-31",0,0,25.82,2.14,0,1200,0,-0.2,3.280000000000001E-2,-6.5600000000000025E-3,0,0,100,0,0,0,600,522,200,0,0,100,78,0,0,null,78,0,0,0,78,0,0]
["20160122:1345","2016-01-22T22:00:00","2016-01-22T22:00:00",2016,1,{"$f":"LOOKUP(E532,Temperature!Q:Q,Temperature!R:R)","v":3},{"$f":"LOOKUP(E532,Temperature!Q:Q,Temperature!S:S)","v":31},"2016-03-31",0,0,25.64,2.21,0,1200,0,-0.2,2.5600000000000022E-2,-5.1200000000000048E-3,0,0,100,0,0,0,600,522,200,0,0,100,78,0,0,null,78,0,0,0,78,0,0]
["20160122:1445","2016-01-22T23:00:00","2016-01-22T23:00:00",2016,1,{"$f":"LOOKUP(E533,Temperature!Q:Q,Temperature!R:R)","v":3},{"$f":"LOOKUP(E533,Temperature!Q:Q,Temperature!S:S)","v":31},"2016-03-31",0,0,25.33,2.14,0,1200,0,-0.2,1.3199999999999932E-2,-2.6399999999999865E-3,0,0,100,0,0,0,600,522,200,0,0,100,78,0,0,null,78,0,0,0,78,0,0]
["20160122:1545","2016-01-23","2016-01-23",2016,1,{"$f":"LOOKUP(E534,Temperature!Q:Q,Temperature!R:R)","v":3},{"$f":"LOOKUP(E534,Temperature!Q:Q,Temperature!S:S)","v":31},"2016-03-31",0,0,24.98,1.86,0,1200,0,-0.2,-7.9999999999998291E-4,1.599999999999966E-4,0,0,100,0,0,0,600,522,200,0,0,100,78,0,0,null,78,0,0,0,78,0,0]
["20160122:1645","2016-01-23T01:00:00","2016-01-23T01:00:00",2016,1,{"$f":"LOOKUP(E535,Temperature!Q:Q,Temperature!R:R)","v":3},{"$f":"LOOKUP(E535,Temperature!Q:Q,Temperature!S:S)","v":31},"2016-03-31",0,0,24.6,1.66,0,1200,0,-0.2,-1.5999999999999945E-2,3.1999999999999893E-3,0,0,100,0,0,0,600,522,200,0,0,100,78,0,0,null,78,0,0,0,78,0,0]
["20160122:1745","2016-01-23T02:00:00","2016-01-23T02:00:00",2016,1,{"$f":"LOOKUP(E536,Temperature!Q:Q,Temperature!R:R)","v":3},{"$f":"LOOKUP(E536,Temperature!Q:Q,Temperature!S:S)","v":31},"2016-03-31",0,0,24.21,1.45,0,1200,0,-0.2,-3.1599999999999968E-2,6.319999999999994E-3,0,0,100,0,0,0,600,522,200,0,0,100,78,0,0,null,78,0,0,0,78,0,0]
["20160122:1845","2016-01-23T03:00:00","2016-01-23T03:00:00",2016,1,{"$f":"LOOKUP(E537,Temperature!Q:Q,Temperature!R:R)","v":3},{"$f":"LOOKUP(E537,Temperature!Q:Q,Temperature!S:S)","v":31},"2016-03-31",0,0,24.22,1.31,0,1200,0,-0.2,-3.1200000000000047E-2,6.2400000000000094E-3,0,0,100,0,0,0,600,522,200,0,0,100,78,0,0,null,78,0,0,0,78,0,0]
["20160122:1945","2016-01-23T04:00:00","2016-01-23T04:00:00",2016,1,{"$f":"LOOKUP(E538,Temperature!Q:Q,Temperature!R:R)","v":3},{"$f":"LOOKUP(E538,Temperature!Q:Q,Temperature!S:S)","v":31},"2016-03-31",0,0,23.71,1.31,0,1200,0,-0.2,-5.1599999999999965E-2,1.0319999999999994E-2,0,0,100,0,0,0,600,522,200,0,0,100,78,0,0,null,78,0,0,0,78,0,0]
["20160122:2045","2016-01-23T05:00:00","2016-01-23T05:00:00",2016,1,{"$f":"LOOKUP(E539,Temperature!Q:Q,Temperature!R:R)","v":3},{"$f":"LOOKUP(E539,Temperature!Q:Q,Temperature!S:S)","v":31},"2016-03-31",0,0,23.17,1.17,0,1200,0,-0.2,-7.3199999999999932E-2,1.4639999999999986E-2,0,0,100,0,0,0,600,522,200,0,0,100,78,0,0,null,78,0,0,0,78,0,0]
["20160122:2145","2016-01-23T06:00:00","2016-01-23T06:00:00",2016,1,{"$f":"LOOKUP(E540,Temperature!Q:Q,Temperature!R:R)","v":3},{"$f":"LOOKUP(E540,Temperature!Q:Q,Temperature!S:S)","v":31},"2016-03-31",0,0,22.69,1.17,0,1200,0,-0.2,-9.2399999999999954E-2,1.8479999999999993E-2,0,0,100,0,0,0,600,522,200,0,0,100,78,0,0,null,78,0,0,0,78,0,0]
["20160122:2245","2016-01-23T07:00:00","2016-01-23T07:00:00",2016,1,{"$f":"LOOKUP(E541,Temperature!Q:Q,Temperature!R:R)","v":3},{"$f":"LOOKUP(E541,Temperature!Q:Q,Temperature!S:S)","v":31},"2016-03-31",0,0,22.44,1.45,0,1200,0,-0.2,-0.10239999999999995,2.0479999999999991E-2,0,0,100,0,0,0,600,522,200,0,0,100,78,0,0,null,78,0,0,0,78,0,0]
["20160122:2345","2016-01-23T08:00:00","2016-01-23T08:00:00",2016,1,{"$f":"LOOKUP(E542,Temperature!Q:Q,Temperature!R:R)","v":3},{"$f":"LOOKUP(E542,Temperature!Q:Q,Temperature!S:S)","v":31},"2016-03-31",14.55,1.19,22.64,1.17,0,1200,14.55,-0.2,-9.4399999999999984E-2,1.8879999999999997E-2,14.824704000000001,13.04573952,100,2.9649408000000004,2.9649408000000004,0,600,522,200,0,0,97.035059200000006,78,0,0,null,78,0,0,0,78,2.9649408000000004,0]
["20160123:0045","2016-01-23T09:00:00","2016-01-23T09:00:00",2016,1,{"$f":"LOOKUP(E543,Temperature!Q:Q,Temperature!R:R)","v":3},{"$f":"LOOKUP(E543,Temperature!Q:Q,Temperature!S:S)","v":31},"2016-03-31",552.55999999999995,15.09,24.37,0.62,0,1200,552.55999999999995,-0.2,-2.5199999999999959E-2,5.0399999999999924E-3,555.34490239999991,488.70351411199994,100,111.06898047999998,100,11.068980479999979,600,522,200,11.068980479999979,0.6641388287999993,0,78,0,0,null,78,11.068980479999979,0.6641388287999993,0,88.404841651199973,100,0]
["20160123:0145","2016-01-23T10:00:00","2016-01-23T10:00:00",2016,1,{"$f":"LOOKUP(E544,Temperature!Q:Q,Temperature!R:R)","v":3},{"$f":"LOOKUP(E544,Temperature!Q:Q,Temperature!S:S)","v":31},"2016-03-31",711.16,28.66,26.07,1.24,0,1200,711.16,-0.2,4.2800000000000012E-2,-8.5600000000000034E-3,705.07247039999993,620.463773952,100,141.01449407999996,100,41.014494079999963,600,511.59515834880006,200,41.014494079999963,2.4608696447999998,0,78,7.9439720063999735,0,null,88.404841651199973,41.014494079999963,2.4608696447999998,0,126.95846608639994,100,0]
["20160123:0245","2016-01-23T11:00:00","2016-01-23T11:00:00",2016,1,{"$f":"LOOKUP(E545,Temperature!Q:Q,Temperature!R:R)","v":3},{"$f":"LOOKUP(E545,Temperature!Q:Q,Temperature!S:S)","v":31},"2016-03-31",831.11,41.55,27.65,2.69,0,1200,831.11,-0.2,0.10599999999999994,-2.119999999999999E-2,813.49046799999996,715.87161184000001,100,162.69809359999999,100,62.698093599999993,600,473.04153391360006,200,62.698093599999993,3.7618856160000029,0,78,45.196580470399937,0,null,126.95846608639994,62.698093599999993,3.7618856160000029,0,185.89467407039993,100,0]
["20160123:0345","2016-01-23T12:00:00","2016-01-23T12:00:00",2016,1,{"$f":"LOOKUP(E546,Temperature!Q:Q,Temperature!R:R)","v":3},{"$f":"LOOKUP(E546,Temperature!Q:Q,Temperature!S:S)","v":31},"2016-03-31",1077.18,53.04,29.02,3.86,0,1200,1077.18,-0.2,0.16079999999999997,-3.2159999999999994E-2,1042.5378912000001,917.43334425600005,100,208.50757824000004,100,108.50757824000004,600,414.1053259296001,200,108.50757824000004,6.5104546944000088,0,78,101.38421937599992,0,null,185.89467407039993,108.50757824000004,6.5104546944000088,0,287.89179761599996,100,0]
["20160123:0445","2016-01-23T13:00:00","2016-01-23T13:00:00",2016,1,{"$f":"LOOKUP(E547,Temperature!Q:Q,Temperature!R:R)","v":3},{"$f":"LOOKUP(E547,Temperature!Q:Q,Temperature!S:S)","v":31},"2016-03-31",1017.66,61.36,29.81,4,0,1200,1017.66,-0.2,0.19239999999999996,-3.8479999999999993E-2,978.50044320000006,861.08039001600002,100,195.70008863999999,100,95.70008863999999,600,312.10820238400004,200,95.70008863999999,5.7420053184000048,0,78,204.14979229759996,0,null,287.89179761599996,95.70008863999999,5.7420053184000048,0,377.84988093759995,100,0]
["20160123:0545","2016-01-23T14:00:00","2016-01-23T14:00:00",2016,1,{"$f":"LOOKUP(E548,Temperature!Q:Q,Temperature!R:R)","v":3},{"$f":"LOOKUP(E548,Temperature!Q:Q,Temperature!S:S)","v":31},"2016-03-31",1030.1300000000001,63.34,29.82,4.1399999999999997,0,1200,1030.1300000000001,-0.2,0.1928,-3.8560000000000004E-2,990.40818720000004,871.55920473600008,100,198.08163744000001,100,98.081637440000009,600,222.15011906240005,200,98.081637440000009,5.8848982464000059,0,78,293.96498269119996,0,null,377.84988093759995,98.081637440000009,5.8848982464000059,0,470.04662013119997,100,0]
["20160123:0645","2016-01-23T15:00:00","2016-01-23T15:00:00",2016,1,{"$f":"LOOKUP(E549,Temperature!Q:Q,Temperature!R:R)","v":3},{"$f":"LOOKUP(E549,Temperature!Q:Q,Temperature!S:S)","v":31},"2016-03-31",1051.03,57.78,29.83,3.86,0,1200,1051.03,-0.2,0.19319999999999993,-3.8639999999999987E-2,1010.4182008,889.16801670400002,100,202.08364016000002,100,102.08364016000002,600,129.95337986880003,200,102.08364016000002,6.1250184096000062,0,78,385.92160172159998,0,null,470.04662013119997,102.08364016000002,6.1250184096000062,0,566.0052418816,100,0]
["20160123:0745","2016-01-23T16:00:00","2016-01-23T16:00:00",2016,1,{"$f":"LOOKUP(E550,Temperature!Q:Q,Temperature!R:R)","v":3},{"$f":"LOOKUP(E550,Temperature!Q:Q,Temperature!S:S)","v":31},"2016-03-31",1001.43,47.56,29.69,3.86,0,1200,1001.43,-0.2,0.18760000000000004,-3.7520000000000012E-2,963.85634640000001,848.19358483200006,100,192.77126928000001,100,92.771269280000013,600,33.9947581184,200,33.9947581184,2.039685487104002,0,78,485.96555639449599,0,null,566.0052418816,33.9947581184,2.039685487104002,0,597.96031451289605,100,58.776511161600013]
["20160123:0845","2016-01-23T17:00:00","2016-01-23T17:00:00",2016,1,{"$f":"LOOKUP(E551,Temperature!Q:Q,Temperature!R:R)","v":3},{"$f":"LOOKUP(E551,Temperature!Q:Q,Temperature!S:S)","v":31},"2016-03-31",859.92,35.229999999999997,29.34,4,0,1200,859.92,-0.2,0.1736,-3.4720000000000001E-2,830.06357760000003,730.45594828800006,100,166.01271552,100,66.01271552,600,2.0396854871039523,200,2.0396854871039523,0.12238112922623724,0,78,519.83793338366979,0,null,597.96031451289605,2.0396854871039523,0.12238112922623724,0,599.87761887077374,100,63.973030032896048]
["20160123:0945","2016-01-23T18:00:00","2016-01-23T18:00:00",2016,1,{"$f":"LOOKUP(E552,Temperature!Q:Q,Temperature!R:R)","v":3},{"$f":"LOOKUP(E552,Temperature!Q:Q,Temperature!S:S)","v":31},"2016-03-31",680.01,21.95,28.55,3.72,0,1200,680.01,-0.2,0.14200000000000002,-2.8400000000000005E-2,660.69771600000001,581.41399007999996,100,132.13954320000002,100,32.13954320000002,600,0.12238112922625533,200,0.12238112922625533,7.3428677535753257E-3,0,78,521.87027600302019,0,null,599.87761887077374,0.12238112922625533,7.3428677535753257E-3,0,599.99265713224645,100,32.017162070773765]
["20160123:1045","2016-01-23T19:00:00","2016-01-23T19:00:00",2016,1,{"$f":"LOOKUP(E553,Temperature!Q:Q,Temperature!R:R)","v":3},{"$f":"LOOKUP(E553,Temperature!Q:Q,Temperature!S:S)","v":31},"2016-03-31",174.5,8.19,27.61,3.1,0,1200,174.5,-0.2,0.10439999999999998,-2.0879999999999996E-2,170.85643999999999,150.35366719999999,100,34.171287999999997,34.171287999999997,0,600,7.3428677535503084E-3,200,0,0,65.828711999999996,78,521.99265713224645,65.828711999999996,null,599.99265713224645,0,0,65.828711999999996,534.16394513224645,100,0]
["20160123:1145","2016-01-23T20:00:00","2016-01-23T20:00:00",2016,1,{"$f":"LOOKUP(E554,Temperature!Q:Q,Temperature!R:R)","v":3},{"$f":"LOOKUP(E554,Temperature!Q:Q,Temperature!S:S)","v":31},"2016-03-31",0,0,26.73,2.76,0,1200,0,-0.2,6.9200000000000012E-2,-1.3840000000000003E-2,0,0,100,0,0,0,600,65.836054867753546,200,0,0,100,78,456.16394513224645,100,null,534.16394513224645,0,0,100,434.16394513224645,100,0]
["20160123:1245","2016-01-23T21:00:00","2016-01-23T21:00:00",2016,1,{"$f":"LOOKUP(E555,Temperature!Q:Q,Temperature!R:R)","v":3},{"$f":"LOOKUP(E555,Temperature!Q:Q,Temperature!S:S)","v":31},"2016-03-31",0,0,26.23,2.5499999999999998,0,1200,0,-0.2,4.9200000000000015E-2,-9.8400000000000033E-3,0,0,100,0,0,0,600,165.83605486775355,200,0,0,100,78,356.16394513224645,100,null,434.16394513224645,0,0,100,334.16394513224645,100,0]
["20160123:1345","2016-01-23T22:00:00","2016-01-23T22:00:00",2016,1,{"$f":"LOOKUP(E556,Temperature!Q:Q,Temperature!R:R)","v":3},{"$f":"LOOKUP(E556,Temperature!Q:Q,Temperature!S:S)","v":31},"2016-03-31",0,0,25.81,2.34,0,1200,0,-0.2,3.239999999999995E-2,-6.4799999999999901E-3,0,0,100,0,0,0,600,265.83605486775355,200,0,0,100,78,256.16394513224645,100,null,334.16394513224645,0,0,100,234.16394513224645,100,0]
["20160123:1445","2016-01-23T23:00:00","2016-01-23T23:00:00",2016,1,{"$f":"LOOKUP(E557,Temperature!Q:Q,Temperature!R:R)","v":3},{"$f":"LOOKUP(E557,Temperature!Q:Q,Temperature!S:S)","v":31},"2016-03-31",0,0,25.46,2.2799999999999998,0,1200,0,-0.2,1.8400000000000034E-2,-3.6800000000000071E-3,0,0,100,0,0,0,600,365.83605486775355,200,0,0,100,78,156.16394513224645,100,null,234.16394513224645,0,0,100,134.16394513224645,100,0]
["20160123:1545","2016-01-24","2016-01-24",2016,1,{"$f":"LOOKUP(E558,Temperature!Q:Q,Temperature!R:R)","v":3},{"$f":"LOOKUP(E558,Temperature!Q:Q,Temperature!S:S)","v":31},"2016-03-31",0,0,25.28,2.14,0,1200,0,-0.2,1.1200000000000045E-2,-2.2400000000000089E-3,0,0,100,0,0,0,600,465.83605486775355,200,0,0,100,78,56.163945132246454,56.163945132246454,null,134.16394513224645,0,0,56.163945132246454,78,56.163945132246454,0]
["20160123:1645","2016-01-24T01:00:00","2016-01-24T01:00:00",2016,1,{"$f":"LOOKUP(E559,Temperature!Q:Q,Temperature!R:R)","v":3},{"$f":"LOOKUP(E559,Temperature!Q:Q,Temperature!S:S)","v":31},"2016-03-31",0,0,25.12,2,0,1200,0,-0.2,4.8000000000000395E-3,-9.6000000000000794E-4,0,0,100,0,0,0,600,522,200,0,0,100,78,0,0,null,78,0,0,0,78,0,0]
["20160123:1745","2016-01-24T02:00:00","2016-01-24T02:00:00",2016,1,{"$f":"LOOKUP(E560,Temperature!Q:Q,Temperature!R:R)","v":3},{"$f":"LOOKUP(E560,Temperature!Q:Q,Temperature!S:S)","v":31},"2016-03-31",0,0,24.8,1.79,0,1200,0,-0.2,-7.9999999999999724E-3,1.5999999999999947E-3,0,0,100,0,0,0,600,522,200,0,0,100,78,0,0,null,78,0,0,0,78,0,0]
["20160123:1845","2016-01-24T03:00:00","2016-01-24T03:00:00",2016,1,{"$f":"LOOKUP(E561,Temperature!Q:Q,Temperature!R:R)","v":3},{"$f":"LOOKUP(E561,Temperature!Q:Q,Temperature!S:S)","v":31},"2016-03-31",0,0,24.69,1.45,0,1200,0,-0.2,-1.2399999999999949E-2,2.47999999999999E-3,0,0,100,0,0,0,600,522,200,0,0,100,78,0,0,null,78,0,0,0,78,0,0]
["20160123:1945","2016-01-24T04:00:00","2016-01-24T04:00:00",2016,1,{"$f":"LOOKUP(E562,Temperature!Q:Q,Temperature!R:R)","v":3},{"$f":"LOOKUP(E562,Temperature!Q:Q,Temperature!S:S)","v":31},"2016-03-31",0,0,24.35,1.59,0,1200,0,-0.2,-2.5999999999999943E-2,5.1999999999999894E-3,0,0,100,0,0,0,600,522,200,0,0,100,78,0,0,null,78,0,0,0,78,0,0]
["20160123:2045","2016-01-24T05:00:00","2016-01-24T05:00:00",2016,1,{"$f":"LOOKUP(E563,Temperature!Q:Q,Temperature!R:R)","v":3},{"$f":"LOOKUP(E563,Temperature!Q:Q,Temperature!S:S)","v":31},"2016-03-31",0,0,24.19,1.86,0,1200,0,-0.2,-3.239999999999995E-2,6.4799999999999901E-3,0,0,100,0,0,0,600,522,200,0,0,100,78,0,0,null,78,0,0,0,78,0,0]
["20160123:2145","2016-01-24T06:00:00","2016-01-24T06:00:00",2016,1,{"$f":"LOOKUP(E564,Temperature!Q:Q,Temperature!R:R)","v":3},{"$f":"LOOKUP(E564,Temperature!Q:Q,Temperature!S:S)","v":31},"2016-03-31",0,0,24.07,2,0,1200,0,-0.2,-3.719999999999999E-2,7.4399999999999987E-3,0,0,100,0,0,0,600,522,200,0,0,100,78,0,0,null,78,0,0,0,78,0,0]
["20160123:2245","2016-01-24T07:00:00","2016-01-24T07:00:00",2016,1,{"$f":"LOOKUP(E565,Temperature!Q:Q,Temperature!R:R)","v":3},{"$f":"LOOKUP(E565,Temperature!Q:Q,Temperature!S:S)","v":31},"2016-03-31",0,0,24.06,2.0699999999999998,0,1200,0,-0.2,-3.760000000000005E-2,7.5200000000000102E-3,0,0,100,0,0,0,600,522,200,0,0,100,78,0,0,null,78,0,0,0,78,0,0]
["20160123:2345","2016-01-24T08:00:00","2016-01-24T08:00:00",{"$f":"YEAR(B566)","v":2016},1,{"$f":"LOOKUP(E566,Temperature!Q:Q,Temperature!R:R)","v":3},{"$f":"LOOKUP(E566,Temperature!Q:Q,Temperature!S:S)","v":31},"2016-03-31",14.55,1.1599999999999999,24.13,2,0,1200,14.55,-0.2,-3.4800000000000039E-2,6.9600000000000078E-3,14.651268000000002,12.893115840000002,100,2.9302536000000003,2.9302536000000003,0,600,522,200,0,0,97.0697464,78,0,0,null,78,0,0,0,78,{"$f":"W566+AL566","v":2.9302536000000003},0]
["20160124:0045",{"$f":"C567","v":"2016-01-24T09:00:00"},"2016-01-24T09:00:00",2016,{"$f":"MONTH(B567)","v":1},{"$f":"LOOKUP(E567,Temperature!Q:Q,Temperature!R:R)","v":3},{"$f":"LOOKUP(E567,Temperature!Q:Q,Temperature!S:S)","v":31},{"$f":"DATE(D567,F567,G567)","v":"2016-03-31"},183.99,15.09,25.41,2,0,{"$f":"N566","v":1200},{"$f":"IF(I567>N567,1000,I567)","v":183.99},{"$f":"$P$6","v":-0.2},{"$f":"(K567-$Q$6)/$Q$6","v":1.6400000000000005E-2},{"$f":"P567*Q567","v":-3.2800000000000012E-3},{"$f":"O567*(1+R567)","v":183.38651280000002},{"$f":"S567*(1-$T$6)","v":161.38013126400003},{"$f":"$U$6","v":100},{"$f":"$V$6*S567/1000","v":36.677302560000001},{"$f":"MIN(V567,U567)","v":36.677302560000001},{"$f":"V567-W567","v":0},{"$f":"$Y$6","v":600},522,{"$f":"$AA$6","v":200},{"$f":"MIN(AA567,Z567,X567)","v":0},{"$f":"(1-$AC$6)*AB567","v":0},{"$f":"U567-W567","v":63.322697439999999},{"$f":"MAX($Y$13*($AE$6),0)","v":78},{"$f":"MAX(AI567-AE567-AC567,0)","v":0},{"$f":"MIN($AG$6,AF567,AD567)","v":0},null,78,{"$f":"AB567","v":0},{"$f":"AC567","v":0},{"$f":"AG567","v":0},{"$f":"AI567+AJ567-AL567-AK567","v":78},36.677302560000001,{"$f":"V567-W567-AJ567","v":0}]
["20160124:0145","2016-01-24T10:00:00","2016-01-24T10:00:00",2016,1,{"$f":"LOOKUP(E568,Temperature!Q:Q,Temperature!R:R)","v":3},{"$f":"LOOKUP(E568,Temperature!Q:Q,Temperature!S:S)","v":31},"2016-03-31",514.78,28.68,27.14,3.93,0,1200,514.78,-0.2,8.5600000000000023E-2,-1.7120000000000007E-2,505.96696639999993,445.25093043199996,100,101.19339328,100,1.1933932799999951,600,522,200,1.1933932799999951,7.1603596799999766E-2,0,78,0,0,null,78,1.1933932799999951,7.1603596799999766E-2,0,79.121789683199992,100,0]
["20160124:0245","2016-01-24T11:00:00","2016-01-24T11:00:00",2016,1,{"$f":"LOOKUP(E569,Temperature!Q:Q,Temperature!R:R)","v":3},{"$f":"LOOKUP(E569,Temperature!Q:Q,Temperature!S:S)","v":31},"2016-03-31",995.39,41.61,28.52,4.28,0,1200,995.39,-0.2,0.14079999999999998,-2.8159999999999998E-2,967.35981760000004,851.276639488,100,193.47196352000003,100,93.471963520000031,600,520.87821031680005,200,93.471963520000031,5.6083178112000072,0,78,0,0,null,79.121789683199992,93.471963520000031,5.6083178112000072,0,166.98543539200003,100,0]
["20160124:0345","2016-01-24T12:00:00","2016-01-24T12:00:00",2016,1,{"$f":"LOOKUP(E570,Temperature!Q:Q,Temperature!R:R)","v":3},{"$f":"LOOKUP(E570,Temperature!Q:Q,Temperature!S:S)","v":31},"2016-03-31",993.26,53.16,29.62,4.6900000000000004,0,1200,993.26,-0.2,0.18480000000000005,-3.6960000000000014E-2,956.54911040000002,841.76321715200004,100,191.30982208,100,91.309822080000004,600,433.014564608,200,91.309822080000004,5.478589324800005,0,78,83.50684606720003,0,null,166.98543539200003,91.309822080000004,5.478589324800005,0,252.81666814720001,100,0]
["20160124:0445","2016-01-24T13:00:00","2016-01-24T13:00:00",2016,1,{"$f":"LOOKUP(E571,Temperature!Q:Q,Temperature!R:R)","v":3},{"$f":"LOOKUP(E571,Temperature!Q:Q,Temperature!S:S)","v":31},"2016-03-31",849.72,61.55,30.2,5.17,0,1200,849.72,-0.2,0.20799999999999996,-4.1599999999999998E-2,814.37164800000005,716.64705024,100,162.87432960000001,100,62.87432960000001,600,347.18333185279999,200,62.87432960000001,3.7724597760000038,0,78,171.0442083712,0,null,252.81666814720001,62.87432960000001,3.7724597760000038,0,311.91853797120001,100,0]
["20160124:0545","2016-01-24T14:00:00","2016-01-24T14:00:00",2016,1,{"$f":"LOOKUP(E572,Temperature!Q:Q,Temperature!R:R)","v":3},{"$f":"LOOKUP(E572,Temperature!Q:Q,Temperature!S:S)","v":31},"2016-03-31",985.52,63.58,30.56,5.31,0,1200,985.52,-0.2,0.22239999999999996,-4.4479999999999992E-2,941.6840704,828.681981952,100,188.33681408000001,100,88.336814080000011,600,288.08146202879999,200,88.336814080000011,5.3002088448000055,0,78,228.6183291264,0,null,311.91853797120001,88.336814080000011,5.3002088448000055,0,394.95514320640001,100,0]
["20160124:0645","2016-01-24T15:00:00","2016-01-24T15:00:00",2016,1,{"$f":"LOOKUP(E573,Temperature!Q:Q,Temperature!R:R)","v":3},{"$f":"LOOKUP(E573,Temperature!Q:Q,Temperature!S:S)","v":31},"2016-03-31",1050.55,58.01,30.46,5.0999999999999996,0,1200,1050.55,-0.2,0.21840000000000004,-4.368000000000001E-2,1004.6619759999999,884.10253887999988,100,200.93239519999997,100,100.93239519999997,600,205.04485679359999,200,100.93239519999997,6.0559437120000039,0,78,310.89919949440002,0,null,394.95514320640001,100.93239519999997,6.0559437120000039,0,489.8315946944,100,0]
["20160124:0745","2016-01-24T16:00:00","2016-01-24T16:00:00",2016,1,{"$f":"LOOKUP(E574,Temperature!Q:Q,Temperature!R:R)","v":3},{"$f":"LOOKUP(E574,Temperature!Q:Q,Temperature!S:S)","v":31},"2016-03-31",1017.31,47.75,29.87,5.03,0,1200,1017.31,-0.2,0.19480000000000003,-3.8960000000000009E-2,977.6756024,860.35453011200002,100,195.53512048000002,100,95.535120480000018,600,110.1684053056,200,95.535120480000018,5.7321072288000066,0,78,406.09948746559996,0,null,489.8315946944,95.535120480000018,5.7321072288000066,0,579.63460794560001,100,0]
["20160124:0845","2016-01-24T17:00:00","2016-01-24T17:00:00",2016,1,{"$f":"LOOKUP(E575,Temperature!Q:Q,Temperature!R:R)","v":3},{"$f":"LOOKUP(E575,Temperature!Q:Q,Temperature!S:S)","v":31},"2016-03-31",909.58,35.39,29.5,5.03,0,1200,909.58,-0.2,0.18,-3.5999999999999997E-2,876.83511999999996,771.61490559999993,100,175.36702400000001,100,75.367024000000015,600,20.36539205439999,200,20.36539205439999,1.2219235232640004,0,78,500.41268442233599,0,null,579.63460794560001,20.36539205439999,1.2219235232640004,0,598.77807647673603,100,55.001631945600025]
["20160124:0945","2016-01-24T18:00:00","2016-01-24T18:00:00",2016,1,{"$f":"LOOKUP(E576,Temperature!Q:Q,Temperature!R:R)","v":3},{"$f":"LOOKUP(E576,Temperature!Q:Q,Temperature!S:S)","v":31},"2016-03-31",653.08000000000004,22.07,28.74,4.55,0,1200,653.08000000000004,-0.2,0.14959999999999993,-2.9919999999999988E-2,633.5398464000001,557.51506483200012,100,126.70796928000001,100,26.707969280000015,600,1.2219235232639676,200,1.2219235232639676,7.3315411395838123E-2,0,78,520.70476106534022,0,null,598.77807647673603,1.2219235232639676,7.3315411395838123E-2,0,599.92668458860419,100,25.486045756736047]
["20160124:1045","2016-01-24T19:00:00","2016-01-24T19:00:00",2016,1,{"$f":"LOOKUP(E577,Temperature!Q:Q,Temperature!R:R)","v":3},{"$f":"LOOKUP(E577,Temperature!Q:Q,Temperature!S:S)","v":31},"2016-03-31",69.34,8.2899999999999991,27.66,4.28,0,1200,69.34,-0.2,0.10640000000000001,-2.1280000000000004E-2,67.864444800000001,59.720711424000001,100,13.57288896,13.57288896,0,600,7.331541139581077E-2,200,0,0,86.42711104,78,521.92668458860419,86.42711104,null,599.92668458860419,0,0,86.42711104,513.49957354860419,100,0]
["20160124:1145","2016-01-24T20:00:00","2016-01-24T20:00:00",2016,1,{"$f":"LOOKUP(E578,Temperature!Q:Q,Temperature!R:R)","v":3},{"$f":"LOOKUP(E578,Temperature!Q:Q,Temperature!S:S)","v":31},"2016-03-31",0,0,26.86,4.07,0,1200,0,-0.2,7.439999999999998E-2,-1.4879999999999997E-2,0,0,100,0,0,0,600,86.500426451395811,200,0,0,100,78,435.49957354860419,100,null,513.49957354860419,0,0,100,413.49957354860419,100,0]
["20160124:1245","2016-01-24T21:00:00","2016-01-24T21:00:00",2016,1,{"$f":"LOOKUP(E579,Temperature!Q:Q,Temperature!R:R)","v":3},{"$f":"LOOKUP(E579,Temperature!Q:Q,Temperature!S:S)","v":31},"2016-03-31",0,0,26.33,3.93,0,1200,0,-0.2,5.3199999999999935E-2,-1.0639999999999988E-2,0,0,100,0,0,0,600,186.50042645139581,200,0,0,100,78,335.49957354860419,100,null,413.49957354860419,0,0,100,313.49957354860419,100,0]
["20160124:1345","2016-01-24T22:00:00","2016-01-24T22:00:00",2016,1,{"$f":"LOOKUP(E580,Temperature!Q:Q,Temperature!R:R)","v":3},{"$f":"LOOKUP(E580,Temperature!Q:Q,Temperature!S:S)","v":31},"2016-03-31",0,0,25.94,3.93,0,1200,0,-0.2,3.760000000000005E-2,-7.5200000000000102E-3,0,0,100,0,0,0,600,286.50042645139581,200,0,0,100,78,235.49957354860419,100,null,313.49957354860419,0,0,100,213.49957354860419,100,0]
["20160124:1445","2016-01-24T23:00:00","2016-01-24T23:00:00",2016,1,{"$f":"LOOKUP(E581,Temperature!Q:Q,Temperature!R:R)","v":3},{"$f":"LOOKUP(E581,Temperature!Q:Q,Temperature!S:S)","v":31},"2016-03-31",0,0,25.54,3.86,0,1200,0,-0.2,2.1599999999999966E-2,-4.3199999999999931E-3,0,0,100,0,0,0,600,386.50042645139581,200,0,0,100,78,135.49957354860419,100,null,213.49957354860419,0,0,100,113.49957354860419,100,0]
["20160124:1545","2016-01-25","2016-01-25",2016,1,{"$f":"LOOKUP(E582,Temperature!Q:Q,Temperature!R:R)","v":3},{"$f":"LOOKUP(E582,Temperature!Q:Q,Temperature!S:S)","v":31},"2016-03-31",0,0,25.13,3.72,0,1200,0,-0.2,5.1999999999999599E-3,-1.0399999999999921E-3,0,0,100,0,0,0,600,486.50042645139581,200,0,0,100,78,35.499573548604189,35.499573548604189,null,113.49957354860419,0,0,35.499573548604189,78,35.499573548604189,0]
["20160124:1645","2016-01-25T01:00:00","2016-01-25T01:00:00",2016,1,{"$f":"LOOKUP(E583,Temperature!Q:Q,Temperature!R:R)","v":3},{"$f":"LOOKUP(E583,Temperature!Q:Q,Temperature!S:S)","v":31},"2016-03-31",0,0,24.77,3.79,0,1200,0,-0.2,-9.2000000000000172E-3,1.8400000000000035E-3,0,0,100,0,0,0,600,522,200,0,0,100,78,0,0,null,78,0,0,0,78,0,0]
["20160124:1745","2016-01-25T02:00:00","2016-01-25T02:00:00",2016,1,{"$f":"LOOKUP(E584,Temperature!Q:Q,Temperature!R:R)","v":3},{"$f":"LOOKUP(E584,Temperature!Q:Q,Temperature!S:S)","v":31},"2016-03-31",0,0,24.56,4.07,0,1200,0,-0.2,-1.760000000000005E-2,3.5200000000000101E-3,0,0,100,0,0,0,600,522,200,0,0,100,78,0,0,null,78,0,0,0,78,0,0]
["20160124:1845","2016-01-25T03:00:00","2016-01-25T03:00:00",2016,1,{"$f":"LOOKUP(E585,Temperature!Q:Q,Temperature!R:R)","v":3},{"$f":"LOOKUP(E585,Temperature!Q:Q,Temperature!S:S)","v":31},"2016-03-31",0,0,24.87,4,0,1200,0,-0.2,-5.1999999999999599E-3,1.0399999999999921E-3,0,0,100,0,0,0,600,522,200,0,0,100,78,0,0,null,78,0,0,0,78,0,0]
["20160124:1945","2016-01-25T04:00:00","2016-01-25T04:00:00",2016,1,{"$f":"LOOKUP(E586,Temperature!Q:Q,Temperature!R:R)","v":3},{"$f":"LOOKUP(E586,Temperature!Q:Q,Temperature!S:S)","v":31},"2016-03-31",0,0,24.71,4.21,0,1200,0,-0.2,-1.1599999999999966E-2,2.3199999999999935E-3,0,0,100,0,0,0,600,522,200,0,0,100,78,0,0,null,78,0,0,0,78,0,0]
["20160124:2045","2016-01-25T05:00:00","2016-01-25T05:00:00",2016,1,{"$f":"LOOKUP(E587,Temperature!Q:Q,Temperature!R:R)","v":3},{"$f":"LOOKUP(E587,Temperature!Q:Q,Temperature!S:S)","v":31},"2016-03-31",0,0,24.65,4.28,0,1200,0,-0.2,-1.4000000000000058E-2,2.8000000000000117E-3,0,0,100,0,0,0,600,522,200,0,0,100,78,0,0,null,78,0,0,0,78,0,0]
["20160124:2145","2016-01-25T06:00:00","2016-01-25T06:00:00",2016,1,{"$f":"LOOKUP(E588,Temperature!Q:Q,Temperature!R:R)","v":3},{"$f":"LOOKUP(E588,Temperature!Q:Q,Temperature!S:S)","v":31},"2016-03-31",0,0,24.57,4.62,0,1200,0,-0.2,-1.719999999999999E-2,3.4399999999999982E-3,0,0,100,0,0,0,600,522,200,0,0,100,78,0,0,null,78,0,0,0,78,0,0]
["20160124:2245","2016-01-25T07:00:00","2016-01-25T07:00:00",2016,1,{"$f":"LOOKUP(E589,Temperature!Q:Q,Temperature!R:R)","v":3},{"$f":"LOOKUP(E589,Temperature!Q:Q,Temperature!S:S)","v":31},"2016-03-31",0,0,24.3,4.41,0,1200,0,-0.2,-2.7999999999999973E-2,5.5999999999999947E-3,0,0,100,0,0,0,600,522,200,0,0,100,78,0,0,null,78,0,0,0,78,0,0]
["20160124:2345","2016-01-25T08:00:00","2016-01-25T08:00:00",2016,1,{"$f":"LOOKUP(E590,Temperature!Q:Q,Temperature!R:R)","v":3},{"$f":"LOOKUP(E590,Temperature!Q:Q,Temperature!S:S)","v":31},"2016-03-31",14.55,1.1299999999999999,24.41,4.28,0,1200,14.55,-0.2,-2.3599999999999996E-2,4.7199999999999994E-3,14.618676000000001,12.864434880000001,100,2.9237351999999999,2.9237351999999999,0,600,{"$f":"Y590-AI590","v":522},200,0,0,97.076264800000004,78,0,0,null,{"$f":"AM589","v":78},0,0,0,78,2.9237351999999999,0]
["20160125:0045","2016-01-25T09:00:00",{"$f":"C590+1/24","v":"2016-01-25T09:00:00"},2016,1,{"$f":"LOOKUP(E591,Temperature!Q:Q,Temperature!R:R)","v":3},{"$f":"LOOKUP(E591,Temperature!Q:Q,Temperature!S:S)","v":31},"2016-03-31",281.67,15.08,24.91,4.41,0,1200,281.67,-0.2,-3.5999999999999943E-3,7.1999999999999885E-4,281.87280240000001,248.04806611200001,100,56.37456048,56.37456048,0,600,522,200,0,0,43.62543952,78,0,0,null,78,0,0,0,78,56.37456048,0]
["20160125:0145","2016-01-25T10:00:00","2016-01-25T10:00:00",2016,1,{"$f":"LOOKUP(E592,Temperature!Q:Q,Temperature!R:R)","v":3},{"$f":"LOOKUP(E592,Temperature!Q:Q,Temperature!S:S)","v":31},"2016-03-31",468.7,28.7,25.93,5.59,0,1200,468.7,-0.2,3.719999999999999E-2,-7.4399999999999987E-3,465.212872,409.38732736000003,100,93.042574399999992,93.042574399999992,0,600,522,200,0,0,6.9574256000000076,78,0,0,null,78,0,0,0,78,93.042574399999992,0]
["20160125:0245","2016-01-25T11:00:00","2016-01-25T11:00:00",2016,1,{"$f":"LOOKUP(E593,Temperature!Q:Q,Temperature!R:R)","v":3},{"$f":"LOOKUP(E593,Temperature!Q:Q,Temperature!S:S)","v":31},"2016-03-31",775.06,41.68,26.98,5.24,0,1200,775.06,-0.2,7.920000000000002E-2,-1.5840000000000003E-2,762.78304960000003,671.24908364800001,100,152.55660992000003,100,52.556609920000028,600,522,200,52.556609920000028,3.1533965952000047,0,78,0,0,null,78,52.556609920000028,3.1533965952000047,0,127.40321332480002,100,0]
["20160125:0345","2016-01-25T12:00:00","2016-01-25T12:00:00",2016,1,{"$f":"LOOKUP(E594,Temperature!Q:Q,Temperature!R:R)","v":3},{"$f":"LOOKUP(E594,Temperature!Q:Q,Temperature!S:S)","v":31},"2016-03-31",780.78,53.28,27.81,6.14,0,1200,780.78,-0.2,0.11239999999999994,-2.247999999999999E-2,763.22806560000004,671.64069772800008,100,152.64561312000001,100,52.645613120000007,600,472.59678667519995,200,52.645613120000007,3.1587367872000032,0,78,46.244476537600015,0,null,127.40321332480002,52.645613120000007,3.1587367872000032,0,176.89008965760002,100,0]
["20160125:0445","2016-01-25T13:00:00","2016-01-25T13:00:00",2016,1,{"$f":"LOOKUP(E595,Temperature!Q:Q,Temperature!R:R)","v":3},{"$f":"LOOKUP(E595,Temperature!Q:Q,Temperature!S:S)","v":31},"2016-03-31",672.33,61.75,27.93,6.21,0,1200,672.33,-0.2,0.11719999999999998,-2.3439999999999999E-2,656.57058480000001,577.78211462399997,100,131.31411696000001,100,31.314116960000007,600,423.10991034239998,200,31.314116960000007,1.8788470176000021,0,78,97.011242640000006,0,null,176.89008965760002,31.314116960000007,1.8788470176000021,0,206.32535960000001,100,0]
["20160125:0545","2016-01-25T14:00:00","2016-01-25T14:00:00",2016,1,{"$f":"LOOKUP(E596,Temperature!Q:Q,Temperature!R:R)","v":3},{"$f":"LOOKUP(E596,Temperature!Q:Q,Temperature!S:S)","v":31},"2016-03-31",1029.93,63.83,27.87,6.07,0,1200,1029.93,-0.2,0.11480000000000004,-2.2960000000000008E-2,1006.2828072000001,885.52887033600007,100,201.25656144000001,100,101.25656144000001,600,393.67464039999999,200,101.25656144000001,6.0753936864000062,0,78,122.24996591360001,0,null,206.32535960000001,101.25656144000001,6.0753936864000062,0,301.50652735360001,100,0]
["20160125:0645","2016-01-25T15:00:00","2016-01-25T15:00:00",2016,1,{"$f":"LOOKUP(E597,Temperature!Q:Q,Temperature!R:R)","v":3},{"$f":"LOOKUP(E597,Temperature!Q:Q,Temperature!S:S)","v":31},"2016-03-31",532.36,58.24,28.05,6.69,0,1200,532.36,-0.2,0.12200000000000003,-2.4400000000000005E-2,519.37041599999998,457.04596607999997,100,103.87408319999999,100,3.874083199999987,600,298.49347264639999,200,3.874083199999987,0.23244499199999943,0,78,223.27408236159999,0,null,301.50652735360001,3.874083199999987,0.23244499199999943,0,305.14816556159997,100,0]
["20160125:0745","2016-01-25T16:00:00","2016-01-25T16:00:00",2016,1,{"$f":"LOOKUP(E598,Temperature!Q:Q,Temperature!R:R)","v":3},{"$f":"LOOKUP(E598,Temperature!Q:Q,Temperature!S:S)","v":31},"2016-03-31",830.83,47.94,27.3,5.72,0,1200,830.83,-0.2,9.2000000000000026E-2,-1.8400000000000007E-2,815.54272800000001,717.67760064000004,100,163.10854560000001,100,63.108545600000014,600,294.85183443840003,200,63.108545600000014,3.7865127360000042,0,78,223.36165282559998,0,null,305.14816556159997,63.108545600000014,3.7865127360000042,0,364.47019842559996,100,0]
["20160125:0845","2016-01-25T17:00:00","2016-01-25T17:00:00",2016,1,{"$f":"LOOKUP(E599,Temperature!Q:Q,Temperature!R:R)","v":3},{"$f":"LOOKUP(E599,Temperature!Q:Q,Temperature!S:S)","v":31},"2016-03-31",269.45999999999998,35.54,26.77,5.66,0,1200,269.45999999999998,-0.2,7.0799999999999988E-2,-1.4159999999999999E-2,265.64444639999999,233.76711283199998,100,53.128889279999996,53.128889279999996,0,600,235.52980157440004,200,0,0,46.871110720000004,78,286.47019842559996,46.871110720000004,null,364.47019842559996,0,0,46.871110720000004,317.59908770559997,100,0]
["20160125:0945","2016-01-25T18:00:00","2016-01-25T18:00:00",2016,1,{"$f":"LOOKUP(E600,Temperature!Q:Q,Temperature!R:R)","v":3},{"$f":"LOOKUP(E600,Temperature!Q:Q,Temperature!S:S)","v":31},"2016-03-31",178.51,22.2,26.1,4.76,0,1200,178.51,-0.2,4.400000000000006E-2,-8.8000000000000127E-3,176.93911199999999,155.70641856,100,35.387822399999997,35.387822399999997,0,600,282.40091229440003,200,0,0,64.612177599999995,78,239.59908770559997,64.612177599999995,null,317.59908770559997,0,0,64.612177599999995,252.98691010559997,100,0]
["20160125:1045","2016-01-25T19:00:00","2016-01-25T19:00:00",2016,1,{"$f":"LOOKUP(E601,Temperature!Q:Q,Temperature!R:R)","v":3},{"$f":"LOOKUP(E601,Temperature!Q:Q,Temperature!S:S)","v":31},"2016-03-31",119.84,8.39,25.11,4.34,0,1200,119.84,-0.2,4.3999999999999768E-3,-8.7999999999999537E-4,119.7345408,105.366395904,100,23.946908160000003,23.946908160000003,0,600,347.01308989440003,200,0,0,76.053091839999993,78,174.98691010559997,76.053091839999993,null,252.98691010559997,0,0,76.053091839999993,176.9338182656,100,0]
["20160125:1145","2016-01-25T20:00:00","2016-01-25T20:00:00",2016,1,{"$f":"LOOKUP(E602,Temperature!Q:Q,Temperature!R:R)","v":3},{"$f":"LOOKUP(E602,Temperature!Q:Q,Temperature!S:S)","v":31},"2016-03-31",0,0,24.81,5.0999999999999996,0,1200,0,-0.2,-7.6000000000000512E-3,1.5200000000000103E-3,0,0,100,0,0,0,600,423.0661817344,200,0,0,100,78,98.933818265599996,98.933818265599996,null,176.9338182656,0,0,98.933818265599996,78,98.933818265599996,0]
["20160125:1245","2016-01-25T21:00:00","2016-01-25T21:00:00",2016,1,{"$f":"LOOKUP(E603,Temperature!Q:Q,Temperature!R:R)","v":3},{"$f":"LOOKUP(E603,Temperature!Q:Q,Temperature!S:S)","v":31},"2016-03-31",0,0,24.41,4.62,0,1200,0,-0.2,-2.3599999999999996E-2,4.7199999999999994E-3,0,0,100,0,0,0,600,522,200,0,0,100,78,0,0,null,78,0,0,0,78,0,0]
["20160125:1345","2016-01-25T22:00:00","2016-01-25T22:00:00",2016,1,{"$f":"LOOKUP(E604,Temperature!Q:Q,Temperature!R:R)","v":3},{"$f":"LOOKUP(E604,Temperature!Q:Q,Temperature!S:S)","v":31},"2016-03-31",0,0,24.42,4.34,0,1200,0,-0.2,-2.3199999999999932E-2,4.639999999999987E-3,0,0,100,0,0,0,600,522,200,0,0,100,78,0,0,null,78,0,0,0,78,0,0]
["20160125:1445","2016-01-25T23:00:00","2016-01-25T23:00:00",2016,1,{"$f":"LOOKUP(E605,Temperature!Q:Q,Temperature!R:R)","v":3},{"$f":"LOOKUP(E605,Temperature!Q:Q,Temperature!S:S)","v":31},"2016-03-31",0,0,24.33,4.4800000000000004,0,1200,0,-0.2,-2.6800000000000067E-2,5.3600000000000141E-3,0,0,100,0,0,0,600,522,200,0,0,100,78,0,0,null,78,0,0,0,78,0,0]
["20160125:1545","2016-01-26","2016-01-26",2016,1,{"$f":"LOOKUP(E606,Temperature!Q:Q,Temperature!R:R)","v":3},{"$f":"LOOKUP(E606,Temperature!Q:Q,Temperature!S:S)","v":31},"2016-03-31",0,0,23.9,4.6900000000000004,0,1200,0,-0.2,-4.400000000000006E-2,8.8000000000000127E-3,0,0,100,0,0,0,600,522,200,0,0,100,78,0,0,null,78,0,0,0,78,0,0]
["20160125:1645","2016-01-26T01:00:00","2016-01-26T01:00:00",2016,1,{"$f":"LOOKUP(E607,Temperature!Q:Q,Temperature!R:R)","v":3},{"$f":"LOOKUP(E607,Temperature!Q:Q,Temperature!S:S)","v":31},"2016-03-31",0,0,23.99,4.55,0,1200,0,-0.2,-4.0400000000000061E-2,8.0800000000000125E-3,0,0,100,0,0,0,600,522,200,0,0,100,78,0,0,null,78,0,0,0,78,0,0]
["20160125:1745","2016-01-26T02:00:00","2016-01-26T02:00:00",2016,1,{"$f":"LOOKUP(E608,Temperature!Q:Q,Temperature!R:R)","v":3},{"$f":"LOOKUP(E608,Temperature!Q:Q,Temperature!S:S)","v":31},"2016-03-31",0,0,24.04,4.55,0,1200,0,-0.2,-3.8400000000000031E-2,7.6800000000000063E-3,0,0,100,0,0,0,600,522,200,0,0,100,78,0,0,null,78,0,0,0,78,0,0]
["20160125:1845","2016-01-26T03:00:00","2016-01-26T03:00:00",2016,1,{"$f":"LOOKUP(E609,Temperature!Q:Q,Temperature!R:R)","v":3},{"$f":"LOOKUP(E609,Temperature!Q:Q,Temperature!S:S)","v":31},"2016-03-31",0,0,24.42,4.1399999999999997,0,1200,0,-0.2,-2.3199999999999932E-2,4.639999999999987E-3,0,0,100,0,0,0,600,522,200,0,0,100,78,0,0,null,78,0,0,0,78,0,0]
["20160125:1945","2016-01-26T04:00:00","2016-01-26T04:00:00",2016,1,{"$f":"LOOKUP(E610,Temperature!Q:Q,Temperature!R:R)","v":3},{"$f":"LOOKUP(E610,Temperature!Q:Q,Temperature!S:S)","v":31},"2016-03-31",0,0,24.34,4.21,0,1200,0,-0.2,-2.6400000000000007E-2,5.2800000000000017E-3,0,0,100,0,0,0,600,522,200,0,0,100,78,0,0,null,78,0,0,0,78,0,0]
["20160125:2045","2016-01-26T05:00:00","2016-01-26T05:00:00",2016,1,{"$f":"LOOKUP(E611,Temperature!Q:Q,Temperature!R:R)","v":3},{"$f":"LOOKUP(E611,Temperature!Q:Q,Temperature!S:S)","v":31},"2016-03-31",0,0,24.16,4.34,0,1200,0,-0.2,-3.3599999999999991E-2,6.7199999999999985E-3,0,0,100,0,0,0,600,522,200,0,0,100,78,0,0,null,78,0,0,0,78,0,0]
["20160125:2145","2016-01-26T06:00:00","2016-01-26T06:00:00",2016,1,{"$f":"LOOKUP(E612,Temperature!Q:Q,Temperature!R:R)","v":3},{"$f":"LOOKUP(E612,Temperature!Q:Q,Temperature!S:S)","v":31},"2016-03-31",0,0,24.2,4.1399999999999997,0,1200,0,-0.2,-3.2000000000000028E-2,6.4000000000000064E-3,0,0,100,0,0,0,600,522,200,0,0,100,78,0,0,null,78,0,0,0,78,0,0]
["20160125:2245","2016-01-26T07:00:00","2016-01-26T07:00:00",2016,1,{"$f":"LOOKUP(E613,Temperature!Q:Q,Temperature!R:R)","v":3},{"$f":"LOOKUP(E613,Temperature!Q:Q,Temperature!S:S)","v":31},"2016-03-31",0,0,24.33,4.21,0,1200,0,-0.2,-2.6800000000000067E-2,5.3600000000000141E-3,0,0,100,0,0,0,600,522,200,0,0,100,78,0,0,null,78,0,0,0,78,0,0]
["20160125:2345","2016-01-26T08:00:00","2016-01-26T08:00:00",2016,1,{"$f":"LOOKUP(E614,Temperature!Q:Q,Temperature!R:R)","v":3},{"$f":"LOOKUP(E614,Temperature!Q:Q,Temperature!S:S)","v":31},"2016-03-31",13.64,1.1100000000000001,24.19,4.21,0,1200,13.64,-0.2,-3.239999999999995E-2,6.4799999999999901E-3,13.728387200000002,12.080980736000003,100,2.7456774400000006,2.7456774400000006,0,600,522,200,0,0,97.254322560000006,78,0,0,null,78,0,0,0,78,2.7456774400000006,0]
["20160126:0045","2016-01-26T09:00:00","2016-01-26T09:00:00",2016,1,{"$f":"LOOKUP(E615,Temperature!Q:Q,Temperature!R:R)","v":3},{"$f":"LOOKUP(E615,Temperature!Q:Q,Temperature!S:S)","v":31},"2016-03-31",24.55,15.09,24.48,3.93,0,1200,24.55,-0.2,-2.0799999999999982E-2,4.1599999999999962E-3,24.652127999999998,21.693872639999999,100,4.9304255999999995,4.9304255999999995,0,600,522,200,0,0,95.069574399999993,78,0,0,null,78,0,0,0,78,4.9304255999999995,0]
["20160126:0145","2016-01-26T10:00:00","2016-01-26T10:00:00",2016,1,{"$f":"LOOKUP(E616,Temperature!Q:Q,Temperature!R:R)","v":3},{"$f":"LOOKUP(E616,Temperature!Q:Q,Temperature!S:S)","v":31},"2016-03-31",64.56,28.73,25.55,4.07,0,1200,64.56,-0.2,2.200000000000003E-2,-4.4000000000000063E-3,64.275936000000002,56.562823680000001,100,12.8551872,12.8551872,0,600,522,200,0,0,87.144812799999997,78,0,0,null,78,0,0,0,78,12.8551872,0]
["20160126:0245","2016-01-26T11:00:00","2016-01-26T11:00:00",2016,1,{"$f":"LOOKUP(E617,Temperature!Q:Q,Temperature!R:R)","v":3},{"$f":"LOOKUP(E617,Temperature!Q:Q,Temperature!S:S)","v":31},"2016-03-31",246.63,41.75,26.23,5.24,0,1200,246.63,-0.2,4.9200000000000015E-2,-9.8400000000000033E-3,244.20316080000001,214.898781504,100,48.840632159999998,48.840632159999998,0,600,522,200,0,0,51.159367840000002,78,0,0,null,78,0,0,0,78,48.840632159999998,0]
["20160126:0345","2016-01-26T12:00:00","2016-01-26T12:00:00",2016,1,{"$f":"LOOKUP(E618,Temperature!Q:Q,Temperature!R:R)","v":3},{"$f":"LOOKUP(E618,Temperature!Q:Q,Temperature!S:S)","v":31},"2016-03-31",163.66999999999999,53.4,26.84,5.52,0,1200,163.66999999999999,-0.2,7.3599999999999999E-2,-1.472E-2,161.26077759999998,141.90948428799999,100,32.252155519999995,32.252155519999995,0,600,522,200,0,0,67.747844479999998,78,0,0,null,78,0,0,0,78,32.252155519999995,0]
["20160126:0445","2016-01-26T13:00:00","2016-01-26T13:00:00",2016,1,{"$f":"LOOKUP(E619,Temperature!Q:Q,Temperature!R:R)","v":3},{"$f":"LOOKUP(E619,Temperature!Q:Q,Temperature!S:S)","v":31},"2016-03-31",196.41,61.95,27.07,5.0999999999999996,0,1200,196.41,-0.2,8.2800000000000012E-2,-1.6560000000000002E-2,193.15745039999999,169.978556352,100,38.631490079999999,38.631490079999999,0,600,522,200,0,0,61.368509920000001,78,0,0,null,78,0,0,0,78,38.631490079999999,0]
["20160126:0545","2016-01-26T14:00:00","2016-01-26T14:00:00",2016,1,{"$f":"LOOKUP(E620,Temperature!Q:Q,Temperature!R:R)","v":3},{"$f":"LOOKUP(E620,Temperature!Q:Q,Temperature!S:S)","v":31},"2016-03-31",266.42,64.08,27.41,5.03,0,1200,266.42,-0.2,9.64E-2,-1.9280000000000002E-2,261.28342240000001,229.92941171200002,100,52.256684480000004,52.256684480000004,0,600,522,200,0,0,47.743315519999996,78,0,0,null,78,0,0,0,78,52.256684480000004,0]
["20160126:0645","2016-01-26T15:00:00","2016-01-26T15:00:00",2016,1,{"$f":"LOOKUP(E621,Temperature!Q:Q,Temperature!R:R)","v":3},{"$f":"LOOKUP(E621,Temperature!Q:Q,Temperature!S:S)","v":31},"2016-03-31",197.32,58.47,27.1,4.6900000000000004,0,1200,197.32,-0.2,8.4000000000000061E-2,-1.6800000000000013E-2,194.00502399999999,170.72442111999999,100,38.801004799999994,38.801004799999994,0,600,522,200,0,0,61.198995200000006,78,0,0,null,78,0,0,0,78,38.801004799999994,0]
["20160126:0745","2016-01-26T16:00:00","2016-01-26T16:00:00",2016,1,{"$f":"LOOKUP(E622,Temperature!Q:Q,Temperature!R:R)","v":3},{"$f":"LOOKUP(E622,Temperature!Q:Q,Temperature!S:S)","v":31},"2016-03-31",83.66,48.12,27.04,4.41,0,1200,83.66,-0.2,8.1599999999999964E-2,-1.6319999999999994E-2,82.294668799999997,72.419308544000003,100,16.458933760000001,16.458933760000001,0,600,522,200,0,0,83.541066239999992,78,0,0,null,78,0,0,0,78,16.458933760000001,0]
["20160126:0845","2016-01-26T17:00:00","2016-01-26T17:00:00",2016,1,{"$f":"LOOKUP(E623,Temperature!Q:Q,Temperature!R:R)","v":3},{"$f":"LOOKUP(E623,Temperature!Q:Q,Temperature!S:S)","v":31},"2016-03-31",59.1,35.69,26.79,4.62,0,1200,59.1,-0.2,7.1599999999999969E-2,-1.4319999999999994E-2,58.253688000000004,51.263245440000006,100,11.650737600000001,11.650737600000001,0,600,522,200,0,0,88.349262400000001,78,0,0,null,78,0,0,0,78,11.650737600000001,0]
["20160126:0945","2016-01-26T18:00:00","2016-01-26T18:00:00",2016,1,{"$f":"LOOKUP(E624,Temperature!Q:Q,Temperature!R:R)","v":3},{"$f":"LOOKUP(E624,Temperature!Q:Q,Temperature!S:S)","v":31},"2016-03-31",76.38,22.32,26.24,4,0,1200,76.38,-0.2,4.9599999999999936E-2,-9.9199999999999879E-3,75.622310399999989,66.547633151999989,100,15.124462079999997,15.124462079999997,0,600,522,200,0,0,84.875537919999999,78,0,0,null,78,0,0,0,78,15.124462079999997,0]
["20160126:1045","2016-01-26T19:00:00","2016-01-26T19:00:00",2016,1,{"$f":"LOOKUP(E625,Temperature!Q:Q,Temperature!R:R)","v":3},{"$f":"LOOKUP(E625,Temperature!Q:Q,Temperature!S:S)","v":31},"2016-03-31",158.61000000000001,8.49,25.67,3.86,0,1200,158.61000000000001,-0.2,2.6800000000000067E-2,-5.3600000000000141E-3,157.7598504,138.82866835199999,100,31.55197008,31.55197008,0,600,522,200,0,0,68.448029919999996,78,0,0,null,78,0,0,0,78,31.55197008,0]
["20160126:1145","2016-01-26T20:00:00","2016-01-26T20:00:00",2016,1,{"$f":"LOOKUP(E626,Temperature!Q:Q,Temperature!R:R)","v":3},{"$f":"LOOKUP(E626,Temperature!Q:Q,Temperature!S:S)","v":31},"2016-03-31",0,0,25.19,3.66,0,1200,0,-0.2,7.6000000000000512E-3,-1.5200000000000103E-3,0,0,100,0,0,0,600,522,200,0,0,100,78,0,0,null,78,0,0,0,78,0,0]
["20160126:1245","2016-01-26T21:00:00","2016-01-26T21:00:00",2016,1,{"$f":"LOOKUP(E627,Temperature!Q:Q,Temperature!R:R)","v":3},{"$f":"LOOKUP(E627,Temperature!Q:Q,Temperature!S:S)","v":31},"2016-03-31",0,0,24.77,3.38,0,1200,0,-0.2,-9.2000000000000172E-3,1.8400000000000035E-3,0,0,100,0,0,0,600,522,200,0,0,100,78,0,0,null,78,0,0,0,78,0,0]
["20160126:1345","2016-01-26T22:00:00","2016-01-26T22:00:00",2016,1,{"$f":"LOOKUP(E628,Temperature!Q:Q,Temperature!R:R)","v":3},{"$f":"LOOKUP(E628,Temperature!Q:Q,Temperature!S:S)","v":31},"2016-03-31",0,0,24.61,3.59,0,1200,0,-0.2,-1.5600000000000024E-2,3.1200000000000047E-3,0,0,100,0,0,0,600,522,200,0,0,100,78,0,0,null,78,0,0,0,78,0,0]
["20160126:1445","2016-01-26T23:00:00","2016-01-26T23:00:00",2016,1,{"$f":"LOOKUP(E629,Temperature!Q:Q,Temperature!R:R)","v":3},{"$f":"LOOKUP(E629,Temperature!Q:Q,Temperature!S:S)","v":31},"2016-03-31",0,0,24.5,3.59,0,1200,0,-0.2,-0.02,4.0000000000000001E-3,0,0,100,0,0,0,600,522,200,0,0,100,78,0,0,null,78,0,0,0,78,0,0]
["20160126:1545","2016-01-27","2016-01-27",{"$f":"YEAR(B630)","v":2016},1,{"$f":"LOOKUP(E630,Temperature!Q:Q,Temperature!R:R)","v":3},{"$f":"LOOKUP(E630,Temperature!Q:Q,Temperature!S:S)","v":31},"2016-03-31",0,0,24.65,3.24,0,1200,0,-0.2,-1.4000000000000058E-2,2.8000000000000117E-3,0,0,100,0,0,0,600,522,200,0,0,100,78,0,0,null,78,0,0,0,78,{"$f":"W630+AL630","v":0},0]
["20160126:1645",{"$f":"C631","v":"2016-01-27T01:00:00"},"2016-01-27T01:00:00",2016,{"$f":"MONTH(B631)","v":1},{"$f":"LOOKUP(E631,Temperature!Q:Q,Temperature!R:R)","v":3},{"$f":"LOOKUP(E631,Temperature!Q:Q,Temperature!S:S)","v":31},{"$f":"DATE(D631,F631,G631)","v":"2016-03-31"},0,0,24.63,3.31,0,{"$f":"N630","v":1200},{"$f":"IF(I631>N631,1000,I631)","v":0},{"$f":"$P$6","v":-0.2},{"$f":"(K631-$Q$6)/$Q$6","v":-1.4800000000000041E-2},{"$f":"P631*Q631","v":2.9600000000000082E-3},{"$f":"O631*(1+R631)","v":0},{"$f":"S631*(1-$T$6)","v":0},{"$f":"$U$6","v":100},{"$f":"$V$6*S631/1000","v":0},{"$f":"MIN(V631,U631)","v":0},{"$f":"V631-W631","v":0},{"$f":"$Y$6","v":600},522,{"$f":"$AA$6","v":200},{"$f":"MIN(AA631,Z631,X631)","v":0},{"$f":"(1-$AC$6)*AB631","v":0},{"$f":"U631-W631","v":100},{"$f":"MAX($Y$13*($AE$6),0)","v":78},{"$f":"MAX(AI631-AE631-AC631,0)","v":0},{"$f":"MIN($AG$6,AF631,AD631)","v":0},null,78,{"$f":"AB631","v":0},{"$f":"AC631","v":0},{"$f":"AG631","v":0},{"$f":"AI631+AJ631-AL631-AK631","v":78},0,{"$f":"V631-W631-AJ631","v":0}]
["20160126:1745","2016-01-27T02:00:00","2016-01-27T02:00:00",2016,1,{"$f":"LOOKUP(E632,Temperature!Q:Q,Temperature!R:R)","v":3},{"$f":"LOOKUP(E632,Temperature!Q:Q,Temperature!S:S)","v":31},"2016-03-31",0,0,24.54,3.31,0,1200,0,-0.2,-1.8400000000000034E-2,3.6800000000000071E-3,0,0,100,0,0,0,600,522,200,0,0,100,78,0,0,null,78,0,0,0,78,0,0]
["20160126:1845","2016-01-27T03:00:00","2016-01-27T03:00:00",2016,1,{"$f":"LOOKUP(E633,Temperature!Q:Q,Temperature!R:R)","v":3},{"$f":"LOOKUP(E633,Temperature!Q:Q,Temperature!S:S)","v":31},"2016-03-31",0,0,24.39,2.9,0,1200,0,-0.2,-2.4399999999999977E-2,4.8799999999999955E-3,0,0,100,0,0,0,600,522,200,0,0,100,78,0,0,null,78,0,0,0,78,0,0]
["20160126:1945","2016-01-27T04:00:00","2016-01-27T04:00:00",2016,1,{"$f":"LOOKUP(E634,Temperature!Q:Q,Temperature!R:R)","v":3},{"$f":"LOOKUP(E634,Temperature!Q:Q,Temperature!S:S)","v":31},"2016-03-31",0,0,24.23,3.03,0,1200,0,-0.2,-3.0799999999999984E-2,6.1599999999999971E-3,0,0,100,0,0,0,600,522,200,0,0,100,78,0,0,null,78,0,0,0,78,0,0]
["20160126:2045","2016-01-27T05:00:00","2016-01-27T05:00:00",2016,1,{"$f":"LOOKUP(E635,Temperature!Q:Q,Temperature!R:R)","v":3},{"$f":"LOOKUP(E635,Temperature!Q:Q,Temperature!S:S)","v":31},"2016-03-31",0,0,24.22,2.9,0,1200,0,-0.2,-3.1200000000000047E-2,6.2400000000000094E-3,0,0,100,0,0,0,600,522,200,0,0,100,78,0,0,null,78,0,0,0,78,0,0]
["20160126:2145","2016-01-27T06:00:00","2016-01-27T06:00:00",2016,1,{"$f":"LOOKUP(E636,Temperature!Q:Q,Temperature!R:R)","v":3},{"$f":"LOOKUP(E636,Temperature!Q:Q,Temperature!S:S)","v":31},"2016-03-31",0,0,24.13,2.83,0,1200,0,-0.2,-3.4800000000000039E-2,6.9600000000000078E-3,0,0,100,0,0,0,600,522,200,0,0,100,78,0,0,null,78,0,0,0,78,0,0]
["20160126:2245","2016-01-27T07:00:00","2016-01-27T07:00:00",2016,1,{"$f":"LOOKUP(E637,Temperature!Q:Q,Temperature!R:R)","v":3},{"$f":"LOOKUP(E637,Temperature!Q:Q,Temperature!S:S)","v":31},"2016-03-31",0,0,23.97,2.69,0,1200,0,-0.2,-4.1200000000000042E-2,8.2400000000000095E-3,0,0,100,0,0,0,600,522,200,0,0,100,78,0,0,null,78,0,0,0,78,0,0]
["20160126:2345","2016-01-27T08:00:00","2016-01-27T08:00:00",2016,1,{"$f":"LOOKUP(E638,Temperature!Q:Q,Temperature!R:R)","v":3},{"$f":"LOOKUP(E638,Temperature!Q:Q,Temperature!S:S)","v":31},"2016-03-31",13.64,1.0900000000000001,23.95,2.41,0,1200,13.64,-0.2,-4.200000000000003E-2,8.4000000000000064E-3,13.754576,12.104026880000001,100,2.7509152000000001,2.7509152000000001,0,600,522,200,0,0,97.249084800000006,78,0,0,null,78,0,0,0,78,2.7509152000000001,0]
["20160127:0045","2016-01-27T09:00:00","2016-01-27T09:00:00",2016,1,{"$f":"LOOKUP(E639,Temperature!Q:Q,Temperature!R:R)","v":3},{"$f":"LOOKUP(E639,Temperature!Q:Q,Temperature!S:S)","v":31},"2016-03-31",369.83,15.09,24.52,3.52,0,1200,369.83,-0.2,-1.9200000000000016E-2,3.8400000000000031E-3,371.25014720000001,326.70012953600002,100,74.250029439999992,74.250029439999992,0,600,522,200,0,0,25.749970560000008,78,0,0,null,78,0,0,0,78,74.250029439999992,0]
["20160127:0145","2016-01-27T10:00:00","2016-01-27T10:00:00",2016,1,{"$f":"LOOKUP(E640,Temperature!Q:Q,Temperature!R:R)","v":3},{"$f":"LOOKUP(E640,Temperature!Q:Q,Temperature!S:S)","v":31},"2016-03-31",257.58999999999997,28.77,25.63,3.31,0,1200,257.58999999999997,-0.2,2.5199999999999959E-2,-5.0399999999999924E-3,256.29174639999997,225.53673683199997,100,51.258349279999997,51.258349279999997,0,600,522,200,0,0,48.741650720000003,78,0,0,null,78,0,0,0,78,51.258349279999997,0]
["20160127:0245","2016-01-27T11:00:00","2016-01-27T11:00:00",2016,1,{"$f":"LOOKUP(E641,Temperature!Q:Q,Temperature!R:R)","v":3},{"$f":"LOOKUP(E641,Temperature!Q:Q,Temperature!S:S)","v":31},"2016-03-31",296.81,41.82,26.81,3.38,0,1200,296.81,-0.2,7.2399999999999951E-2,-1.4479999999999991E-2,292.51219120000002,257.41072825600003,100,58.502438240000004,58.502438240000004,0,600,522,200,0,0,41.497561759999996,78,0,0,null,78,0,0,0,78,58.502438240000004,0]
["20160127:0345","2016-01-27T12:00:00","2016-01-27T12:00:00",2016,1,{"$f":"LOOKUP(E642,Temperature!Q:Q,Temperature!R:R)","v":3},{"$f":"LOOKUP(E642,Temperature!Q:Q,Temperature!S:S)","v":31},"2016-03-31",344.9,53.54,27.75,3.59,0,1200,344.9,-0.2,0.11,-2.2000000000000002E-2,337.31219999999996,296.83473599999996,100,67.462439999999987,67.462439999999987,0,600,522,200,0,0,32.537560000000013,78,0,0,null,78,0,0,0,78,67.462439999999987,0]
["20160127:0445","2016-01-27T13:00:00","2016-01-27T13:00:00",2016,1,{"$f":"LOOKUP(E643,Temperature!Q:Q,Temperature!R:R)","v":3},{"$f":"LOOKUP(E643,Temperature!Q:Q,Temperature!S:S)","v":31},"2016-03-31",388.69,62.16,28.38,3.52,0,1200,388.69,-0.2,0.13519999999999996,-2.7039999999999995E-2,378.17982240000003,332.79824371200004,100,75.635964480000013,75.635964480000013,0,600,522,200,0,0,24.364035519999987,78,0,0,null,78,0,0,0,78,75.635964480000013,0]
["20160127:0545","2016-01-27T14:00:00","2016-01-27T14:00:00",2016,1,{"$f":"LOOKUP(E644,Temperature!Q:Q,Temperature!R:R)","v":3},{"$f":"LOOKUP(E644,Temperature!Q:Q,Temperature!S:S)","v":31},"2016-03-31",386.24,64.34,28.8,3.72,0,1200,386.24,-0.2,0.15200000000000002,-3.0400000000000007E-2,374.49830400000002,329.55850752000003,100,74.899660799999992,74.899660799999992,0,600,522,200,0,0,25.100339200000008,78,0,0,null,78,0,0,0,78,74.899660799999992,0]
["20160127:0645","2016-01-27T15:00:00","2016-01-27T15:00:00",2016,1,{"$f":"LOOKUP(E645,Temperature!Q:Q,Temperature!R:R)","v":3},{"$f":"LOOKUP(E645,Temperature!Q:Q,Temperature!S:S)","v":31},"2016-03-31",229.14,58.71,28.39,3.72,0,1200,229.14,-0.2,0.13560000000000003,-2.7120000000000005E-2,222.92572319999999,196.174636416,100,44.585144639999996,44.585144639999996,0,600,522,200,0,0,55.414855360000004,78,0,0,null,78,0,0,0,78,44.585144639999996,0]
["20160127:0745","2016-01-27T16:00:00","2016-01-27T16:00:00",2016,1,{"$f":"LOOKUP(E646,Temperature!Q:Q,Temperature!R:R)","v":3},{"$f":"LOOKUP(E646,Temperature!Q:Q,Temperature!S:S)","v":31},"2016-03-31",353.24,48.31,26.66,3.86,0,1200,353.24,-0.2,6.6400000000000001E-2,-1.328E-2,348.5489728,306.723096064,100,69.709794559999992,69.709794559999992,0,600,522,200,0,0,30.290205440000008,78,0,0,null,78,0,0,0,78,69.709794559999992,0]
["20160127:0845","2016-01-27T17:00:00","2016-01-27T17:00:00",2016,1,{"$f":"LOOKUP(E647,Temperature!Q:Q,Temperature!R:R)","v":3},{"$f":"LOOKUP(E647,Temperature!Q:Q,Temperature!S:S)","v":31},"2016-03-31",60.92,35.840000000000003,26.65,3.79,0,1200,60.92,-0.2,6.5999999999999948E-2,-1.319999999999999E-2,60.115856000000001,52.901953280000001,100,12.0231712,12.0231712,0,600,522,200,0,0,87.976828799999993,78,0,0,null,78,0,0,0,78,12.0231712,0]
["20160127:0945","2016-01-27T18:00:00","2016-01-27T18:00:00",2016,1,{"$f":"LOOKUP(E648,Temperature!Q:Q,Temperature!R:R)","v":3},{"$f":"LOOKUP(E648,Temperature!Q:Q,Temperature!S:S)","v":31},"2016-03-31",80.02,22.45,25.86,4,0,1200,80.02,-0.2,3.4399999999999979E-2,-6.8799999999999964E-3,79.469462399999998,69.933126911999992,100,15.893892479999998,15.893892479999998,0,600,522,200,0,0,84.106107519999995,78,0,0,null,78,0,0,0,78,15.893892479999998,0]
["20160127:1045","2016-01-27T19:00:00","2016-01-27T19:00:00",2016,1,{"$f":"LOOKUP(E649,Temperature!Q:Q,Temperature!R:R)","v":3},{"$f":"LOOKUP(E649,Temperature!Q:Q,Temperature!S:S)","v":31},"2016-03-31",41.23,8.59,25.32,3.45,0,1200,41.23,-0.2,1.2800000000000011E-2,-2.5600000000000024E-3,41.124451199999996,36.189517056,100,8.2248902399999988,8.2248902399999988,0,600,522,200,0,0,91.775109760000007,78,0,0,null,78,0,0,0,78,8.2248902399999988,0]
["20160127:1145","2016-01-27T20:00:00","2016-01-27T20:00:00",2016,1,{"$f":"LOOKUP(E650,Temperature!Q:Q,Temperature!R:R)","v":3},{"$f":"LOOKUP(E650,Temperature!Q:Q,Temperature!S:S)","v":31},"2016-03-31",0,0,24.84,3.38,0,1200,0,-0.2,-6.4000000000000055E-3,1.2800000000000012E-3,0,0,100,0,0,0,600,522,200,0,0,100,78,0,0,null,78,0,0,0,78,0,0]
["20160127:1245","2016-01-27T21:00:00","2016-01-27T21:00:00",2016,1,{"$f":"LOOKUP(E651,Temperature!Q:Q,Temperature!R:R)","v":3},{"$f":"LOOKUP(E651,Temperature!Q:Q,Temperature!S:S)","v":31},"2016-03-31",0,0,24.49,2.76,0,1200,0,-0.2,-2.0400000000000064E-2,4.0800000000000133E-3,0,0,100,0,0,0,600,522,200,0,0,100,78,0,0,null,78,0,0,0,78,0,0]
["20160127:1345","2016-01-27T22:00:00","2016-01-27T22:00:00",2016,1,{"$f":"LOOKUP(E652,Temperature!Q:Q,Temperature!R:R)","v":3},{"$f":"LOOKUP(E652,Temperature!Q:Q,Temperature!S:S)","v":31},"2016-03-31",0,0,23.82,2.34,0,1200,0,-0.2,-4.7199999999999992E-2,9.4399999999999987E-3,0,0,100,0,0,0,600,522,200,0,0,100,78,0,0,null,78,0,0,0,78,0,0]
["20160127:1445","2016-01-27T23:00:00","2016-01-27T23:00:00",2016,1,{"$f":"LOOKUP(E653,Temperature!Q:Q,Temperature!R:R)","v":3},{"$f":"LOOKUP(E653,Temperature!Q:Q,Temperature!S:S)","v":31},"2016-03-31",0,0,23.66,2.0699999999999998,0,1200,0,-0.2,-5.3599999999999995E-2,1.072E-2,0,0,100,0,0,0,600,522,200,0,0,100,78,0,0,null,78,0,0,0,78,0,0]
["20160127:1545","2016-01-28","2016-01-28",2016,1,{"$f":"LOOKUP(E654,Temperature!Q:Q,Temperature!R:R)","v":3},{"$f":"LOOKUP(E654,Temperature!Q:Q,Temperature!S:S)","v":31},"2016-03-31",0,0,23.65,1.72,0,1200,0,-0.2,-5.4000000000000055E-2,1.0800000000000011E-2,0,0,100,0,0,0,600,{"$f":"Y654-AI654","v":522},200,0,0,100,78,0,0,null,{"$f":"AM653","v":78},0,0,0,78,0,0]
["20160127:1645","2016-01-28T01:00:00",{"$f":"C654+1/24","v":"2016-01-28T01:00:00"},2016,1,{"$f":"LOOKUP(E655,Temperature!Q:Q,Temperature!R:R)","v":3},{"$f":"LOOKUP(E655,Temperature!Q:Q,Temperature!S:S)","v":31},"2016-03-31",0,0,23.61,1.59,0,1200,0,-0.2,-5.5600000000000024E-2,1.1120000000000005E-2,0,0,100,0,0,0,600,522,200,0,0,100,78,0,0,null,78,0,0,0,78,0,0]
["20160127:1745","2016-01-28T02:00:00","2016-01-28T02:00:00",2016,1,{"$f":"LOOKUP(E656,Temperature!Q:Q,Temperature!R:R)","v":3},{"$f":"LOOKUP(E656,Temperature!Q:Q,Temperature!S:S)","v":31},"2016-03-31",0,0,23.41,1.59,0,1200,0,-0.2,-6.359999999999999E-2,1.2719999999999999E-2,0,0,100,0,0,0,600,522,200,0,0,100,78,0,0,null,78,0,0,0,78,0,0]
["20160127:1845","2016-01-28T03:00:00","2016-01-28T03:00:00",2016,1,{"$f":"LOOKUP(E657,Temperature!Q:Q,Temperature!R:R)","v":3},{"$f":"LOOKUP(E657,Temperature!Q:Q,Temperature!S:S)","v":31},"2016-03-31",0,0,23.9,1.93,0,1200,0,-0.2,-4.400000000000006E-2,8.8000000000000127E-3,0,0,100,0,0,0,600,522,200,0,0,100,78,0,0,null,78,0,0,0,78,0,0]
["20160127:1945","2016-01-28T04:00:00","2016-01-28T04:00:00",2016,1,{"$f":"LOOKUP(E658,Temperature!Q:Q,Temperature!R:R)","v":3},{"$f":"LOOKUP(E658,Temperature!Q:Q,Temperature!S:S)","v":31},"2016-03-31",0,0,23.92,1.72,0,1200,0,-0.2,-4.3199999999999933E-2,8.6399999999999862E-3,0,0,100,0,0,0,600,522,200,0,0,100,78,0,0,null,78,0,0,0,78,0,0]
["20160127:2045","2016-01-28T05:00:00","2016-01-28T05:00:00",2016,1,{"$f":"LOOKUP(E659,Temperature!Q:Q,Temperature!R:R)","v":3},{"$f":"LOOKUP(E659,Temperature!Q:Q,Temperature!S:S)","v":31},"2016-03-31",0,0,23.75,1.52,0,1200,0,-0.2,-0.05,1.0000000000000002E-2,0,0,100,0,0,0,600,522,200,0,0,100,78,0,0,null,78,0,0,0,78,0,0]
["20160127:2145","2016-01-28T06:00:00","2016-01-28T06:00:00",2016,1,{"$f":"LOOKUP(E660,Temperature!Q:Q,Temperature!R:R)","v":3},{"$f":"LOOKUP(E660,Temperature!Q:Q,Temperature!S:S)","v":31},"2016-03-31",0,0,23.77,1.38,0,1200,0,-0.2,-4.9200000000000015E-2,9.8400000000000033E-3,0,0,100,0,0,0,600,522,200,0,0,100,78,0,0,null,78,0,0,0,78,0,0]
["20160127:2245","2016-01-28T07:00:00","2016-01-28T07:00:00",2016,1,{"$f":"LOOKUP(E661,Temperature!Q:Q,Temperature!R:R)","v":3},{"$f":"LOOKUP(E661,Temperature!Q:Q,Temperature!S:S)","v":31},"2016-03-31",0,0,23.66,1.52,0,1200,0,-0.2,-5.3599999999999995E-2,1.072E-2,0,0,100,0,0,0,600,522,200,0,0,100,78,0,0,null,78,0,0,0,78,0,0]
["20160127:2345","2016-01-28T08:00:00","2016-01-28T08:00:00",2016,1,{"$f":"LOOKUP(E662,Temperature!Q:Q,Temperature!R:R)","v":3},{"$f":"LOOKUP(E662,Temperature!Q:Q,Temperature!S:S)","v":31},"2016-03-31",13.64,1.08,23.62,1.45,0,1200,13.64,-0.2,-5.5199999999999957E-2,1.1039999999999993E-2,13.7905856,12.135715328,100,2.7581171200000001,2.7581171200000001,0,600,522,200,0,0,97.241882880000006,78,0,0,null,78,0,0,0,78,2.7581171200000001,0]
["20160128:0045","2016-01-28T09:00:00","2016-01-28T09:00:00",2016,1,{"$f":"LOOKUP(E663,Temperature!Q:Q,Temperature!R:R)","v":3},{"$f":"LOOKUP(E663,Temperature!Q:Q,Temperature!S:S)","v":31},"2016-03-31",16.37,15.1,24.44,2,0,1200,16.37,-0.2,-2.2399999999999948E-2,4.4799999999999901E-3,16.443337600000003,14.470137088000003,100,3.2886675200000006,3.2886675200000006,0,600,522,200,0,0,96.711332479999996,78,0,0,null,78,0,0,0,78,3.2886675200000006,0]
["20160128:0145","2016-01-28T10:00:00","2016-01-28T10:00:00",2016,1,{"$f":"LOOKUP(E664,Temperature!Q:Q,Temperature!R:R)","v":3},{"$f":"LOOKUP(E664,Temperature!Q:Q,Temperature!S:S)","v":31},"2016-03-31",188.3,28.81,25.74,2.14,0,1200,188.3,-0.2,2.9599999999999939E-2,-5.9199999999999878E-3,187.18526400000002,164.72303232000002,100,37.437052800000004,37.437052800000004,0,600,522,200,0,0,62.562947199999996,78,0,0,null,78,0,0,0,78,37.437052800000004,0]
["20160128:0245","2016-01-28T11:00:00","2016-01-28T11:00:00",2016,1,{"$f":"LOOKUP(E665,Temperature!Q:Q,Temperature!R:R)","v":3},{"$f":"LOOKUP(E665,Temperature!Q:Q,Temperature!S:S)","v":31},"2016-03-31",412.39,41.9,26.59,2.21,0,1200,412.39,-0.2,6.359999999999999E-2,-1.2719999999999999E-2,407.14439920000001,358.28707129600002,100,81.428879840000008,81.428879840000008,0,600,522,200,0,0,18.571120159999992,78,0,0,null,78,0,0,0,78,81.428879840000008,0]
["20160128:0345","2016-01-28T12:00:00","2016-01-28T12:00:00",2016,1,{"$f":"LOOKUP(E666,Temperature!Q:Q,Temperature!R:R)","v":3},{"$f":"LOOKUP(E666,Temperature!Q:Q,Temperature!S:S)","v":31},"2016-03-31",796.8,53.67,27.5,2.34,0,1200,796.8,-0.2,0.1,-2.0000000000000004E-2,780.86399999999992,687.16031999999996,100,156.1728,100,56.172799999999995,600,522,200,56.172799999999995,3.3703680000000027,0,78,0,0,null,78,56.172799999999995,3.3703680000000027,0,130.80243199999998,100,0]
["20160128:0445","2016-01-28T13:00:00","2016-01-28T13:00:00",2016,1,{"$f":"LOOKUP(E667,Temperature!Q:Q,Temperature!R:R)","v":3},{"$f":"LOOKUP(E667,Temperature!Q:Q,Temperature!S:S)","v":31},"2016-03-31",821.93,62.37,27.98,2.48,0,1200,821.93,-0.2,0.11920000000000001,-2.3840000000000004E-2,802.33518879999997,706.05496614399999,100,160.46703776000001,100,60.467037760000011,600,469.19756800000005,200,60.467037760000011,3.6280222656000038,0,78,49.17440973439998,0,null,130.80243199999998,60.467037760000011,3.6280222656000038,0,187.64144749439998,100,0]
["20160128:0545","2016-01-28T14:00:00","2016-01-28T14:00:00",2016,1,{"$f":"LOOKUP(E668,Temperature!Q:Q,Temperature!R:R)","v":3},{"$f":"LOOKUP(E668,Temperature!Q:Q,Temperature!S:S)","v":31},"2016-03-31",694.81,64.61,29.1,2.97,0,1200,694.81,-0.2,0.16400000000000006,-3.2800000000000017E-2,672.02023199999996,591.37780415999998,100,134.4040464,100,34.404046399999999,600,412.35855250560002,200,34.404046399999999,2.0642427840000019,0,78,107.57720471039998,0,null,187.64144749439998,34.404046399999999,2.0642427840000019,0,219.98125111039997,100,0]
["20160128:0645","2016-01-28T15:00:00","2016-01-28T15:00:00",2016,1,{"$f":"LOOKUP(E669,Temperature!Q:Q,Temperature!R:R)","v":3},{"$f":"LOOKUP(E669,Temperature!Q:Q,Temperature!S:S)","v":31},"2016-03-31",486.88,58.95,29.58,3.1,0,1200,486.88,-0.2,0.18319999999999992,-3.6639999999999985E-2,469.04071679999998,412.75583078400001,100,93.808143360000003,93.808143360000003,0,600,380.01874888960003,200,0,0,6.1918566399999975,78,141.98125111039997,6.1918566399999975,null,219.98125111039997,0,0,6.1918566399999975,213.78939447039997,100,0]
["20160128:0745","2016-01-28T16:00:00","2016-01-28T16:00:00",2016,1,{"$f":"LOOKUP(E670,Temperature!Q:Q,Temperature!R:R)","v":3},{"$f":"LOOKUP(E670,Temperature!Q:Q,Temperature!S:S)","v":31},"2016-03-31",540.61,48.5,26.77,3.38,0,1200,540.61,-0.2,7.0799999999999988E-2,-1.4159999999999999E-2,532.9549624,469.000366912,100,106.59099248,100,6.590992479999997,600,386.2106055296,200,6.590992479999997,0.39545954880000017,0,78,135.39393492159996,0,null,213.78939447039997,6.590992479999997,0.39545954880000017,0,219.98492740159995,100,0]
["20160128:0845","2016-01-28T17:00:00","2016-01-28T17:00:00",2016,1,{"$f":"LOOKUP(E671,Temperature!Q:Q,Temperature!R:R)","v":3},{"$f":"LOOKUP(E671,Temperature!Q:Q,Temperature!S:S)","v":31},"2016-03-31",264.2,35.99,26.89,3.03,0,1200,264.2,-0.2,7.5600000000000028E-2,-1.5120000000000007E-2,260.20529599999998,228.98066047999998,100,52.041059199999999,52.041059199999999,0,600,380.01507259840002,200,0,0,47.958940800000001,78,141.98492740159995,47.958940800000001,null,219.98492740159995,0,0,47.958940800000001,172.02598660159995,100,0]
["20160128:0945","2016-01-28T18:00:00","2016-01-28T18:00:00",2016,1,{"$f":"LOOKUP(E672,Temperature!Q:Q,Temperature!R:R)","v":3},{"$f":"LOOKUP(E672,Temperature!Q:Q,Temperature!S:S)","v":31},"2016-03-31",449,22.57,26.75,3.03,0,1200,449,-0.2,7.0000000000000007E-2,-1.4000000000000002E-2,442.714,389.58832000000001,100,88.5428,88.5428,0,600,427.97401339840007,200,0,0,11.4572,78,94.025986601599953,11.4572,null,172.02598660159995,0,0,11.4572,160.56878660159995,100,0]
["20160128:1045","2016-01-28T19:00:00","2016-01-28T19:00:00",2016,1,{"$f":"LOOKUP(E673,Temperature!Q:Q,Temperature!R:R)","v":3},{"$f":"LOOKUP(E673,Temperature!Q:Q,Temperature!S:S)","v":31},"2016-03-31",53.51,8.69,25.79,1.93,0,1200,53.51,-0.2,3.1599999999999968E-2,-6.319999999999994E-3,53.171816799999995,46.791198783999995,100,10.63436336,10.63436336,0,600,439.43121339840002,200,0,0,89.365636640000005,78,82.568786601599953,82.568786601599953,null,160.56878660159995,0,0,82.568786601599953,78,93.203149961599948,0]
["20160128:1145","2016-01-28T20:00:00","2016-01-28T20:00:00",2016,1,{"$f":"LOOKUP(E674,Temperature!Q:Q,Temperature!R:R)","v":3},{"$f":"LOOKUP(E674,Temperature!Q:Q,Temperature!S:S)","v":31},"2016-03-31",0,0,25.42,1.86,0,1200,0,-0.2,1.6800000000000068E-2,-3.360000000000014E-3,0,0,100,0,0,0,600,522,200,0,0,100,78,0,0,null,78,0,0,0,78,0,0]
["20160128:1245","2016-01-28T21:00:00","2016-01-28T21:00:00",2016,1,{"$f":"LOOKUP(E675,Temperature!Q:Q,Temperature!R:R)","v":3},{"$f":"LOOKUP(E675,Temperature!Q:Q,Temperature!S:S)","v":31},"2016-03-31",0,0,25.16,1.45,0,1200,0,-0.2,6.4000000000000055E-3,-1.2800000000000012E-3,0,0,100,0,0,0,600,522,200,0,0,100,78,0,0,null,78,0,0,0,78,0,0]
["20160128:1345","2016-01-28T22:00:00","2016-01-28T22:00:00",2016,1,{"$f":"LOOKUP(E676,Temperature!Q:Q,Temperature!R:R)","v":3},{"$f":"LOOKUP(E676,Temperature!Q:Q,Temperature!S:S)","v":31},"2016-03-31",0,0,24.97,1.1000000000000001,0,1200,0,-0.2,-1.2000000000000454E-3,2.4000000000000909E-4,0,0,100,0,0,0,600,522,200,0,0,100,78,0,0,null,78,0,0,0,78,0,0]
["20160128:1445","2016-01-28T23:00:00","2016-01-28T23:00:00",2016,1,{"$f":"LOOKUP(E677,Temperature!Q:Q,Temperature!R:R)","v":3},{"$f":"LOOKUP(E677,Temperature!Q:Q,Temperature!S:S)","v":31},"2016-03-31",0,0,24.63,1.1000000000000001,0,1200,0,-0.2,-1.4800000000000041E-2,2.9600000000000082E-3,0,0,100,0,0,0,600,522,200,0,0,100,78,0,0,null,78,0,0,0,78,0,0]
["20160128:1545","2016-01-29","2016-01-29",2016,1,{"$f":"LOOKUP(E678,Temperature!Q:Q,Temperature!R:R)","v":3},{"$f":"LOOKUP(E678,Temperature!Q:Q,Temperature!S:S)","v":31},"2016-03-31",0,0,24.33,1.1000000000000001,0,1200,0,-0.2,-2.6800000000000067E-2,5.3600000000000141E-3,0,0,100,0,0,0,600,522,200,0,0,100,78,0,0,null,78,0,0,0,78,0,0]
["20160128:1645","2016-01-29T01:00:00","2016-01-29T01:00:00",2016,1,{"$f":"LOOKUP(E679,Temperature!Q:Q,Temperature!R:R)","v":3},{"$f":"LOOKUP(E679,Temperature!Q:Q,Temperature!S:S)","v":31},"2016-03-31",0,0,24.08,0.97,0,1200,0,-0.2,-3.6800000000000069E-2,7.3600000000000141E-3,0,0,100,0,0,0,600,522,200,0,0,100,78,0,0,null,78,0,0,0,78,0,0]
["20160128:1745","2016-01-29T02:00:00","2016-01-29T02:00:00",2016,1,{"$f":"LOOKUP(E680,Temperature!Q:Q,Temperature!R:R)","v":3},{"$f":"LOOKUP(E680,Temperature!Q:Q,Temperature!S:S)","v":31},"2016-03-31",0,0,23.92,0.83,0,1200,0,-0.2,-4.3199999999999933E-2,8.6399999999999862E-3,0,0,100,0,0,0,600,522,200,0,0,100,78,0,0,null,78,0,0,0,78,0,0]
["20160128:1845","2016-01-29T03:00:00","2016-01-29T03:00:00",2016,1,{"$f":"LOOKUP(E681,Temperature!Q:Q,Temperature!R:R)","v":3},{"$f":"LOOKUP(E681,Temperature!Q:Q,Temperature!S:S)","v":31},"2016-03-31",0,0,24.05,1.03,0,1200,0,-0.2,-3.7999999999999971E-2,7.5999999999999948E-3,0,0,100,0,0,0,600,522,200,0,0,100,78,0,0,null,78,0,0,0,78,0,0]
["20160128:1945","2016-01-29T04:00:00","2016-01-29T04:00:00",2016,1,{"$f":"LOOKUP(E682,Temperature!Q:Q,Temperature!R:R)","v":3},{"$f":"LOOKUP(E682,Temperature!Q:Q,Temperature!S:S)","v":31},"2016-03-31",0,0,23.84,1.1000000000000001,0,1200,0,-0.2,-4.6400000000000004E-2,9.2800000000000018E-3,0,0,100,0,0,0,600,522,200,0,0,100,78,0,0,null,78,0,0,0,78,0,0]
["20160128:2045","2016-01-29T05:00:00","2016-01-29T05:00:00",2016,1,{"$f":"LOOKUP(E683,Temperature!Q:Q,Temperature!R:R)","v":3},{"$f":"LOOKUP(E683,Temperature!Q:Q,Temperature!S:S)","v":31},"2016-03-31",0,0,23.66,1.1000000000000001,0,1200,0,-0.2,-5.3599999999999995E-2,1.072E-2,0,0,100,0,0,0,600,522,200,0,0,100,78,0,0,null,78,0,0,0,78,0,0]
["20160128:2145","2016-01-29T06:00:00","2016-01-29T06:00:00",2016,1,{"$f":"LOOKUP(E684,Temperature!Q:Q,Temperature!R:R)","v":3},{"$f":"LOOKUP(E684,Temperature!Q:Q,Temperature!S:S)","v":31},"2016-03-31",0,0,23.57,1.17,0,1200,0,-0.2,-5.7199999999999987E-2,1.1439999999999999E-2,0,0,100,0,0,0,600,522,200,0,0,100,78,0,0,null,78,0,0,0,78,0,0]
["20160128:2245","2016-01-29T07:00:00","2016-01-29T07:00:00",2016,1,{"$f":"LOOKUP(E685,Temperature!Q:Q,Temperature!R:R)","v":3},{"$f":"LOOKUP(E685,Temperature!Q:Q,Temperature!S:S)","v":31},"2016-03-31",0,0,23.45,1.17,0,1200,0,-0.2,-6.2000000000000027E-2,1.2400000000000007E-2,0,0,100,0,0,0,600,522,200,0,0,100,78,0,0,null,78,0,0,0,78,0,0]
["20160128:2345","2016-01-29T08:00:00","2016-01-29T08:00:00",2016,1,{"$f":"LOOKUP(E686,Temperature!Q:Q,Temperature!R:R)","v":3},{"$f":"LOOKUP(E686,Temperature!Q:Q,Temperature!S:S)","v":31},"2016-03-31",13.64,1.07,23.34,1.24,0,1200,13.64,-0.2,-6.6400000000000001E-2,1.328E-2,13.821139199999999,12.162602496,100,2.7642278400000002,2.7642278400000002,0,600,522,200,0,0,97.235772159999996,78,0,0,null,78,0,0,0,78,2.7642278400000002,0]
["20160129:0045","2016-01-29T09:00:00","2016-01-29T09:00:00",2016,1,{"$f":"LOOKUP(E687,Temperature!Q:Q,Temperature!R:R)","v":3},{"$f":"LOOKUP(E687,Temperature!Q:Q,Temperature!S:S)","v":31},"2016-03-31",118.4,15.11,25.43,1.31,0,1200,118.4,-0.2,1.719999999999999E-2,-3.4399999999999982E-3,117.992704,103.83357952,100,23.598540800000002,23.598540800000002,0,600,522,200,0,0,76.401459200000005,78,0,0,null,78,0,0,0,78,23.598540800000002,0]
["20160129:0145","2016-01-29T10:00:00","2016-01-29T10:00:00",2016,1,{"$f":"LOOKUP(E688,Temperature!Q:Q,Temperature!R:R)","v":3},{"$f":"LOOKUP(E688,Temperature!Q:Q,Temperature!S:S)","v":31},"2016-03-31",54.56,28.85,26.93,2.62,0,1200,54.56,-0.2,7.7199999999999991E-2,-1.5439999999999999E-2,53.717593600000001,47.271482368000001,100,10.743518720000001,10.743518720000001,0,600,522,200,0,0,89.256481280000003,78,0,0,null,78,0,0,0,78,10.743518720000001,0]
["20160129:0245","2016-01-29T11:00:00","2016-01-29T11:00:00",2016,1,{"$f":"LOOKUP(E689,Temperature!Q:Q,Temperature!R:R)","v":3},{"$f":"LOOKUP(E689,Temperature!Q:Q,Temperature!S:S)","v":31},"2016-03-31",153.66999999999999,41.98,28.31,3.1,0,1200,153.66999999999999,-0.2,0.13239999999999996,-2.6479999999999993E-2,149.60081840000001,131.64872019200001,100,29.920163680000002,29.920163680000002,0,600,522,200,0,0,70.079836319999998,78,0,0,null,78,0,0,0,78,29.920163680000002,0]
["20160129:0345","2016-01-29T12:00:00","2016-01-29T12:00:00",2016,1,{"$f":"LOOKUP(E690,Temperature!Q:Q,Temperature!R:R)","v":3},{"$f":"LOOKUP(E690,Temperature!Q:Q,Temperature!S:S)","v":31},"2016-03-31",386.89,53.81,29.18,3.31,0,1200,386.89,-0.2,0.16719999999999999,-3.3439999999999998E-2,373.95239839999999,329.07811059199997,100,74.790479680000004,74.790479680000004,0,600,522,200,0,0,25.209520319999996,78,0,0,null,78,0,0,0,78,74.790479680000004,0]
["20160129:0445","2016-01-29T13:00:00","2016-01-29T13:00:00",2016,1,{"$f":"LOOKUP(E691,Temperature!Q:Q,Temperature!R:R)","v":3},{"$f":"LOOKUP(E691,Temperature!Q:Q,Temperature!S:S)","v":31},"2016-03-31",507.07,62.59,29.88,3.45,0,1200,507.07,-0.2,0.19519999999999996,-3.9039999999999991E-2,487.27398720000002,428.801108736,100,97.454797440000007,97.454797440000007,0,600,522,200,0,0,2.5452025599999928,78,0,0,null,78,0,0,0,78,97.454797440000007,0]
["20160129:0545","2016-01-29T14:00:00","2016-01-29T14:00:00",2016,1,{"$f":"LOOKUP(E692,Temperature!Q:Q,Temperature!R:R)","v":3},{"$f":"LOOKUP(E692,Temperature!Q:Q,Temperature!S:S)","v":31},"2016-03-31",654.54999999999995,64.88,30.23,3.59,0,1200,654.54999999999995,-0.2,0.20920000000000002,-4.1840000000000009E-2,627.16362800000002,551.90399264000007,100,125.43272560000001,100,25.432725600000012,600,522,200,25.432725600000012,1.5259635360000021,0,78,0,0,null,78,25.432725600000012,1.5259635360000021,0,101.90676206400001,100,0]
["20160129:0645","2016-01-29T15:00:00","2016-01-29T15:00:00",2016,1,{"$f":"LOOKUP(E693,Temperature!Q:Q,Temperature!R:R)","v":3},{"$f":"LOOKUP(E693,Temperature!Q:Q,Temperature!S:S)","v":31},"2016-03-31",778.68,59.19,29.97,3.45,0,1200,778.68,-0.2,0.19879999999999995,-3.975999999999999E-2,747.71968319999996,657.99332121600003,100,149.54393664,100,49.543936639999998,600,498.09323793599998,200,49.543936639999998,2.9726361984000027,0,78,20.934125865600002,0,null,101.90676206400001,49.543936639999998,2.9726361984000027,0,148.47806250559998,100,0]
["20160129:0745","2016-01-29T16:00:00","2016-01-29T16:00:00",{"$f":"YEAR(B694)","v":2016},1,{"$f":"LOOKUP(E694,Temperature!Q:Q,Temperature!R:R)","v":3},{"$f":"LOOKUP(E694,Temperature!Q:Q,Temperature!S:S)","v":31},"2016-03-31",898.62,48.69,29.81,3.59,0,1200,898.62,-0.2,0.19239999999999996,-3.8479999999999993E-2,864.0411024,760.35617011199997,100,172.80822047999999,100,72.808220479999989,600,451.52193749440005,200,72.808220479999989,4.3684932288000029,0,78,66.109569276799974,0,null,148.47806250559998,72.808220479999989,4.3684932288000029,0,216.91778975679998,{"$f":"W694+AL694","v":100},0]
["20160129:0845",{"$f":"C695","v":"2016-01-29T17:00:00"},"2016-01-29T17:00:00",2016,{"$f":"MONTH(B695)","v":1},{"$f":"LOOKUP(E695,Temperature!Q:Q,Temperature!R:R)","v":3},{"$f":"LOOKUP(E695,Temperature!Q:Q,Temperature!S:S)","v":31},{"$f":"DATE(D695,F695,G695)","v":"2016-03-31"},861.78,36.14,29.11,3.45,0,{"$f":"N694","v":1200},{"$f":"IF(I695>N695,1000,I695)","v":861.78},{"$f":"$P$6","v":-0.2},{"$f":"(K695-$Q$6)/$Q$6","v":0.16439999999999999},{"$f":"P695*Q695","v":-3.288E-2},{"$f":"O695*(1+R695)","v":833.44467359999999},{"$f":"S695*(1-$T$6)","v":733.431312768},{"$f":"$U$6","v":100},{"$f":"$V$6*S695/1000","v":166.68893471999999},{"$f":"MIN(V695,U695)","v":100},{"$f":"V695-W695","v":66.688934719999992},{"$f":"$Y$6","v":600},383.08221024320005,{"$f":"$AA$6","v":200},{"$f":"MIN(AA695,Z695,X695)","v":66.688934719999992},{"$f":"(1-$AC$6)*AB695","v":4.0013360832000027},{"$f":"U695-W695","v":0},{"$f":"MAX($Y$13*($AE$6),0)","v":78},{"$f":"MAX(AI695-AE695-AC695,0)","v":134.91645367359996},{"$f":"MIN($AG$6,AF695,AD695)","v":0},null,216.91778975679998,{"$f":"AB695","v":66.688934719999992},{"$f":"AC695","v":4.0013360832000027},{"$f":"AG695","v":0},{"$f":"AI695+AJ695-AL695-AK695","v":279.60538839359998},100,{"$f":"V695-W695-AJ695","v":0}]
["20160129:0945","2016-01-29T18:00:00","2016-01-29T18:00:00",2016,1,{"$f":"LOOKUP(E696,Temperature!Q:Q,Temperature!R:R)","v":3},{"$f":"LOOKUP(E696,Temperature!Q:Q,Temperature!S:S)","v":31},"2016-03-31",766.39,22.69,28.37,3.1,0,1200,766.39,-0.2,0.13480000000000003,-2.6960000000000008E-2,745.7281256,656.24075052800004,100,149.14562512000001,100,49.145625120000005,600,320.39461160640002,200,49.145625120000005,2.9487375072000028,0,78,198.65665088639997,0,null,279.60538839359998,49.145625120000005,2.9487375072000028,0,325.80227600640001,100,0]
["20160129:1045","2016-01-29T19:00:00","2016-01-29T19:00:00",2016,1,{"$f":"LOOKUP(E697,Temperature!Q:Q,Temperature!R:R)","v":3},{"$f":"LOOKUP(E697,Temperature!Q:Q,Temperature!S:S)","v":31},"2016-03-31",303.31,8.7799999999999994,27.53,2.69,0,1200,303.31,-0.2,0.10120000000000004,-2.0240000000000008E-2,297.1710056,261.51048492799998,100,59.434201119999997,59.434201119999997,0,600,274.19772399359999,200,0,0,40.565798880000003,78,247.80227600640001,40.565798880000003,null,325.80227600640001,0,0,40.565798880000003,285.23647712640002,100,0]
["20160129:1145","2016-01-29T20:00:00","2016-01-29T20:00:00",2016,1,{"$f":"LOOKUP(E698,Temperature!Q:Q,Temperature!R:R)","v":3},{"$f":"LOOKUP(E698,Temperature!Q:Q,Temperature!S:S)","v":31},"2016-03-31",0,0,26.55,2.34,0,1200,0,-0.2,6.2000000000000027E-2,-1.2400000000000007E-2,0,0,100,0,0,0,600,314.76352287359998,200,0,0,100,78,207.23647712640002,100,null,285.23647712640002,0,0,100,185.23647712640002,100,0]
["20160129:1245","2016-01-29T21:00:00","2016-01-29T21:00:00",2016,1,{"$f":"LOOKUP(E699,Temperature!Q:Q,Temperature!R:R)","v":3},{"$f":"LOOKUP(E699,Temperature!Q:Q,Temperature!S:S)","v":31},"2016-03-31",0,0,25.99,1.93,0,1200,0,-0.2,3.9599999999999941E-2,-7.9199999999999878E-3,0,0,100,0,0,0,600,414.76352287359998,200,0,0,100,78,107.23647712640002,100,null,185.23647712640002,0,0,100,85.236477126400018,100,0]
["20160129:1345","2016-01-29T22:00:00","2016-01-29T22:00:00",2016,1,{"$f":"LOOKUP(E700,Temperature!Q:Q,Temperature!R:R)","v":3},{"$f":"LOOKUP(E700,Temperature!Q:Q,Temperature!S:S)","v":31},"2016-03-31",0,0,25.4,1.59,0,1200,0,-0.2,1.5999999999999945E-2,-3.1999999999999893E-3,0,0,100,0,0,0,600,514.76352287359998,200,0,0,100,78,7.2364771264000183,7.2364771264000183,null,85.236477126400018,0,0,7.2364771264000183,78,7.2364771264000183,0]
["20160129:1445","2016-01-29T23:00:00","2016-01-29T23:00:00",2016,1,{"$f":"LOOKUP(E701,Temperature!Q:Q,Temperature!R:R)","v":3},{"$f":"LOOKUP(E701,Temperature!Q:Q,Temperature!S:S)","v":31},"2016-03-31",0,0,24.9,1.52,0,1200,0,-0.2,-4.0000000000000565E-3,8.0000000000001131E-4,0,0,100,0,0,0,600,522,200,0,0,100,78,0,0,null,78,0,0,0,78,0,0]
["20160129:1545","2016-01-30","2016-01-30",2016,1,{"$f":"LOOKUP(E702,Temperature!Q:Q,Temperature!R:R)","v":3},{"$f":"LOOKUP(E702,Temperature!Q:Q,Temperature!S:S)","v":31},"2016-03-31",0,0,24.53,1.45,0,1200,0,-0.2,-1.8799999999999956E-2,3.7599999999999912E-3,0,0,100,0,0,0,600,522,200,0,0,100,78,0,0,null,78,0,0,0,78,0,0]
["20160129:1645","2016-01-30T01:00:00","2016-01-30T01:00:00",2016,1,{"$f":"LOOKUP(E703,Temperature!Q:Q,Temperature!R:R)","v":3},{"$f":"LOOKUP(E703,Temperature!Q:Q,Temperature!S:S)","v":31},"2016-03-31",0,0,24.16,1.38,0,1200,0,-0.2,-3.3599999999999991E-2,6.7199999999999985E-3,0,0,100,0,0,0,600,522,200,0,0,100,78,0,0,null,78,0,0,0,78,0,0]
["20160129:1745","2016-01-30T02:00:00","2016-01-30T02:00:00",2016,1,{"$f":"LOOKUP(E704,Temperature!Q:Q,Temperature!R:R)","v":3},{"$f":"LOOKUP(E704,Temperature!Q:Q,Temperature!S:S)","v":31},"2016-03-31",0,0,23.78,1.17,0,1200,0,-0.2,-4.8799999999999955E-2,9.7599999999999909E-3,0,0,100,0,0,0,600,522,200,0,0,100,78,0,0,null,78,0,0,0,78,0,0]
["20160129:1845","2016-01-30T03:00:00","2016-01-30T03:00:00",2016,1,{"$f":"LOOKUP(E705,Temperature!Q:Q,Temperature!R:R)","v":3},{"$f":"LOOKUP(E705,Temperature!Q:Q,Temperature!S:S)","v":31},"2016-03-31",0,0,23.69,0.97,0,1200,0,-0.2,-5.2399999999999947E-2,1.0479999999999989E-2,0,0,100,0,0,0,600,522,200,0,0,100,78,0,0,null,78,0,0,0,78,0,0]
["20160129:1945","2016-01-30T04:00:00","2016-01-30T04:00:00",2016,1,{"$f":"LOOKUP(E706,Temperature!Q:Q,Temperature!R:R)","v":3},{"$f":"LOOKUP(E706,Temperature!Q:Q,Temperature!S:S)","v":31},"2016-03-31",0,0,23.57,1.1000000000000001,0,1200,0,-0.2,-5.7199999999999987E-2,1.1439999999999999E-2,0,0,100,0,0,0,600,522,200,0,0,100,78,0,0,null,78,0,0,0,78,0,0]
["20160129:2045","2016-01-30T05:00:00","2016-01-30T05:00:00",2016,1,{"$f":"LOOKUP(E707,Temperature!Q:Q,Temperature!R:R)","v":3},{"$f":"LOOKUP(E707,Temperature!Q:Q,Temperature!S:S)","v":31},"2016-03-31",0,0,23.26,1.17,0,1200,0,-0.2,-6.959999999999994E-2,1.3919999999999988E-2,0,0,100,0,0,0,600,522,200,0,0,100,78,0,0,null,78,0,0,0,78,0,0]
["20160129:2145","2016-01-30T06:00:00","2016-01-30T06:00:00",2016,1,{"$f":"LOOKUP(E708,Temperature!Q:Q,Temperature!R:R)","v":3},{"$f":"LOOKUP(E708,Temperature!Q:Q,Temperature!S:S)","v":31},"2016-03-31",0,0,23.1,1.17,0,1200,0,-0.2,-7.5999999999999943E-2,1.519999999999999E-2,0,0,100,0,0,0,600,522,200,0,0,100,78,0,0,null,78,0,0,0,78,0,0]
["20160129:2245","2016-01-30T07:00:00","2016-01-30T07:00:00",2016,1,{"$f":"LOOKUP(E709,Temperature!Q:Q,Temperature!R:R)","v":3},{"$f":"LOOKUP(E709,Temperature!Q:Q,Temperature!S:S)","v":31},"2016-03-31",0,0,22.87,1.1000000000000001,0,1200,0,-0.2,-8.5199999999999956E-2,1.7039999999999993E-2,0,0,100,0,0,0,600,522,200,0,0,100,78,0,0,null,78,0,0,0,78,0,0]
["20160129:2345","2016-01-30T08:00:00","2016-01-30T08:00:00",2016,1,{"$f":"LOOKUP(E710,Temperature!Q:Q,Temperature!R:R)","v":3},{"$f":"LOOKUP(E710,Temperature!Q:Q,Temperature!S:S)","v":31},"2016-03-31",13.64,1.06,23.02,0.97,0,1200,13.64,-0.2,-7.920000000000002E-2,1.5840000000000003E-2,13.856057600000002,12.193330688000001,100,2.7712115200000005,2.7712115200000005,0,600,522,200,0,0,97.228788480000006,78,0,0,null,78,0,0,0,78,2.7712115200000005,0]
["20160130:0045","2016-01-30T09:00:00","2016-01-30T09:00:00",2016,1,{"$f":"LOOKUP(E711,Temperature!Q:Q,Temperature!R:R)","v":3},{"$f":"LOOKUP(E711,Temperature!Q:Q,Temperature!S:S)","v":31},"2016-03-31",369.23,15.13,25.28,1.17,0,1200,369.23,-0.2,1.1200000000000045E-2,-2.2400000000000089E-3,368.40292479999999,324.19457382399997,100,73.68058495999999,73.68058495999999,0,600,522,200,0,0,26.31941504000001,78,0,0,null,78,0,0,0,78,73.68058495999999,0]
["20160130:0145","2016-01-30T10:00:00","2016-01-30T10:00:00",2016,1,{"$f":"LOOKUP(E712,Temperature!Q:Q,Temperature!R:R)","v":3},{"$f":"LOOKUP(E712,Temperature!Q:Q,Temperature!S:S)","v":31},"2016-03-31",288.39,28.89,26.91,2.83,0,1200,288.39,-0.2,7.640000000000001E-2,-1.5280000000000002E-2,283.98340079999997,249.90539270399998,100,56.796680159999994,56.796680159999994,0,600,522,200,0,0,43.203319840000006,78,0,0,null,78,0,0,0,78,56.796680159999994,0]
["20160130:0245","2016-01-30T11:00:00","2016-01-30T11:00:00",2016,1,{"$f":"LOOKUP(E713,Temperature!Q:Q,Temperature!R:R)","v":3},{"$f":"LOOKUP(E713,Temperature!Q:Q,Temperature!S:S)","v":31},"2016-03-31",817.14,42.06,28.24,3.03,0,1200,817.14,-0.2,0.12959999999999994,-2.5919999999999988E-2,795.95973120000008,700.44456345600008,100,159.19194624000002,100,59.191946240000021,600,522,200,59.191946240000021,3.5515167744000045,0,78,0,0,null,78,59.191946240000021,3.5515167744000045,0,133.64042946560002,100,0]
["20160130:0345","2016-01-30T12:00:00","2016-01-30T12:00:00",2016,1,{"$f":"LOOKUP(E714,Temperature!Q:Q,Temperature!R:R)","v":3},{"$f":"LOOKUP(E714,Temperature!Q:Q,Temperature!S:S)","v":31},"2016-03-31",958.09,53.95,29.13,3.38,0,1200,958.09,-0.2,0.16519999999999996,-3.3039999999999993E-2,926.4347064000001,815.26254163200008,100,185.28694128000004,100,85.286941280000036,600,466.35957053439995,200,85.286941280000036,5.1172164768000066,0,78,50.523212988800012,0,null,133.64042946560002,85.286941280000036,5.1172164768000066,0,213.81015426880006,100,0]
["20160130:0445","2016-01-30T13:00:00","2016-01-30T13:00:00",2016,1,{"$f":"LOOKUP(E715,Temperature!Q:Q,Temperature!R:R)","v":3},{"$f":"LOOKUP(E715,Temperature!Q:Q,Temperature!S:S)","v":31},"2016-03-31",821.99,62.82,29.84,3.52,0,1200,821.99,-0.2,0.19359999999999999,-3.8720000000000004E-2,790.16254720000006,695.3430415360001,100,158.03250944000001,100,58.032509440000013,600,386.18984573119997,200,58.032509440000013,3.4819505664000037,0,78,132.32820370240006,0,null,213.81015426880006,58.032509440000013,3.4819505664000037,0,268.36071314240002,100,0]
["20160130:0545","2016-01-30T14:00:00","2016-01-30T14:00:00",2016,1,{"$f":"LOOKUP(E716,Temperature!Q:Q,Temperature!R:R)","v":3},{"$f":"LOOKUP(E716,Temperature!Q:Q,Temperature!S:S)","v":31},"2016-03-31",976.03,65.16,30.19,3.66,0,1200,976.03,-0.2,0.20760000000000006,-4.1520000000000015E-2,935.50523439999995,823.24460627199994,100,187.10104687999998,100,87.101046879999984,600,331.63928685759998,200,87.101046879999984,5.226062812800004,0,78,185.13465032960002,0,null,268.36071314240002,87.101046879999984,5.226062812800004,0,350.23569720959995,100,0]
["20160130:0645","2016-01-30T15:00:00","2016-01-30T15:00:00",2016,1,{"$f":"LOOKUP(E717,Temperature!Q:Q,Temperature!R:R)","v":3},{"$f":"LOOKUP(E717,Temperature!Q:Q,Temperature!S:S)","v":31},"2016-03-31",874.77,59.43,30.28,3.59,0,1200,874.77,-0.2,0.21120000000000005,-4.2240000000000014E-2,837.81971519999991,737.28134937599987,100,167.56394303999997,100,67.56394303999997,600,249.76430279040005,200,67.56394303999997,4.0538365824000016,0,78,268.18186062719997,0,null,350.23569720959995,67.56394303999997,4.0538365824000016,0,413.74580366719994,100,0]
["20160130:0745","2016-01-30T16:00:00","2016-01-30T16:00:00",2016,1,{"$f":"LOOKUP(E718,Temperature!Q:Q,Temperature!R:R)","v":3},{"$f":"LOOKUP(E718,Temperature!Q:Q,Temperature!S:S)","v":31},"2016-03-31",796.57,48.88,30.3,3.72,0,1200,796.57,-0.2,0.21200000000000002,-4.2400000000000007E-2,762.79543200000001,671.25998016000005,100,152.55908640000001,100,52.559086400000012,600,{"$f":"Y718-AI718","v":186.25419633280006},200,52.559086400000012,3.1535451840000035,0,78,332.59225848319994,0,null,{"$f":"AM717","v":413.74580366719994},52.559086400000012,3.1535451840000035,0,463.15134488319995,100,0]
["20160130:0845","2016-01-30T17:00:00",{"$f":"C718+1/24","v":"2016-01-30T17:00:00"},2016,1,{"$f":"LOOKUP(E719,Temperature!Q:Q,Temperature!R:R)","v":3},{"$f":"LOOKUP(E719,Temperature!Q:Q,Temperature!S:S)","v":31},"2016-03-31",814.42,36.29,29.6,3.79,0,1200,814.42,-0.2,0.18400000000000005,-3.6800000000000013E-2,784.44934399999988,690.3154227199999,100,156.88986879999996,100,56.889868799999959,600,136.84865511680005,200,56.889868799999959,3.4133921280000008,0,78,381.73795275519996,0,null,463.15134488319995,56.889868799999959,3.4133921280000008,0,516.62782155519983,100,0]
["20160130:0945","2016-01-30T18:00:00","2016-01-30T18:00:00",2016,1,{"$f":"LOOKUP(E720,Temperature!Q:Q,Temperature!R:R)","v":3},{"$f":"LOOKUP(E720,Temperature!Q:Q,Temperature!S:S)","v":31},"2016-03-31",555.16,22.8,28.69,3.45,0,1200,555.16,-0.2,0.14760000000000006,-2.9520000000000015E-2,538.77167680000002,474.11907558400003,100,107.75433536,100,7.7543353599999989,600,83.37217844480017,200,7.7543353599999989,0.46526012160000035,0,78,438.16256143359982,0,null,516.62782155519983,7.7543353599999989,0.46526012160000035,0,523.9168967935999,100,0]
["20160130:1045","2016-01-30T19:00:00","2016-01-30T19:00:00",2016,1,{"$f":"LOOKUP(E721,Temperature!Q:Q,Temperature!R:R)","v":3},{"$f":"LOOKUP(E721,Temperature!Q:Q,Temperature!S:S)","v":31},"2016-03-31",365.74,8.8800000000000008,27.75,2.97,0,1200,365.74,-0.2,0.11,-2.2000000000000002E-2,357.69371999999998,314.7704736,100,71.538743999999994,71.538743999999994,0,600,76.083103206400096,200,0,0,28.461256000000006,78,445.9168967935999,28.461256000000006,null,523.9168967935999,0,0,28.461256000000006,495.45564079359991,100,0]
["20160130:1145","2016-01-30T20:00:00","2016-01-30T20:00:00",2016,1,{"$f":"LOOKUP(E722,Temperature!Q:Q,Temperature!R:R)","v":3},{"$f":"LOOKUP(E722,Temperature!Q:Q,Temperature!S:S)","v":31},"2016-03-31",0,0,26.76,2.5499999999999998,0,1200,0,-0.2,7.040000000000006E-2,-1.4080000000000013E-2,0,0,100,0,0,0,600,104.54435920640009,200,0,0,100,78,417.45564079359991,100,null,495.45564079359991,0,0,100,395.45564079359991,100,0]
["20160130:1245","2016-01-30T21:00:00","2016-01-30T21:00:00",2016,1,{"$f":"LOOKUP(E723,Temperature!Q:Q,Temperature!R:R)","v":3},{"$f":"LOOKUP(E723,Temperature!Q:Q,Temperature!S:S)","v":31},"2016-03-31",0,0,26.08,2.0699999999999998,0,1200,0,-0.2,4.3199999999999933E-2,-8.6399999999999862E-3,0,0,100,0,0,0,600,204.54435920640009,200,0,0,100,78,317.45564079359991,100,null,395.45564079359991,0,0,100,295.45564079359991,100,0]
["20160130:1345","2016-01-30T22:00:00","2016-01-30T22:00:00",2016,1,{"$f":"LOOKUP(E724,Temperature!Q:Q,Temperature!R:R)","v":3},{"$f":"LOOKUP(E724,Temperature!Q:Q,Temperature!S:S)","v":31},"2016-03-31",0,0,25.58,1.66,0,1200,0,-0.2,2.3199999999999932E-2,-4.639999999999987E-3,0,0,100,0,0,0,600,304.54435920640009,200,0,0,100,78,217.45564079359991,100,null,295.45564079359991,0,0,100,195.45564079359991,100,0]
["20160130:1445","2016-01-30T23:00:00","2016-01-30T23:00:00",2016,1,{"$f":"LOOKUP(E725,Temperature!Q:Q,Temperature!R:R)","v":3},{"$f":"LOOKUP(E725,Temperature!Q:Q,Temperature!S:S)","v":31},"2016-03-31",0,0,25.06,1.52,0,1200,0,-0.2,2.399999999999949E-3,-4.7999999999998982E-4,0,0,100,0,0,0,600,404.54435920640009,200,0,0,100,78,117.45564079359991,100,null,195.45564079359991,0,0,100,95.455640793599912,100,0]
["20160130:1545","2016-01-31","2016-01-31",2016,1,{"$f":"LOOKUP(E726,Temperature!Q:Q,Temperature!R:R)","v":3},{"$f":"LOOKUP(E726,Temperature!Q:Q,Temperature!S:S)","v":31},"2016-03-31",0,0,24.6,1.59,0,1200,0,-0.2,-1.5999999999999945E-2,3.1999999999999893E-3,0,0,100,0,0,0,600,504.54435920640009,200,0,0,100,78,17.455640793599912,17.455640793599912,null,95.455640793599912,0,0,17.455640793599912,78,17.455640793599912,0]
["20160130:1645","2016-01-31T01:00:00","2016-01-31T01:00:00",2016,1,{"$f":"LOOKUP(E727,Temperature!Q:Q,Temperature!R:R)","v":3},{"$f":"LOOKUP(E727,Temperature!Q:Q,Temperature!S:S)","v":31},"2016-03-31",0,0,24.35,1.52,0,1200,0,-0.2,-2.5999999999999943E-2,5.1999999999999894E-3,0,0,100,0,0,0,600,522,200,0,0,100,78,0,0,null,78,0,0,0,78,0,0]
["20160130:1745","2016-01-31T02:00:00","2016-01-31T02:00:00",2016,1,{"$f":"LOOKUP(E728,Temperature!Q:Q,Temperature!R:R)","v":3},{"$f":"LOOKUP(E728,Temperature!Q:Q,Temperature!S:S)","v":31},"2016-03-31",0,0,24.07,1.38,0,1200,0,-0.2,-3.719999999999999E-2,7.4399999999999987E-3,0,0,100,0,0,0,600,522,200,0,0,100,78,0,0,null,78,0,0,0,78,0,0]
["20160130:1845","2016-01-31T03:00:00","2016-01-31T03:00:00",2016,1,{"$f":"LOOKUP(E729,Temperature!Q:Q,Temperature!R:R)","v":3},{"$f":"LOOKUP(E729,Temperature!Q:Q,Temperature!S:S)","v":31},"2016-03-31",0,0,24.23,1.17,0,1200,0,-0.2,-3.0799999999999984E-2,6.1599999999999971E-3,0,0,100,0,0,0,600,522,200,0,0,100,78,0,0,null,78,0,0,0,78,0,0]
["20160130:1945","2016-01-31T04:00:00","2016-01-31T04:00:00",2016,1,{"$f":"LOOKUP(E730,Temperature!Q:Q,Temperature!R:R)","v":3},{"$f":"LOOKUP(E730,Temperature!Q:Q,Temperature!S:S)","v":31},"2016-03-31",0,0,23.81,1.1000000000000001,0,1200,0,-0.2,-4.7600000000000052E-2,9.5200000000000111E-3,0,0,100,0,0,0,600,522,200,0,0,100,78,0,0,null,78,0,0,0,78,0,0]
["20160130:2045","2016-01-31T05:00:00","2016-01-31T05:00:00",2016,1,{"$f":"LOOKUP(E731,Temperature!Q:Q,Temperature!R:R)","v":3},{"$f":"LOOKUP(E731,Temperature!Q:Q,Temperature!S:S)","v":31},"2016-03-31",0,0,23.4,1.1000000000000001,0,1200,0,-0.2,-6.4000000000000057E-2,1.2800000000000013E-2,0,0,100,0,0,0,600,522,200,0,0,100,78,0,0,null,78,0,0,0,78,0,0]
["20160130:2145","2016-01-31T06:00:00","2016-01-31T06:00:00",2016,1,{"$f":"LOOKUP(E732,Temperature!Q:Q,Temperature!R:R)","v":3},{"$f":"LOOKUP(E732,Temperature!Q:Q,Temperature!S:S)","v":31},"2016-03-31",0,0,23.18,1.17,0,1200,0,-0.2,-7.2800000000000017E-2,1.4560000000000003E-2,0,0,100,0,0,0,600,522,200,0,0,100,78,0,0,null,78,0,0,0,78,0,0]
["20160130:2245","2016-01-31T07:00:00","2016-01-31T07:00:00",2016,1,{"$f":"LOOKUP(E733,Temperature!Q:Q,Temperature!R:R)","v":3},{"$f":"LOOKUP(E733,Temperature!Q:Q,Temperature!S:S)","v":31},"2016-03-31",0,0,22.93,1.17,0,1200,0,-0.2,-8.2800000000000012E-2,1.6560000000000002E-2,0,0,100,0,0,0,600,522,200,0,0,100,78,0,0,null,78,0,0,0,78,0,0]
["20160130:2345","2016-01-31T08:00:00","2016-01-31T08:00:00",2016,1,{"$f":"LOOKUP(E734,Temperature!Q:Q,Temperature!R:R)","v":3},{"$f":"LOOKUP(E734,Temperature!Q:Q,Temperature!S:S)","v":31},"2016-03-31",13.64,1.05,22.85,1.17,0,1200,13.64,-0.2,-8.5999999999999938E-2,1.719999999999999E-2,13.874607999999998,12.209655039999999,100,2.7749215999999999,2.7749215999999999,0,600,522,200,0,0,97.225078400000001,78,0,0,null,78,0,0,0,78,2.7749215999999999,0]
["20160131:0045","2016-01-31T09:00:00","2016-01-31T09:00:00",2016,1,{"$f":"LOOKUP(E735,Temperature!Q:Q,Temperature!R:R)","v":3},{"$f":"LOOKUP(E735,Temperature!Q:Q,Temperature!S:S)","v":31},"2016-03-31",284.85000000000002,15.14,25.35,1.52,0,1200,284.85000000000002,-0.2,1.4000000000000058E-2,-2.8000000000000117E-3,284.05242000000004,249.96612960000004,100,56.81048400000001,56.81048400000001,0,600,522,200,0,0,43.18951599999999,78,0,0,null,78,0,0,0,78,56.81048400000001,0]
["20160131:0145","2016-01-31T10:00:00","2016-01-31T10:00:00",2016,1,{"$f":"LOOKUP(E736,Temperature!Q:Q,Temperature!R:R)","v":3},{"$f":"LOOKUP(E736,Temperature!Q:Q,Temperature!S:S)","v":31},"2016-03-31",744.29,28.94,27.1,2.83,0,1200,744.29,-0.2,8.4000000000000061E-2,-1.6800000000000013E-2,731.7859279999999,643.97161663999987,100,146.35718559999998,100,46.35718559999998,600,522,200,46.35718559999998,2.7814311360000015,0,78,0,0,null,78,46.35718559999998,2.7814311360000015,0,121.57575446399998,100,0]
["20160131:0245","2016-01-31T11:00:00","2016-01-31T11:00:00",2016,1,{"$f":"LOOKUP(E737,Temperature!Q:Q,Temperature!R:R)","v":3},{"$f":"LOOKUP(E737,Temperature!Q:Q,Temperature!S:S)","v":31},"2016-03-31",745.8,42.15,28.3,3.03,0,1200,745.8,-0.2,0.13200000000000003,-2.6400000000000007E-2,726.11087999999995,638.97757439999998,100,145.22217599999999,100,45.22217599999999,600,478.424245536,200,45.22217599999999,2.7133305600000019,0,78,40.862423903999982,0,null,121.57575446399998,45.22217599999999,2.7133305600000019,0,164.08459990399999,100,0]
["20160131:0345","2016-01-31T12:00:00","2016-01-31T12:00:00",2016,1,{"$f":"LOOKUP(E738,Temperature!Q:Q,Temperature!R:R)","v":3},{"$f":"LOOKUP(E738,Temperature!Q:Q,Temperature!S:S)","v":31},"2016-03-31",1016.34,54.1,29.14,3.45,0,1200,1016.34,-0.2,0.16560000000000002,-3.3120000000000004E-2,982.67881920000002,864.75736089600002,100,196.53576383999999,100,96.535763839999987,600,435.91540009599998,200,96.535763839999987,5.7921458304000044,0,78,80.292454073599984,0,null,164.08459990399999,96.535763839999987,5.7921458304000044,0,254.82821791359996,100,0]
["20160131:0445","2016-01-31T13:00:00","2016-01-31T13:00:00",2016,1,{"$f":"LOOKUP(E739,Temperature!Q:Q,Temperature!R:R)","v":3},{"$f":"LOOKUP(E739,Temperature!Q:Q,Temperature!S:S)","v":31},"2016-03-31",1052.3,63.05,29.83,3.86,0,1200,1052.3,-0.2,0.19319999999999993,-3.8639999999999987E-2,1011.6391279999999,890.24243263999995,100,202.32782559999998,100,102.32782559999998,600,345.17178208640007,200,102.32782559999998,6.139669536000004,0,78,170.68854837759994,0,null,254.82821791359996,102.32782559999998,6.139669536000004,0,351.01637397759993,100,0]
["20160131:0545","2016-01-31T14:00:00","2016-01-31T14:00:00",2016,1,{"$f":"LOOKUP(E740,Temperature!Q:Q,Temperature!R:R)","v":3},{"$f":"LOOKUP(E740,Temperature!Q:Q,Temperature!S:S)","v":31},"2016-03-31",1037.24,65.44,29.9,4,0,1200,1037.24,-0.2,0.19599999999999995,-3.9199999999999992E-2,996.58019200000001,876.99056896000002,100,199.3160384,100,99.316038399999996,600,248.98362602240007,200,99.316038399999996,5.9589623040000053,0,78,267.05741167359992,0,null,351.01637397759993,99.316038399999996,5.9589623040000053,0,444.37345007359988,100,0]
["20160131:0645","2016-01-31T15:00:00","2016-01-31T15:00:00",2016,1,{"$f":"LOOKUP(E741,Temperature!Q:Q,Temperature!R:R)","v":3},{"$f":"LOOKUP(E741,Temperature!Q:Q,Temperature!S:S)","v":31},"2016-03-31",1043.3,59.67,29.84,3.66,0,1200,1043.3,-0.2,0.19359999999999999,-3.8720000000000004E-2,1002.903424,882.55501312000001,100,200.5806848,100,100.5806848,600,155.62654992640012,200,100.5806848,6.0348410880000056,0,78,360.33860898559988,0,null,444.37345007359988,100.5806848,6.0348410880000056,0,538.91929378559985,100,0]
["20160131:0745","2016-01-31T16:00:00","2016-01-31T16:00:00",2016,1,{"$f":"LOOKUP(E742,Temperature!Q:Q,Temperature!R:R)","v":3},{"$f":"LOOKUP(E742,Temperature!Q:Q,Temperature!S:S)","v":31},"2016-03-31",1015.39,49.07,29.64,3.66,0,1200,1015.39,-0.2,0.18560000000000001,-3.7120000000000007E-2,977.6987231999999,860.37487641599989,100,195.53974463999998,100,95.539744639999981,600,61.080706214400152,200,61.080706214400152,3.6648423728640123,0,78,457.25445141273582,0,null,538.91929378559985,61.080706214400152,3.6648423728640123,0,596.33515762713603,100,34.459038425599829]
["20160131:0845","2016-01-31T17:00:00","2016-01-31T17:00:00",2016,1,{"$f":"LOOKUP(E743,Temperature!Q:Q,Temperature!R:R)","v":3},{"$f":"LOOKUP(E743,Temperature!Q:Q,Temperature!S:S)","v":31},"2016-03-31",957.72,36.44,29.39,3.52,0,1200,957.72,-0.2,0.17560000000000003,-3.5120000000000005E-2,924.08487360000004,813.19468876799999,100,184.81697471999999,100,84.81697471999999,600,3.6648423728639727,200,3.6648423728639727,0.21989054237183855,0,78,518.11526708476424,0,null,596.33515762713603,3.6648423728639727,0.21989054237183855,0,599.78010945762821,100,81.152132347136018]
["20160131:0945","2016-01-31T18:00:00","2016-01-31T18:00:00",2016,1,{"$f":"LOOKUP(E744,Temperature!Q:Q,Temperature!R:R)","v":3},{"$f":"LOOKUP(E744,Temperature!Q:Q,Temperature!S:S)","v":31},"2016-03-31",765.42,22.92,28.63,3.24,0,1200,765.42,-0.2,0.14519999999999997,-2.9039999999999996E-2,743.19220319999999,654.00913881600002,100,148.63844064,100,48.638440639999999,600,0.21989054237178607,200,0.21989054237178607,1.3193432542307176E-2,0,78,521.76691602508595,0,null,599.78010945762821,0.21989054237178607,1.3193432542307176E-2,0,599.98680656745773,100,48.418550097628213]
["20160131:1045","2016-01-31T19:00:00","2016-01-31T19:00:00",2016,1,{"$f":"LOOKUP(E745,Temperature!Q:Q,Temperature!R:R)","v":3},{"$f":"LOOKUP(E745,Temperature!Q:Q,Temperature!S:S)","v":31},"2016-03-31",269.06,8.9700000000000006,27.7,2.62,0,1200,269.06,-0.2,0.10799999999999997,-2.1599999999999994E-2,263.24830400000002,231.65850752000003,100,52.649660800000007,52.649660800000007,0,600,1.3193432542266237E-2,200,0,0,47.350339199999993,78,521.98680656745773,47.350339199999993,null,599.98680656745773,0,0,47.350339199999993,552.63646736745773,100,0]
["20160131:1145","2016-01-31T20:00:00","2016-01-31T20:00:00",2016,1,{"$f":"LOOKUP(E746,Temperature!Q:Q,Temperature!R:R)","v":3},{"$f":"LOOKUP(E746,Temperature!Q:Q,Temperature!S:S)","v":31},"2016-03-31",0,0,26.6,2.2799999999999998,0,1200,0,-0.2,6.4000000000000057E-2,-1.2800000000000013E-2,0,0,100,0,0,0,600,47.363532632542274,200,0,0,100,78,474.63646736745773,100,null,552.63646736745773,0,0,100,452.63646736745773,100,0]
["20160131:1245","2016-01-31T21:00:00","2016-01-31T21:00:00",2016,1,{"$f":"LOOKUP(E747,Temperature!Q:Q,Temperature!R:R)","v":3},{"$f":"LOOKUP(E747,Temperature!Q:Q,Temperature!S:S)","v":31},"2016-03-31",0,0,25.92,2.0699999999999998,0,1200,0,-0.2,3.6800000000000069E-2,-7.3600000000000141E-3,0,0,100,0,0,0,600,147.36353263254227,200,0,0,100,78,374.63646736745773,100,null,452.63646736745773,0,0,100,352.63646736745773,100,0]
["20160131:1345","2016-01-31T22:00:00","2016-01-31T22:00:00",2016,1,{"$f":"LOOKUP(E748,Temperature!Q:Q,Temperature!R:R)","v":3},{"$f":"LOOKUP(E748,Temperature!Q:Q,Temperature!S:S)","v":31},"2016-03-31",0,0,25.41,1.86,0,1200,0,-0.2,1.6400000000000005E-2,-3.2800000000000012E-3,0,0,100,0,0,0,600,247.36353263254227,200,0,0,100,78,274.63646736745773,100,null,352.63646736745773,0,0,100,252.63646736745773,100,0]
["20160131:1445","2016-01-31T23:00:00","2016-01-31T23:00:00",2016,1,{"$f":"LOOKUP(E749,Temperature!Q:Q,Temperature!R:R)","v":3},{"$f":"LOOKUP(E749,Temperature!Q:Q,Temperature!S:S)","v":31},"2016-03-31",0,0,25.14,1.66,0,1200,0,-0.2,5.6000000000000225E-3,-1.1200000000000045E-3,0,0,100,0,0,0,600,347.36353263254227,200,0,0,100,78,174.63646736745773,100,null,252.63646736745773,0,0,100,152.63646736745773,100,0]
["20160131:1545","2016-02-01","2016-02-01",2016,2,{"$f":"LOOKUP(E750,Temperature!Q:Q,Temperature!R:R)","v":3},{"$f":"LOOKUP(E750,Temperature!Q:Q,Temperature!S:S)","v":31},"2016-03-31",0,0,24.82,1.45,0,1200,0,-0.2,-7.1999999999999885E-3,1.4399999999999977E-3,0,0,100,0,0,0,600,447.36353263254227,200,0,0,100,78,74.636467367457726,74.636467367457726,null,152.63646736745773,0,0,74.636467367457726,78,74.636467367457726,0]
["20160131:1645","2016-02-01T01:00:00","2016-02-01T01:00:00",2016,2,{"$f":"LOOKUP(E751,Temperature!Q:Q,Temperature!R:R)","v":3},{"$f":"LOOKUP(E751,Temperature!Q:Q,Temperature!S:S)","v":31},"2016-03-31",0,0,24.6,1.24,0,1200,0,-0.2,-1.5999999999999945E-2,3.1999999999999893E-3,0,0,100,0,0,0,600,522,200,0,0,100,78,0,0,null,78,0,0,0,78,0,0]
["20160131:1745","2016-02-01T02:00:00","2016-02-01T02:00:00",2016,2,{"$f":"LOOKUP(E752,Temperature!Q:Q,Temperature!R:R)","v":3},{"$f":"LOOKUP(E752,Temperature!Q:Q,Temperature!S:S)","v":31},"2016-03-31",0,0,24.15,1.03,0,1200,0,-0.2,-3.4000000000000058E-2,6.8000000000000118E-3,0,0,100,0,0,0,600,522,200,0,0,100,78,0,0,null,78,0,0,0,78,0,0]
["20160131:1845","2016-02-01T03:00:00","2016-02-01T03:00:00",2016,2,{"$f":"LOOKUP(E753,Temperature!Q:Q,Temperature!R:R)","v":3},{"$f":"LOOKUP(E753,Temperature!Q:Q,Temperature!S:S)","v":31},"2016-03-31",0,0,24.02,0.69,0,1200,0,-0.2,-3.920000000000002E-2,7.840000000000005E-3,0,0,100,0,0,0,600,522,200,0,0,100,78,0,0,null,78,0,0,0,78,0,0]
["20160131:1945","2016-02-01T04:00:00","2016-02-01T04:00:00",2016,2,{"$f":"LOOKUP(E754,Temperature!Q:Q,Temperature!R:R)","v":3},{"$f":"LOOKUP(E754,Temperature!Q:Q,Temperature!S:S)","v":31},"2016-03-31",0,0,23.56,0.9,0,1200,0,-0.2,-5.7600000000000054E-2,1.1520000000000011E-2,0,0,100,0,0,0,600,522,200,0,0,100,78,0,0,null,78,0,0,0,78,0,0]
["20160131:2045","2016-02-01T05:00:00","2016-02-01T05:00:00",2016,2,{"$f":"LOOKUP(E755,Temperature!Q:Q,Temperature!R:R)","v":3},{"$f":"LOOKUP(E755,Temperature!Q:Q,Temperature!S:S)","v":31},"2016-03-31",0,0,23.47,1.1000000000000001,0,1200,0,-0.2,-6.1200000000000046E-2,1.224000000000001E-2,0,0,100,0,0,0,600,522,200,0,0,100,78,0,0,null,78,0,0,0,78,0,0]
["20160131:2145","2016-02-01T06:00:00","2016-02-01T06:00:00",2016,2,{"$f":"LOOKUP(E756,Temperature!Q:Q,Temperature!R:R)","v":3},{"$f":"LOOKUP(E756,Temperature!Q:Q,Temperature!S:S)","v":31},"2016-03-31",0,0,23.44,1.31,0,1200,0,-0.2,-6.2399999999999949E-2,1.2479999999999991E-2,0,0,100,0,0,0,600,522,200,0,0,100,78,0,0,null,78,0,0,0,78,0,0]
["20160131:2245","2016-02-01T07:00:00","2016-02-01T07:00:00",2016,2,{"$f":"LOOKUP(E757,Temperature!Q:Q,Temperature!R:R)","v":3},{"$f":"LOOKUP(E757,Temperature!Q:Q,Temperature!S:S)","v":31},"2016-03-31",0,0,23.37,1.24,0,1200,0,-0.2,-6.5199999999999966E-2,1.3039999999999994E-2,0,0,100,0,0,0,600,522,200,0,0,100,78,0,0,null,78,0,0,0,78,0,0]
["20160131:2345","2016-02-01T08:00:00","2016-02-01T08:00:00",{"$f":"YEAR(B758)","v":2016},2,{"$f":"LOOKUP(E758,Temperature!Q:Q,Temperature!R:R)","v":3},{"$f":"LOOKUP(E758,Temperature!Q:Q,Temperature!S:S)","v":31},"2016-03-31",13.64,1.05,23.56,1.17,0,1200,13.64,-0.2,-5.7600000000000054E-2,1.1520000000000011E-2,13.7971328,12.141476863999999,100,2.7594265600000001,2.7594265600000001,0,600,522,200,0,0,97.240573440000006,78,0,0,null,78,0,0,0,78,{"$f":"W758+AL758","v":2.7594265600000001},0]
["20160201:0045",{"$f":"C759","v":"2016-02-01T09:00:00"},"2016-02-01T09:00:00",2016,{"$f":"MONTH(B759)","v":2},{"$f":"LOOKUP(E759,Temperature!Q:Q,Temperature!R:R)","v":3},{"$f":"LOOKUP(E759,Temperature!Q:Q,Temperature!S:S)","v":31},{"$f":"DATE(D759,F759,G759)","v":"2016-03-31"},467.34,15.17,25.45,1.38,0,{"$f":"N758","v":1200},{"$f":"IF(I759>N759,1000,I759)","v":467.34},{"$f":"$P$6","v":-0.2},{"$f":"(K759-$Q$6)/$Q$6","v":1.7999999999999971E-2},{"$f":"P759*Q759","v":-3.5999999999999943E-3},{"$f":"O759*(1+R759)","v":465.65757599999995},{"$f":"S759*(1-$T$6)","v":409.77866687999995},{"$f":"$U$6","v":100},{"$f":"$V$6*S759/1000","v":93.131515199999996},{"$f":"MIN(V759,U759)","v":93.131515199999996},{"$f":"V759-W759","v":0},{"$f":"$Y$6","v":600},522,{"$f":"$AA$6","v":200},{"$f":"MIN(AA759,Z759,X759)","v":0},{"$f":"(1-$AC$6)*AB759","v":0},{"$f":"U759-W759","v":6.8684848000000045},{"$f":"MAX($Y$13*($AE$6),0)","v":78},{"$f":"MAX(AI759-AE759-AC759,0)","v":0},{"$f":"MIN($AG$6,AF759,AD759)","v":0},null,78,{"$f":"AB759","v":0},{"$f":"AC759","v":0},{"$f":"AG759","v":0},{"$f":"AI759+AJ759-AL759-AK759","v":78},93.131515199999996,{"$f":"V759-W759-AJ759","v":0}]
["20160201:0145","2016-02-01T10:00:00","2016-02-01T10:00:00",2016,2,{"$f":"LOOKUP(E760,Temperature!Q:Q,Temperature!R:R)","v":3},{"$f":"LOOKUP(E760,Temperature!Q:Q,Temperature!S:S)","v":31},"2016-03-31",786,28.99,26.71,2.76,0,1200,786,-0.2,6.840000000000003E-2,-1.3680000000000006E-2,775.24752000000001,682.21781759999999,100,155.04950400000001,100,55.049504000000013,600,522,200,55.049504000000013,3.3029702400000036,0,78,0,0,null,78,55.049504000000013,3.3029702400000036,0,129.74653376000001,100,0]
["20160201:0245","2016-02-01T11:00:00","2016-02-01T11:00:00",2016,2,{"$f":"LOOKUP(E761,Temperature!Q:Q,Temperature!R:R)","v":3},{"$f":"LOOKUP(E761,Temperature!Q:Q,Temperature!S:S)","v":31},"2016-03-31",1016.42,42.24,28.09,3.17,0,1200,1016.42,-0.2,0.12359999999999999,-2.4719999999999999E-2,991.29409759999999,872.33880588800002,100,198.25881952,100,98.258819520000003,600,470.25346623999997,200,98.258819520000003,5.8955291712000051,0,78,45.851004588800002,0,null,129.74653376000001,98.258819520000003,5.8955291712000051,0,222.10982410880001,100,0]
["20160201:0345","2016-02-01T12:00:00","2016-02-01T12:00:00",2016,2,{"$f":"LOOKUP(E762,Temperature!Q:Q,Temperature!R:R)","v":3},{"$f":"LOOKUP(E762,Temperature!Q:Q,Temperature!S:S)","v":31},"2016-03-31",825.39,54.26,29.06,3.66,0,1200,825.39,-0.2,0.16239999999999996,-3.2479999999999995E-2,798.58133280000004,702.75157286400008,100,159.71626656000001,100,59.716266560000008,600,377.89017589119999,200,59.716266560000008,3.5829759936000039,0,78,140.52684811520001,0,null,222.10982410880001,59.716266560000008,3.5829759936000039,0,278.24311467519999,100,0]
["20160201:0445","2016-02-01T13:00:00","2016-02-01T13:00:00",2016,2,{"$f":"LOOKUP(E763,Temperature!Q:Q,Temperature!R:R)","v":3},{"$f":"LOOKUP(E763,Temperature!Q:Q,Temperature!S:S)","v":31},"2016-03-31",740.82,63.28,29.75,4,0,1200,740.82,-0.2,0.19,-3.8000000000000006E-2,712.66884000000005,627.14857920000009,100,142.53376800000001,100,42.533768000000009,600,321.75688532480001,200,42.533768000000009,2.5520260800000028,0,78,197.6910885952,0,null,278.24311467519999,42.533768000000009,2.5520260800000028,0,318.22485659519998,100,0]
["20160201:0545","2016-02-01T14:00:00","2016-02-01T14:00:00",2016,2,{"$f":"LOOKUP(E764,Temperature!Q:Q,Temperature!R:R)","v":3},{"$f":"LOOKUP(E764,Temperature!Q:Q,Temperature!S:S)","v":31},"2016-03-31",823.58,65.72,30.17,4.28,0,1200,823.58,-0.2,0.20680000000000007,-4.1360000000000015E-2,789.51673119999998,694.77472345599995,100,157.90334623999999,100,57.903346239999991,600,281.77514340480002,200,57.903346239999991,3.4742007744000025,0,78,236.75065582079998,0,null,318.22485659519998,57.903346239999991,3.4742007744000025,0,372.6540020608,100,0]
["20160201:0645","2016-02-01T15:00:00","2016-02-01T15:00:00",2016,2,{"$f":"LOOKUP(E765,Temperature!Q:Q,Temperature!R:R)","v":3},{"$f":"LOOKUP(E765,Temperature!Q:Q,Temperature!S:S)","v":31},"2016-03-31",1013.79,59.92,29.95,3.86,0,1200,1013.79,-0.2,0.19799999999999998,-3.9599999999999996E-2,973.64391599999999,856.80664607999995,100,194.72878320000001,100,94.728783200000009,600,227.3459979392,200,94.728783200000009,5.6837269920000058,0,78,288.97027506879999,0,null,372.6540020608,94.728783200000009,5.6837269920000058,0,461.6990582688,100,0]
["20160201:0745","2016-02-01T16:00:00","2016-02-01T16:00:00",2016,2,{"$f":"LOOKUP(E766,Temperature!Q:Q,Temperature!R:R)","v":3},{"$f":"LOOKUP(E766,Temperature!Q:Q,Temperature!S:S)","v":31},"2016-03-31",982.66,49.26,29.63,3.79,0,1200,982.66,-0.2,0.18519999999999995,-3.703999999999999E-2,946.26227359999996,832.71080076800001,100,189.25245471999997,100,89.252454719999974,600,138.3009417312,200,89.252454719999974,5.3551472832000035,0,78,378.34391098560002,0,null,461.6990582688,89.252454719999974,5.3551472832000035,0,545.59636570559996,100,0]
["20160201:0845","2016-02-01T17:00:00","2016-02-01T17:00:00",2016,2,{"$f":"LOOKUP(E767,Temperature!Q:Q,Temperature!R:R)","v":3},{"$f":"LOOKUP(E767,Temperature!Q:Q,Temperature!S:S)","v":31},"2016-03-31",845.67,36.58,29.25,3.59,0,1200,845.67,-0.2,0.17,-3.4000000000000002E-2,816.91721999999993,718.88715359999992,100,163.383444,100,63.383443999999997,600,54.403634294400035,200,54.403634294400035,3.2642180576640052,0,78,464.33214764793598,0,null,545.59636570559996,54.403634294400035,3.2642180576640052,0,596.73578194233596,100,8.9798097055999619]
["20160201:0945","2016-02-01T18:00:00","2016-02-01T18:00:00",2016,2,{"$f":"LOOKUP(E768,Temperature!Q:Q,Temperature!R:R)","v":3},{"$f":"LOOKUP(E768,Temperature!Q:Q,Temperature!S:S)","v":31},"2016-03-31",696.2,23.03,28.57,3.31,0,1200,696.2,-0.2,0.14280000000000001,-2.8560000000000002E-2,676.31652800000006,595.15854464000006,100,135.26330560000002,100,35.263305600000024,600,3.2642180576640385,200,3.2642180576640385,0.19585308345984248,0,78,518.53992885887612,0,null,596.73578194233596,3.2642180576640385,0.19585308345984248,0,599.80414691654016,100,31.999087542335985]
["20160201:1045","2016-02-01T19:00:00","2016-02-01T19:00:00",2016,2,{"$f":"LOOKUP(E769,Temperature!Q:Q,Temperature!R:R)","v":3},{"$f":"LOOKUP(E769,Temperature!Q:Q,Temperature!S:S)","v":31},"2016-03-31",218.21,9.06,27.62,2.76,0,1200,218.21,-0.2,0.10480000000000005,-2.096000000000001E-2,213.63631840000002,187.99996019200003,100,42.727263680000007,42.727263680000007,0,600,0.19585308345983776,200,0,0,57.272736319999993,78,521.80414691654016,57.272736319999993,null,599.80414691654016,0,0,57.272736319999993,542.53141059654013,100,0]
["20160201:1145","2016-02-01T20:00:00","2016-02-01T20:00:00",2016,2,{"$f":"LOOKUP(E770,Temperature!Q:Q,Temperature!R:R)","v":3},{"$f":"LOOKUP(E770,Temperature!Q:Q,Temperature!S:S)","v":31},"2016-03-31",0,0,26.66,2.48,0,1200,0,-0.2,6.6400000000000001E-2,-1.328E-2,0,0,100,0,0,0,600,57.468589403459873,200,0,0,100,78,464.53141059654013,100,null,542.53141059654013,0,0,100,442.53141059654013,100,0]
["20160201:1245","2016-02-01T21:00:00","2016-02-01T21:00:00",2016,2,{"$f":"LOOKUP(E771,Temperature!Q:Q,Temperature!R:R)","v":3},{"$f":"LOOKUP(E771,Temperature!Q:Q,Temperature!S:S)","v":31},"2016-03-31",0,0,26.02,2.21,0,1200,0,-0.2,4.0799999999999982E-2,-8.1599999999999971E-3,0,0,100,0,0,0,600,157.46858940345987,200,0,0,100,78,364.53141059654013,100,null,442.53141059654013,0,0,100,342.53141059654013,100,0]
["20160201:1345","2016-02-01T22:00:00","2016-02-01T22:00:00",2016,2,{"$f":"LOOKUP(E772,Temperature!Q:Q,Temperature!R:R)","v":3},{"$f":"LOOKUP(E772,Temperature!Q:Q,Temperature!S:S)","v":31},"2016-03-31",0,0,25.53,2,0,1200,0,-0.2,2.1200000000000045E-2,-4.2400000000000094E-3,0,0,100,0,0,0,600,257.46858940345987,200,0,0,100,78,264.53141059654013,100,null,342.53141059654013,0,0,100,242.53141059654013,100,0]
["20160201:1445","2016-02-01T23:00:00","2016-02-01T23:00:00",2016,2,{"$f":"LOOKUP(E773,Temperature!Q:Q,Temperature!R:R)","v":3},{"$f":"LOOKUP(E773,Temperature!Q:Q,Temperature!S:S)","v":31},"2016-03-31",0,0,25.13,1.86,0,1200,0,-0.2,5.1999999999999599E-3,-1.0399999999999921E-3,0,0,100,0,0,0,600,357.46858940345987,200,0,0,100,78,164.53141059654013,100,null,242.53141059654013,0,0,100,142.53141059654013,100,0]
["20160201:1545","2016-02-02","2016-02-02",2016,2,{"$f":"LOOKUP(E774,Temperature!Q:Q,Temperature!R:R)","v":3},{"$f":"LOOKUP(E774,Temperature!Q:Q,Temperature!S:S)","v":31},"2016-03-31",0,0,24.73,1.72,0,1200,0,-0.2,-1.0799999999999983E-2,2.1599999999999966E-3,0,0,100,0,0,0,600,457.46858940345987,200,0,0,100,78,64.531410596540127,64.531410596540127,null,142.53141059654013,0,0,64.531410596540127,78,64.531410596540127,0]
["20160201:1645","2016-02-02T01:00:00","2016-02-02T01:00:00",2016,2,{"$f":"LOOKUP(E775,Temperature!Q:Q,Temperature!R:R)","v":3},{"$f":"LOOKUP(E775,Temperature!Q:Q,Temperature!S:S)","v":31},"2016-03-31",0,0,24.41,1.52,0,1200,0,-0.2,-2.3599999999999996E-2,4.7199999999999994E-3,0,0,100,0,0,0,600,522,200,0,0,100,78,0,0,null,78,0,0,0,78,0,0]
["20160201:1745","2016-02-02T02:00:00","2016-02-02T02:00:00",2016,2,{"$f":"LOOKUP(E776,Temperature!Q:Q,Temperature!R:R)","v":3},{"$f":"LOOKUP(E776,Temperature!Q:Q,Temperature!S:S)","v":31},"2016-03-31",0,0,24.05,1.24,0,1200,0,-0.2,-3.7999999999999971E-2,7.5999999999999948E-3,0,0,100,0,0,0,600,522,200,0,0,100,78,0,0,null,78,0,0,0,78,0,0]
["20160201:1845","2016-02-02T03:00:00","2016-02-02T03:00:00",2016,2,{"$f":"LOOKUP(E777,Temperature!Q:Q,Temperature!R:R)","v":3},{"$f":"LOOKUP(E777,Temperature!Q:Q,Temperature!S:S)","v":31},"2016-03-31",0,0,23.73,0.97,0,1200,0,-0.2,-5.0799999999999984E-2,1.0159999999999997E-2,0,0,100,0,0,0,600,522,200,0,0,100,78,0,0,null,78,0,0,0,78,0,0]
["20160201:1945","2016-02-02T04:00:00","2016-02-02T04:00:00",2016,2,{"$f":"LOOKUP(E778,Temperature!Q:Q,Temperature!R:R)","v":3},{"$f":"LOOKUP(E778,Temperature!Q:Q,Temperature!S:S)","v":31},"2016-03-31",0,0,23.33,0.9,0,1200,0,-0.2,-6.6800000000000068E-2,1.3360000000000014E-2,0,0,100,0,0,0,600,522,200,0,0,100,78,0,0,null,78,0,0,0,78,0,0]
["20160201:2045","2016-02-02T05:00:00","2016-02-02T05:00:00",2016,2,{"$f":"LOOKUP(E779,Temperature!Q:Q,Temperature!R:R)","v":3},{"$f":"LOOKUP(E779,Temperature!Q:Q,Temperature!S:S)","v":31},"2016-03-31",0,0,23.14,0.76,0,1200,0,-0.2,-7.439999999999998E-2,1.4879999999999997E-2,0,0,100,0,0,0,600,522,200,0,0,100,78,0,0,null,78,0,0,0,78,0,0]
["20160201:2145","2016-02-02T06:00:00","2016-02-02T06:00:00",2016,2,{"$f":"LOOKUP(E780,Temperature!Q:Q,Temperature!R:R)","v":3},{"$f":"LOOKUP(E780,Temperature!Q:Q,Temperature!S:S)","v":31},"2016-03-31",0,0,22.87,0.76,0,1200,0,-0.2,-8.5199999999999956E-2,1.7039999999999993E-2,0,0,100,0,0,0,600,522,200,0,0,100,78,0,0,null,78,0,0,0,78,0,0]
["20160201:2245","2016-02-02T07:00:00","2016-02-02T07:00:00",2016,2,{"$f":"LOOKUP(E781,Temperature!Q:Q,Temperature!R:R)","v":3},{"$f":"LOOKUP(E781,Temperature!Q:Q,Temperature!S:S)","v":31},"2016-03-31",0,0,22.53,0.97,0,1200,0,-0.2,-9.8799999999999957E-2,1.9759999999999993E-2,0,0,100,0,0,0,600,522,200,0,0,100,78,0,0,null,78,0,0,0,78,0,0]
["20160201:2345","2016-02-02T08:00:00","2016-02-02T08:00:00",2016,2,{"$f":"LOOKUP(E782,Temperature!Q:Q,Temperature!R:R)","v":3},{"$f":"LOOKUP(E782,Temperature!Q:Q,Temperature!S:S)","v":31},"2016-03-31",14.55,1.05,22.55,1.03,0,1200,14.55,-0.2,-9.7999999999999976E-2,1.9599999999999996E-2,14.835180000000001,13.0549584,100,2.9670360000000002,2.9670360000000002,0,600,{"$f":"Y782-AI782","v":522},200,0,0,97.032963999999993,78,0,0,null,{"$f":"AM781","v":78},0,0,0,78,2.9670360000000002,0]
["20160202:0045","2016-02-02T09:00:00",{"$f":"C782+1/24","v":"2016-02-02T09:00:00"},2016,2,{"$f":"LOOKUP(E783,Temperature!Q:Q,Temperature!R:R)","v":3},{"$f":"LOOKUP(E783,Temperature!Q:Q,Temperature!S:S)","v":31},"2016-03-31",425.12,15.19,25.22,1.45,0,1200,425.12,-0.2,8.7999999999999537E-3,-1.7599999999999907E-3,424.37178879999999,373.44717414399997,100,84.874357759999995,84.874357759999995,0,600,522,200,0,0,15.125642240000005,78,0,0,null,78,0,0,0,78,84.874357759999995,0]
["20160202:0145","2016-02-02T10:00:00","2016-02-02T10:00:00",2016,2,{"$f":"LOOKUP(E784,Temperature!Q:Q,Temperature!R:R)","v":3},{"$f":"LOOKUP(E784,Temperature!Q:Q,Temperature!S:S)","v":31},"2016-03-31",709.21,29.05,26.81,2.9,0,1200,709.21,-0.2,7.2399999999999951E-2,-1.4479999999999991E-2,698.94063920000008,615.06776249600011,100,139.78812784000004,100,39.788127840000044,600,522,200,39.788127840000044,2.3872876704000046,0,78,0,0,null,78,39.788127840000044,2.3872876704000046,0,115.40084016960004,100,0]
["20160202:0245","2016-02-02T11:00:00","2016-02-02T11:00:00",2016,2,{"$f":"LOOKUP(E785,Temperature!Q:Q,Temperature!R:R)","v":3},{"$f":"LOOKUP(E785,Temperature!Q:Q,Temperature!S:S)","v":31},"2016-03-31",965.22,42.34,28.07,4.1399999999999997,0,1200,965.22,-0.2,0.12280000000000001,-2.4560000000000002E-2,941.51419680000004,828.53249318400003,100,188.30283936000001,100,88.302839360000007,600,484.59915983039997,200,88.302839360000007,5.2981703616000049,0,78,32.102669808000037,0,null,115.40084016960004,88.302839360000007,5.2981703616000049,0,198.40550916800004,100,0]
["20160202:0345","2016-02-02T12:00:00","2016-02-02T12:00:00",2016,2,{"$f":"LOOKUP(E786,Temperature!Q:Q,Temperature!R:R)","v":3},{"$f":"LOOKUP(E786,Temperature!Q:Q,Temperature!S:S)","v":31},"2016-03-31",696.16,54.41,29.05,4.41,0,1200,696.16,-0.2,0.16200000000000003,-3.2400000000000005E-2,673.60441600000001,592.77188608000006,100,134.7208832,100,34.720883200000003,600,401.59449083199996,200,34.720883200000003,2.083252992000002,0,78,118.32225617600004,0,null,198.40550916800004,34.720883200000003,2.083252992000002,0,231.04313937600003,100,0]
["20160202:0445","2016-02-02T13:00:00","2016-02-02T13:00:00",2016,2,{"$f":"LOOKUP(E787,Temperature!Q:Q,Temperature!R:R)","v":3},{"$f":"LOOKUP(E787,Temperature!Q:Q,Temperature!S:S)","v":31},"2016-03-31",972.04,63.52,29.83,4.55,0,1200,972.04,-0.2,0.19319999999999993,-3.8639999999999987E-2,934.48037439999996,822.34272947199997,100,186.89607487999999,100,86.896074879999986,600,368.956860624,200,86.896074879999986,5.2137644928000038,0,78,147.82937488320002,0,null,231.04313937600003,86.896074879999986,5.2137644928000038,0,312.7254497632,100,0]
["20160202:0545","2016-02-02T14:00:00","2016-02-02T14:00:00",2016,2,{"$f":"LOOKUP(E788,Temperature!Q:Q,Temperature!R:R)","v":3},{"$f":"LOOKUP(E788,Temperature!Q:Q,Temperature!S:S)","v":31},"2016-03-31",1009.19,66.010000000000005,30.19,4.83,0,1200,1009.19,-0.2,0.20760000000000006,-4.1520000000000015E-2,967.2884312000001,851.21381945600012,100,193.45768624000002,100,93.457686240000015,600,287.2745502368,200,93.457686240000015,5.6074611744000062,0,78,229.11798858879999,0,null,312.7254497632,93.457686240000015,5.6074611744000062,0,400.57567482880006,100,0]
["20160202:0645","2016-02-02T15:00:00","2016-02-02T15:00:00",2016,2,{"$f":"LOOKUP(E789,Temperature!Q:Q,Temperature!R:R)","v":3},{"$f":"LOOKUP(E789,Temperature!Q:Q,Temperature!S:S)","v":31},"2016-03-31",1041.18,60.17,30.18,4.6900000000000004,0,1200,1041.18,-0.2,0.2072,-4.1440000000000005E-2,998.03350080000007,878.2694807040001,100,199.60670016,100,99.606700160000003,600,199.42432517119994,200,99.606700160000003,5.9764020096000054,0,78,316.59927281920005,0,null,400.57567482880006,99.606700160000003,5.9764020096000054,0,494.20597297920006,100,0]
["20160202:0745","2016-02-02T16:00:00","2016-02-02T16:00:00",2016,2,{"$f":"LOOKUP(E790,Temperature!Q:Q,Temperature!R:R)","v":3},{"$f":"LOOKUP(E790,Temperature!Q:Q,Temperature!S:S)","v":31},"2016-03-31",1020.98,49.45,29.75,4.55,0,1200,1020.98,-0.2,0.19,-3.8000000000000006E-2,982.18276000000003,864.32082880000007,100,196.43655200000001,100,96.436552000000006,600,105.79402702079994,200,96.436552000000006,5.7861931200000054,0,78,410.41977985920005,0,null,494.20597297920006,96.436552000000006,5.7861931200000054,0,584.85633185920005,100,0]
["20160202:0845","2016-02-02T17:00:00","2016-02-02T17:00:00",2016,2,{"$f":"LOOKUP(E791,Temperature!Q:Q,Temperature!R:R)","v":3},{"$f":"LOOKUP(E791,Temperature!Q:Q,Temperature!S:S)","v":31},"2016-03-31",949.97,36.729999999999997,29.21,4.28,0,1200,949.97,-0.2,0.16840000000000002,-3.3680000000000009E-2,917.97501039999997,807.81800915199995,100,183.59500208,100,83.59500208,600,15.143668140799946,200,15.143668140799946,0.90862008844799758,0,78,505.94771177075205,0,null,584.85633185920005,15.143668140799946,0.90862008844799758,0,599.09137991155205,100,68.451333939200055]
["20160202:0945","2016-02-02T18:00:00","2016-02-02T18:00:00",2016,2,{"$f":"LOOKUP(E792,Temperature!Q:Q,Temperature!R:R)","v":3},{"$f":"LOOKUP(E792,Temperature!Q:Q,Temperature!S:S)","v":31},"2016-03-31",706.15,23.14,28.61,3.79,0,1200,706.15,-0.2,0.14439999999999997,-2.8879999999999996E-2,685.75638800000002,603.46562144000006,100,137.15127760000001,100,37.151277600000014,600,0.90862008844794673,200,0.90862008844794673,5.4517205306876849E-2,0,78,521.03686270624519,0,null,599.09137991155205,0.90862008844794673,5.4517205306876849E-2,0,599.94548279469313,100,36.242657511552068]
["20160202:1045","2016-02-02T19:00:00","2016-02-02T19:00:00",2016,2,{"$f":"LOOKUP(E793,Temperature!Q:Q,Temperature!R:R)","v":3},{"$f":"LOOKUP(E793,Temperature!Q:Q,Temperature!S:S)","v":31},"2016-03-31",267.82,9.14,27.72,3.1,0,1200,267.82,-0.2,0.10879999999999995,-2.1759999999999991E-2,261.9922368,230.553168384,100,52.398447359999999,52.398447359999999,0,600,5.4517205306865435E-2,200,0,0,47.601552640000001,78,521.94548279469313,47.601552640000001,null,599.94548279469313,0,0,47.601552640000001,552.34393015469311,100,0]
["20160202:1145","2016-02-02T20:00:00","2016-02-02T20:00:00",2016,2,{"$f":"LOOKUP(E794,Temperature!Q:Q,Temperature!R:R)","v":3},{"$f":"LOOKUP(E794,Temperature!Q:Q,Temperature!S:S)","v":31},"2016-03-31",0,0,26.85,2.83,0,1200,0,-0.2,7.4000000000000052E-2,-1.4800000000000011E-2,0,0,100,0,0,0,600,47.656069845306888,200,0,0,100,78,474.34393015469311,100,null,552.34393015469311,0,0,100,452.34393015469311,100,0]
["20160202:1245","2016-02-02T21:00:00","2016-02-02T21:00:00",2016,2,{"$f":"LOOKUP(E795,Temperature!Q:Q,Temperature!R:R)","v":3},{"$f":"LOOKUP(E795,Temperature!Q:Q,Temperature!S:S)","v":31},"2016-03-31",0,0,26.19,2.69,0,1200,0,-0.2,4.7600000000000052E-2,-9.5200000000000111E-3,0,0,100,0,0,0,600,147.65606984530689,200,0,0,100,78,374.34393015469311,100,null,452.34393015469311,0,0,100,352.34393015469311,100,0]
["20160202:1345","2016-02-02T22:00:00","2016-02-02T22:00:00",2016,2,{"$f":"LOOKUP(E796,Temperature!Q:Q,Temperature!R:R)","v":3},{"$f":"LOOKUP(E796,Temperature!Q:Q,Temperature!S:S)","v":31},"2016-03-31",0,0,25.62,2.62,0,1200,0,-0.2,2.4800000000000041E-2,-4.9600000000000087E-3,0,0,100,0,0,0,600,247.65606984530689,200,0,0,100,78,274.34393015469311,100,null,352.34393015469311,0,0,100,252.34393015469311,100,0]
["20160202:1445","2016-02-02T23:00:00","2016-02-02T23:00:00",2016,2,{"$f":"LOOKUP(E797,Temperature!Q:Q,Temperature!R:R)","v":3},{"$f":"LOOKUP(E797,Temperature!Q:Q,Temperature!S:S)","v":31},"2016-03-31",0,0,25.32,2.5499999999999998,0,1200,0,-0.2,1.2800000000000011E-2,-2.5600000000000024E-3,0,0,100,0,0,0,600,347.65606984530689,200,0,0,100,78,174.34393015469311,100,null,252.34393015469311,0,0,100,152.34393015469311,100,0]
["20160202:1545","2016-02-03","2016-02-03",2016,2,{"$f":"LOOKUP(E798,Temperature!Q:Q,Temperature!R:R)","v":3},{"$f":"LOOKUP(E798,Temperature!Q:Q,Temperature!S:S)","v":31},"2016-03-31",0,0,24.88,2.62,0,1200,0,-0.2,-4.8000000000000395E-3,9.6000000000000794E-4,0,0,100,0,0,0,600,447.65606984530689,200,0,0,100,78,74.343930154693112,74.343930154693112,null,152.34393015469311,0,0,74.343930154693112,78,74.343930154693112,0]
["20160202:1645","2016-02-03T01:00:00","2016-02-03T01:00:00",2016,2,{"$f":"LOOKUP(E799,Temperature!Q:Q,Temperature!R:R)","v":3},{"$f":"LOOKUP(E799,Temperature!Q:Q,Temperature!S:S)","v":31},"2016-03-31",0,0,24.66,2.5499999999999998,0,1200,0,-0.2,-1.3599999999999994E-2,2.7199999999999989E-3,0,0,100,0,0,0,600,522,200,0,0,100,78,0,0,null,78,0,0,0,78,0,0]
["20160202:1745","2016-02-03T02:00:00","2016-02-03T02:00:00",2016,2,{"$f":"LOOKUP(E800,Temperature!Q:Q,Temperature!R:R)","v":3},{"$f":"LOOKUP(E800,Temperature!Q:Q,Temperature!S:S)","v":31},"2016-03-31",0,0,24.39,2.2799999999999998,0,1200,0,-0.2,-2.4399999999999977E-2,4.8799999999999955E-3,0,0,100,0,0,0,600,522,200,0,0,100,78,0,0,null,78,0,0,0,78,0,0]
["20160202:1845","2016-02-03T03:00:00","2016-02-03T03:00:00",2016,2,{"$f":"LOOKUP(E801,Temperature!Q:Q,Temperature!R:R)","v":3},{"$f":"LOOKUP(E801,Temperature!Q:Q,Temperature!S:S)","v":31},"2016-03-31",0,0,24.62,1.93,0,1200,0,-0.2,-1.519999999999996E-2,3.0399999999999924E-3,0,0,100,0,0,0,600,522,200,0,0,100,78,0,0,null,78,0,0,0,78,0,0]
["20160202:1945","2016-02-03T04:00:00","2016-02-03T04:00:00",2016,2,{"$f":"LOOKUP(E802,Temperature!Q:Q,Temperature!R:R)","v":3},{"$f":"LOOKUP(E802,Temperature!Q:Q,Temperature!S:S)","v":31},"2016-03-31",0,0,24.38,2.2799999999999998,0,1200,0,-0.2,-2.4800000000000041E-2,4.9600000000000087E-3,0,0,100,0,0,0,600,522,200,0,0,100,78,0,0,null,78,0,0,0,78,0,0]
["20160202:2045","2016-02-03T05:00:00","2016-02-03T05:00:00",2016,2,{"$f":"LOOKUP(E803,Temperature!Q:Q,Temperature!R:R)","v":3},{"$f":"LOOKUP(E803,Temperature!Q:Q,Temperature!S:S)","v":31},"2016-03-31",0,0,24.22,2.0699999999999998,0,1200,0,-0.2,-3.1200000000000047E-2,6.2400000000000094E-3,0,0,100,0,0,0,600,522,200,0,0,100,78,0,0,null,78,0,0,0,78,0,0]
["20160202:2145","2016-02-03T06:00:00","2016-02-03T06:00:00",2016,2,{"$f":"LOOKUP(E804,Temperature!Q:Q,Temperature!R:R)","v":3},{"$f":"LOOKUP(E804,Temperature!Q:Q,Temperature!S:S)","v":31},"2016-03-31",0,0,24.09,2.0699999999999998,0,1200,0,-0.2,-3.6400000000000009E-2,7.2800000000000017E-3,0,0,100,0,0,0,600,522,200,0,0,100,78,0,0,null,78,0,0,0,78,0,0]
["20160202:2245","2016-02-03T07:00:00","2016-02-03T07:00:00",2016,2,{"$f":"LOOKUP(E805,Temperature!Q:Q,Temperature!R:R)","v":3},{"$f":"LOOKUP(E805,Temperature!Q:Q,Temperature!S:S)","v":31},"2016-03-31",0,0,24.06,2.14,0,1200,0,-0.2,-3.760000000000005E-2,7.5200000000000102E-3,0,0,100,0,0,0,600,522,200,0,0,100,78,0,0,null,78,0,0,0,78,0,0]
["20160202:2345","2016-02-03T08:00:00","2016-02-03T08:00:00",2016,2,{"$f":"LOOKUP(E806,Temperature!Q:Q,Temperature!R:R)","v":3},{"$f":"LOOKUP(E806,Temperature!Q:Q,Temperature!S:S)","v":31},"2016-03-31",14.55,1.06,24.09,2.2799999999999998,0,1200,14.55,-0.2,-3.6400000000000009E-2,7.2800000000000017E-3,14.655924000000001,12.89721312,100,2.9311848,2.9311848,0,600,522,200,0,0,97.068815200000003,78,0,0,null,78,0,0,0,78,2.9311848,0]
["20160203:0045","2016-02-03T09:00:00","2016-02-03T09:00:00",2016,2,{"$f":"LOOKUP(E807,Temperature!Q:Q,Temperature!R:R)","v":3},{"$f":"LOOKUP(E807,Temperature!Q:Q,Temperature!S:S)","v":31},"2016-03-31",424.5,15.22,24.6,3.45,0,1200,424.5,-0.2,-1.5999999999999945E-2,3.1999999999999893E-3,425.85840000000002,374.75539200000003,100,85.171680000000009,85.171680000000009,0,600,522,200,0,0,14.828319999999991,78,0,0,null,78,0,0,0,78,85.171680000000009,0]
["20160203:0145","2016-02-03T10:00:00","2016-02-03T10:00:00",2016,2,{"$f":"LOOKUP(E808,Temperature!Q:Q,Temperature!R:R)","v":3},{"$f":"LOOKUP(E808,Temperature!Q:Q,Temperature!S:S)","v":31},"2016-03-31",379.68,29.11,25.69,3.38,0,1200,379.68,-0.2,2.7600000000000052E-2,-5.520000000000011E-3,377.58416640000002,332.27406643200004,100,75.51683328,75.51683328,0,600,522,200,0,0,24.48316672,78,0,0,null,78,0,0,0,78,75.51683328,0]
["20160203:0245","2016-02-03T11:00:00","2016-02-03T11:00:00",2016,2,{"$f":"LOOKUP(E809,Temperature!Q:Q,Temperature!R:R)","v":3},{"$f":"LOOKUP(E809,Temperature!Q:Q,Temperature!S:S)","v":31},"2016-03-31",694.16,42.44,26.77,3.45,0,1200,694.16,-0.2,7.0799999999999988E-2,-1.4159999999999999E-2,684.33069439999997,602.21101107200002,100,136.86613887999999,100,36.866138879999994,600,522,200,36.866138879999994,2.2119683328000015,0,78,0,0,null,78,36.866138879999994,2.2119683328000015,0,112.6541705472,100,0]
["20160203:0345","2016-02-03T12:00:00","2016-02-03T12:00:00",2016,2,{"$f":"LOOKUP(E810,Temperature!Q:Q,Temperature!R:R)","v":3},{"$f":"LOOKUP(E810,Temperature!Q:Q,Temperature!S:S)","v":31},"2016-03-31",962.54,54.57,27.56,3.59,0,1200,962.54,-0.2,0.10239999999999995,-2.0479999999999991E-2,942.82718080000006,829.68791910400012,100,188.56543616000002,100,88.565436160000019,600,487.34582945279999,200,88.565436160000019,5.3139261696000055,0,78,29.340244377599991,0,null,112.6541705472,88.565436160000019,5.3139261696000055,0,195.90568053760001,100,0]
["20160203:0445","2016-02-03T13:00:00","2016-02-03T13:00:00",2016,2,{"$f":"LOOKUP(E811,Temperature!Q:Q,Temperature!R:R)","v":3},{"$f":"LOOKUP(E811,Temperature!Q:Q,Temperature!S:S)","v":31},"2016-03-31",860.98,63.77,28.46,3.66,0,1200,860.98,-0.2,0.13840000000000002,-2.7680000000000007E-2,837.14807359999998,736.69030476800003,100,167.42961471999999,100,67.429614719999989,600,404.09431946239999,200,67.429614719999989,4.0457768832000029,0,78,113.8599036544,0,null,195.90568053760001,67.429614719999989,4.0457768832000029,0,259.28951837440002,100,0]
["20160203:0545","2016-02-03T14:00:00","2016-02-03T14:00:00",2016,2,{"$f":"LOOKUP(E812,Temperature!Q:Q,Temperature!R:R)","v":3},{"$f":"LOOKUP(E812,Temperature!Q:Q,Temperature!S:S)","v":31},"2016-03-31",977.22,66.3,28.84,3.93,0,1200,977.22,-0.2,0.15359999999999999,-3.0719999999999997E-2,947.1998016,833.53582540800005,100,189.43996032000001,100,89.439960320000012,600,340.71048162559998,200,89.439960320000012,5.3663976192000051,0,78,175.92312075520002,0,null,259.28951837440002,89.439960320000012,5.3663976192000051,0,343.3630810752,100,0]
["20160203:0645","2016-02-03T15:00:00","2016-02-03T15:00:00",2016,2,{"$f":"LOOKUP(E813,Temperature!Q:Q,Temperature!R:R)","v":3},{"$f":"LOOKUP(E813,Temperature!Q:Q,Temperature!S:S)","v":31},"2016-03-31",922.78,60.42,30.02,5.0999999999999996,0,1200,922.78,-0.2,0.20079999999999998,-4.0160000000000001E-2,885.7211552,779.43461657600005,100,177.14423104000002,100,77.144231040000022,600,256.6369189248,200,77.144231040000022,4.6286538624000055,0,78,260.73442721279997,0,null,343.3630810752,77.144231040000022,4.6286538624000055,0,415.87865825279999,100,0]
["20160203:0745","2016-02-03T16:00:00","2016-02-03T16:00:00",2016,2,{"$f":"LOOKUP(E814,Temperature!Q:Q,Temperature!R:R)","v":3},{"$f":"LOOKUP(E814,Temperature!Q:Q,Temperature!S:S)","v":31},"2016-03-31",772.36,49.64,29.8,4.76,0,1200,772.36,-0.2,0.19200000000000003,-3.8400000000000011E-2,742.70137599999998,653.57721087999994,100,148.5402752,100,48.540275199999996,600,184.12134174720001,200,48.540275199999996,2.9124165120000023,0,78,334.9662417408,0,null,415.87865825279999,48.540275199999996,2.9124165120000023,0,461.5065169408,100,0]
["20160203:0845","2016-02-03T17:00:00","2016-02-03T17:00:00",2016,2,{"$f":"LOOKUP(E815,Temperature!Q:Q,Temperature!R:R)","v":3},{"$f":"LOOKUP(E815,Temperature!Q:Q,Temperature!S:S)","v":31},"2016-03-31",855.6,36.869999999999997,29.42,4.83,0,1200,855.6,-0.2,0.17680000000000007,-3.5360000000000016E-2,825.34598399999993,726.30446591999998,100,165.06919679999999,100,65.069196799999986,600,138.4934830592,200,65.069196799999986,3.9041518080000026,0,78,379.6023651328,0,null,461.5065169408,65.069196799999986,3.9041518080000026,0,522.67156193279993,100,0]
["20160203:0945","2016-02-03T18:00:00","2016-02-03T18:00:00",2016,2,{"$f":"LOOKUP(E816,Temperature!Q:Q,Temperature!R:R)","v":3},{"$f":"LOOKUP(E816,Temperature!Q:Q,Temperature!S:S)","v":31},"2016-03-31",409.78,23.25,28.78,4.55,0,1200,409.78,-0.2,0.15120000000000006,-3.0240000000000013E-2,397.38825279999998,349.70166246399998,100,79.477650560000001,79.477650560000001,0,600,77.328438067200068,200,0,0,20.522349439999999,78,444.67156193279993,20.522349439999999,null,522.67156193279993,0,0,20.522349439999999,502.14921249279996,100,0]
["20160203:1045","2016-02-03T19:00:00","2016-02-03T19:00:00",2016,2,{"$f":"LOOKUP(E817,Temperature!Q:Q,Temperature!R:R)","v":3},{"$f":"LOOKUP(E817,Temperature!Q:Q,Temperature!S:S)","v":31},"2016-03-31",281.56,9.23,27.86,3.66,0,1200,281.56,-0.2,0.11439999999999997,-2.2879999999999998E-2,275.11790719999999,242.103758336,100,55.023581439999994,55.023581439999994,0,600,97.850787507200039,200,0,0,44.976418560000006,78,424.14921249279996,44.976418560000006,null,502.14921249279996,0,0,44.976418560000006,457.17279393279995,100,0]
["20160203:1145","2016-02-03T20:00:00","2016-02-03T20:00:00",2016,2,{"$f":"LOOKUP(E818,Temperature!Q:Q,Temperature!R:R)","v":3},{"$f":"LOOKUP(E818,Temperature!Q:Q,Temperature!S:S)","v":31},"2016-03-31",0,0,26.86,3.31,0,1200,0,-0.2,7.439999999999998E-2,-1.4879999999999997E-2,0,0,100,0,0,0,600,142.82720606720005,200,0,0,100,78,379.17279393279995,100,null,457.17279393279995,0,0,100,357.17279393279995,100,0]
["20160203:1245","2016-02-03T21:00:00","2016-02-03T21:00:00",2016,2,{"$f":"LOOKUP(E819,Temperature!Q:Q,Temperature!R:R)","v":3},{"$f":"LOOKUP(E819,Temperature!Q:Q,Temperature!S:S)","v":31},"2016-03-31",0,0,26.28,2.9,0,1200,0,-0.2,5.1200000000000044E-2,-1.024000000000001E-2,0,0,100,0,0,0,600,242.82720606720005,200,0,0,100,78,279.17279393279995,100,null,357.17279393279995,0,0,100,257.17279393279995,100,0]
["20160203:1345","2016-02-03T22:00:00","2016-02-03T22:00:00",2016,2,{"$f":"LOOKUP(E820,Temperature!Q:Q,Temperature!R:R)","v":3},{"$f":"LOOKUP(E820,Temperature!Q:Q,Temperature!S:S)","v":31},"2016-03-31",0,0,25.8,2.9,0,1200,0,-0.2,3.2000000000000028E-2,-6.4000000000000064E-3,0,0,100,0,0,0,600,342.82720606720005,200,0,0,100,78,179.17279393279995,100,null,257.17279393279995,0,0,100,157.17279393279995,100,0]
["20160203:1445","2016-02-03T23:00:00","2016-02-03T23:00:00",2016,2,{"$f":"LOOKUP(E821,Temperature!Q:Q,Temperature!R:R)","v":3},{"$f":"LOOKUP(E821,Temperature!Q:Q,Temperature!S:S)","v":31},"2016-03-31",0,0,25.5,2.83,0,1200,0,-0.2,0.02,-4.0000000000000001E-3,0,0,100,0,0,0,600,442.82720606720005,200,0,0,100,78,79.172793932799948,79.172793932799948,null,157.17279393279995,0,0,79.172793932799948,78,79.172793932799948,0]
["20160203:1545","2016-02-04","2016-02-04",{"$f":"YEAR(B822)","v":2016},2,{"$f":"LOOKUP(E822,Temperature!Q:Q,Temperature!R:R)","v":3},{"$f":"LOOKUP(E822,Temperature!Q:Q,Temperature!S:S)","v":31},"2016-03-31",0,0,25.14,2.9,0,1200,0,-0.2,5.6000000000000225E-3,-1.1200000000000045E-3,0,0,100,0,0,0,600,522,200,0,0,100,78,0,0,null,78,0,0,0,78,{"$f":"W822+AL822","v":0},0]
["20160203:1645",{"$f":"C823","v":"2016-02-04T01:00:00"},"2016-02-04T01:00:00",2016,{"$f":"MONTH(B823)","v":2},{"$f":"LOOKUP(E823,Temperature!Q:Q,Temperature!R:R)","v":3},{"$f":"LOOKUP(E823,Temperature!Q:Q,Temperature!S:S)","v":31},{"$f":"DATE(D823,F823,G823)","v":"2016-03-31"},0,0,24.92,3.03,0,{"$f":"N822","v":1200},{"$f":"IF(I823>N823,1000,I823)","v":0},{"$f":"$P$6","v":-0.2},{"$f":"(K823-$Q$6)/$Q$6","v":-3.1999999999999316E-3},{"$f":"P823*Q823","v":6.3999999999998639E-4},{"$f":"O823*(1+R823)","v":0},{"$f":"S823*(1-$T$6)","v":0},{"$f":"$U$6","v":100},{"$f":"$V$6*S823/1000","v":0},{"$f":"MIN(V823,U823)","v":0},{"$f":"V823-W823","v":0},{"$f":"$Y$6","v":600},522,{"$f":"$AA$6","v":200},{"$f":"MIN(AA823,Z823,X823)","v":0},{"$f":"(1-$AC$6)*AB823","v":0},{"$f":"U823-W823","v":100},{"$f":"MAX($Y$13*($AE$6),0)","v":78},{"$f":"MAX(AI823-AE823-AC823,0)","v":0},{"$f":"MIN($AG$6,AF823,AD823)","v":0},null,78,{"$f":"AB823","v":0},{"$f":"AC823","v":0},{"$f":"AG823","v":0},{"$f":"AI823+AJ823-AL823-AK823","v":78},0,{"$f":"V823-W823-AJ823","v":0}]
["20160203:1745","2016-02-04T02:00:00","2016-02-04T02:00:00",2016,2,{"$f":"LOOKUP(E824,Temperature!Q:Q,Temperature!R:R)","v":3},{"$f":"LOOKUP(E824,Temperature!Q:Q,Temperature!S:S)","v":31},"2016-03-31",0,0,24.76,3.17,0,1200,0,-0.2,-9.5999999999999367E-3,1.9199999999999875E-3,0,0,100,0,0,0,600,522,200,0,0,100,78,0,0,null,78,0,0,0,78,0,0]
["20160203:1845","2016-02-04T03:00:00","2016-02-04T03:00:00",2016,2,{"$f":"LOOKUP(E825,Temperature!Q:Q,Temperature!R:R)","v":3},{"$f":"LOOKUP(E825,Temperature!Q:Q,Temperature!S:S)","v":31},"2016-03-31",0,0,25.11,2.9,0,1200,0,-0.2,4.3999999999999768E-3,-8.7999999999999537E-4,0,0,100,0,0,0,600,522,200,0,0,100,78,0,0,null,78,0,0,0,78,0,0]
["20160203:1945","2016-02-04T04:00:00","2016-02-04T04:00:00",2016,2,{"$f":"LOOKUP(E826,Temperature!Q:Q,Temperature!R:R)","v":3},{"$f":"LOOKUP(E826,Temperature!Q:Q,Temperature!S:S)","v":31},"2016-03-31",0,0,25.1,2.9,0,1200,0,-0.2,4.0000000000000565E-3,-8.0000000000001131E-4,0,0,100,0,0,0,600,522,200,0,0,100,78,0,0,null,78,0,0,0,78,0,0]
["20160203:2045","2016-02-04T05:00:00","2016-02-04T05:00:00",2016,2,{"$f":"LOOKUP(E827,Temperature!Q:Q,Temperature!R:R)","v":3},{"$f":"LOOKUP(E827,Temperature!Q:Q,Temperature!S:S)","v":31},"2016-03-31",0,0,25.21,2.76,0,1200,0,-0.2,8.4000000000000342E-3,-1.680000000000007E-3,0,0,100,0,0,0,600,522,200,0,0,100,78,0,0,null,78,0,0,0,78,0,0]
["20160203:2145","2016-02-04T06:00:00","2016-02-04T06:00:00",2016,2,{"$f":"LOOKUP(E828,Temperature!Q:Q,Temperature!R:R)","v":3},{"$f":"LOOKUP(E828,Temperature!Q:Q,Temperature!S:S)","v":31},"2016-03-31",0,0,25.26,2.83,0,1200,0,-0.2,1.0400000000000062E-2,-2.0800000000000124E-3,0,0,100,0,0,0,600,522,200,0,0,100,78,0,0,null,78,0,0,0,78,0,0]
["20160203:2245","2016-02-04T07:00:00","2016-02-04T07:00:00",2016,2,{"$f":"LOOKUP(E829,Temperature!Q:Q,Temperature!R:R)","v":3},{"$f":"LOOKUP(E829,Temperature!Q:Q,Temperature!S:S)","v":31},"2016-03-31",0,0,25.24,3.1,0,1200,0,-0.2,9.5999999999999367E-3,-1.9199999999999875E-3,0,0,100,0,0,0,600,522,200,0,0,100,78,0,0,null,78,0,0,0,78,0,0]
["20160203:2345","2016-02-04T08:00:00","2016-02-04T08:00:00",2016,2,{"$f":"LOOKUP(E830,Temperature!Q:Q,Temperature!R:R)","v":3},{"$f":"LOOKUP(E830,Temperature!Q:Q,Temperature!S:S)","v":31},"2016-03-31",14.55,1.07,25.27,3.38,0,1200,14.55,-0.2,1.0799999999999983E-2,-2.1599999999999966E-3,14.518572000000001,12.77634336,100,2.9037144000000001,2.9037144000000001,0,600,522,200,0,0,97.096285600000002,78,0,0,null,78,0,0,0,78,2.9037144000000001,0]
["20160204:0045","2016-02-04T09:00:00","2016-02-04T09:00:00",2016,2,{"$f":"LOOKUP(E831,Temperature!Q:Q,Temperature!R:R)","v":3},{"$f":"LOOKUP(E831,Temperature!Q:Q,Temperature!S:S)","v":31},"2016-03-31",75.459999999999994,15.25,25.45,3.31,0,1200,75.459999999999994,-0.2,1.7999999999999971E-2,-3.5999999999999943E-3,75.188343999999987,66.165742719999983,100,15.037668799999997,15.037668799999997,0,600,522,200,0,0,84.962331200000008,78,0,0,null,78,0,0,0,78,15.037668799999997,0]
["20160204:0145","2016-02-04T10:00:00","2016-02-04T10:00:00",2016,2,{"$f":"LOOKUP(E832,Temperature!Q:Q,Temperature!R:R)","v":3},{"$f":"LOOKUP(E832,Temperature!Q:Q,Temperature!S:S)","v":31},"2016-03-31",326.08,29.17,26.23,4.07,0,1200,326.08,-0.2,4.9200000000000015E-2,-9.8400000000000033E-3,322.87137280000002,284.12680806400004,100,64.574274560000006,64.574274560000006,0,600,522,200,0,0,35.425725439999994,78,0,0,null,78,0,0,0,78,64.574274560000006,0]
["20160204:0245","2016-02-04T11:00:00","2016-02-04T11:00:00",2016,2,{"$f":"LOOKUP(E833,Temperature!Q:Q,Temperature!R:R)","v":3},{"$f":"LOOKUP(E833,Temperature!Q:Q,Temperature!S:S)","v":31},"2016-03-31",442.05,42.54,27.39,4.41,0,1200,442.05,-0.2,9.5600000000000018E-2,-1.9120000000000005E-2,433.598004,381.56624352,100,86.719600799999995,86.719600799999995,0,600,522,200,0,0,13.280399200000005,78,0,0,null,78,0,0,0,78,86.719600799999995,0]
["20160204:0345","2016-02-04T12:00:00","2016-02-04T12:00:00",2016,2,{"$f":"LOOKUP(E834,Temperature!Q:Q,Temperature!R:R)","v":3},{"$f":"LOOKUP(E834,Temperature!Q:Q,Temperature!S:S)","v":31},"2016-03-31",289.70999999999998,54.74,28.65,5.38,0,1200,289.70999999999998,-0.2,0.14599999999999994,-2.919999999999999E-2,281.25046799999996,247.50041183999997,100,56.250093599999992,56.250093599999992,0,600,522,200,0,0,43.749906400000008,78,0,0,null,78,0,0,0,78,56.250093599999992,0]
["20160204:0445","2016-02-04T13:00:00","2016-02-04T13:00:00",2016,2,{"$f":"LOOKUP(E835,Temperature!Q:Q,Temperature!R:R)","v":3},{"$f":"LOOKUP(E835,Temperature!Q:Q,Temperature!S:S)","v":31},"2016-03-31",422.5,64.02,29.29,5.93,0,1200,422.5,-0.2,0.17159999999999997,-3.4319999999999996E-2,407.99979999999999,359.03982400000001,100,81.599959999999996,81.599959999999996,0,600,522,200,0,0,18.400040000000004,78,0,0,null,78,0,0,0,78,81.599959999999996,0]
["20160204:0545","2016-02-04T14:00:00","2016-02-04T14:00:00",2016,2,{"$f":"LOOKUP(E836,Temperature!Q:Q,Temperature!R:R)","v":3},{"$f":"LOOKUP(E836,Temperature!Q:Q,Temperature!S:S)","v":31},"2016-03-31",404.77,66.599999999999994,29.68,5.79,0,1200,404.77,-0.2,0.18719999999999998,-3.7439999999999994E-2,389.61541119999998,342.86156185599998,100,77.923082239999999,77.923082239999999,0,600,522,200,0,0,22.076917760000001,78,0,0,null,78,0,0,0,78,77.923082239999999,0]
["20160204:0645","2016-02-04T15:00:00","2016-02-04T15:00:00",2016,2,{"$f":"LOOKUP(E837,Temperature!Q:Q,Temperature!R:R)","v":3},{"$f":"LOOKUP(E837,Temperature!Q:Q,Temperature!S:S)","v":31},"2016-03-31",615.6,60.67,28.72,5.24,0,1200,615.6,-0.2,0.14879999999999996,-2.9759999999999995E-2,597.27974400000005,525.60617472000001,100,119.45594880000002,100,19.455948800000016,600,522,200,19.455948800000016,1.167356928000002,0,78,0,0,null,78,19.455948800000016,1.167356928000002,0,96.288591872000012,100,0]
["20160204:0745","2016-02-04T16:00:00","2016-02-04T16:00:00",2016,2,{"$f":"LOOKUP(E838,Temperature!Q:Q,Temperature!R:R)","v":3},{"$f":"LOOKUP(E838,Temperature!Q:Q,Temperature!S:S)","v":31},"2016-03-31",382.51,49.82,28.66,4.97,0,1200,382.51,-0.2,0.1464,-2.928E-2,371.3101072,326.752894336,100,74.262021439999998,74.262021439999998,0,600,503.71140812800002,200,0,0,25.737978560000002,78,18.288591872000012,18.288591872000012,null,96.288591872000012,0,0,18.288591872000012,78,92.55061331200001,0]
["20160204:0845","2016-02-04T17:00:00","2016-02-04T17:00:00",2016,2,{"$f":"LOOKUP(E839,Temperature!Q:Q,Temperature!R:R)","v":3},{"$f":"LOOKUP(E839,Temperature!Q:Q,Temperature!S:S)","v":31},"2016-03-31",208.44,37.01,28.4,4.97,0,1200,208.44,-0.2,0.13599999999999995,-2.7199999999999992E-2,202.770432,178.43798016,100,40.554086400000003,40.554086400000003,0,600,522,200,0,0,59.445913599999997,78,0,0,null,78,0,0,0,78,40.554086400000003,0]
["20160204:0945","2016-02-04T18:00:00","2016-02-04T18:00:00",2016,2,{"$f":"LOOKUP(E840,Temperature!Q:Q,Temperature!R:R)","v":3},{"$f":"LOOKUP(E840,Temperature!Q:Q,Temperature!S:S)","v":31},"2016-03-31",81.84,23.36,27.98,4.4800000000000004,0,1200,81.84,-0.2,0.11920000000000001,-2.3840000000000004E-2,79.888934400000011,70.302262272000007,100,15.977786880000002,15.977786880000002,0,600,522,200,0,0,84.022213120000004,78,0,0,null,78,0,0,0,78,15.977786880000002,0]
["20160204:1045","2016-02-04T19:00:00","2016-02-04T19:00:00",2016,2,{"$f":"LOOKUP(E841,Temperature!Q:Q,Temperature!R:R)","v":3},{"$f":"LOOKUP(E841,Temperature!Q:Q,Temperature!S:S)","v":31},"2016-03-31",57.44,9.31,27.29,3.72,0,1200,57.44,-0.2,9.1599999999999959E-2,-1.8319999999999993E-2,56.3876992,49.621175295999997,100,11.277539839999999,11.277539839999999,0,600,522,200,0,0,88.722460159999997,78,0,0,null,78,0,0,0,78,11.277539839999999,0]
["20160204:1145","2016-02-04T20:00:00","2016-02-04T20:00:00",2016,2,{"$f":"LOOKUP(E842,Temperature!Q:Q,Temperature!R:R)","v":3},{"$f":"LOOKUP(E842,Temperature!Q:Q,Temperature!S:S)","v":31},"2016-03-31",0,0,26.77,3.24,0,1200,0,-0.2,7.0799999999999988E-2,-1.4159999999999999E-2,0,0,100,0,0,0,600,522,200,0,0,100,78,0,0,null,78,0,0,0,78,0,0]
["20160204:1245","2016-02-04T21:00:00","2016-02-04T21:00:00",2016,2,{"$f":"LOOKUP(E843,Temperature!Q:Q,Temperature!R:R)","v":3},{"$f":"LOOKUP(E843,Temperature!Q:Q,Temperature!S:S)","v":31},"2016-03-31",0,0,26.48,2.97,0,1200,0,-0.2,5.9200000000000016E-2,-1.1840000000000003E-2,0,0,100,0,0,0,600,522,200,0,0,100,78,0,0,null,78,0,0,0,78,0,0]
["20160204:1345","2016-02-04T22:00:00","2016-02-04T22:00:00",2016,2,{"$f":"LOOKUP(E844,Temperature!Q:Q,Temperature!R:R)","v":3},{"$f":"LOOKUP(E844,Temperature!Q:Q,Temperature!S:S)","v":31},"2016-03-31",0,0,26.21,2.76,0,1200,0,-0.2,4.8400000000000033E-2,-9.680000000000008E-3,0,0,100,0,0,0,600,522,200,0,0,100,78,0,0,null,78,0,0,0,78,0,0]
["20160204:1445","2016-02-04T23:00:00","2016-02-04T23:00:00",2016,2,{"$f":"LOOKUP(E845,Temperature!Q:Q,Temperature!R:R)","v":3},{"$f":"LOOKUP(E845,Temperature!Q:Q,Temperature!S:S)","v":31},"2016-03-31",0,0,25.96,2.48,0,1200,0,-0.2,3.8400000000000031E-2,-7.6800000000000063E-3,0,0,100,0,0,0,600,522,200,0,0,100,78,0,0,null,78,0,0,0,78,0,0]
["20160204:1545","2016-02-05","2016-02-05",2016,2,{"$f":"LOOKUP(E846,Temperature!Q:Q,Temperature!R:R)","v":3},{"$f":"LOOKUP(E846,Temperature!Q:Q,Temperature!S:S)","v":31},"2016-03-31",0,0,25.61,2.41,0,1200,0,-0.2,2.4399999999999977E-2,-4.8799999999999955E-3,0,0,100,0,0,0,600,{"$f":"Y846-AI846","v":522},200,0,0,100,78,0,0,null,{"$f":"AM845","v":78},0,0,0,78,0,0]
["20160204:1645","2016-02-05T01:00:00",{"$f":"C846+1/24","v":"2016-02-05T01:00:00"},2016,2,{"$f":"LOOKUP(E847,Temperature!Q:Q,Temperature!R:R)","v":3},{"$f":"LOOKUP(E847,Temperature!Q:Q,Temperature!S:S)","v":31},"2016-03-31",0,0,25.4,2.2799999999999998,0,1200,0,-0.2,1.5999999999999945E-2,-3.1999999999999893E-3,0,0,100,0,0,0,600,522,200,0,0,100,78,0,0,null,78,0,0,0,78,0,0]
["20160204:1745","2016-02-05T02:00:00","2016-02-05T02:00:00",2016,2,{"$f":"LOOKUP(E848,Temperature!Q:Q,Temperature!R:R)","v":3},{"$f":"LOOKUP(E848,Temperature!Q:Q,Temperature!S:S)","v":31},"2016-03-31",0,0,25.21,2.62,0,1200,0,-0.2,8.4000000000000342E-3,-1.680000000000007E-3,0,0,100,0,0,0,600,522,200,0,0,100,78,0,0,null,78,0,0,0,78,0,0]
["20160204:1845","2016-02-05T03:00:00","2016-02-05T03:00:00",2016,2,{"$f":"LOOKUP(E849,Temperature!Q:Q,Temperature!R:R)","v":3},{"$f":"LOOKUP(E849,Temperature!Q:Q,Temperature!S:S)","v":31},"2016-03-31",0,0,25.08,2.62,0,1200,0,-0.2,3.1999999999999316E-3,-6.3999999999998639E-4,0,0,100,0,0,0,600,522,200,0,0,100,78,0,0,null,78,0,0,0,78,0,0]
["20160204:1945","2016-02-05T04:00:00","2016-02-05T04:00:00",2016,2,{"$f":"LOOKUP(E850,Temperature!Q:Q,Temperature!R:R)","v":3},{"$f":"LOOKUP(E850,Temperature!Q:Q,Temperature!S:S)","v":31},"2016-03-31",0,0,24.56,2.34,0,1200,0,-0.2,-1.760000000000005E-2,3.5200000000000101E-3,0,0,100,0,0,0,600,522,200,0,0,100,78,0,0,null,78,0,0,0,78,0,0]
["20160204:2045","2016-02-05T05:00:00","2016-02-05T05:00:00",2016,2,{"$f":"LOOKUP(E851,Temperature!Q:Q,Temperature!R:R)","v":3},{"$f":"LOOKUP(E851,Temperature!Q:Q,Temperature!S:S)","v":31},"2016-03-31",0,0,24.2,2.0699999999999998,0,1200,0,-0.2,-3.2000000000000028E-2,6.4000000000000064E-3,0,0,100,0,0,0,600,522,200,0,0,100,78,0,0,null,78,0,0,0,78,0,0]
["20160204:2145","2016-02-05T06:00:00","2016-02-05T06:00:00",2016,2,{"$f":"LOOKUP(E852,Temperature!Q:Q,Temperature!R:R)","v":3},{"$f":"LOOKUP(E852,Temperature!Q:Q,Temperature!S:S)","v":31},"2016-03-31",0,0,23.89,2.14,0,1200,0,-0.2,-4.4399999999999974E-2,8.8799999999999955E-3,0,0,100,0,0,0,600,522,200,0,0,100,78,0,0,null,78,0,0,0,78,0,0]
["20160204:2245","2016-02-05T07:00:00","2016-02-05T07:00:00",2016,2,{"$f":"LOOKUP(E853,Temperature!Q:Q,Temperature!R:R)","v":3},{"$f":"LOOKUP(E853,Temperature!Q:Q,Temperature!S:S)","v":31},"2016-03-31",0,0,23.36,2.34,0,1200,0,-0.2,-6.5600000000000019E-2,1.3120000000000005E-2,0,0,100,0,0,0,600,522,200,0,0,100,78,0,0,null,78,0,0,0,78,0,0]
["20160204:2345","2016-02-05T08:00:00","2016-02-05T08:00:00",2016,2,{"$f":"LOOKUP(E854,Temperature!Q:Q,Temperature!R:R)","v":3},{"$f":"LOOKUP(E854,Temperature!Q:Q,Temperature!S:S)","v":31},"2016-03-31",14.55,1.08,23.56,2.5499999999999998,0,1200,14.55,-0.2,-5.7600000000000054E-2,1.1520000000000011E-2,14.717616,12.951502079999999,100,2.9435232,2.9435232,0,600,522,200,0,0,97.056476799999999,78,0,0,null,78,0,0,0,78,2.9435232,0]
["20160205:0045","2016-02-05T09:00:00","2016-02-05T09:00:00",2016,2,{"$f":"LOOKUP(E855,Temperature!Q:Q,Temperature!R:R)","v":3},{"$f":"LOOKUP(E855,Temperature!Q:Q,Temperature!S:S)","v":31},"2016-03-31",59.1,15.29,24.04,2.2799999999999998,0,1200,59.1,-0.2,-3.8400000000000031E-2,7.6800000000000063E-3,59.553887999999993,52.407421439999993,100,11.910777599999999,11.910777599999999,0,600,522,200,0,0,88.089222399999997,78,0,0,null,78,0,0,0,78,11.910777599999999,0]
["20160205:0145","2016-02-05T10:00:00","2016-02-05T10:00:00",2016,2,{"$f":"LOOKUP(E856,Temperature!Q:Q,Temperature!R:R)","v":3},{"$f":"LOOKUP(E856,Temperature!Q:Q,Temperature!S:S)","v":31},"2016-03-31",224.83,29.23,24.82,2.34,0,1200,224.83,-0.2,-7.1999999999999885E-3,1.4399999999999977E-3,225.15375520000003,198.13530457600004,100,45.030751040000013,45.030751040000013,0,600,522,200,0,0,54.969248959999987,78,0,0,null,78,0,0,0,78,45.030751040000013,0]
["20160205:0245","2016-02-05T11:00:00","2016-02-05T11:00:00",2016,2,{"$f":"LOOKUP(E857,Temperature!Q:Q,Temperature!R:R)","v":3},{"$f":"LOOKUP(E857,Temperature!Q:Q,Temperature!S:S)","v":31},"2016-03-31",263.52999999999997,42.65,25.67,2.76,0,1200,263.52999999999997,-0.2,2.6800000000000067E-2,-5.3600000000000141E-3,262.11747919999999,230.66338169599999,100,52.423495839999994,52.423495839999994,0,600,522,200,0,0,47.576504160000006,78,0,0,null,78,0,0,0,78,52.423495839999994,0]
["20160205:0345","2016-02-05T12:00:00","2016-02-05T12:00:00",2016,2,{"$f":"LOOKUP(E858,Temperature!Q:Q,Temperature!R:R)","v":3},{"$f":"LOOKUP(E858,Temperature!Q:Q,Temperature!S:S)","v":31},"2016-03-31",661.66,54.9,26.64,3.1,0,1200,661.66,-0.2,6.5600000000000019E-2,-1.3120000000000005E-2,652.97902079999994,574.62153830399996,100,130.59580415999997,100,30.595804159999972,600,522,200,30.595804159999972,1.8357482495999999,0,78,0,0,null,78,30.595804159999972,1.8357482495999999,0,106.76005591039997,100,0]
["20160205:0445","2016-02-05T13:00:00","2016-02-05T13:00:00",2016,2,{"$f":"LOOKUP(E859,Temperature!Q:Q,Temperature!R:R)","v":3},{"$f":"LOOKUP(E859,Temperature!Q:Q,Temperature!S:S)","v":31},"2016-03-31",714.08,64.27,26.32,4.55,0,1200,714.08,-0.2,5.2800000000000014E-2,-1.0560000000000003E-2,706.53931520000003,621.75459737599999,100,141.30786304,100,41.307863040000001,600,493.23994408960004,200,41.307863040000001,2.4784717824000024,0,78,26.281584127999967,0,null,106.76005591039997,41.307863040000001,2.4784717824000024,0,145.58944716799999,100,0]
["20160205:0545","2016-02-05T14:00:00","2016-02-05T14:00:00",2016,2,{"$f":"LOOKUP(E860,Temperature!Q:Q,Temperature!R:R)","v":3},{"$f":"LOOKUP(E860,Temperature!Q:Q,Temperature!S:S)","v":31},"2016-03-31",654.5,66.91,26.04,3.59,0,1200,654.5,-0.2,4.1599999999999963E-2,-8.3199999999999923E-3,649.05456000000004,571.16801280000004,100,129.810912,100,29.810912000000002,600,454.41055283200001,200,29.810912000000002,1.7886547200000018,0,78,65.800792447999996,0,null,145.58944716799999,29.810912000000002,1.7886547200000018,0,173.61170444799998,100,0]
["20160205:0645","2016-02-05T15:00:00","2016-02-05T15:00:00",2016,2,{"$f":"LOOKUP(E861,Temperature!Q:Q,Temperature!R:R)","v":3},{"$f":"LOOKUP(E861,Temperature!Q:Q,Temperature!S:S)","v":31},"2016-03-31",684.38,60.92,27.15,3.66,0,1200,684.38,-0.2,8.5999999999999938E-2,-1.719999999999999E-2,672.60866399999998,591.89562432000002,100,134.5217328,100,34.521732799999995,600,426.38829555200005,200,34.521732799999995,2.0713039680000014,0,78,93.540400479999988,0,null,173.61170444799998,34.521732799999995,2.0713039680000014,0,206.06213327999998,100,0]
["20160205:0745","2016-02-05T16:00:00","2016-02-05T16:00:00",2016,2,{"$f":"LOOKUP(E862,Temperature!Q:Q,Temperature!R:R)","v":3},{"$f":"LOOKUP(E862,Temperature!Q:Q,Temperature!S:S)","v":31},"2016-03-31",410.95,50.01,25.63,3.52,0,1200,410.95,-0.2,2.5199999999999959E-2,-5.0399999999999924E-3,408.87881199999998,359.81335455999999,100,81.775762399999991,81.775762399999991,0,600,393.93786671999999,200,0,0,18.224237600000009,78,128.06213327999998,18.224237600000009,null,206.06213327999998,0,0,18.224237600000009,187.83789567999997,100,0]
["20160205:0845","2016-02-05T17:00:00","2016-02-05T17:00:00",2016,2,{"$f":"LOOKUP(E863,Temperature!Q:Q,Temperature!R:R)","v":3},{"$f":"LOOKUP(E863,Temperature!Q:Q,Temperature!S:S)","v":31},"2016-03-31",208.42,37.15,26.19,3.17,0,1200,208.42,-0.2,4.7600000000000052E-2,-9.5200000000000111E-3,206.4358416,181.66354060800001,100,41.287168319999999,41.287168319999999,0,600,412.16210432000003,200,0,0,58.712831680000001,78,109.83789567999997,58.712831680000001,null,187.83789567999997,0,0,58.712831680000001,129.12506399999998,100,0]
["20160205:0945","2016-02-05T18:00:00","2016-02-05T18:00:00",2016,2,{"$f":"LOOKUP(E864,Temperature!Q:Q,Temperature!R:R)","v":3},{"$f":"LOOKUP(E864,Temperature!Q:Q,Temperature!S:S)","v":31},"2016-03-31",180.58,23.47,25.57,3.31,0,1200,180.58,-0.2,2.2800000000000011E-2,-4.5600000000000024E-3,179.75655520000001,158.18576857600002,100,35.95131104,35.95131104,0,600,470.87493600000005,200,0,0,64.048688959999993,78,51.125063999999981,51.125063999999981,null,129.12506399999998,0,0,51.125063999999981,78,87.076375039999988,0]
["20160205:1045","2016-02-05T19:00:00","2016-02-05T19:00:00",2016,2,{"$f":"LOOKUP(E865,Temperature!Q:Q,Temperature!R:R)","v":3},{"$f":"LOOKUP(E865,Temperature!Q:Q,Temperature!S:S)","v":31},"2016-03-31",37.28,9.39,25.05,3.59,0,1200,37.28,-0.2,2.0000000000000282E-3,-4.0000000000000566E-4,37.265088000000006,32.793277440000004,100,7.4530176000000008,7.4530176000000008,0,600,522,200,0,0,92.546982400000005,78,0,0,null,78,0,0,0,78,7.4530176000000008,0]
["20160205:1145","2016-02-05T20:00:00","2016-02-05T20:00:00",2016,2,{"$f":"LOOKUP(E866,Temperature!Q:Q,Temperature!R:R)","v":3},{"$f":"LOOKUP(E866,Temperature!Q:Q,Temperature!S:S)","v":31},"2016-03-31",0,0,24.2,2.97,0,1200,0,-0.2,-3.2000000000000028E-2,6.4000000000000064E-3,0,0,100,0,0,0,600,522,200,0,0,100,78,0,0,null,78,0,0,0,78,0,0]
["20160205:1245","2016-02-05T21:00:00","2016-02-05T21:00:00",2016,2,{"$f":"LOOKUP(E867,Temperature!Q:Q,Temperature!R:R)","v":3},{"$f":"LOOKUP(E867,Temperature!Q:Q,Temperature!S:S)","v":31},"2016-03-31",0,0,24.25,1.79,0,1200,0,-0.2,-0.03,6.0000000000000001E-3,0,0,100,0,0,0,600,522,200,0,0,100,78,0,0,null,78,0,0,0,78,0,0]
["20160205:1345","2016-02-05T22:00:00","2016-02-05T22:00:00",2016,2,{"$f":"LOOKUP(E868,Temperature!Q:Q,Temperature!R:R)","v":3},{"$f":"LOOKUP(E868,Temperature!Q:Q,Temperature!S:S)","v":31},"2016-03-31",0,0,24.01,1.79,0,1200,0,-0.2,-3.9599999999999941E-2,7.9199999999999878E-3,0,0,100,0,0,0,600,522,200,0,0,100,78,0,0,null,78,0,0,0,78,0,0]
["20160205:1445","2016-02-05T23:00:00","2016-02-05T23:00:00",2016,2,{"$f":"LOOKUP(E869,Temperature!Q:Q,Temperature!R:R)","v":3},{"$f":"LOOKUP(E869,Temperature!Q:Q,Temperature!S:S)","v":31},"2016-03-31",0,0,23.85,1.79,0,1200,0,-0.2,-4.5999999999999944E-2,9.1999999999999894E-3,0,0,100,0,0,0,600,522,200,0,0,100,78,0,0,null,78,0,0,0,78,0,0]
["20160205:1545","2016-02-06","2016-02-06",2016,2,{"$f":"LOOKUP(E870,Temperature!Q:Q,Temperature!R:R)","v":3},{"$f":"LOOKUP(E870,Temperature!Q:Q,Temperature!S:S)","v":31},"2016-03-31",0,0,23.93,1.52,0,1200,0,-0.2,-4.2800000000000012E-2,8.5600000000000034E-3,0,0,100,0,0,0,600,522,200,0,0,100,78,0,0,null,78,0,0,0,78,0,0]
["20160205:1645","2016-02-06T01:00:00","2016-02-06T01:00:00",2016,2,{"$f":"LOOKUP(E871,Temperature!Q:Q,Temperature!R:R)","v":3},{"$f":"LOOKUP(E871,Temperature!Q:Q,Temperature!S:S)","v":31},"2016-03-31",0,0,23.42,1.52,0,1200,0,-0.2,-6.3199999999999937E-2,1.2639999999999988E-2,0,0,100,0,0,0,600,522,200,0,0,100,78,0,0,null,78,0,0,0,78,0,0]
["20160205:1745","2016-02-06T02:00:00","2016-02-06T02:00:00",2016,2,{"$f":"LOOKUP(E872,Temperature!Q:Q,Temperature!R:R)","v":3},{"$f":"LOOKUP(E872,Temperature!Q:Q,Temperature!S:S)","v":31},"2016-03-31",0,0,23.34,1.38,0,1200,0,-0.2,-6.6400000000000001E-2,1.328E-2,0,0,100,0,0,0,600,522,200,0,0,100,78,0,0,null,78,0,0,0,78,0,0]
["20160205:1845","2016-02-06T03:00:00","2016-02-06T03:00:00",2016,2,{"$f":"LOOKUP(E873,Temperature!Q:Q,Temperature!R:R)","v":3},{"$f":"LOOKUP(E873,Temperature!Q:Q,Temperature!S:S)","v":31},"2016-03-31",0,0,23.83,2.21,0,1200,0,-0.2,-4.6800000000000071E-2,9.3600000000000141E-3,0,0,100,0,0,0,600,522,200,0,0,100,78,0,0,null,78,0,0,0,78,0,0]
["20160205:1945","2016-02-06T04:00:00","2016-02-06T04:00:00",2016,2,{"$f":"LOOKUP(E874,Temperature!Q:Q,Temperature!R:R)","v":3},{"$f":"LOOKUP(E874,Temperature!Q:Q,Temperature!S:S)","v":31},"2016-03-31",0,0,23.97,2.21,0,1200,0,-0.2,-4.1200000000000042E-2,8.2400000000000095E-3,0,0,100,0,0,0,600,522,200,0,0,100,78,0,0,null,78,0,0,0,78,0,0]
["20160205:2045","2016-02-06T05:00:00","2016-02-06T05:00:00",2016,2,{"$f":"LOOKUP(E875,Temperature!Q:Q,Temperature!R:R)","v":3},{"$f":"LOOKUP(E875,Temperature!Q:Q,Temperature!S:S)","v":31},"2016-03-31",0,0,23.84,1.93,0,1200,0,-0.2,-4.6400000000000004E-2,9.2800000000000018E-3,0,0,100,0,0,0,600,522,200,0,0,100,78,0,0,null,78,0,0,0,78,0,0]
["20160205:2145","2016-02-06T06:00:00","2016-02-06T06:00:00",2016,2,{"$f":"LOOKUP(E876,Temperature!Q:Q,Temperature!R:R)","v":3},{"$f":"LOOKUP(E876,Temperature!Q:Q,Temperature!S:S)","v":31},"2016-03-31",0,0,23.69,1.93,0,1200,0,-0.2,-5.2399999999999947E-2,1.0479999999999989E-2,0,0,100,0,0,0,600,522,200,0,0,100,78,0,0,null,78,0,0,0,78,0,0]
["20160205:2245","2016-02-06T07:00:00","2016-02-06T07:00:00",2016,2,{"$f":"LOOKUP(E877,Temperature!Q:Q,Temperature!R:R)","v":3},{"$f":"LOOKUP(E877,Temperature!Q:Q,Temperature!S:S)","v":31},"2016-03-31",0,0,23.84,1.86,0,1200,0,-0.2,-4.6400000000000004E-2,9.2800000000000018E-3,0,0,100,0,0,0,600,522,200,0,0,100,78,0,0,null,78,0,0,0,78,0,0]
["20160205:2345","2016-02-06T08:00:00","2016-02-06T08:00:00",2016,2,{"$f":"LOOKUP(E878,Temperature!Q:Q,Temperature!R:R)","v":3},{"$f":"LOOKUP(E878,Temperature!Q:Q,Temperature!S:S)","v":31},"2016-03-31",14.55,1.0900000000000001,23.99,2,0,1200,14.55,-0.2,-4.0400000000000061E-2,8.0800000000000125E-3,14.667564000000002,12.907456320000001,100,2.9335128000000004,2.9335128000000004,0,600,522,200,0,0,97.066487199999997,78,0,0,null,78,0,0,0,78,2.9335128000000004,0]
["20160206:0045","2016-02-06T09:00:00","2016-02-06T09:00:00",2016,2,{"$f":"LOOKUP(E879,Temperature!Q:Q,Temperature!R:R)","v":3},{"$f":"LOOKUP(E879,Temperature!Q:Q,Temperature!S:S)","v":31},"2016-03-31",59.1,15.33,24.89,3.03,0,1200,59.1,-0.2,-4.3999999999999768E-3,8.7999999999999537E-4,59.152008000000002,52.053767040000004,100,11.830401600000002,11.830401600000002,0,600,522,200,0,0,88.169598399999998,78,0,0,null,78,0,0,0,78,11.830401600000002,0]
["20160206:0145","2016-02-06T10:00:00","2016-02-06T10:00:00",2016,2,{"$f":"LOOKUP(E880,Temperature!Q:Q,Temperature!R:R)","v":3},{"$f":"LOOKUP(E880,Temperature!Q:Q,Temperature!S:S)","v":31},"2016-03-31",332.22,29.3,25.86,2.97,0,1200,332.22,-0.2,3.4399999999999979E-2,-6.8799999999999964E-3,329.93432640000003,290.34220723200002,100,65.986865280000018,65.986865280000018,0,600,522,200,0,0,34.013134719999982,78,0,0,null,78,0,0,0,78,65.986865280000018,0]
["20160206:0245","2016-02-06T11:00:00","2016-02-06T11:00:00",2016,2,{"$f":"LOOKUP(E881,Temperature!Q:Q,Temperature!R:R)","v":3},{"$f":"LOOKUP(E881,Temperature!Q:Q,Temperature!S:S)","v":31},"2016-03-31",276.86,42.76,27.02,3.72,0,1200,276.86,-0.2,8.0799999999999983E-2,-1.6159999999999997E-2,272.38594240000003,239.69962931200004,100,54.477188480000002,54.477188480000002,0,600,522,200,0,0,45.522811519999998,78,0,0,null,78,0,0,0,78,54.477188480000002,0]
["20160206:0345","2016-02-06T12:00:00","2016-02-06T12:00:00",2016,2,{"$f":"LOOKUP(E882,Temperature!Q:Q,Temperature!R:R)","v":3},{"$f":"LOOKUP(E882,Temperature!Q:Q,Temperature!S:S)","v":31},"2016-03-31",751.2,55.08,25.58,3.52,0,1200,751.2,-0.2,2.3199999999999932E-2,-4.639999999999987E-3,747.7144320000001,657.98870016000012,100,149.54288640000001,100,49.542886400000015,600,522,200,49.542886400000015,2.9725731840000034,0,78,0,0,null,78,49.542886400000015,2.9725731840000034,0,124.57031321600002,100,0]
["20160206:0445","2016-02-06T13:00:00","2016-02-06T13:00:00",2016,2,{"$f":"LOOKUP(E883,Temperature!Q:Q,Temperature!R:R)","v":3},{"$f":"LOOKUP(E883,Temperature!Q:Q,Temperature!S:S)","v":31},"2016-03-31",763.17,64.53,25.84,3.52,0,1200,763.17,-0.2,3.3599999999999991E-2,-6.7199999999999985E-3,758.04149759999996,667.07651788800001,100,151.60829952,100,51.608299520000003,600,475.42968678399995,200,51.608299520000003,3.0964979712000029,0,78,43.473815244800015,0,null,124.57031321600002,51.608299520000003,3.0964979712000029,0,173.08211476480002,100,0]
["20160206:0545","2016-02-06T14:00:00","2016-02-06T14:00:00",2016,2,{"$f":"LOOKUP(E884,Temperature!Q:Q,Temperature!R:R)","v":3},{"$f":"LOOKUP(E884,Temperature!Q:Q,Temperature!S:S)","v":31},"2016-03-31",484,67.209999999999994,26.41,4.41,0,1200,484,-0.2,5.6400000000000006E-2,-1.1280000000000002E-2,478.54048,421.11562240000001,100,95.708096000000012,95.708096000000012,0,600,426.91788523519995,200,0,0,4.2919039999999882,78,95.082114764800025,4.2919039999999882,null,173.08211476480002,0,0,4.2919039999999882,168.79021076480004,100,0]
["20160206:0645","2016-02-06T15:00:00","2016-02-06T15:00:00",2016,2,{"$f":"LOOKUP(E885,Temperature!Q:Q,Temperature!R:R)","v":3},{"$f":"LOOKUP(E885,Temperature!Q:Q,Temperature!S:S)","v":31},"2016-03-31",597.39,61.17,25.93,3.38,0,1200,597.39,-0.2,3.719999999999999E-2,-7.4399999999999987E-3,592.94541839999999,521.79196819200001,100,118.58908368,100,18.589083680000002,600,431.20978923519999,200,18.589083680000002,1.1153450208000011,0,78,89.67486574400003,0,null,168.79021076480004,18.589083680000002,1.1153450208000011,0,186.26394942400006,100,0]
["20160206:0745","2016-02-06T16:00:00","2016-02-06T16:00:00",{"$f":"YEAR(B886)","v":2016},2,{"$f":"LOOKUP(E886,Temperature!Q:Q,Temperature!R:R)","v":3},{"$f":"LOOKUP(E886,Temperature!Q:Q,Temperature!S:S)","v":31},"2016-03-31",364.42,50.19,26.22,3.79,0,1200,364.42,-0.2,4.8799999999999955E-2,-9.7599999999999909E-3,360.86326080000003,317.55966950400006,100,72.172652160000013,72.172652160000013,0,600,413.73605057599991,200,0,0,27.827347839999987,78,108.26394942400006,27.827347839999987,null,186.26394942400006,0,0,27.827347839999987,158.43660158400007,{"$f":"W886+AL886","v":100},0]
["20160206:0845",{"$f":"C887","v":"2016-02-06T17:00:00"},"2016-02-06T17:00:00",2016,{"$f":"MONTH(B887)","v":2},{"$f":"LOOKUP(E887,Temperature!Q:Q,Temperature!R:R)","v":3},{"$f":"LOOKUP(E887,Temperature!Q:Q,Temperature!S:S)","v":31},{"$f":"DATE(D887,F887,G887)","v":"2016-03-31"},256.52,37.29,26.55,4,0,{"$f":"N886","v":1200},{"$f":"IF(I887>N887,1000,I887)","v":256.52},{"$f":"$P$6","v":-0.2},{"$f":"(K887-$Q$6)/$Q$6","v":6.2000000000000027E-2},{"$f":"P887*Q887","v":-1.2400000000000007E-2},{"$f":"O887*(1+R887)","v":253.33915199999998},{"$f":"S887*(1-$T$6)","v":222.93845375999999},{"$f":"$U$6","v":100},{"$f":"$V$6*S887/1000","v":50.6678304},{"$f":"MIN(V887,U887)","v":50.6678304},{"$f":"V887-W887","v":0},{"$f":"$Y$6","v":600},441.56339841599993,{"$f":"$AA$6","v":200},{"$f":"MIN(AA887,Z887,X887)","v":0},{"$f":"(1-$AC$6)*AB887","v":0},{"$f":"U887-W887","v":49.3321696},{"$f":"MAX($Y$13*($AE$6),0)","v":78},{"$f":"MAX(AI887-AE887-AC887,0)","v":80.436601584000073},{"$f":"MIN($AG$6,AF887,AD887)","v":49.3321696},null,158.43660158400007,{"$f":"AB887","v":0},{"$f":"AC887","v":0},{"$f":"AG887","v":49.3321696},{"$f":"AI887+AJ887-AL887-AK887","v":109.10443198400007},100,{"$f":"V887-W887-AJ887","v":0}]
["20160206:0945","2016-02-06T18:00:00","2016-02-06T18:00:00",2016,2,{"$f":"LOOKUP(E888,Temperature!Q:Q,Temperature!R:R)","v":3},{"$f":"LOOKUP(E888,Temperature!Q:Q,Temperature!S:S)","v":31},"2016-03-31",132.41999999999999,23.57,25.08,3.45,0,1200,132.41999999999999,-0.2,3.1999999999999316E-3,-6.3999999999998639E-4,132.33525119999999,116.45502105599999,100,26.467050239999995,26.467050239999995,0,600,490.89556801599991,200,0,0,73.532949760000008,78,31.104431984000072,31.104431984000072,null,109.10443198400007,0,0,31.104431984000072,78,57.571482224000064,0]
["20160206:1045","2016-02-06T19:00:00","2016-02-06T19:00:00",2016,2,{"$f":"LOOKUP(E889,Temperature!Q:Q,Temperature!R:R)","v":3},{"$f":"LOOKUP(E889,Temperature!Q:Q,Temperature!S:S)","v":31},"2016-03-31",49.03,9.4700000000000006,24.7,3.59,0,1200,49.03,-0.2,-1.2000000000000028E-2,2.4000000000000059E-3,49.147672,43.249951359999997,100,9.8295344,9.8295344,0,600,522,200,0,0,90.1704656,78,0,0,null,78,0,0,0,78,9.8295344,0]
["20160206:1145","2016-02-06T20:00:00","2016-02-06T20:00:00",2016,2,{"$f":"LOOKUP(E890,Temperature!Q:Q,Temperature!R:R)","v":3},{"$f":"LOOKUP(E890,Temperature!Q:Q,Temperature!S:S)","v":31},"2016-03-31",0,0,23.89,3.66,0,1200,0,-0.2,-4.4399999999999974E-2,8.8799999999999955E-3,0,0,100,0,0,0,600,522,200,0,0,100,78,0,0,null,78,0,0,0,78,0,0]
["20160206:1245","2016-02-06T21:00:00","2016-02-06T21:00:00",2016,2,{"$f":"LOOKUP(E891,Temperature!Q:Q,Temperature!R:R)","v":3},{"$f":"LOOKUP(E891,Temperature!Q:Q,Temperature!S:S)","v":31},"2016-03-31",0,0,23.88,3.31,0,1200,0,-0.2,-4.4800000000000041E-2,8.9600000000000079E-3,0,0,100,0,0,0,600,522,200,0,0,100,78,0,0,null,78,0,0,0,78,0,0]
["20160206:1345","2016-02-06T22:00:00","2016-02-06T22:00:00",2016,2,{"$f":"LOOKUP(E892,Temperature!Q:Q,Temperature!R:R)","v":3},{"$f":"LOOKUP(E892,Temperature!Q:Q,Temperature!S:S)","v":31},"2016-03-31",0,0,23.95,3.17,0,1200,0,-0.2,-4.200000000000003E-2,8.4000000000000064E-3,0,0,100,0,0,0,600,522,200,0,0,100,78,0,0,null,78,0,0,0,78,0,0]
["20160206:1445","2016-02-06T23:00:00","2016-02-06T23:00:00",2016,2,{"$f":"LOOKUP(E893,Temperature!Q:Q,Temperature!R:R)","v":3},{"$f":"LOOKUP(E893,Temperature!Q:Q,Temperature!S:S)","v":31},"2016-03-31",0,0,23.89,3.38,0,1200,0,-0.2,-4.4399999999999974E-2,8.8799999999999955E-3,0,0,100,0,0,0,600,522,200,0,0,100,78,0,0,null,78,0,0,0,78,0,0]
["20160206:1545","2016-02-07","2016-02-07",2016,2,{"$f":"LOOKUP(E894,Temperature!Q:Q,Temperature!R:R)","v":3},{"$f":"LOOKUP(E894,Temperature!Q:Q,Temperature!S:S)","v":31},"2016-03-31",0,0,23.26,3.24,0,1200,0,-0.2,-6.959999999999994E-2,1.3919999999999988E-2,0,0,100,0,0,0,600,522,200,0,0,100,78,0,0,null,78,0,0,0,78,0,0]
["20160206:1645","2016-02-07T01:00:00","2016-02-07T01:00:00",2016,2,{"$f":"LOOKUP(E895,Temperature!Q:Q,Temperature!R:R)","v":3},{"$f":"LOOKUP(E895,Temperature!Q:Q,Temperature!S:S)","v":31},"2016-03-31",0,0,23.36,3.1,0,1200,0,-0.2,-6.5600000000000019E-2,1.3120000000000005E-2,0,0,100,0,0,0,600,522,200,0,0,100,78,0,0,null,78,0,0,0,78,0,0]
["20160206:1745","2016-02-07T02:00:00","2016-02-07T02:00:00",2016,2,{"$f":"LOOKUP(E896,Temperature!Q:Q,Temperature!R:R)","v":3},{"$f":"LOOKUP(E896,Temperature!Q:Q,Temperature!S:S)","v":31},"2016-03-31",0,0,23.41,2.97,0,1200,0,-0.2,-6.359999999999999E-2,1.2719999999999999E-2,0,0,100,0,0,0,600,522,200,0,0,100,78,0,0,null,78,0,0,0,78,0,0]
["20160206:1845","2016-02-07T03:00:00","2016-02-07T03:00:00",2016,2,{"$f":"LOOKUP(E897,Temperature!Q:Q,Temperature!R:R)","v":3},{"$f":"LOOKUP(E897,Temperature!Q:Q,Temperature!S:S)","v":31},"2016-03-31",0,0,24.37,3.1,0,1200,0,-0.2,-2.5199999999999959E-2,5.0399999999999924E-3,0,0,100,0,0,0,600,522,200,0,0,100,78,0,0,null,78,0,0,0,78,0,0]
["20160206:1945","2016-02-07T04:00:00","2016-02-07T04:00:00",2016,2,{"$f":"LOOKUP(E898,Temperature!Q:Q,Temperature!R:R)","v":3},{"$f":"LOOKUP(E898,Temperature!Q:Q,Temperature!S:S)","v":31},"2016-03-31",0,0,24.32,3.03,0,1200,0,-0.2,-2.7199999999999988E-2,5.4399999999999978E-3,0,0,100,0,0,0,600,522,200,0,0,100,78,0,0,null,78,0,0,0,78,0,0]
["20160206:2045","2016-02-07T05:00:00","2016-02-07T05:00:00",2016,2,{"$f":"LOOKUP(E899,Temperature!Q:Q,Temperature!R:R)","v":3},{"$f":"LOOKUP(E899,Temperature!Q:Q,Temperature!S:S)","v":31},"2016-03-31",0,0,24.32,2.9,0,1200,0,-0.2,-2.7199999999999988E-2,5.4399999999999978E-3,0,0,100,0,0,0,600,522,200,0,0,100,78,0,0,null,78,0,0,0,78,0,0]
["20160206:2145","2016-02-07T06:00:00","2016-02-07T06:00:00",2016,2,{"$f":"LOOKUP(E900,Temperature!Q:Q,Temperature!R:R)","v":3},{"$f":"LOOKUP(E900,Temperature!Q:Q,Temperature!S:S)","v":31},"2016-03-31",0,0,24.37,2.9,0,1200,0,-0.2,-2.5199999999999959E-2,5.0399999999999924E-3,0,0,100,0,0,0,600,522,200,0,0,100,78,0,0,null,78,0,0,0,78,0,0]
["20160206:2245","2016-02-07T07:00:00","2016-02-07T07:00:00",2016,2,{"$f":"LOOKUP(E901,Temperature!Q:Q,Temperature!R:R)","v":3},{"$f":"LOOKUP(E901,Temperature!Q:Q,Temperature!S:S)","v":31},"2016-03-31",0,0,24.41,2.83,0,1200,0,-0.2,-2.3599999999999996E-2,4.7199999999999994E-3,0,0,100,0,0,0,600,522,200,0,0,100,78,0,0,null,78,0,0,0,78,0,0]
["20160206:2345","2016-02-07T08:00:00","2016-02-07T08:00:00",2016,2,{"$f":"LOOKUP(E902,Temperature!Q:Q,Temperature!R:R)","v":3},{"$f":"LOOKUP(E902,Temperature!Q:Q,Temperature!S:S)","v":31},"2016-03-31",14.55,1.1100000000000001,24.43,2.9,0,1200,14.55,-0.2,-2.2800000000000011E-2,4.5600000000000024E-3,14.616347999999999,12.862386239999999,100,2.9232695999999998,2.9232695999999998,0,600,522,200,0,0,97.076730400000002,78,0,0,null,78,0,0,0,78,2.9232695999999998,0]
["20160207:0045","2016-02-07T09:00:00","2016-02-07T09:00:00",2016,2,{"$f":"LOOKUP(E903,Temperature!Q:Q,Temperature!R:R)","v":3},{"$f":"LOOKUP(E903,Temperature!Q:Q,Temperature!S:S)","v":31},"2016-03-31",90.98,15.37,24.63,3.24,0,1200,90.98,-0.2,-1.4800000000000041E-2,2.9600000000000082E-3,91.249300800000015,80.299384704000019,100,18.249860160000004,18.249860160000004,0,600,522,200,0,0,81.750139840000003,78,0,0,null,78,0,0,0,78,18.249860160000004,0]
["20160207:0145","2016-02-07T10:00:00","2016-02-07T10:00:00",2016,2,{"$f":"LOOKUP(E904,Temperature!Q:Q,Temperature!R:R)","v":3},{"$f":"LOOKUP(E904,Temperature!Q:Q,Temperature!S:S)","v":31},"2016-03-31",567.07000000000005,29.38,25.29,3.79,0,1200,567.07000000000005,-0.2,1.1599999999999966E-2,-2.3199999999999935E-3,565.75439760000006,497.86386988800007,100,113.15087952000002,100,13.150879520000018,600,522,200,13.150879520000018,0.78905277120000172,0,78,0,0,null,78,13.150879520000018,0.78905277120000172,0,90.361826748800013,100,0]
["20160207:0245","2016-02-07T11:00:00","2016-02-07T11:00:00",2016,2,{"$f":"LOOKUP(E905,Temperature!Q:Q,Temperature!R:R)","v":3},{"$f":"LOOKUP(E905,Temperature!Q:Q,Temperature!S:S)","v":31},"2016-03-31",541.12,42.87,26.28,4.34,0,1200,541.12,-0.2,5.1200000000000044E-2,-1.024000000000001E-2,535.57893119999994,471.30945945599996,100,107.11578623999999,100,7.1157862399999914,600,509.63817325119999,200,7.1157862399999914,0.42694717439999985,0,78,11.934879574400012,0,null,90.361826748800013,7.1157862399999914,0.42694717439999985,0,97.050665814400006,100,0]
["20160207:0345","2016-02-07T12:00:00","2016-02-07T12:00:00",2016,2,{"$f":"LOOKUP(E906,Temperature!Q:Q,Temperature!R:R)","v":3},{"$f":"LOOKUP(E906,Temperature!Q:Q,Temperature!S:S)","v":31},"2016-03-31",707.43,55.25,26.58,5.0999999999999996,0,1200,707.43,-0.2,6.3199999999999937E-2,-1.2639999999999988E-2,698.48808479999991,614.66951462399993,100,139.69761695999998,100,39.697616959999976,600,502.94933418559998,200,39.697616959999976,2.3818570176000007,0,78,16.668808796800004,0,null,97.050665814400006,39.697616959999976,2.3818570176000007,0,134.36642575679997,100,0]
["20160207:0445","2016-02-07T13:00:00","2016-02-07T13:00:00",2016,2,{"$f":"LOOKUP(E907,Temperature!Q:Q,Temperature!R:R)","v":3},{"$f":"LOOKUP(E907,Temperature!Q:Q,Temperature!S:S)","v":31},"2016-03-31",356.04,64.790000000000006,27.07,4.62,0,1200,356.04,-0.2,8.2800000000000012E-2,-1.6560000000000002E-2,350.14397760000003,308.12670028800005,100,70.028795520000003,70.028795520000003,0,600,465.63357424320003,200,0,0,29.971204479999997,78,56.36642575679997,29.971204479999997,null,134.36642575679997,0,0,29.971204479999997,104.39522127679997,100,0]
["20160207:0545","2016-02-07T14:00:00","2016-02-07T14:00:00",2016,2,{"$f":"LOOKUP(E908,Temperature!Q:Q,Temperature!R:R)","v":3},{"$f":"LOOKUP(E908,Temperature!Q:Q,Temperature!S:S)","v":31},"2016-03-31",519.47,67.52,27.39,4.55,0,1200,519.47,-0.2,9.5600000000000018E-2,-1.9120000000000005E-2,509.53773360000002,448.39320556800004,100,101.90754672,100,1.9075467199999991,600,495.60477872320001,200,1.9075467199999991,0.11445280320000005,0,78,26.280768473599974,0,null,104.39522127679997,1.9075467199999991,0.11445280320000005,0,106.18831519359998,100,0]
["20160207:0645","2016-02-07T15:00:00","2016-02-07T15:00:00",2016,2,{"$f":"LOOKUP(E909,Temperature!Q:Q,Temperature!R:R)","v":3},{"$f":"LOOKUP(E909,Temperature!Q:Q,Temperature!S:S)","v":31},"2016-03-31",187.31,61.42,25.21,4.97,0,1200,187.31,-0.2,8.4000000000000342E-3,-1.680000000000007E-3,186.99531920000001,164.55588089600002,100,37.399063840000004,37.399063840000004,0,600,493.81168480640002,200,0,0,62.600936159999996,78,28.188315193599976,28.188315193599976,null,106.18831519359998,0,0,28.188315193599976,78,65.587379033599973,0]
["20160207:0745","2016-02-07T16:00:00","2016-02-07T16:00:00",2016,2,{"$f":"LOOKUP(E910,Temperature!Q:Q,Temperature!R:R)","v":3},{"$f":"LOOKUP(E910,Temperature!Q:Q,Temperature!S:S)","v":31},"2016-03-31",65.47,50.38,25.49,4.97,0,1200,65.47,-0.2,1.9599999999999937E-2,-3.9199999999999877E-3,65.213357599999995,57.387754687999994,100,13.042671520000001,13.042671520000001,0,600,{"$f":"Y910-AI910","v":522},200,0,0,86.957328480000001,78,0,0,null,{"$f":"AM909","v":78},0,0,0,78,13.042671520000001,0]
["20160207:0845","2016-02-07T17:00:00",{"$f":"C910+1/24","v":"2016-02-07T17:00:00"},2016,2,{"$f":"LOOKUP(E911,Temperature!Q:Q,Temperature!R:R)","v":3},{"$f":"LOOKUP(E911,Temperature!Q:Q,Temperature!S:S)","v":31},"2016-03-31",100.93,37.42,24.48,5.03,0,1200,100.93,-0.2,-2.0799999999999982E-2,4.1599999999999962E-3,101.3498688,89.187884543999999,100,20.269973759999999,20.269973759999999,0,600,522,200,0,0,79.730026240000001,78,0,0,null,78,0,0,0,78,20.269973759999999,0]
["20160207:0945","2016-02-07T18:00:00","2016-02-07T18:00:00",2016,2,{"$f":"LOOKUP(E912,Temperature!Q:Q,Temperature!R:R)","v":3},{"$f":"LOOKUP(E912,Temperature!Q:Q,Temperature!S:S)","v":31},"2016-03-31",80.02,23.67,23.89,4.97,0,1200,80.02,-0.2,-4.4399999999999974E-2,8.8799999999999955E-3,80.73057759999999,71.042908287999992,100,16.146115519999999,16.146115519999999,0,600,522,200,0,0,83.853884480000005,78,0,0,null,78,0,0,0,78,16.146115519999999,0]
["20160207:1045","2016-02-07T19:00:00","2016-02-07T19:00:00",2016,2,{"$f":"LOOKUP(E913,Temperature!Q:Q,Temperature!R:R)","v":3},{"$f":"LOOKUP(E913,Temperature!Q:Q,Temperature!S:S)","v":31},"2016-03-31",9.09,9.5399999999999991,23.64,4.28,0,1200,9.09,-0.2,-5.4399999999999976E-2,1.0879999999999996E-2,9.1888991999999998,8.0862312959999993,100,1.8377798399999998,1.8377798399999998,0,600,522,200,0,0,98.162220160000004,78,0,0,null,78,0,0,0,78,1.8377798399999998,0]
["20160207:1145","2016-02-07T20:00:00","2016-02-07T20:00:00",2016,2,{"$f":"LOOKUP(E914,Temperature!Q:Q,Temperature!R:R)","v":3},{"$f":"LOOKUP(E914,Temperature!Q:Q,Temperature!S:S)","v":31},"2016-03-31",0,0,23.63,3.79,0,1200,0,-0.2,-5.4800000000000043E-2,1.096000000000001E-2,0,0,100,0,0,0,600,522,200,0,0,100,78,0,0,null,78,0,0,0,78,0,0]
["20160207:1245","2016-02-07T21:00:00","2016-02-07T21:00:00",2016,2,{"$f":"LOOKUP(E915,Temperature!Q:Q,Temperature!R:R)","v":3},{"$f":"LOOKUP(E915,Temperature!Q:Q,Temperature!S:S)","v":31},"2016-03-31",0,0,23.75,3.45,0,1200,0,-0.2,-0.05,1.0000000000000002E-2,0,0,100,0,0,0,600,522,200,0,0,100,78,0,0,null,78,0,0,0,78,0,0]
["20160207:1345","2016-02-07T22:00:00","2016-02-07T22:00:00",2016,2,{"$f":"LOOKUP(E916,Temperature!Q:Q,Temperature!R:R)","v":3},{"$f":"LOOKUP(E916,Temperature!Q:Q,Temperature!S:S)","v":31},"2016-03-31",0,0,23.84,3.45,0,1200,0,-0.2,-4.6400000000000004E-2,9.2800000000000018E-3,0,0,100,0,0,0,600,522,200,0,0,100,78,0,0,null,78,0,0,0,78,0,0]
["20160207:1445","2016-02-07T23:00:00","2016-02-07T23:00:00",2016,2,{"$f":"LOOKUP(E917,Temperature!Q:Q,Temperature!R:R)","v":3},{"$f":"LOOKUP(E917,Temperature!Q:Q,Temperature!S:S)","v":31},"2016-03-31",0,0,23.89,3.52,0,1200,0,-0.2,-4.4399999999999974E-2,8.8799999999999955E-3,0,0,100,0,0,0,600,522,200,0,0,100,78,0,0,null,78,0,0,0,78,0,0]
["20160207:1545","2016-02-08","2016-02-08",2016,2,{"$f":"LOOKUP(E918,Temperature!Q:Q,Temperature!R:R)","v":3},{"$f":"LOOKUP(E918,Temperature!Q:Q,Temperature!S:S)","v":31},"2016-03-31",0,0,23.62,3.52,0,1200,0,-0.2,-5.5199999999999957E-2,1.1039999999999993E-2,0,0,100,0,0,0,600,522,200,0,0,100,78,0,0,null,78,0,0,0,78,0,0]
["20160207:1645","2016-02-08T01:00:00","2016-02-08T01:00:00",2016,2,{"$f":"LOOKUP(E919,Temperature!Q:Q,Temperature!R:R)","v":3},{"$f":"LOOKUP(E919,Temperature!Q:Q,Temperature!S:S)","v":31},"2016-03-31",0,0,23.56,3.38,0,1200,0,-0.2,-5.7600000000000054E-2,1.1520000000000011E-2,0,0,100,0,0,0,600,522,200,0,0,100,78,0,0,null,78,0,0,0,78,0,0]
["20160207:1745","2016-02-08T02:00:00","2016-02-08T02:00:00",2016,2,{"$f":"LOOKUP(E920,Temperature!Q:Q,Temperature!R:R)","v":3},{"$f":"LOOKUP(E920,Temperature!Q:Q,Temperature!S:S)","v":31},"2016-03-31",0,0,23.53,3.1,0,1200,0,-0.2,-5.8799999999999956E-2,1.1759999999999993E-2,0,0,100,0,0,0,600,522,200,0,0,100,78,0,0,null,78,0,0,0,78,0,0]
["20160207:1845","2016-02-08T03:00:00","2016-02-08T03:00:00",2016,2,{"$f":"LOOKUP(E921,Temperature!Q:Q,Temperature!R:R)","v":3},{"$f":"LOOKUP(E921,Temperature!Q:Q,Temperature!S:S)","v":31},"2016-03-31",0,0,23.86,3.45,0,1200,0,-0.2,-4.5600000000000022E-2,9.1200000000000048E-3,0,0,100,0,0,0,600,522,200,0,0,100,78,0,0,null,78,0,0,0,78,0,0]
["20160207:1945","2016-02-08T04:00:00","2016-02-08T04:00:00",2016,2,{"$f":"LOOKUP(E922,Temperature!Q:Q,Temperature!R:R)","v":3},{"$f":"LOOKUP(E922,Temperature!Q:Q,Temperature!S:S)","v":31},"2016-03-31",0,0,23.82,3.45,0,1200,0,-0.2,-4.7199999999999992E-2,9.4399999999999987E-3,0,0,100,0,0,0,600,522,200,0,0,100,78,0,0,null,78,0,0,0,78,0,0]
["20160207:2045","2016-02-08T05:00:00","2016-02-08T05:00:00",2016,2,{"$f":"LOOKUP(E923,Temperature!Q:Q,Temperature!R:R)","v":3},{"$f":"LOOKUP(E923,Temperature!Q:Q,Temperature!S:S)","v":31},"2016-03-31",0,0,23.75,3.1,0,1200,0,-0.2,-0.05,1.0000000000000002E-2,0,0,100,0,0,0,600,522,200,0,0,100,78,0,0,null,78,0,0,0,78,0,0]
["20160207:2145","2016-02-08T06:00:00","2016-02-08T06:00:00",2016,2,{"$f":"LOOKUP(E924,Temperature!Q:Q,Temperature!R:R)","v":3},{"$f":"LOOKUP(E924,Temperature!Q:Q,Temperature!S:S)","v":31},"2016-03-31",0,0,23.73,2.9,0,1200,0,-0.2,-5.0799999999999984E-2,1.0159999999999997E-2,0,0,100,0,0,0,600,522,200,0,0,100,78,0,0,null,78,0,0,0,78,0,0]
["20160207:2245","2016-02-08T07:00:00","2016-02-08T07:00:00",2016,2,{"$f":"LOOKUP(E925,Temperature!Q:Q,Temperature!R:R)","v":3},{"$f":"LOOKUP(E925,Temperature!Q:Q,Temperature!S:S)","v":31},"2016-03-31",0,0,23.7,2.9,0,1200,0,-0.2,-5.2000000000000025E-2,1.0400000000000006E-2,0,0,100,0,0,0,600,522,200,0,0,100,78,0,0,null,78,0,0,0,78,0,0]
["20160207:2345","2016-02-08T08:00:00","2016-02-08T08:00:00",2016,2,{"$f":"LOOKUP(E926,Temperature!Q:Q,Temperature!R:R)","v":3},{"$f":"LOOKUP(E926,Temperature!Q:Q,Temperature!S:S)","v":31},"2016-03-31",14.55,1.1399999999999999,23.78,3.1,0,1200,14.55,-0.2,-4.8799999999999955E-2,9.7599999999999909E-3,14.692008000000001,12.928967040000002,100,2.9384016000000002,2.9384016000000002,0,600,522,200,0,0,97.061598399999994,78,0,0,null,78,0,0,0,78,2.9384016000000002,0]
["20160208:0045","2016-02-08T09:00:00","2016-02-08T09:00:00",2016,2,{"$f":"LOOKUP(E927,Temperature!Q:Q,Temperature!R:R)","v":3},{"$f":"LOOKUP(E927,Temperature!Q:Q,Temperature!S:S)","v":31},"2016-03-31",71.760000000000005,15.42,24.18,3.31,0,1200,71.760000000000005,-0.2,-3.280000000000001E-2,6.5600000000000025E-3,72.230745599999992,63.563056127999992,100,14.446149119999998,14.446149119999998,0,600,522,200,0,0,85.553850879999999,78,0,0,null,78,0,0,0,78,14.446149119999998,0]
["20160208:0145","2016-02-08T10:00:00","2016-02-08T10:00:00",2016,2,{"$f":"LOOKUP(E928,Temperature!Q:Q,Temperature!R:R)","v":3},{"$f":"LOOKUP(E928,Temperature!Q:Q,Temperature!S:S)","v":31},"2016-03-31",298.67,29.45,25.29,3.93,0,1200,298.67,-0.2,1.1599999999999966E-2,-2.3199999999999935E-3,297.97708560000001,262.21983532799999,100,59.59541712,59.59541712,0,600,522,200,0,0,40.40458288,78,0,0,null,78,0,0,0,78,59.59541712,0]
["20160208:0245","2016-02-08T11:00:00","2016-02-08T11:00:00",2016,2,{"$f":"LOOKUP(E929,Temperature!Q:Q,Temperature!R:R)","v":3},{"$f":"LOOKUP(E929,Temperature!Q:Q,Temperature!S:S)","v":31},"2016-03-31",345.86,42.99,26.03,5.38,0,1200,345.86,-0.2,4.1200000000000042E-2,-8.2400000000000095E-3,343.01011360000001,301.84889996800001,100,68.602022720000008,68.602022720000008,0,600,522,200,0,0,31.397977279999992,78,0,0,null,78,0,0,0,78,68.602022720000008,0]
["20160208:0345","2016-02-08T12:00:00","2016-02-08T12:00:00",2016,2,{"$f":"LOOKUP(E930,Temperature!Q:Q,Temperature!R:R)","v":3},{"$f":"LOOKUP(E930,Temperature!Q:Q,Temperature!S:S)","v":31},"2016-03-31",344.08,55.43,26.23,5.0999999999999996,0,1200,344.08,-0.2,4.9200000000000015E-2,-9.8400000000000033E-3,340.69425280000002,299.81094246399999,100,68.138850560000009,68.138850560000009,0,600,522,200,0,0,31.861149439999991,78,0,0,null,78,0,0,0,78,68.138850560000009,0]
["20160208:0445","2016-02-08T13:00:00","2016-02-08T13:00:00",2016,2,{"$f":"LOOKUP(E931,Temperature!Q:Q,Temperature!R:R)","v":3},{"$f":"LOOKUP(E931,Temperature!Q:Q,Temperature!S:S)","v":31},"2016-03-31",430.7,65.06,26.72,5.03,0,1200,430.7,-0.2,6.8799999999999958E-2,-1.3759999999999993E-2,424.77356800000001,373.80073984000001,100,84.954713600000005,84.954713600000005,0,600,522,200,0,0,15.045286399999995,78,0,0,null,78,0,0,0,78,84.954713600000005,0]
["20160208:0545","2016-02-08T14:00:00","2016-02-08T14:00:00",2016,2,{"$f":"LOOKUP(E932,Temperature!Q:Q,Temperature!R:R)","v":3},{"$f":"LOOKUP(E932,Temperature!Q:Q,Temperature!S:S)","v":31},"2016-03-31",351.09,67.84,26.82,4.76,0,1200,351.09,-0.2,7.2800000000000017E-2,-1.4560000000000003E-2,345.97812959999999,304.46075404800001,100,69.195625919999998,69.195625919999998,0,600,522,200,0,0,30.804374080000002,78,0,0,null,78,0,0,0,78,69.195625919999998,0]
["20160208:0645","2016-02-08T15:00:00","2016-02-08T15:00:00",2016,2,{"$f":"LOOKUP(E933,Temperature!Q:Q,Temperature!R:R)","v":3},{"$f":"LOOKUP(E933,Temperature!Q:Q,Temperature!S:S)","v":31},"2016-03-31",160.04,61.67,26.41,4.97,0,1200,160.04,-0.2,5.6400000000000006E-2,-1.1280000000000002E-2,158.23474880000001,139.24657894399999,100,31.646949759999998,31.646949759999998,0,600,522,200,0,0,68.353050240000002,78,0,0,null,78,0,0,0,78,31.646949759999998,0]
["20160208:0745","2016-02-08T16:00:00","2016-02-08T16:00:00",2016,2,{"$f":"LOOKUP(E934,Temperature!Q:Q,Temperature!R:R)","v":3},{"$f":"LOOKUP(E934,Temperature!Q:Q,Temperature!S:S)","v":31},"2016-03-31",441.84,50.56,26.29,5.03,0,1200,441.84,-0.2,5.1599999999999965E-2,-1.0319999999999994E-2,437.2802112,384.80658585600003,100,87.456042240000002,87.456042240000002,0,600,522,200,0,0,12.543957759999998,78,0,0,null,78,0,0,0,78,87.456042240000002,0]
["20160208:0845","2016-02-08T17:00:00","2016-02-08T17:00:00",2016,2,{"$f":"LOOKUP(E935,Temperature!Q:Q,Temperature!R:R)","v":3},{"$f":"LOOKUP(E935,Temperature!Q:Q,Temperature!S:S)","v":31},"2016-03-31",700.38,37.549999999999997,25.98,4.6900000000000004,0,1200,700.38,-0.2,3.920000000000002E-2,-7.840000000000005E-3,694.88902080000003,611.50233830399998,100,138.97780416000001,100,38.977804160000005,600,522,200,38.977804160000005,2.3386682496000022,0,78,0,0,null,78,38.977804160000005,2.3386682496000022,0,114.6391359104,100,0]
["20160208:0945","2016-02-08T18:00:00","2016-02-08T18:00:00",2016,2,{"$f":"LOOKUP(E936,Temperature!Q:Q,Temperature!R:R)","v":3},{"$f":"LOOKUP(E936,Temperature!Q:Q,Temperature!S:S)","v":31},"2016-03-31",240.54,23.77,25.42,3.86,0,1200,240.54,-0.2,1.6800000000000068E-2,-3.360000000000014E-3,239.73178559999999,210.96397132799999,100,47.946357120000002,47.946357120000002,0,600,485.3608640896,200,0,0,52.053642879999998,78,36.6391359104,36.6391359104,null,114.6391359104,0,0,36.6391359104,78,84.585493030400002,0]
["20160208:1045","2016-02-08T19:00:00","2016-02-08T19:00:00",2016,2,{"$f":"LOOKUP(E937,Temperature!Q:Q,Temperature!R:R)","v":3},{"$f":"LOOKUP(E937,Temperature!Q:Q,Temperature!S:S)","v":31},"2016-03-31",409.43,9.61,24.87,3.24,0,1200,409.43,-0.2,-5.1999999999999599E-3,1.0399999999999921E-3,409.85580719999996,360.67311033599998,100,81.971161440000003,81.971161440000003,0,600,522,200,0,0,18.028838559999997,78,0,0,null,78,0,0,0,78,81.971161440000003,0]
["20160208:1145","2016-02-08T20:00:00","2016-02-08T20:00:00",2016,2,{"$f":"LOOKUP(E938,Temperature!Q:Q,Temperature!R:R)","v":3},{"$f":"LOOKUP(E938,Temperature!Q:Q,Temperature!S:S)","v":31},"2016-03-31",0,0,24.43,2.9,0,1200,0,-0.2,-2.2800000000000011E-2,4.5600000000000024E-3,0,0,100,0,0,0,600,522,200,0,0,100,78,0,0,null,78,0,0,0,78,0,0]
["20160208:1245","2016-02-08T21:00:00","2016-02-08T21:00:00",2016,2,{"$f":"LOOKUP(E939,Temperature!Q:Q,Temperature!R:R)","v":3},{"$f":"LOOKUP(E939,Temperature!Q:Q,Temperature!S:S)","v":31},"2016-03-31",0,0,24.04,2.9,0,1200,0,-0.2,-3.8400000000000031E-2,7.6800000000000063E-3,0,0,100,0,0,0,600,522,200,0,0,100,78,0,0,null,78,0,0,0,78,0,0]
["20160208:1345","2016-02-08T22:00:00","2016-02-08T22:00:00",2016,2,{"$f":"LOOKUP(E940,Temperature!Q:Q,Temperature!R:R)","v":3},{"$f":"LOOKUP(E940,Temperature!Q:Q,Temperature!S:S)","v":31},"2016-03-31",0,0,23.76,2.9,0,1200,0,-0.2,-4.9599999999999936E-2,9.9199999999999879E-3,0,0,100,0,0,0,600,522,200,0,0,100,78,0,0,null,78,0,0,0,78,0,0]
["20160208:1445","2016-02-08T23:00:00","2016-02-08T23:00:00",2016,2,{"$f":"LOOKUP(E941,Temperature!Q:Q,Temperature!R:R)","v":3},{"$f":"LOOKUP(E941,Temperature!Q:Q,Temperature!S:S)","v":31},"2016-03-31",0,0,23.5,2.97,0,1200,0,-0.2,-0.06,1.2E-2,0,0,100,0,0,0,600,522,200,0,0,100,78,0,0,null,78,0,0,0,78,0,0]
["20160208:1545","2016-02-09","2016-02-09",2016,2,{"$f":"LOOKUP(E942,Temperature!Q:Q,Temperature!R:R)","v":3},{"$f":"LOOKUP(E942,Temperature!Q:Q,Temperature!S:S)","v":31},"2016-03-31",0,0,23.26,3.03,0,1200,0,-0.2,-6.959999999999994E-2,1.3919999999999988E-2,0,0,100,0,0,0,600,522,200,0,0,100,78,0,0,null,78,0,0,0,78,0,0]
["20160208:1645","2016-02-09T01:00:00","2016-02-09T01:00:00",2016,2,{"$f":"LOOKUP(E943,Temperature!Q:Q,Temperature!R:R)","v":3},{"$f":"LOOKUP(E943,Temperature!Q:Q,Temperature!S:S)","v":31},"2016-03-31",0,0,23.08,2.97,0,1200,0,-0.2,-7.6800000000000063E-2,1.5360000000000013E-2,0,0,100,0,0,0,600,522,200,0,0,100,78,0,0,null,78,0,0,0,78,0,0]
["20160208:1745","2016-02-09T02:00:00","2016-02-09T02:00:00",2016,2,{"$f":"LOOKUP(E944,Temperature!Q:Q,Temperature!R:R)","v":3},{"$f":"LOOKUP(E944,Temperature!Q:Q,Temperature!S:S)","v":31},"2016-03-31",0,0,22.91,2.83,0,1200,0,-0.2,-8.3599999999999994E-2,1.6719999999999999E-2,0,0,100,0,0,0,600,522,200,0,0,100,78,0,0,null,78,0,0,0,78,0,0]
["20160208:1845","2016-02-09T03:00:00","2016-02-09T03:00:00",2016,2,{"$f":"LOOKUP(E945,Temperature!Q:Q,Temperature!R:R)","v":3},{"$f":"LOOKUP(E945,Temperature!Q:Q,Temperature!S:S)","v":31},"2016-03-31",0,0,23.2,2.83,0,1200,0,-0.2,-7.2000000000000022E-2,1.4400000000000005E-2,0,0,100,0,0,0,600,522,200,0,0,100,78,0,0,null,78,0,0,0,78,0,0]
["20160208:1945","2016-02-09T04:00:00","2016-02-09T04:00:00",2016,2,{"$f":"LOOKUP(E946,Temperature!Q:Q,Temperature!R:R)","v":3},{"$f":"LOOKUP(E946,Temperature!Q:Q,Temperature!S:S)","v":31},"2016-03-31",0,0,23.03,2.62,0,1200,0,-0.2,-7.8799999999999953E-2,1.5759999999999993E-2,0,0,100,0,0,0,600,522,200,0,0,100,78,0,0,null,78,0,0,0,78,0,0]
["20160208:2045","2016-02-09T05:00:00","2016-02-09T05:00:00",2016,2,{"$f":"LOOKUP(E947,Temperature!Q:Q,Temperature!R:R)","v":3},{"$f":"LOOKUP(E947,Temperature!Q:Q,Temperature!S:S)","v":31},"2016-03-31",0,0,22.88,2.41,0,1200,0,-0.2,-8.4800000000000042E-2,1.696000000000001E-2,0,0,100,0,0,0,600,522,200,0,0,100,78,0,0,null,78,0,0,0,78,0,0]
["20160208:2145","2016-02-09T06:00:00","2016-02-09T06:00:00",2016,2,{"$f":"LOOKUP(E948,Temperature!Q:Q,Temperature!R:R)","v":3},{"$f":"LOOKUP(E948,Temperature!Q:Q,Temperature!S:S)","v":31},"2016-03-31",0,0,22.69,2.21,0,1200,0,-0.2,-9.2399999999999954E-2,1.8479999999999993E-2,0,0,100,0,0,0,600,522,200,0,0,100,78,0,0,null,78,0,0,0,78,0,0]
["20160208:2245","2016-02-09T07:00:00","2016-02-09T07:00:00",2016,2,{"$f":"LOOKUP(E949,Temperature!Q:Q,Temperature!R:R)","v":3},{"$f":"LOOKUP(E949,Temperature!Q:Q,Temperature!S:S)","v":31},"2016-03-31",0,0,22.55,2.21,0,1200,0,-0.2,-9.7999999999999976E-2,1.9599999999999996E-2,0,0,100,0,0,0,600,522,200,0,0,100,78,0,0,null,78,0,0,0,78,0,0]
["20160208:2345","2016-02-09T08:00:00","2016-02-09T08:00:00",{"$f":"YEAR(B950)","v":2016},2,{"$f":"LOOKUP(E950,Temperature!Q:Q,Temperature!R:R)","v":3},{"$f":"LOOKUP(E950,Temperature!Q:Q,Temperature!S:S)","v":31},"2016-03-31",14.55,1.1599999999999999,22.51,2.21,0,1200,14.55,-0.2,-9.9599999999999939E-2,1.991999999999999E-2,14.839836,13.05905568,100,2.9679671999999999,2.9679671999999999,0,600,522,200,0,0,97.032032799999996,78,0,0,null,78,0,0,0,78,{"$f":"W950+AL950","v":2.9679671999999999},0]
["20160209:0045",{"$f":"C951","v":"2016-02-09T09:00:00"},"2016-02-09T09:00:00",2016,{"$f":"MONTH(B951)","v":2},{"$f":"LOOKUP(E951,Temperature!Q:Q,Temperature!R:R)","v":3},{"$f":"LOOKUP(E951,Temperature!Q:Q,Temperature!S:S)","v":31},{"$f":"DATE(D951,F951,G951)","v":"2016-03-31"},313.68,15.47,23.53,2.14,0,{"$f":"N950","v":1200},{"$f":"IF(I951>N951,1000,I951)","v":313.68},{"$f":"$P$6","v":-0.2},{"$f":"(K951-$Q$6)/$Q$6","v":-5.8799999999999956E-2},{"$f":"P951*Q951","v":1.1759999999999993E-2},{"$f":"O951*(1+R951)","v":317.36887680000001},{"$f":"S951*(1-$T$6)","v":279.284611584},{"$f":"$U$6","v":100},{"$f":"$V$6*S951/1000","v":63.473775359999998},{"$f":"MIN(V951,U951)","v":63.473775359999998},{"$f":"V951-W951","v":0},{"$f":"$Y$6","v":600},522,{"$f":"$AA$6","v":200},{"$f":"MIN(AA951,Z951,X951)","v":0},{"$f":"(1-$AC$6)*AB951","v":0},{"$f":"U951-W951","v":36.526224640000002},{"$f":"MAX($Y$13*($AE$6),0)","v":78},{"$f":"MAX(AI951-AE951-AC951,0)","v":0},{"$f":"MIN($AG$6,AF951,AD951)","v":0},null,78,{"$f":"AB951","v":0},{"$f":"AC951","v":0},{"$f":"AG951","v":0},{"$f":"AI951+AJ951-AL951-AK951","v":78},63.473775359999998,{"$f":"V951-W951-AJ951","v":0}]
["20160209:0145","2016-02-09T10:00:00","2016-02-09T10:00:00",2016,2,{"$f":"LOOKUP(E952,Temperature!Q:Q,Temperature!R:R)","v":3},{"$f":"LOOKUP(E952,Temperature!Q:Q,Temperature!S:S)","v":31},"2016-03-31",745.16,29.53,25.01,3.17,0,1200,745.16,-0.2,4.0000000000006252E-4,-8.0000000000012516E-5,745.1003872,655.68834073599999,100,149.02007743999999,100,49.020077439999994,600,522,200,49.020077439999994,2.9412046464000023,0,78,0,0,null,78,49.020077439999994,2.9412046464000023,0,124.0788727936,100,0]
["20160209:0245","2016-02-09T11:00:00","2016-02-09T11:00:00",2016,2,{"$f":"LOOKUP(E953,Temperature!Q:Q,Temperature!R:R)","v":3},{"$f":"LOOKUP(E953,Temperature!Q:Q,Temperature!S:S)","v":31},"2016-03-31",983.7,43.11,26.22,4.4800000000000004,0,1200,983.7,-0.2,4.8799999999999955E-2,-9.7599999999999909E-3,974.09908800000005,857.20719744000007,100,194.81981760000002,100,94.819817600000022,600,475.9211272064,200,94.819817600000022,5.6891890560000062,0,78,40.389683737599995,0,null,124.0788727936,94.819817600000022,5.6891890560000062,0,213.20950133760002,100,0]
["20160209:0345","2016-02-09T12:00:00","2016-02-09T12:00:00",2016,2,{"$f":"LOOKUP(E954,Temperature!Q:Q,Temperature!R:R)","v":3},{"$f":"LOOKUP(E954,Temperature!Q:Q,Temperature!S:S)","v":31},"2016-03-31",1047.98,55.61,27.17,4.28,0,1200,1047.98,-0.2,8.6800000000000072E-2,-1.7360000000000014E-2,1029.7870671999999,906.21261913599994,100,205.95741343999998,100,105.95741343999998,600,386.79049866239995,200,105.95741343999998,6.3574448064000046,0,78,128.85205653120002,0,null,213.20950133760002,105.95741343999998,6.3574448064000046,0,312.80946997120003,100,0]
["20160209:0445","2016-02-09T13:00:00","2016-02-09T13:00:00",2016,2,{"$f":"LOOKUP(E955,Temperature!Q:Q,Temperature!R:R)","v":3},{"$f":"LOOKUP(E955,Temperature!Q:Q,Temperature!S:S)","v":31},"2016-03-31",993.78,65.33,27.76,4.21,0,1200,993.78,-0.2,0.11040000000000007,-2.2080000000000016E-2,971.83733759999996,855.21685708799998,100,194.36746752000002,100,94.367467520000019,600,287.19053002879997,200,94.367467520000019,5.6620480512000064,0,78,229.14742192000003,0,null,312.80946997120003,94.367467520000019,5.6620480512000064,0,401.51488944000005,100,0]
["20160209:0545","2016-02-09T14:00:00","2016-02-09T14:00:00",2016,2,{"$f":"LOOKUP(E956,Temperature!Q:Q,Temperature!R:R)","v":3},{"$f":"LOOKUP(E956,Temperature!Q:Q,Temperature!S:S)","v":31},"2016-03-31",915.66,68.16,28.21,4.1399999999999997,0,1200,915.66,-0.2,0.12840000000000004,-2.5680000000000008E-2,892.14585119999992,785.08834905599997,100,178.42917023999999,100,78.429170239999991,600,198.48511055999995,200,78.429170239999991,4.7057502144000036,0,78,318.80913922560006,0,null,401.51488944000005,78.429170239999991,4.7057502144000036,0,475.23830946560003,100,0]
["20160209:0645","2016-02-09T15:00:00","2016-02-09T15:00:00",2016,2,{"$f":"LOOKUP(E957,Temperature!Q:Q,Temperature!R:R)","v":3},{"$f":"LOOKUP(E957,Temperature!Q:Q,Temperature!S:S)","v":31},"2016-03-31",971.84,61.92,27.85,3.72,0,1200,971.84,-0.2,0.11400000000000006,-2.2800000000000015E-2,949.68204800000001,835.72020224000005,100,189.93640960000002,100,89.936409600000019,600,124.76169053439997,200,89.936409600000019,5.3961845760000058,0,78,391.84212488960003,0,null,475.23830946560003,89.936409600000019,5.3961845760000058,0,559.77853448960002,100,0]
["20160209:0745","2016-02-09T16:00:00","2016-02-09T16:00:00",2016,2,{"$f":"LOOKUP(E958,Temperature!Q:Q,Temperature!R:R)","v":3},{"$f":"LOOKUP(E958,Temperature!Q:Q,Temperature!S:S)","v":31},"2016-03-31",981.19,50.74,27.42,3.52,0,1200,981.19,-0.2,9.6800000000000067E-2,-1.9360000000000016E-2,962.19416160000003,846.73086220800008,100,192.43883232000002,100,92.438832320000017,600,40.22146551039998,200,40.22146551039998,2.4132879306240009,0,78,479.36524655897603,0,null,559.77853448960002,40.22146551039998,2.4132879306240009,0,597.58671206937595,100,52.217366809600037]
["20160209:0845","2016-02-09T17:00:00","2016-02-09T17:00:00",2016,2,{"$f":"LOOKUP(E959,Temperature!Q:Q,Temperature!R:R)","v":3},{"$f":"LOOKUP(E959,Temperature!Q:Q,Temperature!S:S)","v":31},"2016-03-31",799.12,37.68,26.98,3.59,0,1200,799.12,-0.2,7.920000000000002E-2,-1.5840000000000003E-2,786.46193920000007,692.08650649600008,100,157.29238784,100,57.292387840000004,600,2.4132879306240511,200,2.4132879306240511,0.1447972758374432,0,78,519.44191479353856,0,null,597.58671206937595,2.4132879306240511,0.1447972758374432,0,599.85520272416261,100,54.879099909375952]
["20160209:0945","2016-02-09T18:00:00","2016-02-09T18:00:00",2016,2,{"$f":"LOOKUP(E960,Temperature!Q:Q,Temperature!R:R)","v":3},{"$f":"LOOKUP(E960,Temperature!Q:Q,Temperature!S:S)","v":31},"2016-03-31",770.99,23.87,26.36,3.52,0,1200,770.99,-0.2,5.4399999999999976E-2,-1.0879999999999996E-2,762.60162879999996,671.08943334399999,100,152.52032575999999,100,52.520325759999992,600,0.14479727583739077,200,0.14479727583739077,8.6878365502434541E-3,0,78,521.84651488761233,0,null,599.85520272416261,0.14479727583739077,8.6878365502434541E-3,0,599.99131216344972,100,52.375528484162601]
["20160209:1045","2016-02-09T19:00:00","2016-02-09T19:00:00",2016,2,{"$f":"LOOKUP(E961,Temperature!Q:Q,Temperature!R:R)","v":3},{"$f":"LOOKUP(E961,Temperature!Q:Q,Temperature!S:S)","v":31},"2016-03-31",267.01,9.68,25.53,3.31,0,1200,267.01,-0.2,2.1200000000000045E-2,-4.2400000000000094E-3,265.87787759999998,233.97253228799997,100,53.175575519999995,53.175575519999995,0,600,8.687836550279826E-3,200,0,0,46.824424480000005,78,521.99131216344972,46.824424480000005,null,599.99131216344972,0,0,46.824424480000005,553.16688768344966,100,0]
["20160209:1145","2016-02-09T20:00:00","2016-02-09T20:00:00",2016,2,{"$f":"LOOKUP(E962,Temperature!Q:Q,Temperature!R:R)","v":3},{"$f":"LOOKUP(E962,Temperature!Q:Q,Temperature!S:S)","v":31},"2016-03-31",0,0,24.92,3.1,0,1200,0,-0.2,-3.1999999999999316E-3,6.3999999999998639E-4,0,0,100,0,0,0,600,46.833112316550341,200,0,0,100,78,475.16688768344966,100,null,553.16688768344966,0,0,100,453.16688768344966,100,0]
["20160209:1245","2016-02-09T21:00:00","2016-02-09T21:00:00",2016,2,{"$f":"LOOKUP(E963,Temperature!Q:Q,Temperature!R:R)","v":3},{"$f":"LOOKUP(E963,Temperature!Q:Q,Temperature!S:S)","v":31},"2016-03-31",0,0,24.55,2.76,0,1200,0,-0.2,-1.7999999999999971E-2,3.5999999999999943E-3,0,0,100,0,0,0,600,146.83311231655034,200,0,0,100,78,375.16688768344966,100,null,453.16688768344966,0,0,100,353.16688768344966,100,0]
["20160209:1345","2016-02-09T22:00:00","2016-02-09T22:00:00",2016,2,{"$f":"LOOKUP(E964,Temperature!Q:Q,Temperature!R:R)","v":3},{"$f":"LOOKUP(E964,Temperature!Q:Q,Temperature!S:S)","v":31},"2016-03-31",0,0,24.28,2.41,0,1200,0,-0.2,-2.8799999999999954E-2,5.7599999999999908E-3,0,0,100,0,0,0,600,246.83311231655034,200,0,0,100,78,275.16688768344966,100,null,353.16688768344966,0,0,100,253.16688768344966,100,0]
["20160209:1445","2016-02-09T23:00:00","2016-02-09T23:00:00",2016,2,{"$f":"LOOKUP(E965,Temperature!Q:Q,Temperature!R:R)","v":3},{"$f":"LOOKUP(E965,Temperature!Q:Q,Temperature!S:S)","v":31},"2016-03-31",0,0,23.82,2.21,0,1200,0,-0.2,-4.7199999999999992E-2,9.4399999999999987E-3,0,0,100,0,0,0,600,346.83311231655034,200,0,0,100,78,175.16688768344966,100,null,253.16688768344966,0,0,100,153.16688768344966,100,0]
["20160209:1545","2016-02-10","2016-02-10",2016,2,{"$f":"LOOKUP(E966,Temperature!Q:Q,Temperature!R:R)","v":3},{"$f":"LOOKUP(E966,Temperature!Q:Q,Temperature!S:S)","v":31},"2016-03-31",0,0,23.47,2.0699999999999998,0,1200,0,-0.2,-6.1200000000000046E-2,1.224000000000001E-2,0,0,100,0,0,0,600,446.83311231655034,200,0,0,100,78,75.166887683449659,75.166887683449659,null,153.16688768344966,0,0,75.166887683449659,78,75.166887683449659,0]
["20160209:1645","2016-02-10T01:00:00","2016-02-10T01:00:00",2016,2,{"$f":"LOOKUP(E967,Temperature!Q:Q,Temperature!R:R)","v":3},{"$f":"LOOKUP(E967,Temperature!Q:Q,Temperature!S:S)","v":31},"2016-03-31",0,0,23.3,1.93,0,1200,0,-0.2,-6.7999999999999977E-2,1.3599999999999996E-2,0,0,100,0,0,0,600,522,200,0,0,100,78,0,0,null,78,0,0,0,78,0,0]
["20160209:1745","2016-02-10T02:00:00","2016-02-10T02:00:00",2016,2,{"$f":"LOOKUP(E968,Temperature!Q:Q,Temperature!R:R)","v":3},{"$f":"LOOKUP(E968,Temperature!Q:Q,Temperature!S:S)","v":31},"2016-03-31",0,0,23.15,1.86,0,1200,0,-0.2,-7.4000000000000052E-2,1.4800000000000011E-2,0,0,100,0,0,0,600,522,200,0,0,100,78,0,0,null,78,0,0,0,78,0,0]
["20160209:1845","2016-02-10T03:00:00","2016-02-10T03:00:00",2016,2,{"$f":"LOOKUP(E969,Temperature!Q:Q,Temperature!R:R)","v":3},{"$f":"LOOKUP(E969,Temperature!Q:Q,Temperature!S:S)","v":31},"2016-03-31",0,0,23.42,1.93,0,1200,0,-0.2,-6.3199999999999937E-2,1.2639999999999988E-2,0,0,100,0,0,0,600,522,200,0,0,100,78,0,0,null,78,0,0,0,78,0,0]
["20160209:1945","2016-02-10T04:00:00","2016-02-10T04:00:00",2016,2,{"$f":"LOOKUP(E970,Temperature!Q:Q,Temperature!R:R)","v":3},{"$f":"LOOKUP(E970,Temperature!Q:Q,Temperature!S:S)","v":31},"2016-03-31",0,0,23.31,1.93,0,1200,0,-0.2,-6.7600000000000049E-2,1.3520000000000011E-2,0,0,100,0,0,0,600,522,200,0,0,100,78,0,0,null,78,0,0,0,78,0,0]
["20160209:2045","2016-02-10T05:00:00","2016-02-10T05:00:00",2016,2,{"$f":"LOOKUP(E971,Temperature!Q:Q,Temperature!R:R)","v":3},{"$f":"LOOKUP(E971,Temperature!Q:Q,Temperature!S:S)","v":31},"2016-03-31",0,0,23.11,2,0,1200,0,-0.2,-7.5600000000000028E-2,1.5120000000000007E-2,0,0,100,0,0,0,600,522,200,0,0,100,78,0,0,null,78,0,0,0,78,0,0]
["20160209:2145","2016-02-10T06:00:00","2016-02-10T06:00:00",2016,2,{"$f":"LOOKUP(E972,Temperature!Q:Q,Temperature!R:R)","v":3},{"$f":"LOOKUP(E972,Temperature!Q:Q,Temperature!S:S)","v":31},"2016-03-31",0,0,22.96,2,0,1200,0,-0.2,-8.1599999999999964E-2,1.6319999999999994E-2,0,0,100,0,0,0,600,522,200,0,0,100,78,0,0,null,78,0,0,0,78,0,0]
["20160209:2245","2016-02-10T07:00:00","2016-02-10T07:00:00",2016,2,{"$f":"LOOKUP(E973,Temperature!Q:Q,Temperature!R:R)","v":3},{"$f":"LOOKUP(E973,Temperature!Q:Q,Temperature!S:S)","v":31},"2016-03-31",0,0,22.86,2.0699999999999998,0,1200,0,-0.2,-8.5600000000000023E-2,1.7120000000000007E-2,0,0,100,0,0,0,600,522,200,0,0,100,78,0,0,null,78,0,0,0,78,0,0]
["20160209:2345","2016-02-10T08:00:00","2016-02-10T08:00:00",2016,2,{"$f":"LOOKUP(E974,Temperature!Q:Q,Temperature!R:R)","v":3},{"$f":"LOOKUP(E974,Temperature!Q:Q,Temperature!S:S)","v":31},"2016-03-31",14.55,1.19,22.89,2.0699999999999998,0,1200,14.55,-0.2,-8.4399999999999975E-2,1.6879999999999996E-2,14.795604000000001,13.020131520000001,100,2.9591208,2.9591208,0,600,{"$f":"Y974-AI974","v":522},200,0,0,97.040879200000006,78,0,0,null,{"$f":"AM973","v":78},0,0,0,78,2.9591208,0]
["20160210:0045","2016-02-10T09:00:00",{"$f":"C974+1/24","v":"2016-02-10T09:00:00"},2016,2,{"$f":"LOOKUP(E975,Temperature!Q:Q,Temperature!R:R)","v":3},{"$f":"LOOKUP(E975,Temperature!Q:Q,Temperature!S:S)","v":31},"2016-03-31",28.19,15.53,24.12,2.0699999999999998,0,1200,28.19,-0.2,-3.519999999999996E-2,7.0399999999999924E-3,28.388457599999999,24.981842688,100,5.6776915199999998,5.6776915199999998,0,600,522,200,0,0,94.322308480000004,78,0,0,null,78,0,0,0,78,5.6776915199999998,0]
["20160210:0145","2016-02-10T10:00:00","2016-02-10T10:00:00",2016,2,{"$f":"LOOKUP(E976,Temperature!Q:Q,Temperature!R:R)","v":3},{"$f":"LOOKUP(E976,Temperature!Q:Q,Temperature!S:S)","v":31},"2016-03-31",79.11,29.62,25.71,3.38,0,1200,79.11,-0.2,2.8400000000000033E-2,-5.6800000000000071E-3,78.660655199999994,69.221376575999997,100,15.732131039999999,15.732131039999999,0,600,522,200,0,0,84.267868960000001,78,0,0,null,78,0,0,0,78,15.732131039999999,0]
["20160210:0245","2016-02-10T11:00:00","2016-02-10T11:00:00",2016,2,{"$f":"LOOKUP(E977,Temperature!Q:Q,Temperature!R:R)","v":3},{"$f":"LOOKUP(E977,Temperature!Q:Q,Temperature!S:S)","v":31},"2016-03-31",227.75,43.23,26.79,4.21,0,1200,227.75,-0.2,7.1599999999999969E-2,-1.4319999999999994E-2,224.48862,197.54998559999999,100,44.897724000000004,44.897724000000004,0,600,522,200,0,0,55.102275999999996,78,0,0,null,78,0,0,0,78,44.897724000000004,0]
["20160210:0345","2016-02-10T12:00:00","2016-02-10T12:00:00",2016,2,{"$f":"LOOKUP(E978,Temperature!Q:Q,Temperature!R:R)","v":3},{"$f":"LOOKUP(E978,Temperature!Q:Q,Temperature!S:S)","v":31},"2016-03-31",423.85,55.8,27.72,4.1399999999999997,0,1200,423.85,-0.2,0.10879999999999995,-2.1759999999999991E-2,414.62702400000001,364.87178111999998,100,82.92540480000001,82.92540480000001,0,600,522,200,0,0,17.07459519999999,78,0,0,null,78,0,0,0,78,82.92540480000001,0]
["20160210:0445","2016-02-10T13:00:00","2016-02-10T13:00:00",2016,2,{"$f":"LOOKUP(E979,Temperature!Q:Q,Temperature!R:R)","v":3},{"$f":"LOOKUP(E979,Temperature!Q:Q,Temperature!S:S)","v":31},"2016-03-31",529.79,65.599999999999994,28.02,4.07,0,1200,529.79,-0.2,0.12079999999999998,-2.4159999999999997E-2,516.99027360000002,454.951440768,100,103.39805472,100,3.3980547200000046,600,522,200,3.3980547200000046,0.20388328320000046,0,78,0,0,null,78,3.3980547200000046,0.20388328320000046,0,81.194171436800005,100,0]
["20160210:0545","2016-02-10T14:00:00","2016-02-10T14:00:00",2016,2,{"$f":"LOOKUP(E980,Temperature!Q:Q,Temperature!R:R)","v":3},{"$f":"LOOKUP(E980,Temperature!Q:Q,Temperature!S:S)","v":31},"2016-03-31",709.35,68.48,27.9,3.86,0,1200,709.35,-0.2,0.11599999999999994,-2.3199999999999988E-2,692.89308000000005,609.74591040000007,100,138.57861600000001,100,38.578616000000011,600,518.80582856319995,200,38.578616000000011,2.3147169600000028,0,78,0.87945447680000211,0,null,81.194171436800005,38.578616000000011,2.3147169600000028,0,117.45807047680002,100,0]
["20160210:0645","2016-02-10T15:00:00","2016-02-10T15:00:00",2016,2,{"$f":"LOOKUP(E981,Temperature!Q:Q,Temperature!R:R)","v":3},{"$f":"LOOKUP(E981,Temperature!Q:Q,Temperature!S:S)","v":31},"2016-03-31",830.59,62.18,27.48,3.72,0,1200,830.59,-0.2,9.920000000000001E-2,-1.9840000000000003E-2,814.11109440000007,716.41776307200007,100,162.82221888000001,100,62.822218880000008,600,482.5419295232,200,62.822218880000008,3.7693331328000039,0,78,35.68873734400001,0,null,117.45807047680002,62.822218880000008,3.7693331328000039,0,176.51095622400004,100,0]
["20160210:0745","2016-02-10T16:00:00","2016-02-10T16:00:00",2016,2,{"$f":"LOOKUP(E982,Temperature!Q:Q,Temperature!R:R)","v":3},{"$f":"LOOKUP(E982,Temperature!Q:Q,Temperature!S:S)","v":31},"2016-03-31",936.03,50.91,27.8,3.66,0,1200,936.03,-0.2,0.11200000000000003,-2.2400000000000007E-2,915.06292799999994,805.25537664000001,100,183.01258559999999,100,83.012585599999994,600,423.48904377599996,200,83.012585599999994,4.9807551360000044,0,78,93.530201088000041,0,null,176.51095622400004,83.012585599999994,4.9807551360000044,0,254.54278668800006,100,0]
["20160210:0845","2016-02-10T17:00:00","2016-02-10T17:00:00",2016,2,{"$f":"LOOKUP(E983,Temperature!Q:Q,Temperature!R:R)","v":3},{"$f":"LOOKUP(E983,Temperature!Q:Q,Temperature!S:S)","v":31},"2016-03-31",564.4,37.81,27.68,3.72,0,1200,564.4,-0.2,0.10719999999999999,-2.1440000000000001E-2,552.29926399999999,486.02335232000001,100,110.45985279999999,100,10.459852799999993,600,345.45721331199991,200,10.459852799999993,0.62759116800000014,0,78,175.91519552000005,0,null,254.54278668800006,10.459852799999993,0.62759116800000014,0,264.37504832000008,100,0]
["20160210:0945","2016-02-10T18:00:00","2016-02-10T18:00:00",2016,2,{"$f":"LOOKUP(E984,Temperature!Q:Q,Temperature!R:R)","v":3},{"$f":"LOOKUP(E984,Temperature!Q:Q,Temperature!S:S)","v":31},"2016-03-31",180.14,23.96,26.99,3.17,0,1200,180.14,-0.2,7.9599999999999935E-2,-1.5919999999999986E-2,177.2721712,155.99951065600001,100,35.454434240000005,35.454434240000005,0,600,335.62495167999992,200,0,0,64.545565759999988,78,186.37504832000008,64.545565759999988,null,264.37504832000008,0,0,64.545565759999988,199.82948256000009,100,0]
["20160210:1045","2016-02-10T19:00:00","2016-02-10T19:00:00",2016,2,{"$f":"LOOKUP(E985,Temperature!Q:Q,Temperature!R:R)","v":3},{"$f":"LOOKUP(E985,Temperature!Q:Q,Temperature!S:S)","v":31},"2016-03-31",95.56,9.75,26.3,2.83,0,1200,95.56,-0.2,5.2000000000000025E-2,-1.0400000000000006E-2,94.566175999999999,83.218234879999997,100,18.913235199999999,18.913235199999999,0,600,400.17051743999991,200,0,0,81.086764799999997,78,121.82948256000009,81.086764799999997,null,199.82948256000009,0,0,81.086764799999997,118.74271776000009,100,0]
["20160210:1145","2016-02-10T20:00:00","2016-02-10T20:00:00",2016,2,{"$f":"LOOKUP(E986,Temperature!Q:Q,Temperature!R:R)","v":3},{"$f":"LOOKUP(E986,Temperature!Q:Q,Temperature!S:S)","v":31},"2016-03-31",0,0,25.6,2.41,0,1200,0,-0.2,2.4000000000000056E-2,-4.8000000000000117E-3,0,0,100,0,0,0,600,481.25728223999988,200,0,0,100,78,40.74271776000009,40.74271776000009,null,118.74271776000009,0,0,40.74271776000009,78,40.74271776000009,0]
["20160210:1245","2016-02-10T21:00:00","2016-02-10T21:00:00",2016,2,{"$f":"LOOKUP(E987,Temperature!Q:Q,Temperature!R:R)","v":3},{"$f":"LOOKUP(E987,Temperature!Q:Q,Temperature!S:S)","v":31},"2016-03-31",0,0,25.24,2.21,0,1200,0,-0.2,9.5999999999999367E-3,-1.9199999999999875E-3,0,0,100,0,0,0,600,522,200,0,0,100,78,0,0,null,78,0,0,0,78,0,0]
["20160210:1345","2016-02-10T22:00:00","2016-02-10T22:00:00",2016,2,{"$f":"LOOKUP(E988,Temperature!Q:Q,Temperature!R:R)","v":3},{"$f":"LOOKUP(E988,Temperature!Q:Q,Temperature!S:S)","v":31},"2016-03-31",0,0,24.88,2.21,0,1200,0,-0.2,-4.8000000000000395E-3,9.6000000000000794E-4,0,0,100,0,0,0,600,522,200,0,0,100,78,0,0,null,78,0,0,0,78,0,0]
["20160210:1445","2016-02-10T23:00:00","2016-02-10T23:00:00",2016,2,{"$f":"LOOKUP(E989,Temperature!Q:Q,Temperature!R:R)","v":3},{"$f":"LOOKUP(E989,Temperature!Q:Q,Temperature!S:S)","v":31},"2016-03-31",0,0,24.69,2,0,1200,0,-0.2,-1.2399999999999949E-2,2.47999999999999E-3,0,0,100,0,0,0,600,522,200,0,0,100,78,0,0,null,78,0,0,0,78,0,0]
["20160210:1545","2016-02-11","2016-02-11",2016,2,{"$f":"LOOKUP(E990,Temperature!Q:Q,Temperature!R:R)","v":3},{"$f":"LOOKUP(E990,Temperature!Q:Q,Temperature!S:S)","v":31},"2016-03-31",0,0,24.38,1.79,0,1200,0,-0.2,-2.4800000000000041E-2,4.9600000000000087E-3,0,0,100,0,0,0,600,522,200,0,0,100,78,0,0,null,78,0,0,0,78,0,0]
["20160210:1645","2016-02-11T01:00:00","2016-02-11T01:00:00",2016,2,{"$f":"LOOKUP(E991,Temperature!Q:Q,Temperature!R:R)","v":3},{"$f":"LOOKUP(E991,Temperature!Q:Q,Temperature!S:S)","v":31},"2016-03-31",0,0,24.12,1.72,0,1200,0,-0.2,-3.519999999999996E-2,7.0399999999999924E-3,0,0,100,0,0,0,600,522,200,0,0,100,78,0,0,null,78,0,0,0,78,0,0]
["20160210:1745","2016-02-11T02:00:00","2016-02-11T02:00:00",2016,2,{"$f":"LOOKUP(E992,Temperature!Q:Q,Temperature!R:R)","v":3},{"$f":"LOOKUP(E992,Temperature!Q:Q,Temperature!S:S)","v":31},"2016-03-31",0,0,24,1.86,0,1200,0,-0.2,-0.04,8.0000000000000002E-3,0,0,100,0,0,0,600,522,200,0,0,100,78,0,0,null,78,0,0,0,78,0,0]
["20160210:1845","2016-02-11T03:00:00","2016-02-11T03:00:00",2016,2,{"$f":"LOOKUP(E993,Temperature!Q:Q,Temperature!R:R)","v":3},{"$f":"LOOKUP(E993,Temperature!Q:Q,Temperature!S:S)","v":31},"2016-03-31",0,0,24.17,2.14,0,1200,0,-0.2,-3.3199999999999931E-2,6.6399999999999862E-3,0,0,100,0,0,0,600,522,200,0,0,100,78,0,0,null,78,0,0,0,78,0,0]
["20160210:1945","2016-02-11T04:00:00","2016-02-11T04:00:00",2016,2,{"$f":"LOOKUP(E994,Temperature!Q:Q,Temperature!R:R)","v":3},{"$f":"LOOKUP(E994,Temperature!Q:Q,Temperature!S:S)","v":31},"2016-03-31",0,0,24.02,2.14,0,1200,0,-0.2,-3.920000000000002E-2,7.840000000000005E-3,0,0,100,0,0,0,600,522,200,0,0,100,78,0,0,null,78,0,0,0,78,0,0]
["20160210:2045","2016-02-11T05:00:00","2016-02-11T05:00:00",2016,2,{"$f":"LOOKUP(E995,Temperature!Q:Q,Temperature!R:R)","v":3},{"$f":"LOOKUP(E995,Temperature!Q:Q,Temperature!S:S)","v":31},"2016-03-31",0,0,23.95,2.14,0,1200,0,-0.2,-4.200000000000003E-2,8.4000000000000064E-3,0,0,100,0,0,0,600,522,200,0,0,100,78,0,0,null,78,0,0,0,78,0,0]
["20160210:2145","2016-02-11T06:00:00","2016-02-11T06:00:00",2016,2,{"$f":"LOOKUP(E996,Temperature!Q:Q,Temperature!R:R)","v":3},{"$f":"LOOKUP(E996,Temperature!Q:Q,Temperature!S:S)","v":31},"2016-03-31",0,0,23.8,2.14,0,1200,0,-0.2,-4.7999999999999973E-2,9.5999999999999957E-3,0,0,100,0,0,0,600,522,200,0,0,100,78,0,0,null,78,0,0,0,78,0,0]
["20160210:2245","2016-02-11T07:00:00","2016-02-11T07:00:00",2016,2,{"$f":"LOOKUP(E997,Temperature!Q:Q,Temperature!R:R)","v":3},{"$f":"LOOKUP(E997,Temperature!Q:Q,Temperature!S:S)","v":31},"2016-03-31",0,0,23.71,2.0699999999999998,0,1200,0,-0.2,-5.1599999999999965E-2,1.0319999999999994E-2,0,0,100,0,0,0,600,522,200,0,0,100,78,0,0,null,78,0,0,0,78,0,0]
["20160210:2345","2016-02-11T08:00:00","2016-02-11T08:00:00",2016,2,{"$f":"LOOKUP(E998,Temperature!Q:Q,Temperature!R:R)","v":3},{"$f":"LOOKUP(E998,Temperature!Q:Q,Temperature!S:S)","v":31},"2016-03-31",14.55,1.23,23.78,2,0,1200,14.55,-0.2,-4.8799999999999955E-2,9.7599999999999909E-3,14.692008000000001,12.928967040000002,100,2.9384016000000002,2.9384016000000002,0,600,522,200,0,0,97.061598399999994,78,0,0,null,78,0,0,0,78,2.9384016000000002,0]
["20160211:0045","2016-02-11T09:00:00","2016-02-11T09:00:00",2016,2,{"$f":"LOOKUP(E999,Temperature!Q:Q,Temperature!R:R)","v":3},{"$f":"LOOKUP(E999,Temperature!Q:Q,Temperature!S:S)","v":31},"2016-03-31",56.38,15.58,24.94,2.0699999999999998,0,1200,56.38,-0.2,-2.399999999999949E-3,4.7999999999998982E-4,56.407062400000008,49.638214912000009,100,11.28141248,11.28141248,0,600,522,200,0,0,88.71858752,78,0,0,null,78,0,0,0,78,11.28141248,0]
["20160211:0145","2016-02-11T10:00:00","2016-02-11T10:00:00",2016,2,{"$f":"LOOKUP(E1000,Temperature!Q:Q,Temperature!R:R)","v":3},{"$f":"LOOKUP(E1000,Temperature!Q:Q,Temperature!S:S)","v":31},"2016-03-31",396.79,29.7,26.36,4.21,0,1200,396.79,-0.2,5.4399999999999976E-2,-1.0879999999999996E-2,392.47292480000004,345.37617382400003,100,78.494584960000012,78.494584960000012,0,600,522,200,0,0,21.505415039999988,78,0,0,null,78,0,0,0,78,78.494584960000012,0]
["20160211:0645","2016-02-11T15:00:00","2016-02-11T15:00:00",2016,2,{"$f":"LOOKUP(E1005,Temperature!Q:Q,Temperature!R:R)","v":3},{"$f":"LOOKUP(E1005,Temperature!Q:Q,Temperature!S:S)","v":31},"2016-03-31",751.99,62.43,28.52,4.4800000000000004,0,1200,751.99,-0.2,0.14079999999999998,-2.8159999999999998E-2,730.81396160000008,643.11628620800013,100,146.16279231999999,100,46.162792319999994,600,403.87165888000004,200,46.162792319999994,2.7697675392000023,0,78,115.35857358079996,0,null,196.12834111999996,46.162792319999994,2.7697675392000023,0,239.52136590079996,100,0]
["20160211:1145","2016-02-11T20:00:00","2016-02-11T20:00:00",2016,2,{"$f":"LOOKUP(E1010,Temperature!Q:Q,Temperature!R:R)","v":3},{"$f":"LOOKUP(E1010,Temperature!Q:Q,Temperature!S:S)","v":31},"2016-03-31",0,0,26.15,2.48,0,1200,0,-0.2,4.5999999999999944E-2,-9.1999999999999894E-3,0,0,100,0,0,0,600,276.30931934399996,200,0,0,100,78,245.69068065600004,100,null,323.69068065600004,0,0,100,223.69068065600004,100,0]
["20160211:2045","2016-02-12T05:00:00","2016-02-12T05:00:00",2016,2,{"$f":"LOOKUP(E1019,Temperature!Q:Q,Temperature!R:R)","v":3},{"$f":"LOOKUP(E1019,Temperature!Q:Q,Temperature!S:S)","v":31},"2016-03-31",0,0,24.31,1.72,0,1200,0,-0.2,-2.7600000000000052E-2,5.520000000000011E-3,0,0,100,0,0,0,600,522,200,0,0,100,78,0,0,null,78,0,0,0,78,0,0]
["20160212:0445","2016-02-12T13:00:00","2016-02-12T13:00:00",2016,2,{"$f":"LOOKUP(E1027,Temperature!Q:Q,Temperature!R:R)","v":3},{"$f":"LOOKUP(E1027,Temperature!Q:Q,Temperature!S:S)","v":31},"2016-03-31",1022.68,66.17,29.27,2.5499999999999998,0,1200,1022.68,-0.2,0.17079999999999998,-3.4159999999999996E-2,987.74525119999998,869.21582105599998,100,197.54905024000001,100,97.549050240000014,600,354.74003336320004,200,97.549050240000014,5.8529430144000063,0,78,161.40702362239998,0,null,245.25996663679999,97.549050240000014,5.8529430144000063,0,336.95607386239999,100,0]
["20160212:1045","2016-02-12T19:00:00","2016-02-12T19:00:00",2016,2,{"$f":"LOOKUP(E1033,Temperature!Q:Q,Temperature!R:R)","v":3},{"$f":"LOOKUP(E1033,Temperature!Q:Q,Temperature!S:S)","v":31},"2016-03-31",126.41,9.8800000000000008,26.96,2.83,0,1200,126.41,-0.2,7.8400000000000039E-2,-1.568000000000001E-2,124.42789119999999,109.49654425599999,100,24.885578239999997,24.885578239999997,0,600,12.650309425054729,200,0,0,75.114421759999999,78,509.34969057494527,75.114421759999999,null,587.34969057494527,0,0,75.114421759999999,512.23526881494524,100,0]
["20160212:2145","2016-02-13T06:00:00","2016-02-13T06:00:00",2016,2,{"$f":"LOOKUP(E1044,Temperature!Q:Q,Temperature!R:R)","v":3},{"$f":"LOOKUP(E1044,Temperature!Q:Q,Temperature!S:S)","v":31},"2016-03-31",0,0,24.23,1.45,0,1200,0,-0.2,-3.0799999999999984E-2,6.1599999999999971E-3,0,0,100,0,0,0,600,522,200,0,0,100,78,0,0,null,78,0,0,0,78,0,0]
["20160213:0045","2016-02-13T09:00:00","2016-02-13T09:00:00",2016,2,{"$f":"LOOKUP(E1047,Temperature!Q:Q,Temperature!R:R)","v":3},{"$f":"LOOKUP(E1047,Temperature!Q:Q,Temperature!S:S)","v":31},"2016-03-31",329.19,15.71,25.24,2.41,0,1200,329.19,-0.2,9.5999999999999367E-3,-1.9199999999999875E-3,328.55795519999998,289.13100057599996,100,65.711591040000002,65.711591040000002,0,600,522,200,0,0,34.288408959999998,78,0,0,null,78,0,0,0,78,65.711591040000002,0]
["20160213:0645","2016-02-13T15:00:00","2016-02-13T15:00:00",2016,2,{"$f":"LOOKUP(E1053,Temperature!Q:Q,Temperature!R:R)","v":3},{"$f":"LOOKUP(E1053,Temperature!Q:Q,Temperature!S:S)","v":31},"2016-03-31",1036.67,62.93,29.29,3.93,0,1200,1036.67,-0.2,0.17159999999999997,-3.4319999999999996E-2,1001.0914856000001,880.96050732800006,100,200.21829712000002,100,100.21829712000002,600,164.88393087040004,200,100.21829712000002,6.0130978272000064,0,78,351.10297130239996,0,null,435.11606912959996,100.21829712000002,6.0130978272000064,0,529.32126842239995,100,0]
["20160213:1545","2016-02-14","2016-02-14",2016,2,{"$f":"LOOKUP(E1062,Temperature!Q:Q,Temperature!R:R)","v":3},{"$f":"LOOKUP(E1062,Temperature!Q:Q,Temperature!S:S)","v":31},"2016-03-31",0,0,25.34,1.79,0,1200,0,-0.2,1.3599999999999994E-2,-2.7199999999999989E-3,0,0,100,0,0,0,600,433.39119364602072,200,0,0,100,78,88.608806353979276,88.608806353979276,null,166.60880635397928,0,0,88.608806353979276,78,88.608806353979276,0]
["20160213:2345","2016-02-14T08:00:00","2016-02-14T08:00:00",2016,2,{"$f":"LOOKUP(E1070,Temperature!Q:Q,Temperature!R:R)","v":3},{"$f":"LOOKUP(E1070,Temperature!Q:Q,Temperature!S:S)","v":31},"2016-03-31",15.46,1.35,23.65,0.9,0,1200,15.46,-0.2,-5.4000000000000055E-2,1.0800000000000011E-2,15.626968,13.75173184,100,3.1253935999999998,3.1253935999999998,0,600,522,200,0,0,96.874606400000005,78,0,0,null,78,0,0,0,78,3.1253935999999998,0]
["20160214:0845",{"$f":"C1079","v":"2016-02-14T17:00:00"},"2016-02-14T17:00:00",2016,{"$f":"MONTH(B1079)","v":2},{"$f":"LOOKUP(E1079,Temperature!Q:Q,Temperature!R:R)","v":3},{"$f":"LOOKUP(E1079,Temperature!Q:Q,Temperature!S:S)","v":31},{"$f":"DATE(D1079,F1079,G1079)","v":"2016-03-31"},963.69,38.29,29.19,3.52,0,{"$f":"N1078","v":1200},{"$f":"IF(I1079>N1079,1000,I1079)","v":963.69},{"$f":"$P$6","v":-0.2},{"$f":"(K1079-$Q$6)/$Q$6","v":0.16760000000000005},{"$f":"P1079*Q1079","v":-3.3520000000000015E-2},{"$f":"O1079*(1+R1079)","v":931.38711120000005},{"$f":"S1079*(1-$T$6)","v":819.62065785600009},{"$f":"$U$6","v":100},{"$f":"$V$6*S1079/1000","v":186.27742224000002},{"$f":"MIN(V1079,U1079)","v":100},{"$f":"V1079-W1079","v":86.277422240000021},{"$f":"$Y$6","v":600},23.475570505600103,{"$f":"$AA$6","v":200},{"$f":"MIN(AA1079,Z1079,X1079)","v":23.475570505600103},{"$f":"(1-$AC$6)*AB1079","v":1.4085342303360076},{"$f":"U1079-W1079","v":0},{"$f":"MAX($Y$13*($AE$6),0)","v":78},{"$f":"MAX(AI1079-AE1079-AC1079,0)","v":497.11589526406391},{"$f":"MIN($AG$6,AF1079,AD1079)","v":0},null,576.5244294943999,{"$f":"AB1079","v":23.475570505600103},{"$f":"AC1079","v":1.4085342303360076},{"$f":"AG1079","v":0},{"$f":"AI1079+AJ1079-AL1079-AK1079","v":598.59146576966396},100,{"$f":"V1079-W1079-AJ1079","v":62.801851734399918}]
["20160214:1345","2016-02-14T22:00:00","2016-02-14T22:00:00",2016,2,{"$f":"LOOKUP(E1084,Temperature!Q:Q,Temperature!R:R)","v":3},{"$f":"LOOKUP(E1084,Temperature!Q:Q,Temperature!S:S)","v":31},"2016-03-31",0,0,26.01,1.86,0,1200,0,-0.2,4.0400000000000061E-2,-8.0800000000000125E-3,0,0,100,0,0,0,600,273.9776550938202,200,0,0,100,78,248.0223449061798,100,null,326.0223449061798,0,0,100,226.0223449061798,100,0]
["20160215:0145","2016-02-15T10:00:00","2016-02-15T10:00:00",2016,2,{"$f":"LOOKUP(E1096,Temperature!Q:Q,Temperature!R:R)","v":3},{"$f":"LOOKUP(E1096,Temperature!Q:Q,Temperature!S:S)","v":31},"2016-03-31",449.24,30.08,26.77,3.38,0,1200,449.24,-0.2,7.0799999999999988E-2,-1.4159999999999999E-2,442.87876160000002,389.73331020800003,100,88.575752320000007,88.575752320000007,0,600,522,200,0,0,11.424247679999993,78,0,0,null,78,0,0,0,78,88.575752320000007,0]
["20160215:0645","2016-02-15T15:00:00","2016-02-15T15:00:00",2016,2,{"$f":"LOOKUP(E1101,Temperature!Q:Q,Temperature!R:R)","v":3},{"$f":"LOOKUP(E1101,Temperature!Q:Q,Temperature!S:S)","v":31},"2016-03-31",1021.92,63.42,29.81,4.34,0,1200,1021.92,-0.2,0.19239999999999996,-3.8479999999999993E-2,982.59651840000004,864.68493619200001,100,196.51930368000001,100,96.519303680000007,600,274.49705157760002,200,96.519303680000007,5.7911582208000052,0,78,241.71179020159997,0,null,325.50294842239998,96.519303680000007,5.7911582208000052,0,416.23109388159997,100,0]
["20160215:1845","2016-02-16T03:00:00","2016-02-16T03:00:00",2016,2,{"$f":"LOOKUP(E1113,Temperature!Q:Q,Temperature!R:R)","v":3},{"$f":"LOOKUP(E1113,Temperature!Q:Q,Temperature!S:S)","v":31},"2016-03-31",0,0,24.87,2,0,1200,0,-0.2,-5.1999999999999599E-3,1.0399999999999921E-3,0,0,100,0,0,0,600,522,200,0,0,100,78,0,0,null,78,0,0,0,78,0,0]
["20160215:2045","2016-02-16T05:00:00","2016-02-16T05:00:00",2016,2,{"$f":"LOOKUP(E1115,Temperature!Q:Q,Temperature!R:R)","v":3},{"$f":"LOOKUP(E1115,Temperature!Q:Q,Temperature!S:S)","v":31},"2016-03-31",0,0,24.52,1.86,0,1200,0,-0.2,-1.9200000000000016E-2,3.8400000000000031E-3,0,0,100,0,0,0,600,522,200,0,0,100,78,0,0,null,78,0,0,0,78,0,0]
["20160216:0345","2016-02-16T12:00:00","2016-02-16T12:00:00",2016,2,{"$f":"LOOKUP(E1122,Temperature!Q:Q,Temperature!R:R)","v":3},{"$f":"LOOKUP(E1122,Temperature!Q:Q,Temperature!S:S)","v":31},"2016-03-31",861.71,56.97,29.18,4.9000000000000004,0,1200,861.71,-0.2,0.16719999999999999,-3.3439999999999998E-2,832.8944176,732.94708748799997,100,166.57888352000001,100,66.578883520000005,600,473.56217359359999,200,66.578883520000005,3.9947330112000037,0,78,44.443093395199988,0,null,126.43782640639999,66.578883520000005,3.9947330112000037,0,189.02197691519999,100,0]
["20160216:1245","2016-02-16T21:00:00","2016-02-16T21:00:00",2016,2,{"$f":"LOOKUP(E1131,Temperature!Q:Q,Temperature!R:R)","v":3},{"$f":"LOOKUP(E1131,Temperature!Q:Q,Temperature!S:S)","v":31},"2016-03-31",0,0,25.71,3.72,0,1200,0,-0.2,2.8400000000000033E-2,-5.6800000000000071E-3,0,0,100,0,0,0,600,131.32278736402304,200,0,0,100,78,390.67721263597696,100,null,468.67721263597696,0,0,100,368.67721263597696,100,0]
["20160216:1945","2016-02-17T04:00:00","2016-02-17T04:00:00",2016,2,{"$f":"LOOKUP(E1138,Temperature!Q:Q,Temperature!R:R)","v":3},{"$f":"LOOKUP(E1138,Temperature!Q:Q,Temperature!S:S)","v":31},"2016-03-31",0,0,23.95,2.69,0,1200,0,-0.2,-4.200000000000003E-2,8.4000000000000064E-3,0,0,100,0,0,0,600,522,200,0,0,100,78,0,0,null,78,0,0,0,78,0,0]
["20160217:0545","2016-02-17T14:00:00","2016-02-17T14:00:00",2016,2,{"$f":"LOOKUP(E1148,Temperature!Q:Q,Temperature!R:R)","v":3},{"$f":"LOOKUP(E1148,Temperature!Q:Q,Temperature!S:S)","v":31},"2016-03-31",1050.25,70.819999999999993,29.76,5.45,0,1200,1050.25,-0.2,0.19040000000000007,-3.8080000000000017E-2,1010.25648,889.0257024,100,202.05129600000001,100,102.05129600000001,600,285.31100484160004,200,102.05129600000001,6.1230777600000055,0,78,230.56591739839996,0,null,314.68899515839996,102.05129600000001,6.1230777600000055,0,410.61721339839994,100,0]
["20160217:0945","2016-02-17T18:00:00","2016-02-17T18:00:00",2016,2,{"$f":"LOOKUP(E1152,Temperature!Q:Q,Temperature!R:R)","v":3},{"$f":"LOOKUP(E1152,Temperature!Q:Q,Temperature!S:S)","v":31},"2016-03-31",759.98,24.53,28.39,4.55,0,1200,759.98,-0.2,0.13560000000000003,-2.7120000000000005E-2,739.36934239999994,650.64502131199993,100,147.87386847999997,100,47.87386847999997,600,0.57550059935999798,200,0.57550059935999798,3.4530035961599911E-2,0,78,521.38996936467845,0,null,599.42449940064,0.57550059935999798,3.4530035961599911E-2,0,599.96546996403845,100,47.298367880639972]
["20160217:2245","2016-02-18T07:00:00","2016-02-18T07:00:00",2016,2,{"$f":"LOOKUP(E1165,Temperature!Q:Q,Temperature!R:R)","v":3},{"$f":"LOOKUP(E1165,Temperature!Q:Q,Temperature!S:S)","v":31},"2016-03-31",0,0,22.91,2.0699999999999998,0,1200,0,-0.2,-8.3599999999999994E-2,1.6719999999999999E-2,0,0,100,0,0,0,600,522,200,0,0,100,78,0,0,null,78,0,0,0,78,0,0]
["20160218:0645","2016-02-18T15:00:00","2016-02-18T15:00:00",2016,2,{"$f":"LOOKUP(E1173,Temperature!Q:Q,Temperature!R:R)","v":3},{"$f":"LOOKUP(E1173,Temperature!Q:Q,Temperature!S:S)","v":31},"2016-03-31",1001.76,64.150000000000006,29.11,4.76,0,1200,1001.76,-0.2,0.16439999999999999,-3.288E-2,968.82213119999994,852.56347545599999,100,193.76442624000001,100,93.764426240000006,600,97.1220122016,200,93.764426240000006,5.625865574400005,0,78,419.252122224,0,null,502.8779877984,93.764426240000006,5.625865574400005,0,591.01654846400004,100,0]
["20160218:0745","2016-02-18T16:00:00","2016-02-18T16:00:00",2016,2,{"$f":"LOOKUP(E1174,Temperature!Q:Q,Temperature!R:R)","v":3},{"$f":"LOOKUP(E1174,Temperature!Q:Q,Temperature!S:S)","v":31},"2016-03-31",998.7,52.23,29.28,4.76,0,1200,998.7,-0.2,0.17120000000000005,-3.4240000000000013E-2,964.50451199999998,848.76397055999996,100,192.90090239999998,100,92.900902399999978,600,8.9834515359999614,200,8.9834515359999614,0.5390070921599982,0,78,512.47754137184006,0,null,591.01654846400004,8.9834515359999614,0.5390070921599982,0,599.46099290784002,100,83.917450864000017]
["20160218:2045","2016-02-19T05:00:00","2016-02-19T05:00:00",2016,2,{"$f":"LOOKUP(E1187,Temperature!Q:Q,Temperature!R:R)","v":3},{"$f":"LOOKUP(E1187,Temperature!Q:Q,Temperature!S:S)","v":31},"2016-03-31",0,0,23.91,1.93,0,1200,0,-0.2,-4.3599999999999993E-2,8.7199999999999986E-3,0,0,100,0,0,0,600,522,200,0,0,100,78,0,0,null,78,0,0,0,78,0,0]
["20160219:0045","2016-02-19T09:00:00","2016-02-19T09:00:00",2016,2,{"$f":"LOOKUP(E1191,Temperature!Q:Q,Temperature!R:R)","v":3},{"$f":"LOOKUP(E1191,Temperature!Q:Q,Temperature!S:S)","v":31},"2016-03-31",280.56,16.149999999999999,24.61,1.93,0,1200,280.56,-0.2,-1.5600000000000024E-2,3.1200000000000047E-3,281.43534720000002,247.66310553600002,100,56.287069440000003,56.287069440000003,0,600,522,200,0,0,43.712930559999997,78,0,0,null,78,0,0,0,78,56.287069440000003,0]
["20160219:0945","2016-02-19T18:00:00","2016-02-19T18:00:00",2016,2,{"$f":"LOOKUP(E1200,Temperature!Q:Q,Temperature!R:R)","v":3},{"$f":"LOOKUP(E1200,Temperature!Q:Q,Temperature!S:S)","v":31},"2016-03-31",763.34,24.66,28.16,3.93,0,1200,763.34,-0.2,0.12640000000000001,-2.5280000000000004E-2,744.0427648000001,654.75763302400014,100,148.80855296000004,100,48.808552960000043,600,1.730076387647955,200,1.730076387647955,0.1038045832588774,0,78,520.16611902909312,0,null,598.26992361235204,1.730076387647955,0.1038045832588774,0,599.89619541674108,100,47.078476572352088]
["20160219:1945","2016-02-20T04:00:00","2016-02-20T04:00:00",2016,2,{"$f":"LOOKUP(E1210,Temperature!Q:Q,Temperature!R:R)","v":3},{"$f":"LOOKUP(E1210,Temperature!Q:Q,Temperature!S:S)","v":31},"2016-03-31",0,0,23.09,1.24,0,1200,0,-0.2,-7.640000000000001E-2,1.5280000000000002E-2,0,0,100,0,0,0,600,522,200,0,0,100,78,0,0,null,78,0,0,0,78,0,0]
["20160220:0245","2016-02-20T11:00:00","2016-02-20T11:00:00",2016,2,{"$f":"LOOKUP(E1217,Temperature!Q:Q,Temperature!R:R)","v":3},{"$f":"LOOKUP(E1217,Temperature!Q:Q,Temperature!S:S)","v":31},"2016-03-31",677.3,44.61,28.03,4.41,0,1200,677.3,-0.2,0.12120000000000004,-2.4240000000000012E-2,660.88224799999989,581.57637823999994,100,132.17644959999998,100,32.176449599999984,600,458.17764193599999,200,32.176449599999984,1.9305869760000007,0,78,61.891771088000013,0,null,141.82235806400001,32.176449599999984,1.9305869760000007,0,172.068220688,100,0]
["20160220:0945","2016-02-20T18:00:00","2016-02-20T18:00:00",2016,2,{"$f":"LOOKUP(E1224,Temperature!Q:Q,Temperature!R:R)","v":3},{"$f":"LOOKUP(E1224,Temperature!Q:Q,Temperature!S:S)","v":31},"2016-03-31",770.87,24.72,28.42,3.93,0,1200,770.87,-0.2,0.13680000000000006,-2.7360000000000013E-2,749.77899679999996,659.805517184,100,149.95579936000001,100,49.955799360000015,600,0.53281329830406321,200,0.53281329830406321,3.196879789824382E-2,0,78,521.43521790379771,0,null,599.46718670169594,0.53281329830406321,3.196879789824382E-2,0,599.96803120210177,100,49.422986061695951]
["20160220:1945","2016-02-21T04:00:00","2016-02-21T04:00:00",2016,2,{"$f":"LOOKUP(E1234,Temperature!Q:Q,Temperature!R:R)","v":3},{"$f":"LOOKUP(E1234,Temperature!Q:Q,Temperature!S:S)","v":31},"2016-03-31",0,0,22.99,2.14,0,1200,0,-0.2,-8.0400000000000069E-2,1.6080000000000014E-2,0,0,100,0,0,0,600,522,200,0,0,100,78,0,0,null,78,0,0,0,78,0,0]
["20160221:0245","2016-02-21T11:00:00","2016-02-21T11:00:00",2016,2,{"$f":"LOOKUP(E1241,Temperature!Q:Q,Temperature!R:R)","v":3},{"$f":"LOOKUP(E1241,Temperature!Q:Q,Temperature!S:S)","v":31},"2016-03-31",991.78,44.76,27.24,3.38,0,1200,991.78,-0.2,8.9599999999999944E-2,-1.7919999999999988E-2,974.00730240000007,857.1264261120001,100,194.80146048,100,94.801460480000003,600,454.24212784320002,200,94.801460480000003,5.6880876288000053,0,78,62.069784528,0,null,145.7578721568,94.801460480000003,5.6880876288000053,0,234.87124500800002,100,0]
["20160221:0445","2016-02-21T13:00:00","2016-02-21T13:00:00",2016,2,{"$f":"LOOKUP(E1243,Temperature!Q:Q,Temperature!R:R)","v":3},{"$f":"LOOKUP(E1243,Temperature!Q:Q,Temperature!S:S)","v":31},"2016-03-31",1070.98,68.86,29.83,3.86,0,1200,1070.98,-0.2,0.19319999999999993,-3.8639999999999987E-2,1029.5973328,906.04565286399998,100,205.91946655999999,100,105.91946655999999,600,262.38294445759999,200,105.91946655999999,6.3551679936000047,0,78,253.26188754880002,0,null,337.61705554240001,105.91946655999999,6.3551679936000047,0,437.18135410880001,100,0]
["20160221:1645","2016-02-22T01:00:00","2016-02-22T01:00:00",2016,2,{"$f":"LOOKUP(E1255,Temperature!Q:Q,Temperature!R:R)","v":3},{"$f":"LOOKUP(E1255,Temperature!Q:Q,Temperature!S:S)","v":31},"2016-03-31",0,0,23.05,2.2799999999999998,0,1200,0,-0.2,-7.7999999999999972E-2,1.5599999999999996E-2,0,0,100,0,0,0,600,522,200,0,0,100,78,0,0,null,78,0,0,0,78,0,0]
["20160221:2145","2016-02-22T06:00:00","2016-02-22T06:00:00",2016,2,{"$f":"LOOKUP(E1260,Temperature!Q:Q,Temperature!R:R)","v":3},{"$f":"LOOKUP(E1260,Temperature!Q:Q,Temperature!S:S)","v":31},"2016-03-31",0,0,21.16,1.52,0,1200,0,-0.2,-0.15359999999999999,3.0719999999999997E-2,0,0,100,0,0,0,600,522,200,0,0,100,78,0,0,null,78,0,0,0,78,0,0]
["20160222:0645","2016-02-22T15:00:00","2016-02-22T15:00:00",2016,2,{"$f":"LOOKUP(E1269,Temperature!Q:Q,Temperature!R:R)","v":3},{"$f":"LOOKUP(E1269,Temperature!Q:Q,Temperature!S:S)","v":31},"2016-03-31",1035.8699999999999,65.099999999999994,29.98,4.07,0,1200,1035.8699999999999,-0.2,0.19920000000000002,-3.9840000000000007E-2,994.60093919999986,875.24882649599988,100,198.92018783999998,100,98.920187839999983,600,111.110653184,200,98.920187839999983,5.9352112704000044,0,78,404.95413554559997,0,null,488.889346816,98.920187839999983,5.9352112704000044,0,581.87432338559995,100,0]
["20160222:1545","2016-02-23","2016-02-23",2016,2,{"$f":"LOOKUP(E1278,Temperature!Q:Q,Temperature!R:R)","v":3},{"$f":"LOOKUP(E1278,Temperature!Q:Q,Temperature!S:S)","v":31},"2016-03-31",0,0,24.1,2.34,0,1200,0,-0.2,-3.5999999999999942E-2,7.1999999999999885E-3,0,0,100,0,0,0,600,426.60687914614869,200,0,0,100,78,95.393120853851315,95.393120853851315,null,173.39312085385131,0,0,95.393120853851315,78,95.393120853851315,0]
["20160222:2345","2016-02-23T08:00:00","2016-02-23T08:00:00",2016,2,{"$f":"LOOKUP(E1286,Temperature!Q:Q,Temperature!R:R)","v":3},{"$f":"LOOKUP(E1286,Temperature!Q:Q,Temperature!S:S)","v":31},"2016-03-31",57.29,1.9,22.71,1.45,0,1200,57.29,-0.2,-9.1599999999999959E-2,1.8319999999999993E-2,58.339552799999993,51.338806463999994,100,11.667910559999999,11.667910559999999,0,600,522,200,0,0,88.332089440000004,78,0,0,null,78,0,0,0,78,11.667910559999999,0]
["20160223:0545","2016-02-23T14:00:00","2016-02-23T14:00:00",2016,2,{"$f":"LOOKUP(E1292,Temperature!Q:Q,Temperature!R:R)","v":3},{"$f":"LOOKUP(E1292,Temperature!Q:Q,Temperature!S:S)","v":31},"2016-03-31",1037.5999999999999,72.92,31.46,3.79,0,1200,1037.5999999999999,-0.2,0.25840000000000002,-5.1680000000000004E-2,983.97683199999994,865.89961215999995,100,196.79536640000001,100,96.795366400000006,600,209.85323112319998,200,96.795366400000006,5.8077219840000058,0,78,306.33904689280001,0,null,390.14676887680002,96.795366400000006,5.8077219840000058,0,481.13441329280005,100,0]
["20160223:0845","2016-02-23T17:00:00",{"$f":"C1294+1/24","v":"2016-02-23T17:00:00"},2016,2,{"$f":"LOOKUP(E1295,Temperature!Q:Q,Temperature!R:R)","v":3},{"$f":"LOOKUP(E1295,Temperature!Q:Q,Temperature!S:S)","v":31},"2016-03-31",977.21,39.18,30.77,3.66,0,1200,977.21,-0.2,0.23079999999999998,-4.616E-2,932.1019864000001,820.24974803200007,100,186.42039728000003,100,86.420397280000032,600,1.2520713446399441,200,1.2520713446399441,7.5124280678396715E-2,0,78,520.67280437468162,0,null,598.74792865536006,1.2520713446399441,7.5124280678396715E-2,0,599.92487571932156,100,85.168325935360087]
["20160223:1945","2016-02-24T04:00:00","2016-02-24T04:00:00",2016,2,{"$f":"LOOKUP(E1306,Temperature!Q:Q,Temperature!R:R)","v":3},{"$f":"LOOKUP(E1306,Temperature!Q:Q,Temperature!S:S)","v":31},"2016-03-31",0,0,24.02,2.2799999999999998,0,1200,0,-0.2,-3.920000000000002E-2,7.840000000000005E-3,0,0,100,0,0,0,600,522,200,0,0,100,78,0,0,null,78,0,0,0,78,0,0]
["20160224:0145","2016-02-24T10:00:00","2016-02-24T10:00:00",2016,2,{"$f":"LOOKUP(E1312,Temperature!Q:Q,Temperature!R:R)","v":3},{"$f":"LOOKUP(E1312,Temperature!Q:Q,Temperature!S:S)","v":31},"2016-03-31",708.05,31.07,26.94,4.6900000000000004,0,1200,708.05,-0.2,7.7600000000000058E-2,-1.5520000000000013E-2,697.06106399999999,613.41373632,100,139.41221280000002,100,39.41221280000002,600,522,200,39.41221280000002,2.3647327680000032,0,78,0,0,null,78,39.41221280000002,2.3647327680000032,0,115.04748003200001,100,0]
["20160224:0945","2016-02-24T18:00:00","2016-02-24T18:00:00",2016,2,{"$f":"LOOKUP(E1320,Temperature!Q:Q,Temperature!R:R)","v":3},{"$f":"LOOKUP(E1320,Temperature!Q:Q,Temperature!S:S)","v":31},"2016-03-31",713.66,24.94,28.53,4.4800000000000004,0,1200,713.66,-0.2,0.14120000000000005,-2.8240000000000012E-2,693.50624159999995,610.28549260799991,100,138.70124831999999,100,38.701248319999991,600,0.49252158950400826,200,0.49252158950400826,2.9551295370240521E-2,0,78,521.47792711512579,0,null,599.50747841049599,0.49252158950400826,2.9551295370240521E-2,0,599.9704487046298,100,38.208726730495982]
["20160224:1845","2016-02-25T03:00:00","2016-02-25T03:00:00",2016,2,{"$f":"LOOKUP(E1329,Temperature!Q:Q,Temperature!R:R)","v":3},{"$f":"LOOKUP(E1329,Temperature!Q:Q,Temperature!S:S)","v":31},"2016-03-31",0,0,24.54,2.97,0,1200,0,-0.2,-1.8400000000000034E-2,3.6800000000000071E-3,0,0,100,0,0,0,600,522,200,0,0,100,78,0,0,null,78,0,0,0,78,0,0]
["20160225:0345","2016-02-25T12:00:00","2016-02-25T12:00:00",2016,2,{"$f":"LOOKUP(E1338,Temperature!Q:Q,Temperature!R:R)","v":3},{"$f":"LOOKUP(E1338,Temperature!Q:Q,Temperature!S:S)","v":31},"2016-03-31",1033.1500000000001,58.86,29.33,7.1,0,1200,1033.1500000000001,-0.2,0.17319999999999994,-3.463999999999999E-2,997.36168400000008,877.67828192000013,100,199.47233680000002,100,99.472336800000022,600,404.37382011520003,200,99.472336800000022,5.968340208000007,0,78,111.65783967679999,0,null,195.6261798848,99.472336800000022,5.968340208000007,0,289.13017647679999,100,0]
["20160225:0845","2016-02-25T17:00:00","2016-02-25T17:00:00",2016,2,{"$f":"LOOKUP(E1343,Temperature!Q:Q,Temperature!R:R)","v":3},{"$f":"LOOKUP(E1343,Temperature!Q:Q,Temperature!S:S)","v":31},"2016-03-31",583.99,39.340000000000003,29.03,6.14,0,1200,583.99,-0.2,0.16120000000000004,-3.2240000000000012E-2,565.16216239999994,497.34270291199994,100,113.03243247999998,100,13.032432479999983,600,19.438779609600033,200,13.032432479999983,0.78194594879999968,0,78,501.77927444159997,0,null,580.56122039039997,13.032432479999983,0.78194594879999968,0,592.81170692160003,100,0]
["20160225:2045","2016-02-26T05:00:00","2016-02-26T05:00:00",2016,2,{"$f":"LOOKUP(E1355,Temperature!Q:Q,Temperature!R:R)","v":3},{"$f":"LOOKUP(E1355,Temperature!Q:Q,Temperature!S:S)","v":31},"2016-03-31",0,0,24.28,3.1,0,1200,0,-0.2,-2.8799999999999954E-2,5.7599999999999908E-3,0,0,100,0,0,0,600,522,200,0,0,100,78,0,0,null,78,0,0,0,78,0,0]
["20160226:0145","2016-02-26T10:00:00","2016-02-26T10:00:00",2016,2,{"$f":"LOOKUP(E1360,Temperature!Q:Q,Temperature!R:R)","v":3},{"$f":"LOOKUP(E1360,Temperature!Q:Q,Temperature!S:S)","v":31},"2016-03-31",865.11,31.32,27.15,5.45,0,1200,865.11,-0.2,8.5999999999999938E-2,-1.719999999999999E-2,850.23010799999997,748.20249504000003,100,170.04602160000002,100,70.046021600000017,600,511.12052272,200,70.046021600000017,4.2027612960000047,0,78,6.6767159839999843,0,null,88.879477279999989,70.046021600000017,4.2027612960000047,0,154.72273758400001,100,0]
["20160226:0545","2016-02-26T14:00:00","2016-02-26T14:00:00",2016,2,{"$f":"LOOKUP(E1364,Temperature!Q:Q,Temperature!R:R)","v":3},{"$f":"LOOKUP(E1364,Temperature!Q:Q,Temperature!S:S)","v":31},"2016-03-31",1014.22,73.989999999999995,30.06,6.83,0,1200,1014.22,-0.2,0.20239999999999994,-4.0479999999999988E-2,973.16437440000004,856.38464947200009,100,194.63287488000003,100,94.632874880000031,600,184.19732142079999,200,94.632874880000031,5.6779724928000066,0,78,332.12470608640001,0,null,415.80267857920001,94.632874880000031,5.6779724928000066,0,504.75758096640004,100,0]
["20160226:1545","2016-02-27","2016-02-27",2016,2,{"$f":"LOOKUP(E1374,Temperature!Q:Q,Temperature!R:R)","v":3},{"$f":"LOOKUP(E1374,Temperature!Q:Q,Temperature!S:S)","v":31},"2016-03-31",0,0,24.68,3.66,0,1200,0,-0.2,-1.2800000000000011E-2,2.5600000000000024E-3,0,0,100,0,0,0,600,479.55528426175067,200,0,0,100,78,42.444715738249329,42.444715738249329,null,120.44471573824933,0,0,42.444715738249329,78,42.444715738249329,0]
["20160226:2245","2016-02-27T07:00:00","2016-02-27T07:00:00",2016,2,{"$f":"LOOKUP(E1381,Temperature!Q:Q,Temperature!R:R)","v":3},{"$f":"LOOKUP(E1381,Temperature!Q:Q,Temperature!S:S)","v":31},"2016-03-31",0,0,23.47,2.62,0,1200,0,-0.2,-6.1200000000000046E-2,1.224000000000001E-2,0,0,100,0,0,0,600,522,200,0,0,100,78,0,0,null,78,0,0,0,78,0,0]
["20160227:0545","2016-02-27T14:00:00","2016-02-27T14:00:00",2016,2,{"$f":"LOOKUP(E1388,Temperature!Q:Q,Temperature!R:R)","v":3},{"$f":"LOOKUP(E1388,Temperature!Q:Q,Temperature!S:S)","v":31},"2016-03-31",923.36,74.349999999999994,30.1,5.93,0,1200,923.36,-0.2,0.20400000000000007,-4.0800000000000017E-2,885.68691200000001,779.40448256000002,100,177.13738240000001,100,77.137382400000007,600,423.10201765119996,200,77.137382400000007,4.6282429440000046,0,78,94.269739404800006,0,null,176.89798234880001,77.137382400000007,4.6282429440000046,0,249.40712180480003,100,0]
["20160227:1545","2016-02-28","2016-02-28",{"$f":"YEAR(B1398)","v":2016},2,{"$f":"LOOKUP(E1398,Temperature!Q:Q,Temperature!R:R)","v":3},{"$f":"LOOKUP(E1398,Temperature!Q:Q,Temperature!S:S)","v":31},"2016-03-31",0,0,24.47,3.24,0,1200,0,-0.2,-2.1200000000000045E-2,4.2400000000000094E-3,0,0,100,0,0,0,600,522,200,0,0,100,78,0,0,null,78,0,0,0,78,{"$f":"W1398+AL1398","v":0},0]
["20160228:0045","2016-02-28T09:00:00","2016-02-28T09:00:00",2016,2,{"$f":"LOOKUP(E1407,Temperature!Q:Q,Temperature!R:R)","v":3},{"$f":"LOOKUP(E1407,Temperature!Q:Q,Temperature!S:S)","v":31},"2016-03-31",525.9,17.010000000000002,25.23,4.21,0,1200,525.9,-0.2,9.2000000000000172E-3,-1.8400000000000035E-3,524.93234400000006,461.94046272000003,100,104.98646880000001,100,4.9864688000000115,600,522,200,4.9864688000000115,0.29918812800000094,0,78,0,0,null,78,4.9864688000000115,0.29918812800000094,0,82.687280672000014,100,0]
["20160228:0445","2016-02-28T13:00:00","2016-02-28T13:00:00",2016,2,{"$f":"LOOKUP(E1411,Temperature!Q:Q,Temperature!R:R)","v":3},{"$f":"LOOKUP(E1411,Temperature!Q:Q,Temperature!S:S)","v":31},"2016-03-31",808.48,71.08,29.83,5.38,0,1200,808.48,-0.2,0.19319999999999993,-3.8639999999999987E-2,777.24033280000003,683.97149286400008,100,155.44806656,100,55.448066560000001,600,396.48951401600004,200,55.448066560000001,3.3268839936000032,0,78,122.18360199039995,0,null,203.51048598399996,55.448066560000001,3.3268839936000032,0,255.63166855039998,100,0]
["20160228:0945","2016-02-28T18:00:00","2016-02-28T18:00:00",2016,2,{"$f":"LOOKUP(E1416,Temperature!Q:Q,Temperature!R:R)","v":3},{"$f":"LOOKUP(E1416,Temperature!Q:Q,Temperature!S:S)","v":31},"2016-03-31",616.39,25.11,28.3,5.31,0,1200,616.39,-0.2,0.13200000000000003,-2.6400000000000007E-2,600.11730399999999,528.10322752000002,100,120.0234608,100,20.023460799999995,600,123.91940195520004,200,20.023460799999995,1.2014076480000009,0,78,396.87919039679997,0,null,476.08059804479996,20.023460799999995,1.2014076480000009,0,494.90265119679998,100,0]
["20160228:1845","2016-02-29T03:00:00","2016-02-29T03:00:00",2016,2,{"$f":"LOOKUP(E1425,Temperature!Q:Q,Temperature!R:R)","v":3},{"$f":"LOOKUP(E1425,Temperature!Q:Q,Temperature!S:S)","v":31},"2016-03-31",0,0,24.96,2.83,0,1200,0,-0.2,-1.5999999999999658E-3,3.199999999999932E-4,0,0,100,0,0,0,600,522,200,0,0,100,78,0,0,null,78,0,0,0,78,0,0]
["20160229:0245","2016-02-29T11:00:00","2016-02-29T11:00:00",2016,2,{"$f":"LOOKUP(E1433,Temperature!Q:Q,Temperature!R:R)","v":3},{"$f":"LOOKUP(E1433,Temperature!Q:Q,Temperature!S:S)","v":31},"2016-03-31",702.54,45.86,28.7,4.41,0,1200,702.54,-0.2,0.14799999999999996,-2.9599999999999994E-2,681.74481600000001,599.93543808000004,100,136.34896319999999,100,36.348963199999986,600,495.08702243199997,200,36.348963199999986,2.1809377920000013,0,78,24.732039776000029,0,null,104.91297756800003,36.348963199999986,2.1809377920000013,0,139.08100297600001,100,0]
["20160229:0845","2016-02-29T17:00:00","2016-02-29T17:00:00",2016,2,{"$f":"LOOKUP(E1439,Temperature!Q:Q,Temperature!R:R)","v":3},{"$f":"LOOKUP(E1439,Temperature!Q:Q,Temperature!S:S)","v":31},"2016-03-31",965.48,39.549999999999997,30.13,4.76,0,1200,965.48,-0.2,0.20519999999999997,-4.1039999999999993E-2,925.8567008,814.753896704,100,185.17134016,100,85.17134016,600,10.218992348799929,200,10.218992348799929,0.61313954092799627,0,78,511.16786811027208,0,null,589.78100765120007,10.218992348799929,0.61313954092799627,0,599.38686045907195,100,74.95234781120007]
["20160229:1945","2016-03-01T04:00:00","2016-03-01T04:00:00",2016,3,{"$f":"LOOKUP(E1450,Temperature!Q:Q,Temperature!R:R)","v":3},{"$f":"LOOKUP(E1450,Temperature!Q:Q,Temperature!S:S)","v":31},"2016-03-31",0,0,24.33,2.41,0,1200,0,-0.2,-2.6800000000000067E-2,5.3600000000000141E-3,0,0,100,0,0,0,600,522,200,0,0,100,78,0,0,null,78,0,0,0,78,0,0]
["20160301:0145","2016-03-01T10:00:00","2016-03-01T10:00:00",2016,3,{"$f":"LOOKUP(E1456,Temperature!Q:Q,Temperature!R:R)","v":3},{"$f":"LOOKUP(E1456,Temperature!Q:Q,Temperature!S:S)","v":31},"2016-03-31",555.27,31.7,27.04,3.45,0,1200,555.27,-0.2,8.1599999999999964E-2,-1.6319999999999994E-2,546.20799360000001,480.66303436800001,100,109.24159872000001,100,9.2415987200000131,600,522,200,9.2415987200000131,0.55449592320000129,0,78,0,0,null,78,9.2415987200000131,0.55449592320000129,0,86.687102796800005,100,0]
["20160301:1245","2016-03-01T21:00:00","2016-03-01T21:00:00",2016,3,{"$f":"LOOKUP(E1467,Temperature!Q:Q,Temperature!R:R)","v":3},{"$f":"LOOKUP(E1467,Temperature!Q:Q,Temperature!S:S)","v":31},"2016-03-31",0,0,26.35,3.31,0,1200,0,-0.2,5.4000000000000055E-2,-1.0800000000000011E-2,0,0,100,0,0,0,600,130.4809942285068,200,0,0,100,78,391.5190057714932,100,null,469.5190057714932,0,0,100,369.5190057714932,100,0]
["20160301:2145","2016-03-02T06:00:00","2016-03-02T06:00:00",2016,3,{"$f":"LOOKUP(E1476,Temperature!Q:Q,Temperature!R:R)","v":3},{"$f":"LOOKUP(E1476,Temperature!Q:Q,Temperature!S:S)","v":31},"2016-03-31",0,0,23.56,2.21,0,1200,0,-0.2,-5.7600000000000054E-2,1.1520000000000011E-2,0,0,100,0,0,0,600,522,200,0,0,100,78,0,0,null,78,0,0,0,78,0,0]
["20160302:0445","2016-03-02T13:00:00","2016-03-02T13:00:00",2016,3,{"$f":"LOOKUP(E1483,Temperature!Q:Q,Temperature!R:R)","v":3},{"$f":"LOOKUP(E1483,Temperature!Q:Q,Temperature!S:S)","v":31},"2016-03-31",872.65,71.73,31.14,4.76,0,1200,872.65,-0.2,0.24560000000000001,-4.9120000000000004E-2,829.7854319999999,730.21118015999991,100,165.95708639999998,100,65.95708639999998,600,405.16361689600001,200,65.95708639999998,3.9574251840000025,0,78,112.87895791999996,0,null,194.83638310399996,65.95708639999998,3.9574251840000025,0,256.83604431999998,100,0]
["20160302:0645","2016-03-02T15:00:00","2016-03-02T15:00:00",2016,3,{"$f":"LOOKUP(E1485,Temperature!Q:Q,Temperature!R:R)","v":3},{"$f":"LOOKUP(E1485,Temperature!Q:Q,Temperature!S:S)","v":31},"2016-03-31",1009.24,66.8,31.52,4.9000000000000004,0,1200,1009.24,-0.2,0.26079999999999998,-5.2159999999999998E-2,956.59804159999999,841.80627660799996,100,191.31960831999999,100,91.319608319999986,600,268.30566448000002,200,91.319608319999986,5.4791764992000038,0,78,248.21515902079997,0,null,331.69433551999998,91.319608319999986,5.4791764992000038,0,417.53476734079999,100,0]
["20160302:1445","2016-03-02T23:00:00","2016-03-02T23:00:00",2016,3,{"$f":"LOOKUP(E1493,Temperature!Q:Q,Temperature!R:R)","v":3},{"$f":"LOOKUP(E1493,Temperature!Q:Q,Temperature!S:S)","v":31},"2016-03-31",0,0,25.5,3.17,0,1200,0,-0.2,0.02,-4.0000000000000001E-3,0,0,100,0,0,0,600,332.20084872204791,200,0,0,100,78,189.79915127795209,100,null,267.79915127795209,0,0,100,167.79915127795209,100,0]
["20160302:2345","2016-03-03T08:00:00","2016-03-03T08:00:00",2016,3,{"$f":"LOOKUP(E1502,Temperature!Q:Q,Temperature!R:R)","v":3},{"$f":"LOOKUP(E1502,Temperature!Q:Q,Temperature!S:S)","v":31},"2016-03-31",18.190000000000001,2.6,23.76,1.93,0,1200,18.190000000000001,-0.2,-4.9599999999999936E-2,9.9199999999999879E-3,18.370444800000001,16.165991424000001,100,3.6740889600000002,3.6740889600000002,0,600,522,200,0,0,96.325911039999994,78,0,0,null,78,0,0,0,78,3.6740889600000002,0]
["20160303:0445","2016-03-03T13:00:00","2016-03-03T13:00:00",2016,3,{"$f":"LOOKUP(E1507,Temperature!Q:Q,Temperature!R:R)","v":3},{"$f":"LOOKUP(E1507,Temperature!Q:Q,Temperature!S:S)","v":31},"2016-03-31",944.21,72.06,31.96,4.4800000000000004,0,1200,944.21,-0.2,0.27840000000000004,-5.5680000000000007E-2,891.63638720000006,784.64002073600011,100,178.32727744000002,100,78.327277440000017,600,297.41604720320004,200,78.327277440000017,4.6996366464000054,0,78,219.88431615039997,0,null,302.58395279679996,78.327277440000017,4.6996366464000054,0,376.21159359039996,100,0]
["20160303:1645","2016-03-04T01:00:00","2016-03-04T01:00:00",2016,3,{"$f":"LOOKUP(E1519,Temperature!Q:Q,Temperature!R:R)","v":3},{"$f":"LOOKUP(E1519,Temperature!Q:Q,Temperature!S:S)","v":31},"2016-03-31",0,0,24.56,2.2799999999999998,0,1200,0,-0.2,-1.760000000000005E-2,3.5200000000000101E-3,0,0,100,0,0,0,600,522,200,0,0,100,78,0,0,null,78,0,0,0,78,0,0]
["20160304:0145","2016-03-04T10:00:00","2016-03-04T10:00:00",2016,3,{"$f":"LOOKUP(E1528,Temperature!Q:Q,Temperature!R:R)","v":3},{"$f":"LOOKUP(E1528,Temperature!Q:Q,Temperature!S:S)","v":31},"2016-03-31",777.09,32.090000000000003,27.66,3.93,0,1200,777.09,-0.2,0.10640000000000001,-2.1280000000000004E-2,760.5535248000001,669.28710182400005,100,152.11070496000002,100,52.110704960000021,600,522,200,52.110704960000021,3.1266422976000041,0,78,0,0,null,78,52.110704960000021,3.1266422976000041,0,126.98406266240002,100,0]
["20160304:0945","2016-03-04T18:00:00","2016-03-04T18:00:00",2016,3,{"$f":"LOOKUP(E1536,Temperature!Q:Q,Temperature!R:R)","v":3},{"$f":"LOOKUP(E1536,Temperature!Q:Q,Temperature!S:S)","v":31},"2016-03-31",730.03,25.22,31.11,3.86,0,1200,730.03,-0.2,0.24439999999999998,-4.888E-2,694.34613359999992,611.02459756799988,100,138.86922671999997,100,38.869226719999972,600,0.20094226427522699,200,0.20094226427522699,1.2056535856513629E-2,0,78,521.78700119986831,0,null,599.79905773572477,0.20094226427522699,1.2056535856513629E-2,0,599.98794346414354,100,38.668284455724745]
["20160304:1045","2016-03-04T19:00:00","2016-03-04T19:00:00",2016,3,{"$f":"LOOKUP(E1537,Temperature!Q:Q,Temperature!R:R)","v":3},{"$f":"LOOKUP(E1537,Temperature!Q:Q,Temperature!S:S)","v":31},"2016-03-31",357.48,10.52,29.59,3.31,0,1200,357.48,-0.2,0.18359999999999999,-3.6719999999999996E-2,344.35333440000005,303.03093427200002,100,68.870666880000002,68.870666880000002,0,600,1.205653585645905E-2,200,0,0,31.129333119999998,78,521.98794346414354,31.129333119999998,null,599.98794346414354,0,0,31.129333119999998,568.85861034414359,100,0]
["20160305:0045","2016-03-05T09:00:00",{"$f":"C1550+1/24","v":"2016-03-05T09:00:00"},2016,3,{"$f":"LOOKUP(E1551,Temperature!Q:Q,Temperature!R:R)","v":3},{"$f":"LOOKUP(E1551,Temperature!Q:Q,Temperature!S:S)","v":31},"2016-03-31",366.23,17.559999999999999,26.03,3.52,0,1200,366.23,-0.2,4.1200000000000042E-2,-8.2400000000000095E-3,363.21226480000001,319.62679302399999,100,72.642452960000014,72.642452960000014,0,600,522,200,0,0,27.357547039999986,78,0,0,null,78,0,0,0,78,72.642452960000014,0]
["20160305:0345","2016-03-05T12:00:00","2016-03-05T12:00:00",2016,3,{"$f":"LOOKUP(E1554,Temperature!Q:Q,Temperature!R:R)","v":3},{"$f":"LOOKUP(E1554,Temperature!Q:Q,Temperature!S:S)","v":31},"2016-03-31",1028.18,60.61,30.9,3.72,0,1200,1028.18,-0.2,0.23599999999999993,-4.7199999999999992E-2,979.64990399999999,862.09191552000004,100,195.92998079999998,100,95.929980799999981,600,373.91407274879998,200,95.929980799999981,5.755798848000004,0,78,142.33012840319998,0,null,226.08592725119999,95.929980799999981,5.755798848000004,0,316.26010920319999,100,0]
["20160305:1445","2016-03-05T23:00:00","2016-03-05T23:00:00",2016,3,{"$f":"LOOKUP(E1565,Temperature!Q:Q,Temperature!R:R)","v":3},{"$f":"LOOKUP(E1565,Temperature!Q:Q,Temperature!S:S)","v":31},"2016-03-31",0,0,26.46,2.34,0,1200,0,-0.2,5.8400000000000035E-2,-1.1680000000000008E-2,0,0,100,0,0,0,600,331.25387751070684,200,0,0,100,78,190.74612248929316,100,null,268.74612248929316,0,0,100,168.74612248929316,100,0]
["20160305:2045","2016-03-06T05:00:00","2016-03-06T05:00:00",2016,3,{"$f":"LOOKUP(E1571,Temperature!Q:Q,Temperature!R:R)","v":3},{"$f":"LOOKUP(E1571,Temperature!Q:Q,Temperature!S:S)","v":31},"2016-03-31",0,0,24.72,1.17,0,1200,0,-0.2,-1.1200000000000045E-2,2.2400000000000089E-3,0,0,100,0,0,0,600,522,200,0,0,100,78,0,0,null,78,0,0,0,78,0,0]
["20160306:0445","2016-03-06T13:00:00","2016-03-06T13:00:00",2016,3,{"$f":"LOOKUP(E1579,Temperature!Q:Q,Temperature!R:R)","v":3},{"$f":"LOOKUP(E1579,Temperature!Q:Q,Temperature!S:S)","v":31},"2016-03-31",898.01,73.040000000000006,33.11,3.59,0,1200,898.01,-0.2,0.32439999999999997,-6.4879999999999993E-2,839.74711119999995,738.977457856,100,167.94942223999999,100,67.94942223999999,600,349.67963073600004,200,67.94942223999999,4.0769653344000032,0,78,168.24340392959996,0,null,250.32036926399996,67.94942223999999,4.0769653344000032,0,314.19282616959993,100,0]
["20160306:1345","2016-03-06T22:00:00","2016-03-06T22:00:00",2016,3,{"$f":"LOOKUP(E1588,Temperature!Q:Q,Temperature!R:R)","v":3},{"$f":"LOOKUP(E1588,Temperature!Q:Q,Temperature!S:S)","v":31},"2016-03-31",0,0,26.71,2.41,0,1200,0,-0.2,6.840000000000003E-2,-1.3680000000000006E-2,0,0,100,0,0,0,600,230.82195139477756,200,0,0,100,78,291.17804860522244,100,null,369.17804860522244,0,0,100,269.17804860522244,100,0]
["20160306:2245","2016-03-07T07:00:00","2016-03-07T07:00:00",2016,3,{"$f":"LOOKUP(E1597,Temperature!Q:Q,Temperature!R:R)","v":3},{"$f":"LOOKUP(E1597,Temperature!Q:Q,Temperature!S:S)","v":31},"2016-03-31",0,0,24.41,1.45,0,1200,0,-0.2,-2.3599999999999996E-2,4.7199999999999994E-3,0,0,100,0,0,0,600,522,200,0,0,100,78,0,0,null,78,0,0,0,78,0,0]
["20160307:0345","2016-03-07T12:00:00","2016-03-07T12:00:00",2016,3,{"$f":"LOOKUP(E1602,Temperature!Q:Q,Temperature!R:R)","v":3},{"$f":"LOOKUP(E1602,Temperature!Q:Q,Temperature!S:S)","v":31},"2016-03-31",1027.6500000000001,61.04,31.91,3.45,0,1200,1027.6500000000001,-0.2,0.27639999999999998,-5.5279999999999996E-2,970.84150800000009,854.3405270400001,100,194.16830160000001,100,94.168301600000007,600,427.33957419839999,200,94.168301600000007,5.6500980960000051,0,78,89.010327705600005,0,null,172.66042580160001,94.168301600000007,5.6500980960000051,0,261.1786293056,100,0]
["20160307:0745","2016-03-07T16:00:00","2016-03-07T16:00:00",2016,3,{"$f":"LOOKUP(E1606,Temperature!Q:Q,Temperature!R:R)","v":3},{"$f":"LOOKUP(E1606,Temperature!Q:Q,Temperature!S:S)","v":31},"2016-03-31",1037.6500000000001,54.22,32.880000000000003,4.34,0,1200,1037.6500000000001,-0.2,0.31520000000000009,-6.3040000000000027E-2,972.23654400000009,855.56815872000004,100,194.44730880000003,100,94.44730880000003,600,90.164045120000139,200,90.164045120000139,5.4098427072000135,0,78,426.42611217279983,0,null,509.83595487999986,90.164045120000139,5.4098427072000135,0,594.59015729279997,100,4.2832636799998909]
["20160307:2045","2016-03-08T05:00:00","2016-03-08T05:00:00",2016,3,{"$f":"LOOKUP(E1619,Temperature!Q:Q,Temperature!R:R)","v":3},{"$f":"LOOKUP(E1619,Temperature!Q:Q,Temperature!S:S)","v":31},"2016-03-31",0,0,24.81,1.45,0,1200,0,-0.2,-7.6000000000000512E-3,1.5200000000000103E-3,0,0,100,0,0,0,600,522,200,0,0,100,78,0,0,null,78,0,0,0,78,0,0]
["20160308:0045","2016-03-08T09:00:00","2016-03-08T09:00:00",2016,3,{"$f":"LOOKUP(E1623,Temperature!Q:Q,Temperature!R:R)","v":3},{"$f":"LOOKUP(E1623,Temperature!Q:Q,Temperature!S:S)","v":31},"2016-03-31",407.06,17.920000000000002,25.64,1.52,0,1200,407.06,-0.2,2.5600000000000022E-2,-5.1200000000000048E-3,404.97585279999998,356.37875046400001,100,80.995170560000005,80.995170560000005,0,600,427.60896000000002,200,0,0,19.004829439999995,78,94.391040000000004,19.004829439999995,null,172.39104,0,0,19.004829439999995,153.38621055999999,100,0]
["20160308:1045","2016-03-08T19:00:00","2016-03-08T19:00:00",2016,3,{"$f":"LOOKUP(E1633,Temperature!Q:Q,Temperature!R:R)","v":3},{"$f":"LOOKUP(E1633,Temperature!Q:Q,Temperature!S:S)","v":31},"2016-03-31",413.37,10.52,28.32,3.52,0,1200,413.37,-0.2,0.1328,-2.656E-2,402.39089280000002,354.10398566399999,100,80.478178560000003,80.478178560000003,0,600,7.5683721695440909E-4,200,0,0,19.521821439999997,78,521.99924316278305,19.521821439999997,null,599.99924316278305,0,0,19.521821439999997,580.47742172278299,100,0]
["20160308:1745","2016-03-09T02:00:00","2016-03-09T02:00:00",2016,3,{"$f":"LOOKUP(E1640,Temperature!Q:Q,Temperature!R:R)","v":3},{"$f":"LOOKUP(E1640,Temperature!Q:Q,Temperature!S:S)","v":31},"2016-03-31",0,0,23.32,0.9,0,1200,0,-0.2,-6.7199999999999982E-2,1.3439999999999997E-2,0,0,100,0,0,0,600,522,200,0,0,100,78,0,0,null,78,0,0,0,78,0,0]
["20160309:0045","2016-03-09T09:00:00","2016-03-09T09:00:00",2016,3,{"$f":"LOOKUP(E1647,Temperature!Q:Q,Temperature!R:R)","v":3},{"$f":"LOOKUP(E1647,Temperature!Q:Q,Temperature!S:S)","v":31},"2016-03-31",585.27,18.04,25.13,1.03,0,1200,585.27,-0.2,5.1999999999999599E-3,-1.0399999999999921E-3,584.66131919999998,514.50196089600001,100,116.93226384,100,16.932263840000005,600,423.77376000000004,200,16.932263840000005,1.0159358304000012,0,78,97.210304169599993,0,null,176.22623999999999,16.932263840000005,1.0159358304000012,0,192.14256800959998,100,0]
["20160309:1045","2016-03-09T19:00:00","2016-03-09T19:00:00",2016,3,{"$f":"LOOKUP(E1657,Temperature!Q:Q,Temperature!R:R)","v":3},{"$f":"LOOKUP(E1657,Temperature!Q:Q,Temperature!S:S)","v":31},"2016-03-31",357.81,10.51,28.77,3.24,0,1200,357.81,-0.2,0.15079999999999999,-3.0159999999999999E-2,347.01845040000001,305.37623635200003,100,69.403690080000004,69.403690080000004,0,600,5.8021377060413215E-4,200,0,0,30.596309919999996,78,521.9994197862294,30.596309919999996,null,599.9994197862294,0,0,30.596309919999996,569.40310986622944,100,0]
["20160309:1145","2016-03-09T20:00:00","2016-03-09T20:00:00",2016,3,{"$f":"LOOKUP(E1658,Temperature!Q:Q,Temperature!R:R)","v":3},{"$f":"LOOKUP(E1658,Temperature!Q:Q,Temperature!S:S)","v":31},"2016-03-31",0,0,27.4,2.62,0,1200,0,-0.2,9.5999999999999946E-2,-1.9199999999999991E-2,0,0,100,0,0,0,600,30.596890133770557,200,0,0,100,78,491.40310986622944,100,null,569.40310986622944,0,0,100,469.40310986622944,100,0]
["20160309:2345","2016-03-10T08:00:00","2016-03-10T08:00:00",2016,3,{"$f":"LOOKUP(E1670,Temperature!Q:Q,Temperature!R:R)","v":3},{"$f":"LOOKUP(E1670,Temperature!Q:Q,Temperature!S:S)","v":31},"2016-03-31",250.29,3.34,23.18,0.34,0,1200,250.29,-0.2,-7.2800000000000017E-2,1.4560000000000003E-2,253.93422239999998,223.46211571199999,100,50.786844479999999,50.786844479999999,0,600,522,200,0,0,49.213155520000001,78,0,0,null,78,0,0,0,78,50.786844479999999,0]
["20160310:0445","2016-03-10T13:00:00","2016-03-10T13:00:00",2016,3,{"$f":"LOOKUP(E1675,Temperature!Q:Q,Temperature!R:R)","v":3},{"$f":"LOOKUP(E1675,Temperature!Q:Q,Temperature!S:S)","v":31},"2016-03-31",1020.74,74.33,32.79,2.76,0,1200,1020.74,-0.2,0.31159999999999999,-6.232E-2,957.12748319999992,842.27218521599991,100,191.42549663999998,100,91.425496639999977,600,252.55771387519997,200,91.425496639999977,5.4855297984000035,0,78,263.95675632640001,0,null,347.44228612480003,91.425496639999977,5.4855297984000035,0,433.38225296640002,100,0]
["20160310:1345","2016-03-10T22:00:00","2016-03-10T22:00:00",2016,3,{"$f":"LOOKUP(E1684,Temperature!Q:Q,Temperature!R:R)","v":3},{"$f":"LOOKUP(E1684,Temperature!Q:Q,Temperature!S:S)","v":31},"2016-03-31",0,0,26.02,1.66,0,1200,0,-0.2,4.0799999999999982E-2,-8.1599999999999971E-3,0,0,100,0,0,0,600,220.47454655247395,200,0,0,100,78,301.52545344752605,100,null,379.52545344752605,0,0,100,279.52545344752605,100,0]
["20160310:2145","2016-03-11T06:00:00","2016-03-11T06:00:00",2016,3,{"$f":"LOOKUP(E1692,Temperature!Q:Q,Temperature!R:R)","v":3},{"$f":"LOOKUP(E1692,Temperature!Q:Q,Temperature!S:S)","v":31},"2016-03-31",0,0,23.03,0.14000000000000001,0,1200,0,-0.2,-7.8799999999999953E-2,1.5759999999999993E-2,0,0,100,0,0,0,600,522,200,0,0,100,78,0,0,null,78,0,0,0,78,0,0]
["20160311:0345","2016-03-11T12:00:00","2016-03-11T12:00:00",2016,3,{"$f":"LOOKUP(E1698,Temperature!Q:Q,Temperature!R:R)","v":3},{"$f":"LOOKUP(E1698,Temperature!Q:Q,Temperature!S:S)","v":31},"2016-03-31",1056.94,61.89,32,2.34,0,1200,1056.94,-0.2,0.28000000000000003,-5.6000000000000008E-2,997.75135999999998,878.02119679999998,100,199.55027200000001,100,99.550272000000007,600,349.84112409919999,200,99.550272000000007,5.9730163200000055,0,78,166.18585958080001,0,null,250.15887590080001,99.550272000000007,5.9730163200000055,0,343.73613158080002,100,0]
["20160311:1445","2016-03-11T23:00:00","2016-03-11T23:00:00",2016,3,{"$f":"LOOKUP(E1709,Temperature!Q:Q,Temperature!R:R)","v":3},{"$f":"LOOKUP(E1709,Temperature!Q:Q,Temperature!S:S)","v":31},"2016-03-31",0,0,25.65,2.5499999999999998,0,1200,0,-0.2,2.5999999999999943E-2,-5.1999999999999894E-3,0,0,100,0,0,0,600,320.43317194776125,200,0,0,100,78,201.56682805223875,100,null,279.56682805223875,0,0,100,179.56682805223875,100,0]
["20160311:2045","2016-03-12T05:00:00","2016-03-12T05:00:00",2016,3,{"$f":"LOOKUP(E1715,Temperature!Q:Q,Temperature!R:R)","v":3},{"$f":"LOOKUP(E1715,Temperature!Q:Q,Temperature!S:S)","v":31},"2016-03-31",0,0,24.12,1.93,0,1200,0,-0.2,-3.519999999999996E-2,7.0399999999999924E-3,0,0,100,0,0,0,600,522,200,0,0,100,78,0,0,null,78,0,0,0,78,0,0]
["20160311:2345","2016-03-12T08:00:00","2016-03-12T08:00:00",{"$f":"YEAR(B1718)","v":2016},3,{"$f":"LOOKUP(E1718,Temperature!Q:Q,Temperature!R:R)","v":3},{"$f":"LOOKUP(E1718,Temperature!Q:Q,Temperature!S:S)","v":31},"2016-03-31",524.95000000000005,3.57,23.5,1.66,0,1200,524.95000000000005,-0.2,-0.06,1.2E-2,531.24940000000004,467.49947200000003,100,106.24988,100,6.2498800000000045,600,522,200,6.2498800000000045,0.37499280000000063,0,78,0,0,null,78,6.2498800000000045,0.37499280000000063,0,83.874887200000003,{"$f":"W1718+AL1718","v":100},0]
["20160312:0845","2016-03-12T17:00:00","2016-03-12T17:00:00",2016,3,{"$f":"LOOKUP(E1727,Temperature!Q:Q,Temperature!R:R)","v":3},{"$f":"LOOKUP(E1727,Temperature!Q:Q,Temperature!S:S)","v":31},"2016-03-31",971.81,40.020000000000003,32.86,4.41,0,1200,971.81,-0.2,0.31439999999999996,-6.2879999999999991E-2,910.70258719999993,801.41827673599994,100,182.14051744,100,82.140517439999996,600,2.8487640798720122,200,2.8487640798720122,0.1709258447923209,0,78,518.98031007533564,0,null,597.15123592012799,2.8487640798720122,0.1709258447923209,0,599.82907415520765,100,79.291753360127984]
["20160312:1645","2016-03-13T01:00:00","2016-03-13T01:00:00",2016,3,{"$f":"LOOKUP(E1735,Temperature!Q:Q,Temperature!R:R)","v":3},{"$f":"LOOKUP(E1735,Temperature!Q:Q,Temperature!S:S)","v":31},"2016-03-31",0,0,26,1.72,0,1200,0,-0.2,0.04,-8.0000000000000002E-3,0,0,100,0,0,0,600,513.56507795068762,200,0,0,100,78,8.4349220493123767,8.4349220493123767,null,86.434922049312377,0,0,8.4349220493123767,78,8.4349220493123767,0]
["20160313:0145","2016-03-13T10:00:00","2016-03-13T10:00:00",2016,3,{"$f":"LOOKUP(E1744,Temperature!Q:Q,Temperature!R:R)","v":3},{"$f":"LOOKUP(E1744,Temperature!Q:Q,Temperature!S:S)","v":31},"2016-03-31",741.91,33.32,28.54,2.21,0,1200,741.91,-0.2,0.14159999999999998,-2.8319999999999998E-2,720.89910879999991,634.39121574399996,100,144.17982175999998,100,44.179821759999982,600,522,200,44.179821759999982,2.6507893056000014,0,78,0,0,null,78,44.179821759999982,2.6507893056000014,0,119.52903245439998,100,0]
["20160313:0945","2016-03-13T18:00:00","2016-03-13T18:00:00",2016,3,{"$f":"LOOKUP(E1752,Temperature!Q:Q,Temperature!R:R)","v":3},{"$f":"LOOKUP(E1752,Temperature!Q:Q,Temperature!S:S)","v":31},"2016-03-31",728.85,25.29,29.81,3.45,0,1200,728.85,-0.2,0.19239999999999996,-3.8479999999999993E-2,700.80385200000001,616.70738975999996,100,140.16077040000002,100,40.160770400000018,600,4.2402729383039741,200,4.2402729383039741,0.25441637629823866,0,78,517.50531068539783,0,null,595.75972706169603,4.2402729383039741,0.25441637629823866,0,599.7455836237018,100,35.920497461696044]
["20160313:1845","2016-03-14T03:00:00","2016-03-14T03:00:00",2016,3,{"$f":"LOOKUP(E1761,Temperature!Q:Q,Temperature!R:R)","v":3},{"$f":"LOOKUP(E1761,Temperature!Q:Q,Temperature!S:S)","v":31},"2016-03-31",0,0,24.96,0.9,0,1200,0,-0.2,-1.5999999999999658E-3,3.199999999999932E-4,0,0,100,0,0,0,600,522,200,0,0,100,78,0,0,null,78,0,0,0,78,0,0]
["20160313:2345","2016-03-14T08:00:00","2016-03-14T08:00:00",2016,3,{"$f":"LOOKUP(E1766,Temperature!Q:Q,Temperature!R:R)","v":3},{"$f":"LOOKUP(E1766,Temperature!Q:Q,Temperature!S:S)","v":31},"2016-03-31",171.29,3.8,24.1,1.1000000000000001,0,1200,171.29,-0.2,-3.5999999999999942E-2,7.1999999999999885E-3,172.52328800000001,151.82049344000001,100,34.504657600000002,34.504657600000002,0,600,522,200,0,0,65.495342399999998,78,0,0,null,78,0,0,0,78,34.504657600000002,0]
["20160314:1145","2016-03-14T20:00:00","2016-03-14T20:00:00",2016,3,{"$f":"LOOKUP(E1778,Temperature!Q:Q,Temperature!R:R)","v":3},{"$f":"LOOKUP(E1778,Temperature!Q:Q,Temperature!S:S)","v":31},"2016-03-31",0,0,27.7,2.97,0,1200,0,-0.2,0.10799999999999997,-2.1599999999999994E-2,0,0,100,0,0,0,600,58.14997120770181,200,0,0,100,78,463.85002879229819,100,null,541.85002879229819,0,0,100,441.85002879229819,100,0]
["20160314:1345","2016-03-14T22:00:00","2016-03-14T22:00:00",2016,3,{"$f":"LOOKUP(E1780,Temperature!Q:Q,Temperature!R:R)","v":3},{"$f":"LOOKUP(E1780,Temperature!Q:Q,Temperature!S:S)","v":31},"2016-03-31",0,0,26.53,1.66,0,1200,0,-0.2,6.1200000000000046E-2,-1.224000000000001E-2,0,0,100,0,0,0,600,258.14997120770181,200,0,0,100,78,263.85002879229819,100,null,341.85002879229819,0,0,100,241.85002879229819,100,0]
["20160314:2045","2016-03-15T05:00:00","2016-03-15T05:00:00",2016,3,{"$f":"LOOKUP(E1787,Temperature!Q:Q,Temperature!R:R)","v":3},{"$f":"LOOKUP(E1787,Temperature!Q:Q,Temperature!S:S)","v":31},"2016-03-31",0,0,23.39,0.83,0,1200,0,-0.2,-6.4399999999999971E-2,1.2879999999999996E-2,0,0,100,0,0,0,600,522,200,0,0,100,78,0,0,null,78,0,0,0,78,0,0]
["20160315:0545","2016-03-15T14:00:00","2016-03-15T14:00:00",2016,3,{"$f":"LOOKUP(E1796,Temperature!Q:Q,Temperature!R:R)","v":3},{"$f":"LOOKUP(E1796,Temperature!Q:Q,Temperature!S:S)","v":31},"2016-03-31",962.2,79.989999999999995,32.65,3.52,0,1200,962.2,-0.2,0.30599999999999994,-6.1199999999999991E-2,903.31335999999999,794.91575679999994,100,180.66267199999999,100,80.662671999999986,600,255.68145013439994,200,80.662671999999986,4.8397603200000034,0,78,261.47878954560008,0,null,344.31854986560006,80.662671999999986,4.8397603200000034,0,420.14146154560007,100,0]
["20160315:1245","2016-03-15T21:00:00","2016-03-15T21:00:00",2016,3,{"$f":"LOOKUP(E1803,Temperature!Q:Q,Temperature!R:R)","v":3},{"$f":"LOOKUP(E1803,Temperature!Q:Q,Temperature!S:S)","v":31},"2016-03-31",0,0,27.19,2.76,0,1200,0,-0.2,8.7600000000000053E-2,-1.7520000000000011E-2,0,0,100,0,0,0,600,141.98594326919556,200,0,0,100,78,380.01405673080444,100,null,458.01405673080444,0,0,100,358.01405673080444,100,0]
["20160315:2245","2016-03-16T07:00:00","2016-03-16T07:00:00",2016,3,{"$f":"LOOKUP(E1813,Temperature!Q:Q,Temperature!R:R)","v":3},{"$f":"LOOKUP(E1813,Temperature!Q:Q,Temperature!S:S)","v":31},"2016-03-31",0,0,22.66,1.03,0,1200,0,-0.2,-9.3599999999999989E-2,1.8719999999999997E-2,0,0,100,0,0,0,600,522,200,0,0,100,78,0,0,null,78,0,0,0,78,0,0]
["20160316:0245","2016-03-16T11:00:00","2016-03-16T11:00:00",2016,3,{"$f":"LOOKUP(E1817,Temperature!Q:Q,Temperature!R:R)","v":3},{"$f":"LOOKUP(E1817,Temperature!Q:Q,Temperature!S:S)","v":31},"2016-03-31",1029.7,48.45,30.32,0.97,0,1200,1029.7,-0.2,0.21280000000000002,-4.2560000000000008E-2,985.87596799999994,867.57085183999993,100,197.1751936,100,97.1751936,600,465.94718336000005,200,97.1751936,5.8305116160000052,0,78,50.222305023999972,0,null,134.05281663999997,97.1751936,5.8305116160000052,0,225.39749862399998,100,0]
["20160316:1545","2016-03-17","2016-03-17",2016,3,{"$f":"LOOKUP(E1830,Temperature!Q:Q,Temperature!R:R)","v":3},{"$f":"LOOKUP(E1830,Temperature!Q:Q,Temperature!S:S)","v":31},"2016-03-31",0,0,25.22,0.9,0,1200,0,-0.2,8.7999999999999537E-3,-1.7599999999999907E-3,0,0,100,0,0,0,600,422.01402369987875,200,0,0,100,78,99.985976300121251,99.985976300121251,null,177.98597630012125,0,0,99.985976300121251,78,99.985976300121251,0]
["20160316:2345","2016-03-17T08:00:00","2016-03-17T08:00:00",2016,3,{"$f":"LOOKUP(E1838,Temperature!Q:Q,Temperature!R:R)","v":3},{"$f":"LOOKUP(E1838,Temperature!Q:Q,Temperature!S:S)","v":31},"2016-03-31",27.28,4.16,23.44,0.41,0,1200,27.28,-0.2,-6.2399999999999949E-2,1.2479999999999991E-2,27.620454400000003,24.305999872000005,100,5.524090880000001,5.524090880000001,0,600,522,200,0,0,94.475909119999997,78,0,0,null,78,0,0,0,78,5.524090880000001,0]
["20160317:0045","2016-03-17T09:00:00","2016-03-17T09:00:00",2016,3,{"$f":"LOOKUP(E1839,Temperature!Q:Q,Temperature!R:R)","v":3},{"$f":"LOOKUP(E1839,Temperature!Q:Q,Temperature!S:S)","v":31},"2016-03-31",222.73,19.03,25.64,0.69,0,1200,222.73,-0.2,2.5600000000000022E-2,-5.1200000000000048E-3,221.5896224,194.99886771199999,100,44.317924480000002,44.317924480000002,0,600,522,200,0,0,55.682075519999998,78,0,0,null,78,0,0,0,78,44.317924480000002,0]
["20160317:0945","2016-03-17T18:00:00","2016-03-17T18:00:00",2016,3,{"$f":"LOOKUP(E1848,Temperature!Q:Q,Temperature!R:R)","v":3},{"$f":"LOOKUP(E1848,Temperature!Q:Q,Temperature!S:S)","v":31},"2016-03-31",750.16,25.25,31.33,3.66,0,1200,750.16,-0.2,0.25319999999999993,-5.0639999999999991E-2,712.17189759999997,626.71126988799995,100,142.43437951999999,100,42.434379519999993,600,0.2089196896320118,200,0.2089196896320118,1.2535181377920718E-2,0,78,521.77854512899012,0,null,599.79108031036799,0.2089196896320118,1.2535181377920718E-2,0,599.98746481862213,100,42.225459830367981]
["20160317:1745","2016-03-18T02:00:00","2016-03-18T02:00:00",2016,3,{"$f":"LOOKUP(E1856,Temperature!Q:Q,Temperature!R:R)","v":3},{"$f":"LOOKUP(E1856,Temperature!Q:Q,Temperature!S:S)","v":31},"2016-03-31",0,0,24.39,0.62,0,1200,0,-0.2,-2.4399999999999977E-2,4.8799999999999955E-3,0,0,100,0,0,0,600,522,200,0,0,100,78,0,0,null,78,0,0,0,78,0,0]
["20160318:0245","2016-03-18T11:00:00","2016-03-18T11:00:00",2016,3,{"$f":"LOOKUP(E1865,Temperature!Q:Q,Temperature!R:R)","v":3},{"$f":"LOOKUP(E1865,Temperature!Q:Q,Temperature!S:S)","v":31},"2016-03-31",832.28,48.76,30.73,1.72,0,1200,832.28,-0.2,0.22920000000000001,-4.5840000000000006E-2,794.12828479999996,698.83289062400002,100,158.82565696,100,58.825656960000003,600,468.89548358400003,200,58.825656960000003,3.5295394176000032,0,78,49.574976998399961,0,null,131.10451641599997,58.825656960000003,3.5295394176000032,0,186.40063395839996,100,0]
["20160318:0845","2016-03-18T17:00:00",{"$f":"C1870+1/24","v":"2016-03-18T17:00:00"},2016,3,{"$f":"LOOKUP(E1871,Temperature!Q:Q,Temperature!R:R)","v":3},{"$f":"LOOKUP(E1871,Temperature!Q:Q,Temperature!S:S)","v":31},"2016-03-31",968.46,40.049999999999997,32.31,4.55,0,1200,968.46,-0.2,0.2924000000000001,-5.8480000000000025E-2,911.82445920000009,802.40552409600014,100,182.36489184000001,100,82.364891840000013,600,5.2444392122880572,200,5.2444392122880572,0.31466635273728372,0,78,516.44089443497467,0,null,594.75556078771194,5.2444392122880572,0.31466635273728372,0,599.68533364726272,100,77.120452627711956]
["20160318:1945","2016-03-19T04:00:00","2016-03-19T04:00:00",2016,3,{"$f":"LOOKUP(E1882,Temperature!Q:Q,Temperature!R:R)","v":3},{"$f":"LOOKUP(E1882,Temperature!Q:Q,Temperature!S:S)","v":31},"2016-03-31",0,0,24.91,1.45,0,1200,0,-0.2,-3.5999999999999943E-3,7.1999999999999885E-4,0,0,100,0,0,0,600,522,200,0,0,100,78,0,0,null,78,0,0,0,78,0,0]
["20160318:2245","2016-03-19T07:00:00","2016-03-19T07:00:00",2016,3,{"$f":"LOOKUP(E1885,Temperature!Q:Q,Temperature!R:R)","v":3},{"$f":"LOOKUP(E1885,Temperature!Q:Q,Temperature!S:S)","v":31},"2016-03-31",0,0,23.34,1.24,0,1200,0,-0.2,-6.6400000000000001E-2,1.328E-2,0,0,100,0,0,0,600,522,200,0,0,100,78,0,0,null,78,0,0,0,78,0,0]
["20160319:1245","2016-03-19T21:00:00","2016-03-19T21:00:00",2016,3,{"$f":"LOOKUP(E1899,Temperature!Q:Q,Temperature!R:R)","v":3},{"$f":"LOOKUP(E1899,Temperature!Q:Q,Temperature!S:S)","v":31},"2016-03-31",0,0,26.75,2.48,0,1200,0,-0.2,7.0000000000000007E-2,-1.4000000000000002E-2,0,0,100,0,0,0,600,123.64515819542146,200,0,0,100,78,398.35484180457854,100,null,476.35484180457854,0,0,100,376.35484180457854,100,0]
["20160319:1945","2016-03-20T04:00:00","2016-03-20T04:00:00",2016,3,{"$f":"LOOKUP(E1906,Temperature!Q:Q,Temperature!R:R)","v":3},{"$f":"LOOKUP(E1906,Temperature!Q:Q,Temperature!S:S)","v":31},"2016-03-31",0,0,23.17,1.24,0,1200,0,-0.2,-7.3199999999999932E-2,1.4639999999999986E-2,0,0,100,0,0,0,600,522,200,0,0,100,78,0,0,null,78,0,0,0,78,0,0]
["20160319:2145","2016-03-20T06:00:00","2016-03-20T06:00:00",2016,3,{"$f":"LOOKUP(E1908,Temperature!Q:Q,Temperature!R:R)","v":3},{"$f":"LOOKUP(E1908,Temperature!Q:Q,Temperature!S:S)","v":31},"2016-03-31",0,0,22.43,1.1000000000000001,0,1200,0,-0.2,-0.10280000000000002,2.0560000000000005E-2,0,0,100,0,0,0,600,522,200,0,0,100,78,0,0,null,78,0,0,0,78,0,0]
["20160320:0945","2016-03-20T18:00:00","2016-03-20T18:00:00",2016,3,{"$f":"LOOKUP(E1920,Temperature!Q:Q,Temperature!R:R)","v":3},{"$f":"LOOKUP(E1920,Temperature!Q:Q,Temperature!S:S)","v":31},"2016-03-31",776.91,25.19,30.38,3.86,0,1200,776.91,-0.2,0.21519999999999995,-4.3039999999999995E-2,743.47179359999996,654.25517836799997,100,148.69435872,100,48.694358719999997,600,0.18217021677696721,200,0.18217021677696721,1.0930213006618042E-2,0,78,521.80689957021639,0,null,599.81782978322303,0.18217021677696721,1.0930213006618042E-2,0,599.98906978699335,100,48.51218850322303]
["20160320:1445","2016-03-20T23:00:00","2016-03-20T23:00:00",2016,3,{"$f":"LOOKUP(E1925,Temperature!Q:Q,Temperature!R:R)","v":3},{"$f":"LOOKUP(E1925,Temperature!Q:Q,Temperature!S:S)","v":31},"2016-03-31",0,0,26.24,0.97,0,1200,0,-0.2,4.9599999999999936E-2,-9.9199999999999879E-3,0,0,100,0,0,0,600,323.93383037300669,200,0,0,100,78,198.06616962699331,100,null,276.06616962699331,0,0,100,176.06616962699331,100,0]
["20160320:2345","2016-03-21T08:00:00","2016-03-21T08:00:00",2016,3,{"$f":"LOOKUP(E1934,Temperature!Q:Q,Temperature!R:R)","v":3},{"$f":"LOOKUP(E1934,Temperature!Q:Q,Temperature!S:S)","v":31},"2016-03-31",12.73,4.66,24.61,0,0,1200,12.73,-0.2,-1.5600000000000024E-2,3.1200000000000047E-3,12.7697176,11.237351488,100,2.5539435199999998,2.5539435199999998,0,600,{"$f":"Y1934-AI1934","v":522},200,0,0,97.446056479999996,78,0,0,null,{"$f":"AM1933","v":78},0,0,0,78,2.5539435199999998,0]
["20160321:0845","2016-03-21T17:00:00","2016-03-21T17:00:00",2016,3,{"$f":"LOOKUP(E1943,Temperature!Q:Q,Temperature!R:R)","v":3},{"$f":"LOOKUP(E1943,Temperature!Q:Q,Temperature!S:S)","v":31},"2016-03-31",943.72,40.020000000000003,32.049999999999997,3.45,0,1200,943.72,-0.2,0.28199999999999986,-5.6399999999999978E-2,890.494192,783.63488896000001,100,178.09883840000001,100,78.098838400000005,600,6.3356153184000732,200,6.3356153184000732,0.38013691910400471,0,78,515.28424776249597,0,null,593.66438468159993,6.3356153184000732,0.38013691910400471,0,599.61986308089604,100,71.763223081599932]
["20160321:1645","2016-03-22T01:00:00","2016-03-22T01:00:00",2016,3,{"$f":"LOOKUP(E1951,Temperature!Q:Q,Temperature!R:R)","v":3},{"$f":"LOOKUP(E1951,Temperature!Q:Q,Temperature!S:S)","v":31},"2016-03-31",0,0,26,0.21,0,1200,0,-0.2,0.04,-8.0000000000000002E-3,0,0,100,0,0,0,600,515.68468533514624,200,0,0,100,78,6.3153146648537586,6.3153146648537586,null,84.315314664853759,0,0,6.3153146648537586,78,6.3153146648537586,0]
["20160321:2245","2016-03-22T07:00:00","2016-03-22T07:00:00",2016,3,{"$f":"LOOKUP(E1957,Temperature!Q:Q,Temperature!R:R)","v":3},{"$f":"LOOKUP(E1957,Temperature!Q:Q,Temperature!S:S)","v":31},"2016-03-31",0,0,23.59,0.69,0,1200,0,-0.2,-5.6400000000000006E-2,1.1280000000000002E-2,0,0,100,0,0,0,600,522,200,0,0,100,78,0,0,null,78,0,0,0,78,0,0]
["20160322:0145","2016-03-22T10:00:00","2016-03-22T10:00:00",2016,3,{"$f":"LOOKUP(E1960,Temperature!Q:Q,Temperature!R:R)","v":3},{"$f":"LOOKUP(E1960,Temperature!Q:Q,Temperature!S:S)","v":31},"2016-03-31",794.7,34.54,28.88,1.1000000000000001,0,1200,794.7,-0.2,0.15519999999999995,-3.1039999999999991E-2,770.03251200000011,677.62861056000008,100,154.00650240000002,100,54.006502400000016,600,522,200,54.006502400000016,3.240390144000004,0,78,0,0,null,78,54.006502400000016,3.240390144000004,0,128.76611225600001,100,0]
["20160322:1545","2016-03-23","2016-03-23",{"$f":"YEAR(B1974)","v":2016},3,{"$f":"LOOKUP(E1974,Temperature!Q:Q,Temperature!R:R)","v":3},{"$f":"LOOKUP(E1974,Temperature!Q:Q,Temperature!S:S)","v":31},"2016-03-31",0,0,26.06,0.55000000000000004,0,1200,0,-0.2,4.2399999999999952E-2,-8.479999999999991E-3,0,0,100,0,0,0,600,522,200,0,0,100,78,0,0,null,78,0,0,0,78,{"$f":"W1974+AL1974","v":0},0]
["20160322:1845","2016-03-23T03:00:00","2016-03-23T03:00:00",2016,3,{"$f":"LOOKUP(E1977,Temperature!Q:Q,Temperature!R:R)","v":3},{"$f":"LOOKUP(E1977,Temperature!Q:Q,Temperature!S:S)","v":31},"2016-03-31",0,0,25.33,7.0000000000000007E-2,0,1200,0,-0.2,1.3199999999999932E-2,-2.6399999999999865E-3,0,0,100,0,0,0,600,522,200,0,0,100,78,0,0,null,78,0,0,0,78,0,0]
["20160323:0545","2016-03-23T14:00:00","2016-03-23T14:00:00",2016,3,{"$f":"LOOKUP(E1988,Temperature!Q:Q,Temperature!R:R)","v":3},{"$f":"LOOKUP(E1988,Temperature!Q:Q,Temperature!S:S)","v":31},"2016-03-31",887.21,82.38,34.94,1.72,0,1200,887.21,-0.2,0.3975999999999999,-7.951999999999998E-2,816.65906080000002,718.65997350400005,100,163.33181216,100,63.331812159999998,600,255.69239549440005,200,63.331812159999998,3.7999087296000034,0,78,262.50769577599993,0,null,344.30760450559995,63.331812159999998,3.7999087296000034,0,403.8395079359999,100,0]
["20160323:1145","2016-03-23T20:00:00","2016-03-23T20:00:00",2016,3,{"$f":"LOOKUP(E1994,Temperature!Q:Q,Temperature!R:R)","v":3},{"$f":"LOOKUP(E1994,Temperature!Q:Q,Temperature!S:S)","v":31},"2016-03-31",0,0,29.37,2,0,1200,0,-0.2,0.17480000000000004,-3.4960000000000012E-2,0,0,100,0,0,0,600,184.71500192960013,200,0,0,100,78,337.28499807039987,100,null,415.28499807039987,0,0,100,315.28499807039987,100,0]
["20160323:2045","2016-03-24T05:00:00","2016-03-24T05:00:00",2016,3,{"$f":"LOOKUP(E2003,Temperature!Q:Q,Temperature!R:R)","v":3},{"$f":"LOOKUP(E2003,Temperature!Q:Q,Temperature!S:S)","v":31},"2016-03-31",0,0,25.07,0.41,0,1200,0,-0.2,2.8000000000000112E-3,-5.6000000000000223E-4,0,0,100,0,0,0,600,522,200,0,0,100,78,0,0,null,78,0,0,0,78,0,0]
["20160324:0445","2016-03-24T13:00:00","2016-03-24T13:00:00",2016,3,{"$f":"LOOKUP(E2011,Temperature!Q:Q,Temperature!R:R)","v":3},{"$f":"LOOKUP(E2011,Temperature!Q:Q,Temperature!S:S)","v":31},"2016-03-31",657.86,78.510000000000005,33.340000000000003,3.03,0,1200,657.86,-0.2,0.33360000000000012,-6.6720000000000029E-2,613.96758080000006,540.29147110400004,100,122.79351616000001,100,22.79351616000001,600,506.51930483839999,200,22.79351616000001,1.3676109696000018,0,78,14.113084192000009,0,null,93.480695161600011,22.79351616000001,1.3676109696000018,0,114.90660035200001,100,0]
["20160324:1345","2016-03-24T22:00:00","2016-03-24T22:00:00",2016,3,{"$f":"LOOKUP(E2020,Temperature!Q:Q,Temperature!R:R)","v":3},{"$f":"LOOKUP(E2020,Temperature!Q:Q,Temperature!S:S)","v":31},"2016-03-31",0,0,26.72,2.14,0,1200,0,-0.2,6.8799999999999958E-2,-1.3759999999999993E-2,0,0,100,0,0,0,600,412.7243890144,200,0,0,100,78,109.2756109856,100,null,187.2756109856,0,0,100,87.275610985599997,100,0]
["20160324:1845","2016-03-25T03:00:00","2016-03-25T03:00:00",2016,3,{"$f":"LOOKUP(E2025,Temperature!Q:Q,Temperature!R:R)","v":3},{"$f":"LOOKUP(E2025,Temperature!Q:Q,Temperature!S:S)","v":31},"2016-03-31",0,0,24.32,0.83,0,1200,0,-0.2,-2.7199999999999988E-2,5.4399999999999978E-3,0,0,100,0,0,0,600,522,200,0,0,100,78,0,0,null,78,0,0,0,78,0,0]
["20160324:2245","2016-03-25T07:00:00","2016-03-25T07:00:00",2016,3,{"$f":"LOOKUP(E2029,Temperature!Q:Q,Temperature!R:R)","v":3},{"$f":"LOOKUP(E2029,Temperature!Q:Q,Temperature!S:S)","v":31},"2016-03-31",0,0,23.46,0.55000000000000004,0,1200,0,-0.2,-6.1599999999999967E-2,1.2319999999999994E-2,0,0,100,0,0,0,600,522,200,0,0,100,78,0,0,null,78,0,0,0,78,0,0]
["20160325:0845",{"$f":"C2039","v":"2016-03-25T17:00:00"},"2016-03-25T17:00:00",2016,{"$f":"MONTH(B2039)","v":3},{"$f":"LOOKUP(E2039,Temperature!Q:Q,Temperature!R:R)","v":3},{"$f":"LOOKUP(E2039,Temperature!Q:Q,Temperature!S:S)","v":31},{"$f":"DATE(D2039,F2039,G2039)","v":"2016-03-31"},822.67,39.93,32.24,4.21,0,{"$f":"N2038","v":1200},{"$f":"IF(I2039>N2039,1000,I2039)","v":822.67},{"$f":"$P$6","v":-0.2},{"$f":"(K2039-$Q$6)/$Q$6","v":0.28960000000000008},{"$f":"P2039*Q2039","v":-5.792000000000002E-2},{"$f":"O2039*(1+R2039)","v":775.02095359999998},{"$f":"S2039*(1-$T$6)","v":682.01843916799999},{"$f":"$U$6","v":100},{"$f":"$V$6*S2039/1000","v":155.00419072},{"$f":"MIN(V2039,U2039)","v":100},{"$f":"V2039-W2039","v":55.004190719999997},{"$f":"$Y$6","v":600},13.853850825600034,{"$f":"$AA$6","v":200},{"$f":"MIN(AA2039,Z2039,X2039)","v":13.853850825600034},{"$f":"(1-$AC$6)*AB2039","v":0.8312310495360028},{"$f":"U2039-W2039","v":0},{"$f":"MAX($Y$13*($AE$6),0)","v":78},{"$f":"MAX(AI2039-AE2039-AC2039,0)","v":507.31491812486394},{"$f":"MIN($AG$6,AF2039,AD2039)","v":0},null,586.14614917439997,{"$f":"AB2039","v":13.853850825600034},{"$f":"AC2039","v":0.8312310495360028},{"$f":"AG2039","v":0},{"$f":"AI2039+AJ2039-AL2039-AK2039","v":599.16876895046403},100,{"$f":"V2039-W2039-AJ2039","v":41.150339894399963}]
["20160325:1545","2016-03-26","2016-03-26",2016,3,{"$f":"LOOKUP(E2046,Temperature!Q:Q,Temperature!R:R)","v":3},{"$f":"LOOKUP(E2046,Temperature!Q:Q,Temperature!S:S)","v":31},"2016-03-31",0,0,26.44,2.62,0,1200,0,-0.2,5.7600000000000054E-2,-1.1520000000000011E-2,0,0,100,0,0,0,600,463.35291290297221,200,0,0,100,78,58.647087097027793,58.647087097027793,null,136.64708709702779,0,0,58.647087097027793,78,58.647087097027793,0]
["20160325:2245","2016-03-26T07:00:00","2016-03-26T07:00:00",2016,3,{"$f":"LOOKUP(E2053,Temperature!Q:Q,Temperature!R:R)","v":3},{"$f":"LOOKUP(E2053,Temperature!Q:Q,Temperature!S:S)","v":31},"2016-03-31",0,0,25.45,2,0,1200,0,-0.2,1.7999999999999971E-2,-3.5999999999999943E-3,0,0,100,0,0,0,600,522,200,0,0,100,78,0,0,null,78,0,0,0,78,0,0]
["20160326:0845","2016-03-26T17:00:00",{"$f":"C2062+1/24","v":"2016-03-26T17:00:00"},2016,3,{"$f":"LOOKUP(E2063,Temperature!Q:Q,Temperature!R:R)","v":3},{"$f":"LOOKUP(E2063,Temperature!Q:Q,Temperature!S:S)","v":31},"2016-03-31",781.34,39.909999999999997,32.57,5.38,0,1200,781.34,-0.2,0.30280000000000001,-6.0560000000000003E-2,734.02204960000006,645.93940364800005,100,146.80440992000001,100,46.804409920000012,600,58.192211647999898,200,46.804409920000012,2.8082645952000034,0,78,460.9995237568001,0,null,541.8077883520001,46.804409920000012,2.8082645952000034,0,585.80393367680006,100,0]
["20160326:1745","2016-03-27T02:00:00","2016-03-27T02:00:00",2016,3,{"$f":"LOOKUP(E2072,Temperature!Q:Q,Temperature!R:R)","v":3},{"$f":"LOOKUP(E2072,Temperature!Q:Q,Temperature!S:S)","v":31},"2016-03-31",0,0,25.89,2.69,0,1200,0,-0.2,3.5600000000000021E-2,-7.1200000000000048E-3,0,0,100,0,0,0,600,522,200,0,0,100,78,0,0,null,78,0,0,0,78,0,0]
["20160326:2145","2016-03-27T06:00:00","2016-03-27T06:00:00",2016,3,{"$f":"LOOKUP(E2076,Temperature!Q:Q,Temperature!R:R)","v":3},{"$f":"LOOKUP(E2076,Temperature!Q:Q,Temperature!S:S)","v":31},"2016-03-31",0,0,24.77,2.14,0,1200,0,-0.2,-9.2000000000000172E-3,1.8400000000000035E-3,0,0,100,0,0,0,600,522,200,0,0,100,78,0,0,null,78,0,0,0,78,0,0]
["20160327:0245","2016-03-27T11:00:00","2016-03-27T11:00:00",2016,3,{"$f":"LOOKUP(E2081,Temperature!Q:Q,Temperature!R:R)","v":3},{"$f":"LOOKUP(E2081,Temperature!Q:Q,Temperature!S:S)","v":31},"2016-03-31",951.84,50.05,30.58,3.31,0,1200,951.84,-0.2,0.22319999999999993,-4.4639999999999985E-2,909.34986240000001,800.22787891200005,100,181.86997248,100,81.869972480000001,600,509.81590183359998,200,81.869972480000001,4.9121983488000041,0,78,7.2718998176000014,0,null,90.184098166400005,81.869972480000001,4.9121983488000041,0,167.1418722976,100,0]
["20160327:1145","2016-03-27T20:00:00","2016-03-27T20:00:00",2016,3,{"$f":"LOOKUP(E2090,Temperature!Q:Q,Temperature!R:R)","v":3},{"$f":"LOOKUP(E2090,Temperature!Q:Q,Temperature!S:S)","v":31},"2016-03-31",0,0,28.94,3.31,0,1200,0,-0.2,0.15760000000000005,-3.1520000000000013E-2,0,0,100,0,0,0,600,17.676697644933029,200,0,0,100,78,504.32330235506697,100,null,582.32330235506697,0,0,100,482.32330235506697,100,0]
["20160327:1945","2016-03-28T04:00:00","2016-03-28T04:00:00",2016,3,{"$f":"LOOKUP(E2098,Temperature!Q:Q,Temperature!R:R)","v":3},{"$f":"LOOKUP(E2098,Temperature!Q:Q,Temperature!S:S)","v":31},"2016-03-31",0,0,25.18,2.48,0,1200,0,-0.2,7.1999999999999885E-3,-1.4399999999999977E-3,0,0,100,0,0,0,600,522,200,0,0,100,78,0,0,null,78,0,0,0,78,0,0]
["20160328:0445","2016-03-28T13:00:00","2016-03-28T13:00:00",2016,3,{"$f":"LOOKUP(E2107,Temperature!Q:Q,Temperature!R:R)","v":3},{"$f":"LOOKUP(E2107,Temperature!Q:Q,Temperature!S:S)","v":31},"2016-03-31",948.11,79.48,32.39,4.76,0,1200,948.11,-0.2,0.29560000000000003,-5.9120000000000006E-2,892.05773679999993,785.01080838399992,100,178.41154735999999,100,78.411547359999986,600,345.66751582720008,200,78.411547359999986,4.7046928416000036,0,78,171.62779133119994,0,null,254.33248417279995,78.411547359999986,4.7046928416000036,0,328.03933869119993,100,0]
["20160328:1245","2016-03-28T21:00:00","2016-03-28T21:00:00",2016,3,{"$f":"LOOKUP(E2115,Temperature!Q:Q,Temperature!R:R)","v":3},{"$f":"LOOKUP(E2115,Temperature!Q:Q,Temperature!S:S)","v":31},"2016-03-31",0,0,27.85,3.38,0,1200,0,-0.2,0.11400000000000006,-2.2800000000000015E-2,0,0,100,0,0,0,600,129.66595170623611,200,0,0,100,78,392.33404829376389,100,null,470.33404829376389,0,0,100,370.33404829376389,100,0]
["20160328:1845","2016-03-29T03:00:00","2016-03-29T03:00:00",2016,3,{"$f":"LOOKUP(E2121,Temperature!Q:Q,Temperature!R:R)","v":3},{"$f":"LOOKUP(E2121,Temperature!Q:Q,Temperature!S:S)","v":31},"2016-03-31",0,0,25.12,2.14,0,1200,0,-0.2,4.8000000000000395E-3,-9.6000000000000794E-4,0,0,100,0,0,0,600,522,200,0,0,100,78,0,0,null,78,0,0,0,78,0,0]
["20160329:0545","2016-03-29T14:00:00","2016-03-29T14:00:00",2016,3,{"$f":"LOOKUP(E2132,Temperature!Q:Q,Temperature!R:R)","v":3},{"$f":"LOOKUP(E2132,Temperature!Q:Q,Temperature!S:S)","v":31},"2016-03-31",916.07,83.64,33.94,4.34,0,1200,916.07,-0.2,0.35759999999999992,-7.1519999999999986E-2,850.55267360000005,748.48635276800007,100,170.11053472,100,70.110534720000004,600,302.49752386879999,200,70.110534720000004,4.2066320832000041,0,78,215.29584404800002,0,null,297.50247613120001,70.110534720000004,4.2066320832000041,0,363.40637876799997,100,0]
["20160329:1445","2016-03-29T23:00:00","2016-03-29T23:00:00",2016,3,{"$f":"LOOKUP(E2141,Temperature!Q:Q,Temperature!R:R)","v":3},{"$f":"LOOKUP(E2141,Temperature!Q:Q,Temperature!S:S)","v":31},"2016-03-31",0,0,26.34,3.1,0,1200,0,-0.2,5.3599999999999995E-2,-1.072E-2,0,0,100,0,0,0,600,329.92582765274756,200,0,0,100,78,192.07417234725244,100,null,270.07417234725244,0,0,100,170.07417234725244,100,0]
["20160329:1745","2016-03-30T02:00:00","2016-03-30T02:00:00",2016,3,{"$f":"LOOKUP(E2144,Temperature!Q:Q,Temperature!R:R)","v":3},{"$f":"LOOKUP(E2144,Temperature!Q:Q,Temperature!S:S)","v":31},"2016-03-31",0,0,25.45,2.83,0,1200,0,-0.2,1.7999999999999971E-2,-3.5999999999999943E-3,0,0,100,0,0,0,600,522,200,0,0,100,78,0,0,null,78,0,0,0,78,0,0]
["20160329:2345","2016-03-30T08:00:00","2016-03-30T08:00:00",2016,3,{"$f":"LOOKUP(E2150,Temperature!Q:Q,Temperature!R:R)","v":3},{"$f":"LOOKUP(E2150,Temperature!Q:Q,Temperature!S:S)","v":31},"2016-03-31",48.19,5.78,24.57,1.79,0,1200,48.19,-0.2,-1.719999999999999E-2,3.4399999999999982E-3,48.355773599999992,42.553080767999994,100,9.6711547199999988,9.6711547199999988,0,600,522,200,0,0,90.328845279999996,78,0,0,null,78,0,0,0,78,9.6711547199999988,0]
["20160330:0745","2016-03-30T16:00:00","2016-03-30T16:00:00",2016,3,{"$f":"LOOKUP(E2158,Temperature!Q:Q,Temperature!R:R)","v":3},{"$f":"LOOKUP(E2158,Temperature!Q:Q,Temperature!S:S)","v":31},"2016-03-31",1024.8399999999999,54.65,34.200000000000003,4.07,0,1200,1024.8399999999999,-0.2,0.3680000000000001,-7.3600000000000027E-2,949.41177599999992,835.48236287999998,100,189.88235519999998,100,89.882355199999978,600,58.832938057600131,200,58.832938057600131,3.5299762834560111,0,78,459.63708565894387,0,null,541.16706194239987,58.832938057600131,3.5299762834560111,0,596.47002371654401,100,31.049417142399847]
["20160330:1645",{"$f":"C2167","v":"2016-03-31T01:00:00"},"2016-03-31T01:00:00",2016,{"$f":"MONTH(B2167)","v":3},{"$f":"LOOKUP(E2167,Temperature!Q:Q,Temperature!R:R)","v":3},{"$f":"LOOKUP(E2167,Temperature!Q:Q,Temperature!S:S)","v":31},{"$f":"DATE(D2167,F2167,G2167)","v":"2016-03-31"},0,0,25.33,2.14,0,{"$f":"N2166","v":1200},{"$f":"IF(I2167>N2167,1000,I2167)","v":0},{"$f":"$P$6","v":-0.2},{"$f":"(K2167-$Q$6)/$Q$6","v":1.3199999999999932E-2},{"$f":"P2167*Q2167","v":-2.6399999999999865E-3},{"$f":"O2167*(1+R2167)","v":0},{"$f":"S2167*(1-$T$6)","v":0},{"$f":"$U$6","v":100},{"$f":"$V$6*S2167/1000","v":0},{"$f":"MIN(V2167,U2167)","v":0},{"$f":"V2167-W2167","v":0},{"$f":"$Y$6","v":600},522,{"$f":"$AA$6","v":200},{"$f":"MIN(AA2167,Z2167,X2167)","v":0},{"$f":"(1-$AC$6)*AB2167","v":0},{"$f":"U2167-W2167","v":100},{"$f":"MAX($Y$13*($AE$6),0)","v":78},{"$f":"MAX(AI2167-AE2167-AC2167,0)","v":0},{"$f":"MIN($AG$6,AF2167,AD2167)","v":0},null,78,{"$f":"AB2167","v":0},{"$f":"AC2167","v":0},{"$f":"AG2167","v":0},{"$f":"AI2167+AJ2167-AL2167-AK2167","v":78},0,{"$f":"V2167-W2167-AJ2167","v":0}]
["20160330:2145","2016-03-31T06:00:00","2016-03-31T06:00:00",2016,3,{"$f":"LOOKUP(E2172,Temperature!Q:Q,Temperature!R:R)","v":3},{"$f":"LOOKUP(E2172,Temperature!Q:Q,Temperature!S:S)","v":31},"2016-03-31",0,0,24.28,1.86,0,1200,0,-0.2,-2.8799999999999954E-2,5.7599999999999908E-3,0,0,100,0,0,0,600,522,200,0,0,100,78,0,0,null,78,0,0,0,78,0,0]
["20160331:0945","2016-03-31T18:00:00","2016-03-31T18:00:00",2016,3,{"$f":"LOOKUP(E2184,Temperature!Q:Q,Temperature!R:R)","v":3},{"$f":"LOOKUP(E2184,Temperature!Q:Q,Temperature!S:S)","v":31},"2016-03-31",728.1,24.84,31.1,4.21,0,1200,728.1,-0.2,0.24400000000000005,-4.880000000000001E-2,692.5687200000001,609.46047360000011,100,138.513744,100,38.513744000000003,600,0.26100217903103839,200,0.26100217903103839,1.5660130741862316E-2,0,78,521.72333769022714,0,null,599.73899782096896,0.26100217903103839,1.5660130741862316E-2,0,599.98433986925818,100,38.252741820968964]
["20160331:1845","2016-04-01T03:00:00","2016-04-01T03:00:00",2016,4,{"$f":"LOOKUP(E2193,Temperature!Q:Q,Temperature!R:R)","v":6},{"$f":"LOOKUP(E2193,Temperature!Q:Q,Temperature!S:S)","v":30},"2016-06-30",0,0,23.92,1.38,0,1200,0,-0.2,-4.3199999999999933E-2,8.6399999999999862E-3,0,0,100,0,0,0,600,522,200,0,0,100,78,0,0,null,78,0,0,0,78,0,0]
["20160331:2045","2016-04-01T05:00:00","2016-04-01T05:00:00",2016,4,{"$f":"LOOKUP(E2195,Temperature!Q:Q,Temperature!R:R)","v":6},{"$f":"LOOKUP(E2195,Temperature!Q:Q,Temperature!S:S)","v":30},"2016-06-30",0,0,22.93,1.52,0,1200,0,-0.2,-8.2800000000000012E-2,1.6560000000000002E-2,0,0,100,0,0,0,600,522,200,0,0,100,78,0,0,null,78,0,0,0,78,0,0]
["20160401:0345","2016-04-01T12:00:00","2016-04-01T12:00:00",2016,4,{"$f":"LOOKUP(E2202,Temperature!Q:Q,Temperature!R:R)","v":6},{"$f":"LOOKUP(E2202,Temperature!Q:Q,Temperature!S:S)","v":30},"2016-06-30",1029.1300000000001,65.540000000000006,32.11,2.62,0,1200,1029.1300000000001,-0.2,0.28439999999999999,-5.688E-2,970.59308560000011,854.12191532800011,100,194.11861712000001,100,94.11861712000001,600,353.62365055999999,200,94.11861712000001,5.6471170272000055,0,78,162.72923241280003,0,null,246.37634944000004,94.11861712000001,5.6471170272000055,0,334.84784953280007,100,0]
["20160401:1745","2016-04-02T02:00:00","2016-04-02T02:00:00",2016,4,{"$f":"LOOKUP(E2216,Temperature!Q:Q,Temperature!R:R)","v":6},{"$f":"LOOKUP(E2216,Temperature!Q:Q,Temperature!S:S)","v":30},"2016-06-30",0,0,25.72,1.72,0,1200,0,-0.2,2.8799999999999954E-2,-5.7599999999999908E-3,0,0,100,0,0,0,600,522,200,0,0,100,78,0,0,null,78,0,0,0,78,0,0]
["20160401:2045","2016-04-02T05:00:00","2016-04-02T05:00:00",2016,4,{"$f":"LOOKUP(E2219,Temperature!Q:Q,Temperature!R:R)","v":6},{"$f":"LOOKUP(E2219,Temperature!Q:Q,Temperature!S:S)","v":30},"2016-06-30",0,0,25.29,1.79,0,1200,0,-0.2,1.1599999999999966E-2,-2.3199999999999935E-3,0,0,100,0,0,0,600,522,200,0,0,100,78,0,0,null,78,0,0,0,78,0,0]
["20160402:0345","2016-04-02T12:00:00","2016-04-02T12:00:00",2016,4,{"$f":"LOOKUP(E2226,Temperature!Q:Q,Temperature!R:R)","v":6},{"$f":"LOOKUP(E2226,Temperature!Q:Q,Temperature!S:S)","v":30},"2016-06-30",956.31,65.66,32.020000000000003,2.69,0,1200,956.31,-0.2,0.28080000000000011,-5.6160000000000022E-2,902.60363039999993,794.29119475199991,100,180.52072608,100,80.520726080000003,600,425.16156381760004,200,80.520726080000003,4.8312435648000047,0,78,92.007192617599955,0,null,174.83843618239996,80.520726080000003,4.8312435648000047,0,250.52791869759994,100,0]
["20160402:1345","2016-04-02T22:00:00","2016-04-02T22:00:00",2016,4,{"$f":"LOOKUP(E2236,Temperature!Q:Q,Temperature!R:R)","v":6},{"$f":"LOOKUP(E2236,Temperature!Q:Q,Temperature!S:S)","v":30},"2016-06-30",0,0,27.75,2.34,0,1200,0,-0.2,0.11,-2.2000000000000002E-2,0,0,100,0,0,0,600,429.78828972800005,200,0,0,100,78,92.211710271999948,92.211710271999948,null,170.21171027199995,0,0,92.211710271999948,78,92.211710271999948,0]
["20160402:1745","2016-04-03T02:00:00","2016-04-03T02:00:00",2016,4,{"$f":"LOOKUP(E2240,Temperature!Q:Q,Temperature!R:R)","v":6},{"$f":"LOOKUP(E2240,Temperature!Q:Q,Temperature!S:S)","v":30},"2016-06-30",0,0,25.93,1.66,0,1200,0,-0.2,3.719999999999999E-2,-7.4399999999999987E-3,0,0,100,0,0,0,600,522,200,0,0,100,78,0,0,null,78,0,0,0,78,0,0]
["20160403:0645","2016-04-03T15:00:00","2016-04-03T15:00:00",2016,4,{"$f":"LOOKUP(E2253,Temperature!Q:Q,Temperature!R:R)","v":6},{"$f":"LOOKUP(E2253,Temperature!Q:Q,Temperature!S:S)","v":30},"2016-06-30",952.07,69.37,33.01,3.31,0,1200,952.07,-0.2,0.32039999999999991,-6.4079999999999984E-2,891.06135440000003,784.13399187200002,100,178.21227088000001,100,78.212270880000005,600,219.17333352960009,200,78.212270880000005,4.6927362528000041,0,78,298.13393021759993,0,null,380.82666647039991,78.212270880000005,4.6927362528000041,0,454.34620109759993,100,0]
["20160403:1545","2016-04-04","2016-04-04",2016,4,{"$f":"LOOKUP(E2262,Temperature!Q:Q,Temperature!R:R)","v":6},{"$f":"LOOKUP(E2262,Temperature!Q:Q,Temperature!S:S)","v":30},"2016-06-30",0,0,27.15,2,0,1200,0,-0.2,8.5999999999999938E-2,-1.719999999999999E-2,0,0,100,0,0,0,600,522,200,0,0,100,78,0,0,null,78,0,0,0,78,0,0]
["20160403:1645","2016-04-04T01:00:00","2016-04-04T01:00:00",2016,4,{"$f":"LOOKUP(E2263,Temperature!Q:Q,Temperature!R:R)","v":6},{"$f":"LOOKUP(E2263,Temperature!Q:Q,Temperature!S:S)","v":30},"2016-06-30",0,0,26.94,1.86,0,1200,0,-0.2,7.7600000000000058E-2,-1.5520000000000013E-2,0,0,100,0,0,0,600,522,200,0,0,100,78,0,0,null,78,0,0,0,78,0,0]
["20160404:0045","2016-04-04T09:00:00","2016-04-04T09:00:00",2016,4,{"$f":"LOOKUP(E2271,Temperature!Q:Q,Temperature!R:R)","v":6},{"$f":"LOOKUP(E2271,Temperature!Q:Q,Temperature!S:S)","v":30},"2016-06-30",65.47,21.24,27.35,1.93,0,1200,65.47,-0.2,9.4000000000000056E-2,-1.8800000000000011E-2,64.239164000000002,56.53046432,100,12.847832800000001,12.847832800000001,0,600,522,200,0,0,87.152167199999994,78,0,0,null,78,0,0,0,78,12.847832800000001,0]
["20160404:1345","2016-04-04T22:00:00","2016-04-04T22:00:00",2016,4,{"$f":"LOOKUP(E2284,Temperature!Q:Q,Temperature!R:R)","v":6},{"$f":"LOOKUP(E2284,Temperature!Q:Q,Temperature!S:S)","v":30},"2016-06-30",0,0,27.39,1.31,0,1200,0,-0.2,9.5600000000000018E-2,-1.9120000000000005E-2,0,0,100,0,0,0,600,522,200,0,0,100,78,0,0,null,78,0,0,0,78,0,0]
["20160404:1745","2016-04-05T02:00:00","2016-04-05T02:00:00",2016,4,{"$f":"LOOKUP(E2288,Temperature!Q:Q,Temperature!R:R)","v":6},{"$f":"LOOKUP(E2288,Temperature!Q:Q,Temperature!S:S)","v":30},"2016-06-30",0,0,26.08,0.55000000000000004,0,1200,0,-0.2,4.3199999999999933E-2,-8.6399999999999862E-3,0,0,100,0,0,0,600,522,200,0,0,100,78,0,0,null,78,0,0,0,78,0,0]
["20160405:0345","2016-04-05T12:00:00","2016-04-05T12:00:00",2016,4,{"$f":"LOOKUP(E2298,Temperature!Q:Q,Temperature!R:R)","v":6},{"$f":"LOOKUP(E2298,Temperature!Q:Q,Temperature!S:S)","v":30},"2016-06-30",916.09,65.98,32.79,1.17,0,1200,916.09,-0.2,0.31159999999999999,-6.232E-2,858.99927119999995,755.91935865599999,100,171.79985423999997,100,71.799854239999974,600,520.61698326400005,200,71.799854239999974,4.3079912544000019,0,78,0,0,null,79.383016736000002,71.799854239999974,4.3079912544000019,0,146.87487972159997,100,0]
["20160405:1045","2016-04-05T19:00:00","2016-04-05T19:00:00",2016,4,{"$f":"LOOKUP(E2305,Temperature!Q:Q,Temperature!R:R)","v":6},{"$f":"LOOKUP(E2305,Temperature!Q:Q,Temperature!S:S)","v":30},"2016-06-30",229.85,9.7899999999999991,29.97,2.41,0,1200,229.85,-0.2,0.19879999999999995,-3.975999999999999E-2,220.711164,194.22582431999999,100,44.142232799999995,44.142232799999995,0,600,397.10248479999996,200,0,0,55.857767200000005,78,124.89751520000002,55.857767200000005,null,202.89751520000002,0,0,55.857767200000005,147.039748,100,0]
["20160405:1745","2016-04-06T02:00:00","2016-04-06T02:00:00",2016,4,{"$f":"LOOKUP(E2312,Temperature!Q:Q,Temperature!R:R)","v":6},{"$f":"LOOKUP(E2312,Temperature!Q:Q,Temperature!S:S)","v":30},"2016-06-30",0,0,25.21,0.9,0,1200,0,-0.2,8.4000000000000342E-3,-1.680000000000007E-3,0,0,100,0,0,0,600,522,200,0,0,100,78,0,0,null,78,0,0,0,78,0,0]
["20160406:0345","2016-04-06T12:00:00","2016-04-06T12:00:00",2016,4,{"$f":"LOOKUP(E2322,Temperature!Q:Q,Temperature!R:R)","v":6},{"$f":"LOOKUP(E2322,Temperature!Q:Q,Temperature!S:S)","v":30},"2016-06-30",1006.99,66.08,32.33,1.93,0,1200,1006.99,-0.2,0.29319999999999991,-5.8639999999999984E-2,947.94010639999999,834.18729363199998,100,189.58802127999999,100,89.588021279999992,600,434.63801965760001,200,89.588021279999992,5.3752812768000044,0,78,81.986699065599979,0,null,165.36198034239999,89.588021279999992,5.3752812768000044,0,249.57472034559999,100,0]
["20160406:0445","2016-04-06T13:00:00","2016-04-06T13:00:00",2016,4,{"$f":"LOOKUP(E2323,Temperature!Q:Q,Temperature!R:R)","v":6},{"$f":"LOOKUP(E2323,Temperature!Q:Q,Temperature!S:S)","v":30},"2016-06-30",919.32,80.97,33.31,2.34,0,1200,919.32,-0.2,0.33240000000000008,-6.6480000000000025E-2,858.20360640000001,755.21917363199998,100,171.64072128000001,100,71.640721280000008,600,350.42527965440001,200,71.640721280000008,4.298443276800004,0,78,167.27627706879997,0,null,249.57472034559999,71.640721280000008,4.298443276800004,0,316.91699834879995,100,0]
["20160406:1645","2016-04-07T01:00:00","2016-04-07T01:00:00",2016,4,{"$f":"LOOKUP(E2335,Temperature!Q:Q,Temperature!R:R)","v":6},{"$f":"LOOKUP(E2335,Temperature!Q:Q,Temperature!S:S)","v":30},"2016-06-30",0,0,24.82,0.83,0,1200,0,-0.2,-7.1999999999999885E-3,1.4399999999999977E-3,0,0,100,0,0,0,600,522,200,0,0,100,78,0,0,null,78,0,0,0,78,0,0]
["20160406:2145","2016-04-07T06:00:00","2016-04-07T06:00:00",2016,4,{"$f":"LOOKUP(E2340,Temperature!Q:Q,Temperature!R:R)","v":6},{"$f":"LOOKUP(E2340,Temperature!Q:Q,Temperature!S:S)","v":30},"2016-06-30",0,0,22.81,0.9,0,1200,0,-0.2,-8.7600000000000053E-2,1.7520000000000011E-2,0,0,100,0,0,0,600,522,200,0,0,100,78,0,0,null,78,0,0,0,78,0,0]
["20160407:0945","2016-04-07T18:00:00","2016-04-07T18:00:00",2016,4,{"$f":"LOOKUP(E2352,Temperature!Q:Q,Temperature!R:R)","v":6},{"$f":"LOOKUP(E2352,Temperature!Q:Q,Temperature!S:S)","v":30},"2016-06-30",472.5,24.55,31.45,3.59,0,1200,472.5,-0.2,0.25799999999999995,-5.1599999999999993E-2,448.11900000000003,394.34472000000005,100,89.623800000000003,89.623800000000003,0,600,1.2435946051200517,200,0,0,10.376199999999997,78,520.75640539487995,10.376199999999997,null,598.75640539487995,0,0,10.376199999999997,588.38020539487991,100,0]
["20160407:1445","2016-04-07T23:00:00","2016-04-07T23:00:00",2016,4,{"$f":"LOOKUP(E2357,Temperature!Q:Q,Temperature!R:R)","v":6},{"$f":"LOOKUP(E2357,Temperature!Q:Q,Temperature!S:S)","v":30},"2016-06-30",0,0,25.6,1.1000000000000001,0,1200,0,-0.2,2.4000000000000056E-2,-4.8000000000000117E-3,0,0,100,0,0,0,600,375.74375684512006,200,0,0,100,78,146.25624315487994,100,null,224.25624315487994,0,0,100,124.25624315487994,100,0]
["20160407:2345","2016-04-08T08:00:00","2016-04-08T08:00:00",2016,4,{"$f":"LOOKUP(E2366,Temperature!Q:Q,Temperature!R:R)","v":6},{"$f":"LOOKUP(E2366,Temperature!Q:Q,Temperature!S:S)","v":30},"2016-06-30",1006.09,6.85,23.41,0.62,0,1200,1006.09,-0.2,-6.359999999999999E-2,1.2719999999999999E-2,1018.8874648000001,896.62096902400003,100,203.77749295999999,100,103.77749295999999,600,522,200,103.77749295999999,6.2266495776000053,0,78,0,0,null,78,103.77749295999999,6.2266495776000053,0,175.55084338239999,100,0]
["20160408:0745","2016-04-08T16:00:00","2016-04-08T16:00:00",2016,4,{"$f":"LOOKUP(E2374,Temperature!Q:Q,Temperature!R:R)","v":6},{"$f":"LOOKUP(E2374,Temperature!Q:Q,Temperature!S:S)","v":30},"2016-06-30",1064.75,54.22,33.42,4.1399999999999997,0,1200,1064.75,-0.2,0.33680000000000004,-6.7360000000000017E-2,993.02844000000005,873.8650272000001,100,198.60568800000001,100,98.605688000000015,600,0.62739872428801391,200,0.62739872428801391,3.7643923457280869E-2,0,78,521.33495735225472,0,null,599.37260127571199,0.62739872428801391,3.7643923457280869E-2,0,599.96235607654273,100,97.978289275712001]
["20160408:1345","2016-04-08T22:00:00","2016-04-08T22:00:00",2016,4,{"$f":"LOOKUP(E2380,Temperature!Q:Q,Temperature!R:R)","v":6},{"$f":"LOOKUP(E2380,Temperature!Q:Q,Temperature!S:S)","v":30},"2016-06-30",0,0,27.63,1.38,0,1200,0,-0.2,0.10519999999999996,-2.1039999999999993E-2,0,0,100,0,0,0,600,257.8276388781245,200,0,0,100,78,264.1723611218755,100,null,342.1723611218755,0,0,100,242.1723611218755,100,0]
["20160408:1645","2016-04-09T01:00:00",{"$f":"C2382+1/24","v":"2016-04-09T01:00:00"},2016,4,{"$f":"LOOKUP(E2383,Temperature!Q:Q,Temperature!R:R)","v":6},{"$f":"LOOKUP(E2383,Temperature!Q:Q,Temperature!S:S)","v":30},"2016-06-30",0,0,26.41,1.24,0,1200,0,-0.2,5.6400000000000006E-2,-1.1280000000000002E-2,0,0,100,0,0,0,600,522,200,0,0,100,78,0,0,null,78,0,0,0,78,0,0]
["20160409:0145","2016-04-09T10:00:00","2016-04-09T10:00:00",2016,4,{"$f":"LOOKUP(E2392,Temperature!Q:Q,Temperature!R:R)","v":6},{"$f":"LOOKUP(E2392,Temperature!Q:Q,Temperature!S:S)","v":30},"2016-06-30",623.41,36.6,30.05,1.72,0,1200,623.41,-0.2,0.20200000000000004,-4.0400000000000012E-2,598.22423600000002,526.43732768000007,100,119.6448472,100,19.644847200000001,600,497.04695115840002,200,19.644847200000001,1.1786908320000011,0,78,23.774358009600007,0,null,102.95304884160001,19.644847200000001,1.1786908320000011,0,121.41920520960001,100,0]
["20160409:1245","2016-04-09T20:59:59.999","2016-04-09T20:59:59.999",2016,4,{"$f":"LOOKUP(E2403,Temperature!Q:Q,Temperature!R:R)","v":6},{"$f":"LOOKUP(E2403,Temperature!Q:Q,Temperature!S:S)","v":30},"2016-06-30",0,0,28.34,0.62,0,1200,0,-0.2,0.1336,-2.6720000000000001E-2,0,0,100,0,0,0,600,158.38181685270274,200,0,0,100,78,363.61818314729726,100,null,441.61818314729726,0,0,100,341.61818314729726,100,0]
["20160409:1845","2016-04-10T02:59:59.999","2016-04-10T02:59:59.999",2016,4,{"$f":"LOOKUP(E2409,Temperature!Q:Q,Temperature!R:R)","v":6},{"$f":"LOOKUP(E2409,Temperature!Q:Q,Temperature!S:S)","v":30},"2016-06-30",0,0,25.77,0.97,0,1200,0,-0.2,3.0799999999999984E-2,-6.1599999999999971E-3,0,0,100,0,0,0,600,522,200,0,0,100,78,0,0,null,78,0,0,0,78,0,0]
["20160410:0245","2016-04-10T10:59:59.999","2016-04-10T10:59:59.999",2016,4,{"$f":"LOOKUP(E2417,Temperature!Q:Q,Temperature!R:R)","v":6},{"$f":"LOOKUP(E2417,Temperature!Q:Q,Temperature!S:S)","v":30},"2016-06-30",776.51,51.54,31.31,0.69,0,1200,776.51,-0.2,0.25239999999999996,-5.0479999999999997E-2,737.31177520000006,648.83436217600001,100,147.46235504000003,100,47.462355040000034,600,502.8660249184,200,47.462355040000034,2.8477413024000047,0,78,16.286233779199996,0,null,97.133975081599999,47.462355040000034,2.8477413024000047,0,141.74858881920002,100,0]
["20160410:1145","2016-04-10T19:59:59.999","2016-04-10T19:59:59.999",2016,4,{"$f":"LOOKUP(E2426,Temperature!Q:Q,Temperature!R:R)","v":6},{"$f":"LOOKUP(E2426,Temperature!Q:Q,Temperature!S:S)","v":30},"2016-06-30",0,0,28.99,2.2799999999999998,0,1200,0,-0.2,0.15959999999999994,-3.191999999999999E-2,0,0,100,0,0,0,600,58.731792476800024,200,0,0,100,78,463.26820752319998,100,null,541.26820752319998,0,0,100,441.26820752319998,100,0]
["20160410:1645","2016-04-11T00:59:59.999","2016-04-11T00:59:59.999",2016,4,{"$f":"LOOKUP(E2431,Temperature!Q:Q,Temperature!R:R)","v":6},{"$f":"LOOKUP(E2431,Temperature!Q:Q,Temperature!S:S)","v":30},"2016-06-30",0,0,26.54,0.41,0,1200,0,-0.2,6.1599999999999967E-2,-1.2319999999999994E-2,0,0,100,0,0,0,600,522,200,0,0,100,78,0,0,null,78,0,0,0,78,0,0]
["20160411:0445","2016-04-11T12:59:59.999","2016-04-11T12:59:59.999",2016,4,{"$f":"LOOKUP(E2443,Temperature!Q:Q,Temperature!R:R)","v":6},{"$f":"LOOKUP(E2443,Temperature!Q:Q,Temperature!S:S)","v":30},"2016-06-30",861.88,81.25,35.33,1.03,0,1200,861.88,-0.2,0.41319999999999996,-8.2639999999999991E-2,790.65423679999992,695.77572838399999,100,158.13084735999999,100,58.13084735999999,600,273.45552887039997,200,58.13084735999999,3.4878508416000025,0,78,245.05662028800003,0,null,326.54447112960003,58.13084735999999,3.4878508416000025,0,381.18746764800005,100,0]
["20160411:0945","2016-04-11T17:59:59.999","2016-04-11T17:59:59.999",2016,4,{"$f":"LOOKUP(E2448,Temperature!Q:Q,Temperature!R:R)","v":6},{"$f":"LOOKUP(E2448,Temperature!Q:Q,Temperature!S:S)","v":30},"2016-06-30",201.29,24.37,34.69,2.0699999999999998,0,1200,201.29,-0.2,0.38759999999999989,-7.7519999999999978E-2,185.6859992,163.40367929600001,100,37.137199840000001,37.137199840000001,0,600,120.10741189759995,200,0,0,62.862800159999999,78,401.89258810240005,62.862800159999999,null,479.89258810240005,0,0,62.862800159999999,417.02978794240005,100,0]
["20160411:1345","2016-04-11T21:59:59.999","2016-04-11T21:59:59.999",2016,4,{"$f":"LOOKUP(E2452,Temperature!Q:Q,Temperature!R:R)","v":6},{"$f":"LOOKUP(E2452,Temperature!Q:Q,Temperature!S:S)","v":30},"2016-06-30",0,0,29.27,2.21,0,1200,0,-0.2,0.17079999999999998,-3.4159999999999996E-2,0,0,100,0,0,0,600,442.82568805759996,200,0,0,100,78,79.174311942400038,79.174311942400038,null,157.17431194240004,0,0,79.174311942400038,78,79.174311942400038,0]
["20160411:2245","2016-04-12T06:59:59.999","2016-04-12T06:59:59.999",2016,4,{"$f":"LOOKUP(E2461,Temperature!Q:Q,Temperature!R:R)","v":6},{"$f":"LOOKUP(E2461,Temperature!Q:Q,Temperature!S:S)","v":30},"2016-06-30",0,0,26.53,1.45,0,1200,0,-0.2,6.1200000000000046E-2,-1.224000000000001E-2,0,0,100,0,0,0,600,522,200,0,0,100,78,0,0,null,78,0,0,0,78,0,0]
["20160412:0545","2016-04-12T13:59:59.999","2016-04-12T13:59:59.999",2016,4,{"$f":"LOOKUP(E2468,Temperature!Q:Q,Temperature!R:R)","v":6},{"$f":"LOOKUP(E2468,Temperature!Q:Q,Temperature!S:S)","v":30},"2016-06-30",890.01,83.47,35.83,2.21,0,1200,890.01,-0.2,0.43319999999999992,-8.6639999999999995E-2,812.89953359999993,715.35158956799989,100,162.57990672,100,62.579906719999997,600,267.31523515200001,200,62.579906719999997,3.7547944032000031,0,78,250.92997044479998,0,null,332.68476484799999,62.579906719999997,3.7547944032000031,0,391.5098771648,100,0]
["20160412:1545","2016-04-12T23:59:59.999","2016-04-12T23:59:59.999",2016,4,{"$f":"LOOKUP(E2478,Temperature!Q:Q,Temperature!R:R)","v":6},{"$f":"LOOKUP(E2478,Temperature!Q:Q,Temperature!S:S)","v":30},"2016-06-30",0,0,27.18,2.41,0,1200,0,-0.2,8.7199999999999986E-2,-1.7439999999999997E-2,0,0,100,0,0,0,600,522,200,0,0,100,78,0,0,null,78,0,0,0,78,0,0]
["20160412:2245","2016-04-13T06:59:59.999","2016-04-13T06:59:59.999",2016,4,{"$f":"LOOKUP(E2485,Temperature!Q:Q,Temperature!R:R)","v":6},{"$f":"LOOKUP(E2485,Temperature!Q:Q,Temperature!S:S)","v":30},"2016-06-30",0,0,24.78,1.38,0,1200,0,-0.2,-8.7999999999999537E-3,1.7599999999999907E-3,0,0,100,0,0,0,600,522,200,0,0,100,78,0,0,null,78,0,0,0,78,0,0]
["20160413:0845","2016-04-13T16:59:59.999","2016-04-13T16:59:59.999",2016,4,{"$f":"LOOKUP(E2495,Temperature!Q:Q,Temperature!R:R)","v":6},{"$f":"LOOKUP(E2495,Temperature!Q:Q,Temperature!S:S)","v":30},"2016-06-30",927.6,39.08,35.29,2,0,1200,927.6,-0.2,0.41159999999999997,-8.2320000000000004E-2,851.23996800000009,749.09117184000013,100,170.24799360000003,100,70.247993600000029,600,3.639759686592015,200,3.639759686592015,0.21838558119552109,0,78,518.14185473221244,0,null,596.36024031340799,3.639759686592015,0.21838558119552109,0,599.78161441880445,100,66.608233913408014]
["20160413:1245","2016-04-13T20:59:59.999","2016-04-13T20:59:59.999",2016,4,{"$f":"LOOKUP(E2499,Temperature!Q:Q,Temperature!R:R)","v":6},{"$f":"LOOKUP(E2499,Temperature!Q:Q,Temperature!S:S)","v":30},"2016-06-30",0,0,29.55,1.31,0,1200,0,-0.2,0.18200000000000002,-3.6400000000000009E-2,0,0,100,0,0,0,600,128.84194313487171,200,0,0,100,78,393.15805686512829,100,null,471.15805686512829,0,0,100,371.15805686512829,100,0]
["20160413:1745","2016-04-14T01:59:59.999","2016-04-14T01:59:59.999",2016,4,{"$f":"LOOKUP(E2504,Temperature!Q:Q,Temperature!R:R)","v":6},{"$f":"LOOKUP(E2504,Temperature!Q:Q,Temperature!S:S)","v":30},"2016-06-30",0,0,26.42,1.86,0,1200,0,-0.2,5.6800000000000066E-2,-1.1360000000000014E-2,0,0,100,0,0,0,600,522,200,0,0,100,78,0,0,null,78,0,0,0,78,0,0]
["20160414:0245","2016-04-14T10:59:59.999","2016-04-14T10:59:59.999",2016,4,{"$f":"LOOKUP(E2513,Temperature!Q:Q,Temperature!R:R)","v":6},{"$f":"LOOKUP(E2513,Temperature!Q:Q,Temperature!S:S)","v":30},"2016-06-30",996.69,51.82,31.97,1.52,0,1200,996.69,-0.2,0.27879999999999994,-5.575999999999999E-2,941.11456559999999,828.18081772799997,100,188.22291312000002,100,88.222913120000015,600,424.78888480000001,200,88.222913120000015,5.2933747872000056,0,78,91.917740412799986,0,null,175.21111519999999,88.222913120000015,5.2933747872000056,0,258.14065353280006,100,0]
["20160414:1045","2016-04-14T18:59:59.999","2016-04-14T18:59:59.999",2016,4,{"$f":"LOOKUP(E2521,Temperature!Q:Q,Temperature!R:R)","v":6},{"$f":"LOOKUP(E2521,Temperature!Q:Q,Temperature!S:S)","v":30},"2016-06-30",9.09,9.48,31.94,2,0,1200,9.09,-0.2,0.27760000000000007,-5.5520000000000014E-2,8.5853231999999995,7.5550844159999997,100,1.7170646399999998,1.7170646399999998,0,600,1.6069029034497362E-2,200,0,0,98.282935359999996,78,521.9839309709655,98.282935359999996,null,599.9839309709655,0,0,98.282935359999996,501.70099561096549,100,0]
["20160414:1945","2016-04-15T03:59:59.999","2016-04-15T03:59:59.999",2016,4,{"$f":"LOOKUP(E2530,Temperature!Q:Q,Temperature!R:R)","v":6},{"$f":"LOOKUP(E2530,Temperature!Q:Q,Temperature!S:S)","v":30},"2016-06-30",0,0,26.01,0.55000000000000004,0,1200,0,-0.2,4.0400000000000061E-2,-8.0800000000000125E-3,0,0,100,0,0,0,600,522,200,0,0,100,78,0,0,null,78,0,0,0,78,0,0]
["20160415:0145","2016-04-15T09:59:59.999","2016-04-15T09:59:59.999",2016,4,{"$f":"LOOKUP(E2536,Temperature!Q:Q,Temperature!R:R)","v":6},{"$f":"LOOKUP(E2536,Temperature!Q:Q,Temperature!S:S)","v":30},"2016-06-30",880.02,37.1,30.52,1.24,0,1200,880.02,-0.2,0.2208,-4.4160000000000005E-2,841.15831679999997,740.21931878399994,100,168.23166336,100,68.231663359999999,600,512.77998819200002,200,68.231663359999999,4.0938998016000037,0,78,5.1261120063999916,0,null,87.220011807999995,68.231663359999999,4.0938998016000037,0,151.35777536640001,100,0]
["20160415:1245","2016-04-15T20:59:59.999","2016-04-15T20:59:59.999",2016,4,{"$f":"LOOKUP(E2547,Temperature!Q:Q,Temperature!R:R)","v":6},{"$f":"LOOKUP(E2547,Temperature!Q:Q,Temperature!S:S)","v":30},"2016-06-30",0,0,29.83,1.38,0,1200,0,-0.2,0.19319999999999993,-3.8639999999999987E-2,0,0,100,0,0,0,600,239.30783153279987,200,0,0,100,78,282.69216846720013,100,null,360.69216846720013,0,0,100,260.69216846720013,100,0]
["20160415:1545","2016-04-15T23:59:59.999","2016-04-15T23:59:59.999",{"$f":"YEAR(B2550)","v":2016},4,{"$f":"LOOKUP(E2550,Temperature!Q:Q,Temperature!R:R)","v":6},{"$f":"LOOKUP(E2550,Temperature!Q:Q,Temperature!S:S)","v":30},"2016-06-30",0,0,28.69,1.31,0,1200,0,-0.2,0.14760000000000006,-2.9520000000000015E-2,0,0,100,0,0,0,600,522,200,0,0,100,78,0,0,null,78,0,0,0,78,{"$f":"W2550+AL2550","v":0},0]
["20160416:0545","2016-04-16T13:59:59.999","2016-04-16T13:59:59.999",2016,4,{"$f":"LOOKUP(E2564,Temperature!Q:Q,Temperature!R:R)","v":6},{"$f":"LOOKUP(E2564,Temperature!Q:Q,Temperature!S:S)","v":30},"2016-06-30",917.45,82.73,35.619999999999997,1.86,0,1200,917.45,-0.2,0.4247999999999999,-8.495999999999998E-2,839.50344800000016,738.76303424000014,100,167.90068960000005,100,67.900689600000049,600,226.57611207039997,200,67.900689600000049,4.0740413760000065,0,78,291.3498465536,0,null,373.42388792960003,67.900689600000049,4.0740413760000065,0,437.25053615360008,100,0]
["20160416:1245","2016-04-16T20:59:59.999","2016-04-16T20:59:59.999",2016,4,{"$f":"LOOKUP(E2571,Temperature!Q:Q,Temperature!R:R)","v":6},{"$f":"LOOKUP(E2571,Temperature!Q:Q,Temperature!S:S)","v":30},"2016-06-30",0,0,29.72,1.38,0,1200,0,-0.2,0.18879999999999997,-3.7759999999999995E-2,0,0,100,0,0,0,600,161.43972475711746,200,0,0,100,78,360.56027524288254,100,null,438.56027524288254,0,0,100,338.56027524288254,100,0]
["20160416:1445","2016-04-16T22:59:59.999","2016-04-16T22:59:59.999",2016,4,{"$f":"LOOKUP(E2573,Temperature!Q:Q,Temperature!R:R)","v":6},{"$f":"LOOKUP(E2573,Temperature!Q:Q,Temperature!S:S)","v":30},"2016-06-30",0,0,28.83,1.1000000000000001,0,1200,0,-0.2,0.15319999999999992,-3.0639999999999987E-2,0,0,100,0,0,0,600,361.43972475711746,200,0,0,100,78,160.56027524288254,100,null,238.56027524288254,0,0,100,138.56027524288254,100,0]
["20160416:2245","2016-04-17T06:59:59.999","2016-04-17T06:59:59.999",2016,4,{"$f":"LOOKUP(E2581,Temperature!Q:Q,Temperature!R:R)","v":6},{"$f":"LOOKUP(E2581,Temperature!Q:Q,Temperature!S:S)","v":30},"2016-06-30",0,0,26.75,1.03,0,1200,0,-0.2,7.0000000000000007E-2,-1.4000000000000002E-2,0,0,100,0,0,0,600,522,200,0,0,100,78,0,0,null,78,0,0,0,78,0,0]
["20160417:0745","2016-04-17T15:59:59.999","2016-04-17T15:59:59.999",2016,4,{"$f":"LOOKUP(E2590,Temperature!Q:Q,Temperature!R:R)","v":6},{"$f":"LOOKUP(E2590,Temperature!Q:Q,Temperature!S:S)","v":30},"2016-06-30",151.85,53.6,33.82,1.66,0,1200,151.85,-0.2,0.3528,-7.0559999999999998E-2,141.13546400000001,124.19920832000001,100,28.227092800000001,28.227092800000001,0,600,162.59156159360003,200,0,0,71.772907199999992,78,359.40843840639997,71.772907199999992,null,437.40843840639997,0,0,71.772907199999992,365.63553120639995,100,0]
["20160417:1645","2016-04-18T00:59:59.999","2016-04-18T00:59:59.999",2016,4,{"$f":"LOOKUP(E2599,Temperature!Q:Q,Temperature!R:R)","v":6},{"$f":"LOOKUP(E2599,Temperature!Q:Q,Temperature!S:S)","v":30},"2016-06-30",0,0,26.62,1.52,0,1200,0,-0.2,6.4800000000000038E-2,-1.2960000000000008E-2,0,0,100,0,0,0,600,522,200,0,0,100,78,0,0,null,78,0,0,0,78,0,0]
["20160417:2145","2016-04-18T05:59:59.999","2016-04-18T05:59:59.999",2016,4,{"$f":"LOOKUP(E2604,Temperature!Q:Q,Temperature!R:R)","v":6},{"$f":"LOOKUP(E2604,Temperature!Q:Q,Temperature!S:S)","v":30},"2016-06-30",0,0,25.8,1.52,0,1200,0,-0.2,3.2000000000000028E-2,-6.4000000000000064E-3,0,0,100,0,0,0,600,522,200,0,0,100,78,0,0,null,78,0,0,0,78,0,0]
["20160418:0945","2016-04-18T17:59:59.999","2016-04-18T17:59:59.999",2016,4,{"$f":"LOOKUP(E2616,Temperature!Q:Q,Temperature!R:R)","v":6},{"$f":"LOOKUP(E2616,Temperature!Q:Q,Temperature!S:S)","v":30},"2016-06-30",689.39,24.07,31.27,3.17,0,1200,689.39,-0.2,0.25079999999999997,-5.0159999999999996E-2,654.81019760000004,576.23297388800006,100,130.96203952000002,100,30.962039520000019,600,0.94508130777603583,200,0.94508130777603583,5.6704878466562199E-2,0,78,520.99821381375739,0,null,599.05491869222396,0.94508130777603583,5.6704878466562199E-2,0,599.94329512153342,100,30.016958212223983]
["20160418:1145","2016-04-18T19:59:59.999","2016-04-18T19:59:59.999",2016,4,{"$f":"LOOKUP(E2618,Temperature!Q:Q,Temperature!R:R)","v":6},{"$f":"LOOKUP(E2618,Temperature!Q:Q,Temperature!S:S)","v":30},"2016-06-30",0,0,29.44,2.41,0,1200,0,-0.2,0.17760000000000006,-3.5520000000000017E-2,0,0,100,0,0,0,600,61.967157358466579,200,0,0,100,78,460.03284264153342,100,null,538.03284264153342,0,0,100,438.03284264153342,100,0]
["20160418:1845","2016-04-19T02:59:59.999","2016-04-19T02:59:59.999",2016,4,{"$f":"LOOKUP(E2625,Temperature!Q:Q,Temperature!R:R)","v":6},{"$f":"LOOKUP(E2625,Temperature!Q:Q,Temperature!S:S)","v":30},"2016-06-30",0,0,26.25,0.62,0,1200,0,-0.2,0.05,-1.0000000000000002E-2,0,0,100,0,0,0,600,522,200,0,0,100,78,0,0,null,78,0,0,0,78,0,0]
["20160419:0845","2016-04-19T16:59:59.999",{"$f":"C2638+1/24","v":"2016-04-19T16:59:59.999"},2016,4,{"$f":"LOOKUP(E2639,Temperature!Q:Q,Temperature!R:R)","v":6},{"$f":"LOOKUP(E2639,Temperature!Q:Q,Temperature!S:S)","v":30},"2016-06-30",852.53,38.74,33.85,4.55,0,1200,852.53,-0.2,0.35400000000000004,-7.0800000000000016E-2,792.17087600000002,697.11037088,100,158.4341752,100,58.434175199999999,600,75.732561414400152,200,58.434175199999999,3.5060505120000029,0,78,442.76138807359985,0,null,524.26743858559985,58.434175199999999,3.5060505120000029,0,579.19556327359987,100,0]
["20160419:1145","2016-04-19T19:59:59.999","2016-04-19T19:59:59.999",2016,4,{"$f":"LOOKUP(E2642,Temperature!Q:Q,Temperature!R:R)","v":6},{"$f":"LOOKUP(E2642,Temperature!Q:Q,Temperature!S:S)","v":30},"2016-06-30",0,0,29.51,3.24,0,1200,0,-0.2,0.18040000000000006,-3.6080000000000015E-2,0,0,100,0,0,0,600,79.743725403583994,200,0,0,100,78,442.25627459641601,100,null,520.25627459641601,0,0,100,420.25627459641601,100,0]
["20160419:2245","2016-04-20T06:59:59.999","2016-04-20T06:59:59.999",2016,4,{"$f":"LOOKUP(E2653,Temperature!Q:Q,Temperature!R:R)","v":6},{"$f":"LOOKUP(E2653,Temperature!Q:Q,Temperature!S:S)","v":30},"2016-06-30",0,0,25.79,1.03,0,1200,0,-0.2,3.1599999999999968E-2,-6.319999999999994E-3,0,0,100,0,0,0,600,522,200,0,0,100,78,0,0,null,78,0,0,0,78,0,0]
["20160420:0445","2016-04-20T12:59:59.999","2016-04-20T12:59:59.999",2016,4,{"$f":"LOOKUP(E2659,Temperature!Q:Q,Temperature!R:R)","v":6},{"$f":"LOOKUP(E2659,Temperature!Q:Q,Temperature!S:S)","v":30},"2016-06-30",951.89,80.75,34.81,2.97,0,1200,951.89,-0.2,0.39240000000000008,-7.8480000000000022E-2,877.18567280000002,771.92339206400004,100,175.43713456,100,75.437134560000004,600,289.67562171520001,200,75.437134560000004,4.526228073600004,0,78,227.79815021119998,0,null,310.32437828479999,75.437134560000004,4.526228073600004,0,381.23528477119999,100,0]
["20160420:1345","2016-04-20T21:59:59.999","2016-04-20T21:59:59.999",2016,4,{"$f":"LOOKUP(E2668,Temperature!Q:Q,Temperature!R:R)","v":6},{"$f":"LOOKUP(E2668,Temperature!Q:Q,Temperature!S:S)","v":30},"2016-06-30",0,0,27.95,2.0699999999999998,0,1200,0,-0.2,0.11799999999999997,-2.3599999999999996E-2,0,0,100,0,0,0,600,262.13824065470794,200,0,0,100,78,259.86175934529206,100,null,337.86175934529206,0,0,100,237.86175934529206,100,0]
["20160420:2145","2016-04-21T05:59:59.999","2016-04-21T05:59:59.999",2016,4,{"$f":"LOOKUP(E2676,Temperature!Q:Q,Temperature!R:R)","v":6},{"$f":"LOOKUP(E2676,Temperature!Q:Q,Temperature!S:S)","v":30},"2016-06-30",0,0,25.07,1.03,0,1200,0,-0.2,2.8000000000000112E-3,-5.6000000000000223E-4,0,0,100,0,0,0,600,522,200,0,0,100,78,0,0,null,78,0,0,0,78,0,0]
["20160421:0645","2016-04-21T14:59:59.999","2016-04-21T14:59:59.999",2016,4,{"$f":"LOOKUP(E2685,Temperature!Q:Q,Temperature!R:R)","v":6},{"$f":"LOOKUP(E2685,Temperature!Q:Q,Temperature!S:S)","v":30},"2016-06-30",974.71,67.84,35.479999999999997,2.97,0,1200,974.71,-0.2,0.41919999999999985,-8.383999999999997E-2,892.99031360000015,785.83147596800018,100,178.59806272000003,100,78.59806272000003,600,187.04773741439999,200,78.59806272000003,4.7158837632000061,0,78,330.23637882240001,0,null,412.95226258560001,78.59806272000003,4.7158837632000061,0,486.83444154240004,100,0]
["20160421:1145","2016-04-21T19:59:59.999","2016-04-21T19:59:59.999",2016,4,{"$f":"LOOKUP(E2690,Temperature!Q:Q,Temperature!R:R)","v":6},{"$f":"LOOKUP(E2690,Temperature!Q:Q,Temperature!S:S)","v":30},"2016-06-30",0,0,29.97,2.34,0,1200,0,-0.2,0.19879999999999995,-3.975999999999999E-2,0,0,100,0,0,0,600,63.425047987315224,200,0,0,100,78,458.57495201268478,100,null,536.57495201268478,0,0,100,436.57495201268478,100,0]
["20160421:1545","2016-04-21T23:59:59.999","2016-04-21T23:59:59.999",2016,4,{"$f":"LOOKUP(E2694,Temperature!Q:Q,Temperature!R:R)","v":6},{"$f":"LOOKUP(E2694,Temperature!Q:Q,Temperature!S:S)","v":30},"2016-06-30",0,0,27.7,1.52,0,1200,0,-0.2,0.10799999999999997,-2.1599999999999994E-2,0,0,100,0,0,0,600,463.42504798731522,200,0,0,100,78,58.574952012684776,58.574952012684776,null,136.57495201268478,0,0,58.574952012684776,78,58.574952012684776,0]
["20160422:0445","2016-04-22T12:59:59.999","2016-04-22T12:59:59.999",2016,4,{"$f":"LOOKUP(E2707,Temperature!Q:Q,Temperature!R:R)","v":6},{"$f":"LOOKUP(E2707,Temperature!Q:Q,Temperature!S:S)","v":30},"2016-06-30",910.4,80.489999999999995,34.53,2.0699999999999998,0,1200,910.4,-0.2,0.38120000000000004,-7.6240000000000016E-2,840.99110399999995,740.07217151999998,100,168.19822079999997,100,68.198220799999973,600,363.9975089088,200,68.198220799999973,4.0918932480000016,0,78,153.91059784320004,0,null,236.00249109120003,68.198220799999973,4.0918932480000016,0,300.10881864319998,100,0]
["20160422:0845","2016-04-22T16:59:59.999","2016-04-22T16:59:59.999",2016,4,{"$f":"LOOKUP(E2711,Temperature!Q:Q,Temperature!R:R)","v":6},{"$f":"LOOKUP(E2711,Temperature!Q:Q,Temperature!S:S)","v":30},"2016-06-30",864.85,38.57,31.98,3.59,0,1200,864.85,-0.2,0.2792,-5.5840000000000001E-2,816.55677600000001,718.56996288000005,100,163.31135519999998,100,63.31135519999998,600,81.873168416000112,200,63.31135519999998,3.798681312000002,0,78,436.3281502719999,0,null,518.12683158399989,63.31135519999998,3.798681312000002,0,577.63950547199988,100,0]
["20160422:1845","2016-04-23T02:59:59.999","2016-04-23T02:59:59.999",2016,4,{"$f":"LOOKUP(E2721,Temperature!Q:Q,Temperature!R:R)","v":6},{"$f":"LOOKUP(E2721,Temperature!Q:Q,Temperature!S:S)","v":30},"2016-06-30",0,0,26,0.62,0,1200,0,-0.2,0.04,-8.0000000000000002E-3,0,0,100,0,0,0,600,522,200,0,0,100,78,0,0,null,78,0,0,0,78,0,0]
["20160423:0145","2016-04-23T09:59:59.999","2016-04-23T09:59:59.999",2016,4,{"$f":"LOOKUP(E2728,Temperature!Q:Q,Temperature!R:R)","v":6},{"$f":"LOOKUP(E2728,Temperature!Q:Q,Temperature!S:S)","v":30},"2016-06-30",555.38,37.56,30.31,0.69,0,1200,555.38,-0.2,0.21239999999999995,-4.247999999999999E-2,531.78745760000004,467.97296268800005,100,106.35749152000001,100,6.3574915200000106,600,502.35095770880002,200,6.3574915200000106,0.38144949120000099,0,78,19.267592800000003,0,null,97.649042291200004,6.3574915200000106,0.38144949120000099,0,103.62508432000001,100,0]
["20160423:1045","2016-04-23T18:59:59.999","2016-04-23T18:59:59.999",2016,4,{"$f":"LOOKUP(E2737,Temperature!Q:Q,Temperature!R:R)","v":6},{"$f":"LOOKUP(E2737,Temperature!Q:Q,Temperature!S:S)","v":30},"2016-06-30",132.88,9.26,30.56,2.5499999999999998,0,1200,132.88,-0.2,0.22239999999999996,-4.4479999999999992E-2,126.9694976,111.73315788799999,100,25.393899519999998,25.393899519999998,0,600,246.07348077759997,200,0,0,74.606100480000009,78,275.92651922240003,74.606100480000009,null,353.92651922240003,0,0,74.606100480000009,279.32041874240002,100,0]
["20160423:1745","2016-04-24T01:59:59.999","2016-04-24T01:59:59.999",2016,4,{"$f":"LOOKUP(E2744,Temperature!Q:Q,Temperature!R:R)","v":6},{"$f":"LOOKUP(E2744,Temperature!Q:Q,Temperature!S:S)","v":30},"2016-06-30",0,0,25.75,1.17,0,1200,0,-0.2,0.03,-6.0000000000000001E-3,0,0,100,0,0,0,600,522,200,0,0,100,78,0,0,null,78,0,0,0,78,0,0]
["20160423:1945","2016-04-24T03:59:59.999","2016-04-24T03:59:59.999",2016,4,{"$f":"LOOKUP(E2746,Temperature!Q:Q,Temperature!R:R)","v":6},{"$f":"LOOKUP(E2746,Temperature!Q:Q,Temperature!S:S)","v":30},"2016-06-30",0,0,25.3,1.1000000000000001,0,1200,0,-0.2,1.2000000000000028E-2,-2.4000000000000059E-3,0,0,100,0,0,0,600,522,200,0,0,100,78,0,0,null,78,0,0,0,78,0,0]
["20160424:0745","2016-04-24T15:59:59.999","2016-04-24T15:59:59.999",2016,4,{"$f":"LOOKUP(E2758,Temperature!Q:Q,Temperature!R:R)","v":6},{"$f":"LOOKUP(E2758,Temperature!Q:Q,Temperature!S:S)","v":30},"2016-06-30",895.77,53.05,35.51,2,0,1200,895.77,-0.2,0.42039999999999994,-8.4079999999999988E-2,820.45365839999999,721.99921939199999,100,164.09073168,100,64.090731680000005,600,132.23985782719996,200,64.090731680000005,3.8454439008000039,0,78,385.91469827200007,0,null,467.76014217280004,64.090731680000005,3.8454439008000039,0,528.0054299520001,100,0]
["20160424:1245","2016-04-24T20:59:59.999","2016-04-24T20:59:59.999",2016,4,{"$f":"LOOKUP(E2763,Temperature!Q:Q,Temperature!R:R)","v":6},{"$f":"LOOKUP(E2763,Temperature!Q:Q,Temperature!S:S)","v":30},"2016-06-30",0,0,29.4,0.83,0,1200,0,-0.2,0.17599999999999993,-3.5199999999999988E-2,0,0,100,0,0,0,600,183.29724930879991,200,0,0,100,78,338.70275069120009,100,null,416.70275069120009,0,0,100,316.70275069120009,100,0]
["20160424:2145","2016-04-25T05:59:59.999","2016-04-25T05:59:59.999",2016,4,{"$f":"LOOKUP(E2772,Temperature!Q:Q,Temperature!R:R)","v":6},{"$f":"LOOKUP(E2772,Temperature!Q:Q,Temperature!S:S)","v":30},"2016-06-30",0,0,25.32,1.03,0,1200,0,-0.2,1.2800000000000011E-2,-2.5600000000000024E-3,0,0,100,0,0,0,600,522,200,0,0,100,78,0,0,null,78,0,0,0,78,0,0]
["20160425:0545","2016-04-25T13:59:59.999","2016-04-25T13:59:59.999",2016,4,{"$f":"LOOKUP(E2780,Temperature!Q:Q,Temperature!R:R)","v":6},{"$f":"LOOKUP(E2780,Temperature!Q:Q,Temperature!S:S)","v":30},"2016-06-30",922.2,80.62,35.75,1.72,0,1200,922.2,-0.2,0.43,-8.6000000000000007E-2,842.89080000000013,741.74390400000016,100,168.57816000000003,100,68.578160000000025,600,262.07849861120002,200,68.578160000000025,4.1146896000000055,0,78,255.80681178879996,0,null,337.92150138879998,68.578160000000025,4.1146896000000055,0,402.38497178879999,100,0]
["20160425:1445","2016-04-25T22:59:59.999","2016-04-25T22:59:59.999",2016,4,{"$f":"LOOKUP(E2789,Temperature!Q:Q,Temperature!R:R)","v":6},{"$f":"LOOKUP(E2789,Temperature!Q:Q,Temperature!S:S)","v":30},"2016-06-30",0,0,27.92,1.03,0,1200,0,-0.2,0.11680000000000007,-2.3360000000000016E-2,0,0,100,0,0,0,600,356.93640304267012,200,0,0,100,78,165.06359695732988,100,null,243.06359695732988,0,0,100,143.06359695732988,100,0]
["20160425:2045","2016-04-26T04:59:59.999","2016-04-26T04:59:59.999",2016,4,{"$f":"LOOKUP(E2795,Temperature!Q:Q,Temperature!R:R)","v":6},{"$f":"LOOKUP(E2795,Temperature!Q:Q,Temperature!S:S)","v":30},"2016-06-30",0,0,25.86,0.62,0,1200,0,-0.2,3.4399999999999979E-2,-6.8799999999999964E-3,0,0,100,0,0,0,600,522,200,0,0,100,78,0,0,null,78,0,0,0,78,0,0]
["20160426:0745","2016-04-26T15:59:59.999","2016-04-26T15:59:59.999",{"$f":"YEAR(B2806)","v":2016},4,{"$f":"LOOKUP(E2806,Temperature!Q:Q,Temperature!R:R)","v":6},{"$f":"LOOKUP(E2806,Temperature!Q:Q,Temperature!S:S)","v":30},"2016-06-30",879.52,52.9,34.86,3.03,0,1200,879.52,-0.2,0.39439999999999997,-7.8880000000000006E-2,810.14346239999998,712.92624691200001,100,162.02869247999999,100,62.028692479999989,600,173.33139683520011,200,62.028692479999989,3.7217215488000028,0,78,344.94688161599987,0,null,426.66860316479989,62.028692479999989,3.7217215488000028,0,484.97557409599983,{"$f":"W2806+AL2806","v":100},0]
["20160426:1045","2016-04-26T18:59:59.999","2016-04-26T18:59:59.999",2016,4,{"$f":"LOOKUP(E2809,Temperature!Q:Q,Temperature!R:R)","v":6},{"$f":"LOOKUP(E2809,Temperature!Q:Q,Temperature!S:S)","v":30},"2016-06-30",266.27,9.2100000000000009,31.25,1.86,0,1200,266.27,-0.2,0.25,-0.05,252.95649999999998,222.60171999999997,100,50.591299999999997,50.591299999999997,0,600,43.668422048000139,200,0,0,49.408700000000003,78,478.33157795199986,49.408700000000003,null,556.33157795199986,0,0,49.408700000000003,506.92287795199985,100,0]
["20160426:1645","2016-04-27T00:59:59.999","2016-04-27T00:59:59.999",2016,4,{"$f":"LOOKUP(E2815,Temperature!Q:Q,Temperature!R:R)","v":6},{"$f":"LOOKUP(E2815,Temperature!Q:Q,Temperature!S:S)","v":30},"2016-06-30",0,0,27.12,1.66,0,1200,0,-0.2,8.4800000000000042E-2,-1.696000000000001E-2,0,0,100,0,0,0,600,522,200,0,0,100,78,0,0,null,78,0,0,0,78,0,0]
["20160427:0045","2016-04-27T08:59:59.999","2016-04-27T08:59:59.999",2016,4,{"$f":"LOOKUP(E2823,Temperature!Q:Q,Temperature!R:R)","v":6},{"$f":"LOOKUP(E2823,Temperature!Q:Q,Temperature!S:S)","v":30},"2016-06-30",534.66,23.14,28.33,1.31,0,1200,534.66,-0.2,0.13319999999999993,-2.6639999999999987E-2,520.41665760000001,457.966658688,100,104.08333152,100,4.0833315200000015,600,522,200,4.0833315200000015,0.24499989120000032,0,78,0,0,null,78,4.0833315200000015,0.24499989120000032,0,81.838331628800006,100,0]
["20160427:0945","2016-04-27T17:59:59.999","2016-04-27T17:59:59.999",2016,4,{"$f":"LOOKUP(E2832,Temperature!Q:Q,Temperature!R:R)","v":6},{"$f":"LOOKUP(E2832,Temperature!Q:Q,Temperature!S:S)","v":30},"2016-06-30",369.69,23.74,33.130000000000003,0.83,0,1200,369.69,-0.2,0.3252000000000001,-6.5040000000000028E-2,345.64536240000001,304.167918912,100,69.129072480000005,69.129072480000005,0,600,0.40089444729596835,200,0,0,30.870927519999995,78,521.59910555270403,30.870927519999995,null,599.59910555270403,0,0,30.870927519999995,568.72817803270402,100,0]
["20160427:1745","2016-04-28T01:59:59.999","2016-04-28T01:59:59.999",2016,4,{"$f":"LOOKUP(E2840,Temperature!Q:Q,Temperature!R:R)","v":6},{"$f":"LOOKUP(E2840,Temperature!Q:Q,Temperature!S:S)","v":30},"2016-06-30",0,0,27.56,1.86,0,1200,0,-0.2,0.10239999999999995,-2.0479999999999991E-2,0,0,100,0,0,0,600,522,200,0,0,100,78,0,0,null,78,0,0,0,78,0,0]
["20160428:0245","2016-04-28T10:59:59.999","2016-04-28T10:59:59.999",2016,4,{"$f":"LOOKUP(E2849,Temperature!Q:Q,Temperature!R:R)","v":6},{"$f":"LOOKUP(E2849,Temperature!Q:Q,Temperature!S:S)","v":30},"2016-06-30",977.3,52.23,32.74,0.69,0,1200,977.3,-0.2,0.3096000000000001,-6.1920000000000024E-2,916.78558399999997,806.77131392000001,100,183.3571168,100,83.3571168,600,430.81503544639997,200,83.3571168,5.0014270080000047,0,78,86.183537545599989,0,null,169.1849645536,83.3571168,5.0014270080000047,0,247.54065434559999,100,0]
["20160428:1145","2016-04-28T19:59:59.999","2016-04-28T19:59:59.999",2016,4,{"$f":"LOOKUP(E2858,Temperature!Q:Q,Temperature!R:R)","v":6},{"$f":"LOOKUP(E2858,Temperature!Q:Q,Temperature!S:S)","v":30},"2016-06-30",0,0,28.95,1.72,0,1200,0,-0.2,0.15799999999999997,-3.1599999999999996E-2,0,0,100,0,0,0,600,107.72174899775996,200,0,0,100,78,414.27825100224004,100,null,492.27825100224004,0,0,100,392.27825100224004,100,0]
["20160428:1645","2016-04-29T00:59:59.999","2016-04-29T00:59:59.999",2016,4,{"$f":"LOOKUP(E2863,Temperature!Q:Q,Temperature!R:R)","v":6},{"$f":"LOOKUP(E2863,Temperature!Q:Q,Temperature!S:S)","v":30},"2016-06-30",0,0,26.21,2.14,0,1200,0,-0.2,4.8400000000000033E-2,-9.680000000000008E-3,0,0,100,0,0,0,600,522,200,0,0,100,78,0,0,null,78,0,0,0,78,0,0]
["20160428:2045","2016-04-29T04:59:59.999","2016-04-29T04:59:59.999",2016,4,{"$f":"LOOKUP(E2867,Temperature!Q:Q,Temperature!R:R)","v":6},{"$f":"LOOKUP(E2867,Temperature!Q:Q,Temperature!S:S)","v":30},"2016-06-30",0,0,25.99,1.45,0,1200,0,-0.2,3.9599999999999941E-2,-7.9199999999999878E-3,0,0,100,0,0,0,600,522,200,0,0,100,78,0,0,null,78,0,0,0,78,0,0]
["20160429:0645","2016-04-29T14:59:59.999","2016-04-29T14:59:59.999",2016,4,{"$f":"LOOKUP(E2877,Temperature!Q:Q,Temperature!R:R)","v":6},{"$f":"LOOKUP(E2877,Temperature!Q:Q,Temperature!S:S)","v":30},"2016-06-30",919.22,66.88,35.04,1.93,0,1200,919.22,-0.2,0.40159999999999996,-8.0320000000000003E-2,845.38824960000011,743.94165964800015,100,169.07764992000003,100,69.077649920000027,600,402.67839791359995,200,69.077649920000027,4.1446589952000057,0,78,115.17694309120004,0,null,197.32160208640005,69.077649920000027,4.1446589952000057,0,262.25459301120003,100,0]
["20160429:1345","2016-04-29T21:59:59.999","2016-04-29T21:59:59.999",2016,4,{"$f":"LOOKUP(E2884,Temperature!Q:Q,Temperature!R:R)","v":6},{"$f":"LOOKUP(E2884,Temperature!Q:Q,Temperature!S:S)","v":30},"2016-06-30",0,0,28.61,1.66,0,1200,0,-0.2,0.14439999999999997,-2.8879999999999996E-2,0,0,100,0,0,0,600,458.07893228800003,200,0,0,100,78,63.921067711999967,63.921067711999967,null,141.92106771199997,0,0,63.921067711999967,78,63.921067711999967,0]
["20160429:2045","2016-04-30T04:59:59.999","2016-04-30T04:59:59.999",2016,4,{"$f":"LOOKUP(E2891,Temperature!Q:Q,Temperature!R:R)","v":6},{"$f":"LOOKUP(E2891,Temperature!Q:Q,Temperature!S:S)","v":30},"2016-06-30",0,0,25.95,1.86,0,1200,0,-0.2,3.7999999999999971E-2,-7.5999999999999948E-3,0,0,100,0,0,0,600,522,200,0,0,100,78,0,0,null,78,0,0,0,78,0,0]
["20160430:0645","2016-04-30T14:59:59.999","2016-04-30T14:59:59.999",2016,4,{"$f":"LOOKUP(E2901,Temperature!Q:Q,Temperature!R:R)","v":6},{"$f":"LOOKUP(E2901,Temperature!Q:Q,Temperature!S:S)","v":30},"2016-06-30",543.23,66.760000000000005,34.6,1.72,0,1200,543.23,-0.2,0.38400000000000006,-7.6800000000000021E-2,501.50993600000004,441.32874368000006,100,100.3019872,100,0.30198719999999923,600,446.56977690880001,200,0.30198719999999923,1.8119231999999971E-2,0,78,75.412103859199959,0,null,153.43022309119996,0.30198719999999923,1.8119231999999971E-2,0,153.71409105919997,100,0]
["20160430:1045","2016-04-30T18:59:59.999","2016-04-30T18:59:59.999",2016,4,{"$f":"LOOKUP(E2905,Temperature!Q:Q,Temperature!R:R)","v":6},{"$f":"LOOKUP(E2905,Temperature!Q:Q,Temperature!S:S)","v":30},"2016-06-30",20,9.17,31.46,2.5499999999999998,0,1200,20,-0.2,0.25840000000000002,-5.1680000000000004E-2,18.9664,16.690432000000001,100,3.7932800000000002,3.7932800000000002,0,600,522,200,0,0,96.206720000000004,78,0,0,null,78,0,0,0,78,3.7932800000000002,0]
["20160430:2345","2016-05-01T07:59:59.999","2016-05-01T07:59:59.999",2016,5,{"$f":"LOOKUP(E2918,Temperature!Q:Q,Temperature!R:R)","v":6},{"$f":"LOOKUP(E2918,Temperature!Q:Q,Temperature!S:S)","v":30},"2016-06-30",815.09,8.86,26.17,0.76,0,1200,815.09,-0.2,4.6800000000000071E-2,-9.3600000000000141E-3,807.46075759999997,710.56546668800001,100,161.49215151999999,100,61.492151519999993,600,522,200,61.492151519999993,3.6895290912000029,0,78,0,0,null,78,61.492151519999993,3.6895290912000029,0,135.80262242879999,100,0]
["20160501:0845","2016-05-01T16:59:59.999","2016-05-01T16:59:59.999",2016,5,{"$f":"LOOKUP(E2927,Temperature!Q:Q,Temperature!R:R)","v":6},{"$f":"LOOKUP(E2927,Temperature!Q:Q,Temperature!S:S)","v":30},"2016-06-30",757.42,38.1,33.97,3.52,0,1200,757.42,-0.2,0.35879999999999995,-7.175999999999999E-2,703.06754079999996,618.69943590399998,100,140.61350816000001,100,40.613508160000009,600,3.7523154069119755,200,3.7523154069119755,0.22513892441471872,0,78,518.02254566867327,0,null,596.24768459308802,3.7523154069119755,0.22513892441471872,0,599.77486107558525,100,36.861192753088034]
["20160501:0945","2016-05-01T17:59:59.999","2016-05-01T17:59:59.999",2016,5,{"$f":"LOOKUP(E2928,Temperature!Q:Q,Temperature!R:R)","v":6},{"$f":"LOOKUP(E2928,Temperature!Q:Q,Temperature!S:S)","v":30},"2016-06-30",278.69,23.62,32.53,3.31,0,1200,278.69,-0.2,0.30120000000000002,-6.0240000000000009E-2,261.9017144,230.47350867200001,100,52.380342880000001,52.380342880000001,0,600,0.22513892441475036,200,0,0,47.619657119999999,78,521.77486107558525,47.619657119999999,null,599.77486107558525,0,0,47.619657119999999,552.15520395558519,100,0]
["20160501:1745","2016-05-02T01:59:59.999","2016-05-02T01:59:59.999",2016,5,{"$f":"LOOKUP(E2936,Temperature!Q:Q,Temperature!R:R)","v":6},{"$f":"LOOKUP(E2936,Temperature!Q:Q,Temperature!S:S)","v":30},"2016-06-30",0,0,26.92,1.17,0,1200,0,-0.2,7.6800000000000063E-2,-1.5360000000000013E-2,0,0,100,0,0,0,600,522,200,0,0,100,78,0,0,null,78,0,0,0,78,0,0]
["20160502:0645","2016-05-02T14:59:59.999","2016-05-02T14:59:59.999",2016,5,{"$f":"LOOKUP(E2949,Temperature!Q:Q,Temperature!R:R)","v":6},{"$f":"LOOKUP(E2949,Temperature!Q:Q,Temperature!S:S)","v":30},"2016-06-30",694.2,66.510000000000005,34.630000000000003,3.03,0,1200,694.2,-0.2,0.3852000000000001,-7.7040000000000025E-2,640.71883200000002,563.83257216000004,100,128.1437664,100,28.143766400000004,600,308.61941359040003,200,28.143766400000004,1.6886259840000017,0,78,211.69196042559997,0,null,291.38058640959997,28.143766400000004,1.6886259840000017,0,317.83572682559998,100,0]
["20160502:1045","2016-05-02T18:59:59.999","2016-05-02T18:59:59.999",2016,5,{"$f":"LOOKUP(E2953,Temperature!Q:Q,Temperature!R:R)","v":6},{"$f":"LOOKUP(E2953,Temperature!Q:Q,Temperature!S:S)","v":30},"2016-06-30",361.8,9.16,30.82,2.69,0,1200,361.8,-0.2,0.23280000000000001,-4.6560000000000004E-2,344.95459199999999,303.56004095999998,100,68.990918399999998,68.990918399999998,0,600,252.43319757759997,200,0,0,31.009081600000002,78,269.56680242240003,31.009081600000002,null,347.56680242240003,0,0,31.009081600000002,316.55772082240003,100,0]
["20160502:1645","2016-05-03T00:59:59.999",{"$f":"C2958+1/24","v":"2016-05-03T00:59:59.999"},2016,5,{"$f":"LOOKUP(E2959,Temperature!Q:Q,Temperature!R:R)","v":6},{"$f":"LOOKUP(E2959,Temperature!Q:Q,Temperature!S:S)","v":30},"2016-06-30",0,0,27.43,0.9,0,1200,0,-0.2,9.7199999999999995E-2,-1.9439999999999999E-2,0,0,100,0,0,0,600,522,200,0,0,100,78,0,0,null,78,0,0,0,78,0,0]
["20160503:0345","2016-05-03T11:59:59.999","2016-05-03T11:59:59.999",2016,5,{"$f":"LOOKUP(E2970,Temperature!Q:Q,Temperature!R:R)","v":6},{"$f":"LOOKUP(E2970,Temperature!Q:Q,Temperature!S:S)","v":30},"2016-06-30",844.78,66.209999999999994,33.79,0.76,0,1200,844.78,-0.2,0.35159999999999997,-7.0319999999999994E-2,785.37507040000003,691.13006195200001,100,157.07501407999999,100,57.075014079999988,600,483.14882856639997,200,57.075014079999988,3.4245008448000025,0,78,35.4266705888,0,null,116.8511714336,57.075014079999988,3.4245008448000025,0,170.50168466879998,100,0]
["20160503:0645","2016-05-03T14:59:59.999","2016-05-03T14:59:59.999",2016,5,{"$f":"LOOKUP(E2973,Temperature!Q:Q,Temperature!R:R)","v":6},{"$f":"LOOKUP(E2973,Temperature!Q:Q,Temperature!S:S)","v":30},"2016-06-30",957.89,66.39,35.49,2.14,0,1200,957.89,-0.2,0.41960000000000008,-8.3920000000000022E-2,877.50387120000005,772.20340665600008,100,175.50077424,100,75.500774239999998,600,309.49025651200003,200,75.500774239999998,4.5300464544000043,0,78,207.97969703359996,0,null,290.50974348799997,75.500774239999998,4.5300464544000043,0,361.48047127359996,100,0]
["20160503:2045","2016-05-04T04:59:59.999","2016-05-04T04:59:59.999",2016,5,{"$f":"LOOKUP(E2987,Temperature!Q:Q,Temperature!R:R)","v":6},{"$f":"LOOKUP(E2987,Temperature!Q:Q,Temperature!S:S)","v":30},"2016-06-30",0,0,26.74,1.17,0,1200,0,-0.2,6.959999999999994E-2,-1.3919999999999988E-2,0,0,100,0,0,0,600,522,200,0,0,100,78,0,0,null,78,0,0,0,78,0,0]
["20160503:2145","2016-05-04T05:59:59.999","2016-05-04T05:59:59.999",2016,5,{"$f":"LOOKUP(E2988,Temperature!Q:Q,Temperature!R:R)","v":6},{"$f":"LOOKUP(E2988,Temperature!Q:Q,Temperature!S:S)","v":30},"2016-06-30",0,0,26.44,0.97,0,1200,0,-0.2,5.7600000000000054E-2,-1.1520000000000011E-2,0,0,100,0,0,0,600,522,200,0,0,100,78,0,0,null,78,0,0,0,78,0,0]
["20160504:0545","2016-05-04T13:59:59.999","2016-05-04T13:59:59.999",2016,5,{"$f":"LOOKUP(E2996,Temperature!Q:Q,Temperature!R:R)","v":6},{"$f":"LOOKUP(E2996,Temperature!Q:Q,Temperature!S:S)","v":30},"2016-06-30",945.21,78.41,35.049999999999997,2.21,0,1200,945.21,-0.2,0.40199999999999991,-8.0399999999999985E-2,869.21511599999997,764.90930207999997,100,173.8430232,100,73.843023200000005,600,93.537271216000079,200,73.843023200000005,4.4305813920000041,0,78,424.0321473919999,0,null,506.46272878399992,73.843023200000005,4.4305813920000041,0,575.8751705919999,100,0]
["20160504:1445","2016-05-04T22:59:59.999","2016-05-04T22:59:59.999",2016,5,{"$f":"LOOKUP(E3005,Temperature!Q:Q,Temperature!R:R)","v":6},{"$f":"LOOKUP(E3005,Temperature!Q:Q,Temperature!S:S)","v":30},"2016-06-30",0,0,27.96,0.34,0,1200,0,-0.2,0.11840000000000003,-2.3680000000000007E-2,0,0,100,0,0,0,600,370.29273265778909,200,0,0,100,78,151.70726734221091,100,null,229.70726734221091,0,0,100,129.70726734221091,100,0]
["20160505:0245","2016-05-05T10:59:59.999","2016-05-05T10:59:59.999",2016,5,{"$f":"LOOKUP(E3017,Temperature!Q:Q,Temperature!R:R)","v":6},{"$f":"LOOKUP(E3017,Temperature!Q:Q,Temperature!S:S)","v":30},"2016-06-30",1021.5,52.13,31.47,1.79,0,1200,1021.5,-0.2,0.25879999999999997,-5.176E-2,968.62716,852.39190080000003,100,193.72543200000001,100,93.725432000000012,600,434.49479719679999,200,93.725432000000012,5.6235259200000058,0,78,81.881676883200001,0,null,165.50520280320001,93.725432000000012,5.6235259200000058,0,253.6071088832,100,0]
["20160505:0745","2016-05-05T15:59:59.999","2016-05-05T15:59:59.999",2016,5,{"$f":"LOOKUP(E3022,Temperature!Q:Q,Temperature!R:R)","v":6},{"$f":"LOOKUP(E3022,Temperature!Q:Q,Temperature!S:S)","v":30},"2016-06-30",957.97,52.22,33.22,3.72,0,1200,957.97,-0.2,0.32879999999999998,-6.5759999999999999E-2,894.97389279999993,787.57702566399996,100,178.99477855999999,100,78.994778559999986,600,{"$f":"Y3022-AI3022","v":57.194272454399993},200,57.194272454399993,3.4316563472640027,0,78,461.37407119833603,0,null,{"$f":"AM3021","v":542.80572754560001},57.194272454399993,3.4316563472640027,0,596.56834365273596,100,21.800506105599993]
["20160505:1645","2016-05-06T00:59:59.999","2016-05-06T00:59:59.999",2016,5,{"$f":"LOOKUP(E3031,Temperature!Q:Q,Temperature!R:R)","v":6},{"$f":"LOOKUP(E3031,Temperature!Q:Q,Temperature!S:S)","v":30},"2016-06-30",0,0,27.23,0.69,0,1200,0,-0.2,8.9200000000000015E-2,-1.7840000000000005E-2,0,0,100,0,0,0,600,522,200,0,0,100,78,0,0,null,78,0,0,0,78,0,0]
["20160506:0045","2016-05-06T08:59:59.999","2016-05-06T08:59:59.999",2016,5,{"$f":"LOOKUP(E3039,Temperature!Q:Q,Temperature!R:R)","v":6},{"$f":"LOOKUP(E3039,Temperature!Q:Q,Temperature!S:S)","v":30},"2016-06-30",55.47,23.47,27.62,1.03,0,1200,55.47,-0.2,0.10480000000000005,-2.096000000000001E-2,54.3073488,47.790466944000002,100,10.86146976,10.86146976,0,600,522,200,0,0,89.138530239999994,78,0,0,null,78,0,0,0,78,10.86146976,0]
["20160506:0645","2016-05-06T14:59:59.999","2016-05-06T14:59:59.999",2016,5,{"$f":"LOOKUP(E3045,Temperature!Q:Q,Temperature!R:R)","v":6},{"$f":"LOOKUP(E3045,Temperature!Q:Q,Temperature!S:S)","v":30},"2016-06-30",909.31,66.03,35.229999999999997,3.52,0,1200,909.31,-0.2,0.4091999999999999,-8.1839999999999982E-2,834.8920695999999,734.70502124799987,100,166.97841391999998,100,66.97841391999998,600,406.99137855679999,200,66.97841391999998,4.0187048352000021,0,78,110.98991660799999,0,null,193.00862144319998,66.97841391999998,4.0187048352000021,0,255.968330528,100,0]
["20160506:0945","2016-05-06T17:59:59.999","2016-05-06T17:59:59.999",2016,5,{"$f":"LOOKUP(E3048,Temperature!Q:Q,Temperature!R:R)","v":6},{"$f":"LOOKUP(E3048,Temperature!Q:Q,Temperature!S:S)","v":30},"2016-06-30",519.65,23.52,32.270000000000003,3.72,0,1200,519.65,-0.2,0.29080000000000011,-5.8160000000000024E-2,489.42715599999997,430.69589728,100,97.885431199999985,97.885431199999985,0,600,284.1892614816,200,0,0,2.1145688000000149,78,237.8107385184,2.1145688000000149,null,315.8107385184,0,0,2.1145688000000149,313.69616971839997,100,0]
["20160506:1845","2016-05-07T02:59:59.999","2016-05-07T02:59:59.999",2016,5,{"$f":"LOOKUP(E3057,Temperature!Q:Q,Temperature!R:R)","v":6},{"$f":"LOOKUP(E3057,Temperature!Q:Q,Temperature!S:S)","v":30},"2016-06-30",0,0,27.32,0.97,0,1200,0,-0.2,9.2800000000000007E-2,-1.8560000000000004E-2,0,0,100,0,0,0,600,522,200,0,0,100,78,0,0,null,78,0,0,0,78,0,0]
["20160507:0545","2016-05-07T13:59:59.999","2016-05-07T13:59:59.999",2016,5,{"$f":"LOOKUP(E3068,Temperature!Q:Q,Temperature!R:R)","v":6},{"$f":"LOOKUP(E3068,Temperature!Q:Q,Temperature!S:S)","v":30},"2016-06-30",629.07000000000005,77.709999999999994,31.76,3.59,0,1200,629.07000000000005,-0.2,0.27040000000000008,-5.4080000000000017E-2,595.04989440000008,523.64390707200005,100,119.00997888000001,100,19.009978880000006,600,522,200,19.009978880000006,1.1405987328000013,0,78,0,0,null,78,19.009978880000006,1.1405987328000013,0,95.869380147200005,100,0]
["20160507:1145","2016-05-07T19:59:59.999","2016-05-07T19:59:59.999",2016,5,{"$f":"LOOKUP(E3074,Temperature!Q:Q,Temperature!R:R)","v":6},{"$f":"LOOKUP(E3074,Temperature!Q:Q,Temperature!S:S)","v":30},"2016-06-30",0,0,27.6,0.14000000000000001,0,1200,0,-0.2,0.10400000000000005,-2.0800000000000013E-2,0,0,100,0,0,0,600,522,200,0,0,100,78,0,0,null,78,0,0,0,78,0,0]
["20160507:1945","2016-05-08T03:59:59.999","2016-05-08T03:59:59.999",2016,5,{"$f":"LOOKUP(E3082,Temperature!Q:Q,Temperature!R:R)","v":6},{"$f":"LOOKUP(E3082,Temperature!Q:Q,Temperature!S:S)","v":30},"2016-06-30",0,0,25.68,1.03,0,1200,0,-0.2,2.7199999999999988E-2,-5.4399999999999978E-3,0,0,100,0,0,0,600,522,200,0,0,100,78,0,0,null,78,0,0,0,78,0,0]
["20160508:0445","2016-05-08T12:59:59.999","2016-05-08T12:59:59.999",2016,5,{"$f":"LOOKUP(E3091,Temperature!Q:Q,Temperature!R:R)","v":6},{"$f":"LOOKUP(E3091,Temperature!Q:Q,Temperature!S:S)","v":30},"2016-06-30",895.22,77.489999999999995,32.29,1.03,0,1200,895.22,-0.2,0.29159999999999997,-5.8319999999999997E-2,843.0107696,741.84947724799997,100,168.60215392000001,100,68.602153920000006,600,344.12181005759999,200,68.602153920000006,4.1161292352000043,0,78,173.76206070719999,0,null,255.87818994239998,68.602153920000006,4.1161292352000043,0,320.3642146272,100,0]
["20160508:1245","2016-05-08T20:59:59.999","2016-05-08T20:59:59.999",2016,5,{"$f":"LOOKUP(E3099,Temperature!Q:Q,Temperature!R:R)","v":6},{"$f":"LOOKUP(E3099,Temperature!Q:Q,Temperature!S:S)","v":30},"2016-06-30",0,0,28.4,0.62,0,1200,0,-0.2,0.13599999999999995,-2.7199999999999992E-2,0,0,100,0,0,0,600,155.62754808952832,200,0,0,100,78,366.37245191047168,100,null,444.37245191047168,0,0,100,344.37245191047168,100,0]
["20160508:2145","2016-05-09T05:59:59.999","2016-05-09T05:59:59.999",2016,5,{"$f":"LOOKUP(E3108,Temperature!Q:Q,Temperature!R:R)","v":6},{"$f":"LOOKUP(E3108,Temperature!Q:Q,Temperature!S:S)","v":30},"2016-06-30",0,0,25.14,1.17,0,1200,0,-0.2,5.6000000000000225E-3,-1.1200000000000045E-3,0,0,100,0,0,0,600,522,200,0,0,100,78,0,0,null,78,0,0,0,78,0,0]
["20160509:0245","2016-05-09T10:59:59.999","2016-05-09T10:59:59.999",2016,5,{"$f":"LOOKUP(E3113,Temperature!Q:Q,Temperature!R:R)","v":6},{"$f":"LOOKUP(E3113,Temperature!Q:Q,Temperature!S:S)","v":30},"2016-06-30",942.2,52,30.45,0.21,0,1200,942.2,-0.2,0.21799999999999997,-4.36E-2,901.12008000000003,792.9856704,100,180.22401600000001,100,80.224016000000006,600,466.95254915520002,200,80.224016000000006,4.8134409600000048,0,78,50.234009884800003,0,null,133.04745084480001,80.224016000000006,4.8134409600000048,0,208.45802588480001,100,0]
["20160509:0645","2016-05-09T14:59:59.999","2016-05-09T14:59:59.999",2016,5,{"$f":"LOOKUP(E3117,Temperature!Q:Q,Temperature!R:R)","v":6},{"$f":"LOOKUP(E3117,Temperature!Q:Q,Temperature!S:S)","v":30},"2016-06-30",949.68,65.680000000000007,33.549999999999997,1.93,0,1200,949.68,-0.2,0.34199999999999986,-6.8399999999999975E-2,884.72188799999992,778.55526143999998,100,176.94437759999997,100,76.944377599999967,600,186.76503985919999,200,76.944377599999967,4.6166626560000017,0,78,330.6182974848,0,null,413.23496014080001,76.944377599999967,4.6166626560000017,0,485.56267508479993,100,0]
["20160509:1545","2016-05-09T23:59:59.999","2016-05-09T23:59:59.999",{"$f":"YEAR(B3126)","v":2016},5,{"$f":"LOOKUP(E3126,Temperature!Q:Q,Temperature!R:R)","v":6},{"$f":"LOOKUP(E3126,Temperature!Q:Q,Temperature!S:S)","v":30},"2016-06-30",0,0,27.04,0.97,0,1200,0,-0.2,8.1599999999999964E-2,-1.6319999999999994E-2,0,0,100,0,0,0,600,446.31567275386499,200,0,0,100,78,75.684327246135013,75.684327246135013,null,153.68432724613501,0,0,75.684327246135013,78,{"$f":"W3126+AL3126","v":75.684327246135013},0]
["20160510:0145","2016-05-10T09:59:59.999","2016-05-10T09:59:59.999",2016,5,{"$f":"LOOKUP(E3136,Temperature!Q:Q,Temperature!R:R)","v":6},{"$f":"LOOKUP(E3136,Temperature!Q:Q,Temperature!S:S)","v":30},"2016-06-30",749.24,37.81,30.08,0.55000000000000004,0,1200,749.24,-0.2,0.20319999999999994,-4.0639999999999989E-2,718.79088639999998,632.535980032,100,143.75817728000001,100,43.758177280000012,600,522,200,43.758177280000012,2.6254906368000031,0,78,0,0,null,78,43.758177280000012,2.6254906368000031,0,119.1326866432,100,0]
["20160510:0845","2016-05-10T16:59:59.999","2016-05-10T16:59:59.999",2016,5,{"$f":"LOOKUP(E3143,Temperature!Q:Q,Temperature!R:R)","v":6},{"$f":"LOOKUP(E3143,Temperature!Q:Q,Temperature!S:S)","v":30},"2016-06-30",819.47,37.74,31.71,3.17,0,1200,819.47,-0.2,0.26840000000000003,-5.3680000000000005E-2,775.48085040000012,682.42314835200011,100,155.09617008000001,100,55.096170080000007,600,18.254230262400142,200,18.254230262400142,1.0952538157440095,0,78,502.65051592185586,0,null,581.74576973759986,18.254230262400142,1.0952538157440095,0,598.90474618425594,100,36.841939817599865]
["20160510:1545","2016-05-10T23:59:59.999","2016-05-10T23:59:59.999",2016,5,{"$f":"LOOKUP(E3150,Temperature!Q:Q,Temperature!R:R)","v":6},{"$f":"LOOKUP(E3150,Temperature!Q:Q,Temperature!S:S)","v":30},"2016-06-30",0,0,27.18,0.62,0,1200,0,-0.2,8.7199999999999986E-2,-1.7439999999999997E-2,0,0,100,0,0,0,600,{"$f":"Y3150-AI3150","v":522},200,0,0,100,78,0,0,null,{"$f":"AM3149","v":78},0,0,0,78,0,0]
["20160511:0145","2016-05-11T09:59:59.999","2016-05-11T09:59:59.999",2016,5,{"$f":"LOOKUP(E3160,Temperature!Q:Q,Temperature!R:R)","v":6},{"$f":"LOOKUP(E3160,Temperature!Q:Q,Temperature!S:S)","v":30},"2016-06-30",399.11,37.79,29.37,1.03,0,1200,399.11,-0.2,0.17480000000000004,-3.4960000000000012E-2,385.15711440000001,338.93826067200001,100,77.031422879999994,77.031422879999994,0,600,522,200,0,0,22.968577120000006,78,0,0,null,78,0,0,0,78,77.031422879999994,0]
["20160511:0545","2016-05-11T13:59:59.999","2016-05-11T13:59:59.999",2016,5,{"$f":"LOOKUP(E3164,Temperature!Q:Q,Temperature!R:R)","v":6},{"$f":"LOOKUP(E3164,Temperature!Q:Q,Temperature!S:S)","v":30},"2016-06-30",803.2,76.819999999999993,34.81,0.62,0,1200,803.2,-0.2,0.39240000000000008,-7.8480000000000022E-2,740.16486400000008,651.34508032000008,100,148.03297280000001,100,48.03297280000001,600,420.65602094080003,200,48.03297280000001,2.8819783680000031,0,78,98.462000691199961,0,null,179.34397905919997,48.03297280000001,2.8819783680000031,0,224.49497349119997,100,0]
["20160511:1045","2016-05-11T18:59:59.999","2016-05-11T18:59:59.999",2016,5,{"$f":"LOOKUP(E3169,Temperature!Q:Q,Temperature!R:R)","v":6},{"$f":"LOOKUP(E3169,Temperature!Q:Q,Temperature!S:S)","v":30},"2016-06-30",119.63,9.1999999999999993,31.31,1.17,0,1200,119.63,-0.2,0.25239999999999996,-5.0479999999999997E-2,113.59107760000001,99.960148287999999,100,22.718215520000001,22.718215520000001,0,600,310.62243813439994,200,0,0,77.281784479999999,78,211.37756186560006,77.281784479999999,null,289.37756186560006,0,0,77.281784479999999,212.09577738560006,100,0]
["20160511:1945","2016-05-12T03:59:59.999","2016-05-12T03:59:59.999",2016,5,{"$f":"LOOKUP(E3178,Temperature!Q:Q,Temperature!R:R)","v":6},{"$f":"LOOKUP(E3178,Temperature!Q:Q,Temperature!S:S)","v":30},"2016-06-30",0,0,26.86,1.24,0,1200,0,-0.2,7.439999999999998E-2,-1.4879999999999997E-2,0,0,100,0,0,0,600,522,200,0,0,100,78,0,0,null,78,0,0,0,78,0,0]
["20160512:0345","2016-05-12T11:59:59.999","2016-05-12T11:59:59.999",2016,5,{"$f":"LOOKUP(E3186,Temperature!Q:Q,Temperature!R:R)","v":6},{"$f":"LOOKUP(E3186,Temperature!Q:Q,Temperature!S:S)","v":30},"2016-06-30",579.9,65.44,33.020000000000003,0.41,0,1200,579.9,-0.2,0.32080000000000014,-6.4160000000000036E-2,542.69361600000002,477.57038208,100,108.53872320000001,100,8.5387232000000068,600,510.55040595200001,200,8.5387232000000068,0.51232339200000088,0,78,10.937270655999994,0,null,89.449594047999994,8.5387232000000068,0.51232339200000088,0,97.475993856000002,100,0]
["20160512:1245","2016-05-12T20:59:59.999","2016-05-12T20:59:59.999",2016,5,{"$f":"LOOKUP(E3195,Temperature!Q:Q,Temperature!R:R)","v":6},{"$f":"LOOKUP(E3195,Temperature!Q:Q,Temperature!S:S)","v":30},"2016-06-30",0,0,29.11,1.17,0,1200,0,-0.2,0.16439999999999999,-3.288E-2,0,0,100,0,0,0,600,522,200,0,0,100,78,0,0,null,78,0,0,0,78,0,0]
["20160512:1845","2016-05-13T02:59:59.999","2016-05-13T02:59:59.999",2016,5,{"$f":"LOOKUP(E3201,Temperature!Q:Q,Temperature!R:R)","v":6},{"$f":"LOOKUP(E3201,Temperature!Q:Q,Temperature!S:S)","v":30},"2016-06-30",0,0,26.25,1.66,0,1200,0,-0.2,0.05,-1.0000000000000002E-2,0,0,100,0,0,0,600,522,200,0,0,100,78,0,0,null,78,0,0,0,78,0,0]
["20160513:0545","2016-05-13T13:59:59.999","2016-05-13T13:59:59.999",2016,5,{"$f":"LOOKUP(E3212,Temperature!Q:Q,Temperature!R:R)","v":6},{"$f":"LOOKUP(E3212,Temperature!Q:Q,Temperature!S:S)","v":30},"2016-06-30",909.91,76.400000000000006,34.71,0.83,0,1200,909.91,-0.2,0.38840000000000002,-7.7680000000000013E-2,839.22819119999997,738.52080825600001,100,167.84563824,100,67.84563824,600,385.00095373440001,200,67.84563824,4.0707382944000035,0,78,132.92830797120001,0,null,214.99904626560001,67.84563824,4.0707382944000035,0,278.77394621119998,100,0]
["20160513:1145","2016-05-13T19:59:59.999","2016-05-13T19:59:59.999",2016,5,{"$f":"LOOKUP(E3218,Temperature!Q:Q,Temperature!R:R)","v":6},{"$f":"LOOKUP(E3218,Temperature!Q:Q,Temperature!S:S)","v":30},"2016-06-30",0,0,28.31,1.31,0,1200,0,-0.2,0.13239999999999996,-2.6479999999999993E-2,0,0,100,0,0,0,600,347.6915512512,200,0,0,100,78,174.3084487488,100,null,252.3084487488,0,0,100,152.3084487488,100,0]
["20160513:2245","2016-05-14T06:59:59.999","2016-05-14T06:59:59.999",2016,5,{"$f":"LOOKUP(E3229,Temperature!Q:Q,Temperature!R:R)","v":6},{"$f":"LOOKUP(E3229,Temperature!Q:Q,Temperature!S:S)","v":30},"2016-06-30",0,0,25.43,0.62,0,1200,0,-0.2,1.719999999999999E-2,-3.4399999999999982E-3,0,0,100,0,0,0,600,522,200,0,0,100,78,0,0,null,78,0,0,0,78,0,0]
["20160514:0145","2016-05-14T09:59:59.999","2016-05-14T09:59:59.999",2016,5,{"$f":"LOOKUP(E3232,Temperature!Q:Q,Temperature!R:R)","v":6},{"$f":"LOOKUP(E3232,Temperature!Q:Q,Temperature!S:S)","v":30},"2016-06-30",576.48,37.729999999999997,29.34,0.97,0,1200,576.48,-0.2,0.1736,-3.4720000000000001E-2,556.46461440000007,489.68886067200009,100,111.29292288000001,100,11.292922880000006,600,522,200,11.292922880000006,0.67757537280000102,0,78,0,0,null,78,11.292922880000006,0.67757537280000102,0,88.615347507199999,100,0]
["20160514:0745","2016-05-14T15:59:59.999","2016-05-14T15:59:59.999",2016,5,{"$f":"LOOKUP(E3238,Temperature!Q:Q,Temperature!R:R)","v":6},{"$f":"LOOKUP(E3238,Temperature!Q:Q,Temperature!S:S)","v":30},"2016-06-30",867.6,51.66,33.43,2.76,0,1200,867.6,-0.2,0.3372,-6.744E-2,809.08905600000003,711.99836928000002,100,161.81781119999999,100,61.817811199999994,600,230.68651414080006,200,61.817811199999994,3.709068672000003,0,78,287.60441718719994,0,null,369.31348585919994,61.817811199999994,3.709068672000003,0,427.42222838719994,100,0]
["20160514:1545","2016-05-14T23:59:59.999","2016-05-14T23:59:59.999",2016,5,{"$f":"LOOKUP(E3246,Temperature!Q:Q,Temperature!R:R)","v":6},{"$f":"LOOKUP(E3246,Temperature!Q:Q,Temperature!S:S)","v":30},"2016-06-30",0,0,27.27,1.03,0,1200,0,-0.2,9.0799999999999978E-2,-1.8159999999999996E-2,0,0,100,0,0,0,600,522,200,0,0,100,78,0,0,null,78,0,0,0,78,0,0]
["20160515:0045",{"$f":"C3255","v":"2016-05-15T08:59:59.999"},"2016-05-15T08:59:59.999",2016,{"$f":"MONTH(B3255)","v":5},{"$f":"LOOKUP(E3255,Temperature!Q:Q,Temperature!R:R)","v":6},{"$f":"LOOKUP(E3255,Temperature!Q:Q,Temperature!S:S)","v":30},{"$f":"DATE(D3255,F3255,G3255)","v":"2016-06-30"},86.38,23.54,27.29,1.38,0,{"$f":"N3254","v":1200},{"$f":"IF(I3255>N3255,1000,I3255)","v":86.38},{"$f":"$P$6","v":-0.2},{"$f":"(K3255-$Q$6)/$Q$6","v":9.1599999999999959E-2},{"$f":"P3255*Q3255","v":-1.8319999999999993E-2},{"$f":"O3255*(1+R3255)","v":84.797518400000001},{"$f":"S3255*(1-$T$6)","v":74.621816191999997},{"$f":"$U$6","v":100},{"$f":"$V$6*S3255/1000","v":16.959503680000001},{"$f":"MIN(V3255,U3255)","v":16.959503680000001},{"$f":"V3255-W3255","v":0},{"$f":"$Y$6","v":600},522,{"$f":"$AA$6","v":200},{"$f":"MIN(AA3255,Z3255,X3255)","v":0},{"$f":"(1-$AC$6)*AB3255","v":0},{"$f":"U3255-W3255","v":83.040496320000003},{"$f":"MAX($Y$13*($AE$6),0)","v":78},{"$f":"MAX(AI3255-AE3255-AC3255,0)","v":0},{"$f":"MIN($AG$6,AF3255,AD3255)","v":0},null,78,{"$f":"AB3255","v":0},{"$f":"AC3255","v":0},{"$f":"AG3255","v":0},{"$f":"AI3255+AJ3255-AL3255-AK3255","v":78},16.959503680000001,{"$f":"V3255-W3255-AJ3255","v":0}]
["20160515:0945","2016-05-15T17:59:59.999","2016-05-15T17:59:59.999",2016,5,{"$f":"LOOKUP(E3264,Temperature!Q:Q,Temperature!R:R)","v":6},{"$f":"LOOKUP(E3264,Temperature!Q:Q,Temperature!S:S)","v":30},"2016-06-30",55.47,23.44,29.34,0.62,0,1200,55.47,-0.2,0.1736,-3.4720000000000001E-2,53.544081599999998,47.118791807999997,100,10.70881632,10.70881632,0,600,248.78470893760016,200,0,0,89.291183680000003,78,273.21529106239984,89.291183680000003,null,351.21529106239984,0,0,89.291183680000003,261.92410738239982,100,0]
["20160515:1445","2016-05-15T22:59:59.999","2016-05-15T22:59:59.999",2016,5,{"$f":"LOOKUP(E3269,Temperature!Q:Q,Temperature!R:R)","v":6},{"$f":"LOOKUP(E3269,Temperature!Q:Q,Temperature!S:S)","v":30},"2016-06-30",0,0,27,1.1000000000000001,0,1200,0,-0.2,0.08,-1.6E-2,0,0,100,0,0,0,600,522,200,0,0,100,78,0,0,null,78,0,0,0,78,0,0]
["20160516:0245","2016-05-16T10:59:59.999","2016-05-16T10:59:59.999",2016,5,{"$f":"LOOKUP(E3281,Temperature!Q:Q,Temperature!R:R)","v":6},{"$f":"LOOKUP(E3281,Temperature!Q:Q,Temperature!S:S)","v":30},"2016-06-30",574.79,51.65,29.29,0.76,0,1200,574.79,-0.2,0.17159999999999997,-3.4319999999999996E-2,555.06320719999997,488.45562233599998,100,111.01264144,100,11.012641439999996,600,522,200,11.012641439999996,0.66075848640000034,0,78,0,0,null,78,11.012641439999996,0.66075848640000034,0,88.351882953599997,100,0]
["20160516:0445","2016-05-16T12:59:59.999","2016-05-16T12:59:59.999",2016,5,{"$f":"LOOKUP(E3283,Temperature!Q:Q,Temperature!R:R)","v":6},{"$f":"LOOKUP(E3283,Temperature!Q:Q,Temperature!S:S)","v":30},"2016-06-30",426.99,75.86,31.32,1.59,0,1200,426.99,-0.2,0.25280000000000002,-5.0560000000000008E-2,405.40138559999997,356.753219328,100,81.080277120000005,81.080277120000005,0,600,502.92226399039998,200,0,0,18.919722879999995,78,19.077736009600002,18.919722879999995,null,97.077736009600002,0,0,18.919722879999995,78.158013129600008,100,0]
["20160516:1145","2016-05-16T19:59:59.999","2016-05-16T19:59:59.999",2016,5,{"$f":"LOOKUP(E3290,Temperature!Q:Q,Temperature!R:R)","v":6},{"$f":"LOOKUP(E3290,Temperature!Q:Q,Temperature!S:S)","v":30},"2016-06-30",0,0,28.36,0.48,0,1200,0,-0.2,0.13439999999999996,-2.6879999999999994E-2,0,0,100,0,0,0,600,522,200,0,0,100,78,0,0,null,78,0,0,0,78,0,0]
["20160517:0145","2016-05-17T09:59:59.999","2016-05-17T09:59:59.999",2016,5,{"$f":"LOOKUP(E3304,Temperature!Q:Q,Temperature!R:R)","v":6},{"$f":"LOOKUP(E3304,Temperature!Q:Q,Temperature!S:S)","v":30},"2016-06-30",677.5,37.65,28.9,0.28000000000000003,0,1200,677.5,-0.2,0.15599999999999994,-3.1199999999999992E-2,656.36199999999997,577.59856000000002,100,131.2724,100,31.272400000000005,600,522,200,31.272400000000005,1.876344000000002,0,78,0,0,null,78,31.272400000000005,1.876344000000002,0,107.396056,100,0]
["20160517:0445","2016-05-17T12:59:59.999","2016-05-17T12:59:59.999",2016,5,{"$f":"LOOKUP(E3307,Temperature!Q:Q,Temperature!R:R)","v":6},{"$f":"LOOKUP(E3307,Temperature!Q:Q,Temperature!S:S)","v":30},"2016-06-30",920.5,75.66,32.520000000000003,0.28000000000000003,0,1200,920.5,-0.2,0.30080000000000012,-6.0160000000000026E-2,865.12271999999996,761.30799359999992,100,173.02454399999999,100,73.024543999999992,600,356.53847866240005,200,73.024543999999992,4.3814726400000037,0,78,161.08004869759998,0,null,243.46152133759998,73.024543999999992,4.3814726400000037,0,312.10459269759991,100,0]
["20160517:1145","2016-05-17T19:59:59.999","2016-05-17T19:59:59.999",2016,5,{"$f":"LOOKUP(E3314,Temperature!Q:Q,Temperature!R:R)","v":6},{"$f":"LOOKUP(E3314,Temperature!Q:Q,Temperature!S:S)","v":30},"2016-06-30",0,0,27.94,0.62,0,1200,0,-0.2,0.11760000000000005,-2.3520000000000013E-2,0,0,100,0,0,0,600,93.15192924691587,200,0,0,100,78,428.84807075308413,100,null,506.84807075308413,0,0,100,406.84807075308413,100,0]
["20160517:2145","2016-05-18T05:59:59.999","2016-05-18T05:59:59.999",2016,5,{"$f":"LOOKUP(E3324,Temperature!Q:Q,Temperature!R:R)","v":6},{"$f":"LOOKUP(E3324,Temperature!Q:Q,Temperature!S:S)","v":30},"2016-06-30",0,0,24.46,0.28000000000000003,0,1200,0,-0.2,-2.1599999999999966E-2,4.3199999999999931E-3,0,0,100,0,0,0,600,522,200,0,0,100,78,0,0,null,78,0,0,0,78,0,0]
["20160518:0645","2016-05-18T14:59:59.999","2016-05-18T14:59:59.999",2016,5,{"$f":"LOOKUP(E3333,Temperature!Q:Q,Temperature!R:R)","v":6},{"$f":"LOOKUP(E3333,Temperature!Q:Q,Temperature!S:S)","v":30},"2016-06-30",911.32,64.75,32.520000000000003,2.41,0,1200,911.32,-0.2,0.30080000000000012,-6.0160000000000026E-2,856.4949888000001,753.71559014400009,100,171.29899776000002,100,71.29899776000002,600,252.34997492800005,200,71.29899776000002,4.2779398656000049,0,78,265.37208520639996,0,null,347.65002507199995,71.29899776000002,4.2779398656000049,0,414.67108296639998,100,0]
["20160518:1445","2016-05-18T22:59:59.999","2016-05-18T22:59:59.999",2016,5,{"$f":"LOOKUP(E3341,Temperature!Q:Q,Temperature!R:R)","v":6},{"$f":"LOOKUP(E3341,Temperature!Q:Q,Temperature!S:S)","v":30},"2016-06-30",0,0,27.06,0.9,0,1200,0,-0.2,8.2399999999999946E-2,-1.6479999999999991E-2,0,0,100,0,0,0,600,477.01061604480009,200,0,0,100,78,44.989383955199912,44.989383955199912,null,122.98938395519991,0,0,44.989383955199912,78,44.989383955199912,0]
["20160518:2345","2016-05-19T07:59:59.999","2016-05-19T07:59:59.999",2016,5,{"$f":"LOOKUP(E3350,Temperature!Q:Q,Temperature!R:R)","v":6},{"$f":"LOOKUP(E3350,Temperature!Q:Q,Temperature!S:S)","v":30},"2016-06-30",18.190000000000001,9.4,25.87,0.62,0,1200,18.190000000000001,-0.2,3.4800000000000039E-2,-6.9600000000000078E-3,18.063397600000002,15.895789888000001,100,3.6126795200000008,3.6126795200000008,0,600,522,200,0,0,96.38732048,78,0,0,null,78,0,0,0,78,3.6126795200000008,0]
["20160519:0045","2016-05-19T08:59:59.999","2016-05-19T08:59:59.999",2016,5,{"$f":"LOOKUP(E3351,Temperature!Q:Q,Temperature!R:R)","v":6},{"$f":"LOOKUP(E3351,Temperature!Q:Q,Temperature!S:S)","v":30},"2016-06-30",27.28,23.51,27.18,0.62,0,1200,27.28,-0.2,8.7199999999999986E-2,-1.7439999999999997E-2,26.804236800000002,23.587728384000002,100,5.3608473600000011,5.3608473600000011,0,600,522,200,0,0,94.639152639999992,78,0,0,null,78,0,0,0,78,5.3608473600000011,0]
["20160519:0845","2016-05-19T16:59:59.999","2016-05-19T16:59:59.999",2016,5,{"$f":"LOOKUP(E3359,Temperature!Q:Q,Temperature!R:R)","v":6},{"$f":"LOOKUP(E3359,Temperature!Q:Q,Temperature!S:S)","v":30},"2016-06-30",448.26,37.54,31.69,1.17,0,1200,448.26,-0.2,0.26760000000000006,-5.3520000000000012E-2,424.26912479999999,373.35682982399999,100,84.853824959999997,84.853824959999997,0,600,388.89940701120008,200,0,0,15.146175040000003,78,133.10059298879992,15.146175040000003,null,211.10059298879992,0,0,15.146175040000003,195.95441794879991,100,0]
["20160519:2145","2016-05-20T05:59:59.999","2016-05-20T05:59:59.999",2016,5,{"$f":"LOOKUP(E3372,Temperature!Q:Q,Temperature!R:R)","v":6},{"$f":"LOOKUP(E3372,Temperature!Q:Q,Temperature!S:S)","v":30},"2016-06-30",0,0,24.6,1.52,0,1200,0,-0.2,-1.5999999999999945E-2,3.1999999999999893E-3,0,0,100,0,0,0,600,522,200,0,0,100,78,0,0,null,78,0,0,0,78,0,0]
["20160520:0145","2016-05-20T09:59:59.999","2016-05-20T09:59:59.999",2016,5,{"$f":"LOOKUP(E3376,Temperature!Q:Q,Temperature!R:R)","v":6},{"$f":"LOOKUP(E3376,Temperature!Q:Q,Temperature!S:S)","v":30},"2016-06-30",232.45,37.549999999999997,26.52,1.66,0,1200,232.45,-0.2,6.0799999999999986E-2,-1.2159999999999997E-2,229.62340800000001,202.06859904000001,100,45.924681600000007,45.924681600000007,0,600,522,200,0,0,54.075318399999993,78,0,0,null,78,0,0,0,78,45.924681600000007,0]
["20160520:1045","2016-05-20T18:59:59.999","2016-05-20T18:59:59.999",2016,5,{"$f":"LOOKUP(E3385,Temperature!Q:Q,Temperature!R:R)","v":6},{"$f":"LOOKUP(E3385,Temperature!Q:Q,Temperature!S:S)","v":30},"2016-06-30",79.069999999999993,9.3699999999999992,27.38,2.14,0,1200,79.069999999999993,-0.2,9.5199999999999965E-2,-1.9039999999999994E-2,77.564507199999994,68.256766335999998,100,15.51290144,15.51290144,0,600,522,200,0,0,84.487098559999993,78,0,0,null,78,0,0,0,78,15.51290144,0]
["20160520:2045","2016-05-21T04:59:59.999","2016-05-21T04:59:59.999",2016,5,{"$f":"LOOKUP(E3395,Temperature!Q:Q,Temperature!R:R)","v":6},{"$f":"LOOKUP(E3395,Temperature!Q:Q,Temperature!S:S)","v":30},"2016-06-30",0,0,25.61,1.52,0,1200,0,-0.2,2.4399999999999977E-2,-4.8799999999999955E-3,0,0,100,0,0,0,600,522,200,0,0,100,78,0,0,null,78,0,0,0,78,0,0]
["20160521:0345","2016-05-21T11:59:59.999","2016-05-21T11:59:59.999",2016,5,{"$f":"LOOKUP(E3402,Temperature!Q:Q,Temperature!R:R)","v":6},{"$f":"LOOKUP(E3402,Temperature!Q:Q,Temperature!S:S)","v":30},"2016-06-30",396.99,64.489999999999995,30.58,2,0,1200,396.99,-0.2,0.22319999999999993,-4.4639999999999985E-2,379.26836639999999,333.756162432,100,75.85367328000001,75.85367328000001,0,600,522,200,0,0,24.14632671999999,78,0,0,null,78,0,0,0,78,75.85367328000001,0]
["20160521:1045","2016-05-21T18:59:59.999","2016-05-21T18:59:59.999",2016,5,{"$f":"LOOKUP(E3409,Temperature!Q:Q,Temperature!R:R)","v":6},{"$f":"LOOKUP(E3409,Temperature!Q:Q,Temperature!S:S)","v":30},"2016-06-30",9.09,9.4,27.22,2.97,0,1200,9.09,-0.2,8.8799999999999948E-2,-1.7759999999999991E-2,8.9285616000000001,7.8571342079999997,100,1.78571232,1.78571232,0,600,522,200,0,0,98.214287679999998,78,0,0,null,78,0,0,0,78,1.78571232,0]
["20160521:1245","2016-05-21T20:59:59.999","2016-05-21T20:59:59.999",2016,5,{"$f":"LOOKUP(E3411,Temperature!Q:Q,Temperature!R:R)","v":6},{"$f":"LOOKUP(E3411,Temperature!Q:Q,Temperature!S:S)","v":30},"2016-06-30",0,0,25.84,2.5499999999999998,0,1200,0,-0.2,3.3599999999999991E-2,-6.7199999999999985E-3,0,0,100,0,0,0,600,522,200,0,0,100,78,0,0,null,78,0,0,0,78,0,0]
["20160522:0045","2016-05-22T08:59:59.999","2016-05-22T08:59:59.999",2016,5,{"$f":"LOOKUP(E3423,Temperature!Q:Q,Temperature!R:R)","v":6},{"$f":"LOOKUP(E3423,Temperature!Q:Q,Temperature!S:S)","v":30},"2016-06-30",482.08,23.45,26.07,1.1000000000000001,0,1200,482.08,-0.2,4.2800000000000012E-2,-8.5600000000000034E-3,477.95339519999999,420.598987776,100,95.590679039999998,95.590679039999998,0,600,522,200,0,0,4.4093209600000023,78,0,0,null,78,0,0,0,78,95.590679039999998,0]
["20160522:0545","2016-05-22T13:59:59.999","2016-05-22T13:59:59.999",2016,5,{"$f":"LOOKUP(E3428,Temperature!Q:Q,Temperature!R:R)","v":6},{"$f":"LOOKUP(E3428,Temperature!Q:Q,Temperature!S:S)","v":30},"2016-06-30",159.13,74.73,31.32,1.79,0,1200,159.13,-0.2,0.25280000000000002,-5.0560000000000008E-2,151.08438719999998,132.95426073599998,100,30.216877439999998,30.216877439999998,0,600,522,200,0,0,69.78312256000001,78,0,0,null,78,0,0,0,78,30.216877439999998,0]
["20160522:1745","2016-05-23T01:59:59.999","2016-05-23T01:59:59.999",2016,5,{"$f":"LOOKUP(E3440,Temperature!Q:Q,Temperature!R:R)","v":6},{"$f":"LOOKUP(E3440,Temperature!Q:Q,Temperature!S:S)","v":30},"2016-06-30",0,0,25.92,1.38,0,1200,0,-0.2,3.6800000000000069E-2,-7.3600000000000141E-3,0,0,100,0,0,0,600,522,200,0,0,100,78,0,0,null,78,0,0,0,78,0,0]
["20160522:2245","2016-05-23T06:59:59.999","2016-05-23T06:59:59.999",2016,5,{"$f":"LOOKUP(E3445,Temperature!Q:Q,Temperature!R:R)","v":6},{"$f":"LOOKUP(E3445,Temperature!Q:Q,Temperature!S:S)","v":30},"2016-06-30",0,0,25.39,1.03,0,1200,0,-0.2,1.5600000000000024E-2,-3.1200000000000047E-3,0,0,100,0,0,0,600,522,200,0,0,100,78,0,0,null,78,0,0,0,78,0,0]
["20160523:0745","2016-05-23T15:59:59.999","2016-05-23T15:59:59.999",2016,5,{"$f":"LOOKUP(E3454,Temperature!Q:Q,Temperature!R:R)","v":6},{"$f":"LOOKUP(E3454,Temperature!Q:Q,Temperature!S:S)","v":30},"2016-06-30",306.2,51.28,31.83,2.0699999999999998,0,1200,306.2,-0.2,0.27319999999999994,-5.4639999999999994E-2,289.46923199999998,254.73292415999998,100,57.893846399999994,57.893846399999994,0,600,315.37035747839997,200,0,0,42.106153600000006,78,206.62964252160003,42.106153600000006,null,284.62964252160003,0,0,42.106153600000006,242.52348892160003,100,0]
["20160523:1345","2016-05-23T21:59:59.999","2016-05-23T21:59:59.999",2016,5,{"$f":"LOOKUP(E3460,Temperature!Q:Q,Temperature!R:R)","v":6},{"$f":"LOOKUP(E3460,Temperature!Q:Q,Temperature!S:S)","v":30},"2016-06-30",0,0,27.73,1.1000000000000001,0,1200,0,-0.2,0.10920000000000002,-2.1840000000000005E-2,0,0,100,0,0,0,600,522,200,0,0,100,78,0,0,null,78,0,0,0,78,0,0]
["20160524:0045","2016-05-24T08:59:59.999",{"$f":"C3470+1/24","v":"2016-05-24T08:59:59.999"},2016,5,{"$f":"LOOKUP(E3471,Temperature!Q:Q,Temperature!R:R)","v":6},{"$f":"LOOKUP(E3471,Temperature!Q:Q,Temperature!S:S)","v":30},"2016-06-30",27.28,23.41,27.36,2.2799999999999998,0,1200,27.28,-0.2,9.4399999999999984E-2,-1.8879999999999997E-2,26.764953600000002,23.553159168000001,100,5.3529907200000011,5.3529907200000011,0,600,522,200,0,0,94.647009279999992,78,0,0,null,78,0,0,0,78,5.3529907200000011,0]
["20160524:0645","2016-05-24T14:59:59.999","2016-05-24T14:59:59.999",2016,5,{"$f":"LOOKUP(E3477,Temperature!Q:Q,Temperature!R:R)","v":6},{"$f":"LOOKUP(E3477,Temperature!Q:Q,Temperature!S:S)","v":30},"2016-06-30",80.930000000000007,64.260000000000005,29.51,2.97,0,1200,80.930000000000007,-0.2,0.18040000000000006,-3.6080000000000015E-2,78.010045600000012,68.648840128000018,100,15.602009120000002,15.602009120000002,0,600,522,200,0,0,84.397990879999995,78,0,0,null,78,0,0,0,78,15.602009120000002,0]
["20160524:0945","2016-05-24T17:59:59.999","2016-05-24T17:59:59.999",2016,5,{"$f":"LOOKUP(E3480,Temperature!Q:Q,Temperature!R:R)","v":6},{"$f":"LOOKUP(E3480,Temperature!Q:Q,Temperature!S:S)","v":30},"2016-06-30",50.92,23.51,27.97,2.0699999999999998,0,1200,50.92,-0.2,0.11879999999999996,-2.3759999999999993E-2,49.710140800000005,43.744923904000004,100,9.9420281600000013,9.9420281600000013,0,600,522,200,0,0,90.057971839999993,78,0,0,null,78,0,0,0,78,9.9420281600000013,0]
["20160524:2045","2016-05-25T04:59:59.999","2016-05-25T04:59:59.999",2016,5,{"$f":"LOOKUP(E3491,Temperature!Q:Q,Temperature!R:R)","v":6},{"$f":"LOOKUP(E3491,Temperature!Q:Q,Temperature!S:S)","v":30},"2016-06-30",0,0,25.41,1.03,0,1200,0,-0.2,1.6400000000000005E-2,-3.2800000000000012E-3,0,0,100,0,0,0,600,522,200,0,0,100,78,0,0,null,78,0,0,0,78,0,0]
["20160525:0245","2016-05-25T10:59:59.999","2016-05-25T10:59:59.999",2016,5,{"$f":"LOOKUP(E3497,Temperature!Q:Q,Temperature!R:R)","v":6},{"$f":"LOOKUP(E3497,Temperature!Q:Q,Temperature!S:S)","v":30},"2016-06-30",236.59,51.07,30.31,1.66,0,1200,236.59,-0.2,0.21239999999999995,-4.247999999999999E-2,226.53965680000002,199.35489798400002,100,45.307931360000005,45.307931360000005,0,600,522,200,0,0,54.692068639999995,78,0,0,null,78,0,0,0,78,45.307931360000005,0]
["20160525:1045","2016-05-25T18:59:59.999","2016-05-25T18:59:59.999",2016,5,{"$f":"LOOKUP(E3505,Temperature!Q:Q,Temperature!R:R)","v":6},{"$f":"LOOKUP(E3505,Temperature!Q:Q,Temperature!S:S)","v":30},"2016-06-30",44.41,9.5299999999999994,27.6,2.21,0,1200,44.41,-0.2,0.10400000000000005,-2.0800000000000013E-2,43.486271999999992,38.267919359999993,100,8.6972543999999985,8.6972543999999985,0,600,522,200,0,0,91.302745600000009,78,0,0,null,78,0,0,0,78,8.6972543999999985,0]
["20160525:1945","2016-05-26T03:59:59.999","2016-05-26T03:59:59.999",2016,5,{"$f":"LOOKUP(E3514,Temperature!Q:Q,Temperature!R:R)","v":6},{"$f":"LOOKUP(E3514,Temperature!Q:Q,Temperature!S:S)","v":30},"2016-06-30",0,0,24.97,2.48,0,1200,0,-0.2,-1.2000000000000454E-3,2.4000000000000909E-4,0,0,100,0,0,0,600,522,200,0,0,100,78,0,0,null,78,0,0,0,78,0,0]
["20160526:0445","2016-05-26T12:59:59.999","2016-05-26T12:59:59.999",2016,5,{"$f":"LOOKUP(E3523,Temperature!Q:Q,Temperature!R:R)","v":6},{"$f":"LOOKUP(E3523,Temperature!Q:Q,Temperature!S:S)","v":30},"2016-06-30",485.16,74.03,30.8,3.03,0,1200,485.16,-0.2,0.23200000000000004,-4.6400000000000011E-2,462.64857600000005,407.13074688000006,100,92.529715200000012,92.529715200000012,0,600,522,200,0,0,7.4702847999999875,78,0,0,null,78,0,0,0,78,92.529715200000012,0]
["20160526:0945","2016-05-26T17:59:59.999","2016-05-26T17:59:59.999",2016,5,{"$f":"LOOKUP(E3528,Temperature!Q:Q,Temperature!R:R)","v":6},{"$f":"LOOKUP(E3528,Temperature!Q:Q,Temperature!S:S)","v":30},"2016-06-30",477.71,23.55,28.61,2.41,0,1200,477.71,-0.2,0.14439999999999997,-2.8879999999999996E-2,463.91373519999996,408.24408697599995,100,92.78274703999999,92.78274703999999,0,600,500.89431629440003,200,0,0,7.2172529600000104,78,21.105683705599972,7.2172529600000104,null,99.105683705599972,0,0,7.2172529600000104,91.888430745599962,100,0]
["20160526:1345","2016-05-26T21:59:59.999","2016-05-26T21:59:59.999",2016,5,{"$f":"LOOKUP(E3532,Temperature!Q:Q,Temperature!R:R)","v":6},{"$f":"LOOKUP(E3532,Temperature!Q:Q,Temperature!S:S)","v":30},"2016-06-30",0,0,26.64,1.31,0,1200,0,-0.2,6.5600000000000019E-2,-1.3120000000000005E-2,0,0,100,0,0,0,600,522,200,0,0,100,78,0,0,null,78,0,0,0,78,0,0]
["20160526:2345","2016-05-27T07:59:59.999","2016-05-27T07:59:59.999",2016,5,{"$f":"LOOKUP(E3542,Temperature!Q:Q,Temperature!R:R)","v":6},{"$f":"LOOKUP(E3542,Temperature!Q:Q,Temperature!S:S)","v":30},"2016-06-30",60.92,9.36,25.75,1.38,0,1200,60.92,-0.2,0.03,-6.0000000000000001E-3,60.554479999999998,53.287942399999999,100,12.110895999999999,12.110895999999999,0,600,522,200,0,0,87.889104000000003,78,0,0,null,78,0,0,0,78,12.110895999999999,0]
["20160527:0645","2016-05-27T14:59:59.999","2016-05-27T14:59:59.999",2016,5,{"$f":"LOOKUP(E3549,Temperature!Q:Q,Temperature!R:R)","v":6},{"$f":"LOOKUP(E3549,Temperature!Q:Q,Temperature!S:S)","v":30},"2016-06-30",786.28,64.06,31.03,3.86,0,1200,786.28,-0.2,0.24120000000000005,-4.8240000000000012E-2,748.34985279999989,658.54787046399986,100,149.66997056,100,49.669970559999996,600,406.63723542399998,200,49.669970559999996,2.9801982336000026,0,78,112.38256634239998,0,null,193.36276457599999,49.669970559999996,2.9801982336000026,0,240.05253690239999,100,0]
["20160527:1345","2016-05-27T21:59:59.999","2016-05-27T21:59:59.999",2016,5,{"$f":"LOOKUP(E3556,Temperature!Q:Q,Temperature!R:R)","v":6},{"$f":"LOOKUP(E3556,Temperature!Q:Q,Temperature!S:S)","v":30},"2016-06-30",0,0,25.7,2,0,1200,0,-0.2,2.7999999999999973E-2,-5.5999999999999947E-3,0,0,100,0,0,0,600,522,200,0,0,100,78,0,0,null,78,0,0,0,78,0,0]
["20160527:2345","2016-05-28T07:59:59.999","2016-05-28T07:59:59.999",2016,5,{"$f":"LOOKUP(E3566,Temperature!Q:Q,Temperature!R:R)","v":6},{"$f":"LOOKUP(E3566,Temperature!Q:Q,Temperature!S:S)","v":30},"2016-06-30",383.32,9.34,25.5,0.97,0,1200,383.32,-0.2,0.02,-4.0000000000000001E-3,381.78672,335.97231360000001,100,76.357343999999998,76.357343999999998,0,600,522,200,0,0,23.642656000000002,78,0,0,null,78,0,0,0,78,76.357343999999998,0]
["20160528:0645","2016-05-28T14:59:59.999","2016-05-28T14:59:59.999",2016,5,{"$f":"LOOKUP(E3573,Temperature!Q:Q,Temperature!R:R)","v":6},{"$f":"LOOKUP(E3573,Temperature!Q:Q,Temperature!S:S)","v":30},"2016-06-30",939.09,64,30.3,2.41,0,1200,939.09,-0.2,0.21200000000000002,-4.2400000000000007E-2,899.27258400000005,791.35987392000004,100,179.8545168,100,79.854516799999999,600,334.18303123840002,200,79.854516799999999,4.7912710080000043,0,78,183.02569775359999,0,null,265.81696876159998,79.854516799999999,4.7912710080000043,0,340.88021455359996,100,0]
["20160528:1645","2016-05-29T00:59:59.999","2016-05-29T00:59:59.999",2016,5,{"$f":"LOOKUP(E3583,Temperature!Q:Q,Temperature!R:R)","v":6},{"$f":"LOOKUP(E3583,Temperature!Q:Q,Temperature!S:S)","v":30},"2016-06-30",0,0,25.06,1.93,0,1200,0,-0.2,2.399999999999949E-3,-4.7999999999998982E-4,0,0,100,0,0,0,600,522,200,0,0,100,78,0,0,null,78,0,0,0,78,0,0]
["20160529:0145","2016-05-29T09:59:59.999","2016-05-29T09:59:59.999",2016,5,{"$f":"LOOKUP(E3592,Temperature!Q:Q,Temperature!R:R)","v":6},{"$f":"LOOKUP(E3592,Temperature!Q:Q,Temperature!S:S)","v":30},"2016-06-30",108.21,37.15,26.83,3.1,0,1200,108.21,-0.2,7.3199999999999932E-2,-1.4639999999999986E-2,106.62580559999999,93.830708927999993,100,21.325161119999997,21.325161119999997,0,600,522,200,0,0,78.67483888000001,78,0,0,null,78,0,0,0,78,21.325161119999997,0]
["20160529:0245","2016-05-29T10:59:59.999","2016-05-29T10:59:59.999",2016,5,{"$f":"LOOKUP(E3593,Temperature!Q:Q,Temperature!R:R)","v":6},{"$f":"LOOKUP(E3593,Temperature!Q:Q,Temperature!S:S)","v":30},"2016-06-30",374.96,50.79,28.15,3.86,0,1200,374.96,-0.2,0.12599999999999995,-2.519999999999999E-2,365.511008,321.64968704,100,73.102201600000001,73.102201600000001,0,600,522,200,0,0,26.897798399999999,78,0,0,null,78,0,0,0,78,73.102201600000001,0]
["20160529:1045","2016-05-29T18:59:59.999","2016-05-29T18:59:59.999",2016,5,{"$f":"LOOKUP(E3601,Temperature!Q:Q,Temperature!R:R)","v":6},{"$f":"LOOKUP(E3601,Temperature!Q:Q,Temperature!S:S)","v":30},"2016-06-30",9.09,9.68,26.83,2.69,0,1200,9.09,-0.2,7.3199999999999932E-2,-1.4639999999999986E-2,8.9569223999999998,7.8820917120000002,100,1.7913844799999998,1.7913844799999998,0,600,522,200,0,0,98.208615519999995,78,0,0,null,78,0,0,0,78,1.7913844799999998,0]
["20160529:1945","2016-05-30T03:59:59.999","2016-05-30T03:59:59.999",2016,5,{"$f":"LOOKUP(E3610,Temperature!Q:Q,Temperature!R:R)","v":6},{"$f":"LOOKUP(E3610,Temperature!Q:Q,Temperature!S:S)","v":30},"2016-06-30",0,0,24.66,2.2799999999999998,0,1200,0,-0.2,-1.3599999999999994E-2,2.7199999999999989E-3,0,0,100,0,0,0,600,522,200,0,0,100,78,0,0,null,78,0,0,0,78,0,0]
["20160530:0345","2016-05-30T11:59:59.999","2016-05-30T11:59:59.999",2016,5,{"$f":"LOOKUP(E3618,Temperature!Q:Q,Temperature!R:R)","v":6},{"$f":"LOOKUP(E3618,Temperature!Q:Q,Temperature!S:S)","v":30},"2016-06-30",311.33,63.53,26.9,2.14,0,1200,311.33,-0.2,7.5999999999999943E-2,-1.519999999999999E-2,306.59778399999999,269.80604992000002,100,61.319556800000001,61.319556800000001,0,600,522,200,0,0,38.680443199999999,78,0,0,null,78,0,0,0,78,61.319556800000001,0]
["20160530:0945","2016-05-30T17:59:59.999","2016-05-30T17:59:59.999",2016,5,{"$f":"LOOKUP(E3624,Temperature!Q:Q,Temperature!R:R)","v":6},{"$f":"LOOKUP(E3624,Temperature!Q:Q,Temperature!S:S)","v":30},"2016-06-30",98.2,23.64,27.57,2.14,0,1200,98.2,-0.2,0.10280000000000002,-2.0560000000000005E-2,96.181008000000006,84.639287039999999,100,19.236201600000001,19.236201600000001,0,600,522,200,0,0,80.763798399999999,78,0,0,null,78,0,0,0,78,19.236201600000001,0]
["20160530:2045","2016-05-31T04:59:59.999","2016-05-31T04:59:59.999",2016,5,{"$f":"LOOKUP(E3635,Temperature!Q:Q,Temperature!R:R)","v":6},{"$f":"LOOKUP(E3635,Temperature!Q:Q,Temperature!S:S)","v":30},"2016-06-30",0,0,24.77,2,0,1200,0,-0.2,-9.2000000000000172E-3,1.8400000000000035E-3,0,0,100,0,0,0,600,522,200,0,0,100,78,0,0,null,78,0,0,0,78,0,0]
["20160530:2345","2016-05-31T07:59:59.999","2016-05-31T07:59:59.999",{"$f":"YEAR(B3638)","v":2016},5,{"$f":"LOOKUP(E3638,Temperature!Q:Q,Temperature!R:R)","v":6},{"$f":"LOOKUP(E3638,Temperature!Q:Q,Temperature!S:S)","v":30},"2016-06-30",58.19,9.2799999999999994,24.95,1.52,0,1200,58.19,-0.2,-2.0000000000000282E-3,4.0000000000000566E-4,58.213275999999993,51.227682879999996,100,11.6426552,11.6426552,0,600,522,200,0,0,88.357344799999993,78,0,0,null,78,0,0,0,78,{"$f":"W3638+AL3638","v":11.6426552},0]
["20160531:1345","2016-05-31T21:59:59.999","2016-05-31T21:59:59.999",2016,5,{"$f":"LOOKUP(E3652,Temperature!Q:Q,Temperature!R:R)","v":6},{"$f":"LOOKUP(E3652,Temperature!Q:Q,Temperature!S:S)","v":30},"2016-06-30",0,0,27.06,0.21,0,1200,0,-0.2,8.2399999999999946E-2,-1.6479999999999991E-2,0,0,100,0,0,0,600,505.84664681280003,200,0,0,100,78,16.153353187199968,16.153353187199968,null,94.153353187199968,0,0,16.153353187199968,78,16.153353187199968,0]
["20160531:1445","2016-05-31T22:59:59.999","2016-05-31T22:59:59.999",2016,5,{"$f":"LOOKUP(E3653,Temperature!Q:Q,Temperature!R:R)","v":6},{"$f":"LOOKUP(E3653,Temperature!Q:Q,Temperature!S:S)","v":30},"2016-06-30",0,0,26.29,0.55000000000000004,0,1200,0,-0.2,5.1599999999999965E-2,-1.0319999999999994E-2,0,0,100,0,0,0,600,522,200,0,0,100,78,0,0,null,78,0,0,0,78,0,0]
["20160531:2245","2016-06-01T06:59:59.999","2016-06-01T06:59:59.999",2016,6,{"$f":"LOOKUP(E3661,Temperature!Q:Q,Temperature!R:R)","v":6},{"$f":"LOOKUP(E3661,Temperature!Q:Q,Temperature!S:S)","v":30},"2016-06-30",0,0,24.07,1.03,0,1200,0,-0.2,-3.719999999999999E-2,7.4399999999999987E-3,0,0,100,0,0,0,600,522,200,0,0,100,78,0,0,null,78,0,0,0,78,0,0]
["20160601:0745","2016-06-01T15:59:59.999","2016-06-01T15:59:59.999",2016,6,{"$f":"LOOKUP(E3670,Temperature!Q:Q,Temperature!R:R)","v":6},{"$f":"LOOKUP(E3670,Temperature!Q:Q,Temperature!S:S)","v":30},"2016-06-30",924.16,51.1,31.84,1.79,0,1200,924.16,-0.2,0.27360000000000001,-5.4720000000000005E-2,873.58996479999996,768.75916902400002,100,174.71799296,100,74.717992960000004,600,195.26920827840001,200,74.717992960000004,4.4830795776000043,0,78,322.24771214399999,0,null,404.73079172159999,74.717992960000004,4.4830795776000043,0,474.96570510399999,100,0]
["20160601:1945","2016-06-02T03:59:59.999","2016-06-02T03:59:59.999",2016,6,{"$f":"LOOKUP(E3682,Temperature!Q:Q,Temperature!R:R)","v":6},{"$f":"LOOKUP(E3682,Temperature!Q:Q,Temperature!S:S)","v":30},"2016-06-30",0,0,24.48,0.76,0,1200,0,-0.2,-2.0799999999999982E-2,4.1599999999999962E-3,0,0,100,0,0,0,600,522,200,0,0,100,78,0,0,null,78,0,0,0,78,0,0]
["20160602:0045","2016-06-02T08:59:59.999","2016-06-02T08:59:59.999",2016,6,{"$f":"LOOKUP(E3687,Temperature!Q:Q,Temperature!R:R)","v":6},{"$f":"LOOKUP(E3687,Temperature!Q:Q,Temperature!S:S)","v":30},"2016-06-30",466.69,23.11,27.65,1.24,0,1200,466.69,-0.2,0.10599999999999994,-2.119999999999999E-2,456.79617200000001,401.98063136000002,100,91.359234400000005,91.359234400000005,0,600,522,200,0,0,8.6407655999999946,78,0,0,null,78,0,0,0,78,91.359234400000005,0]
["20160602:0545","2016-06-02T13:59:59.999","2016-06-02T13:59:59.999",2016,6,{"$f":"LOOKUP(E3692,Temperature!Q:Q,Temperature!R:R)","v":6},{"$f":"LOOKUP(E3692,Temperature!Q:Q,Temperature!S:S)","v":30},"2016-06-30",949.95,73.27,28.24,3.17,0,1200,949.95,-0.2,0.12959999999999994,-2.5919999999999988E-2,925.32729600000005,814.28802048,100,185.06545920000002,100,85.065459200000021,600,328.25890909120005,200,85.065459200000021,5.1039275520000054,0,78,188.63716335679993,0,null,271.74109090879995,85.065459200000021,5.1039275520000054,0,351.70262255679995,100,0]
["20160602:1745","2016-06-03T01:59:59.999","2016-06-03T01:59:59.999",2016,6,{"$f":"LOOKUP(E3704,Temperature!Q:Q,Temperature!R:R)","v":6},{"$f":"LOOKUP(E3704,Temperature!Q:Q,Temperature!S:S)","v":30},"2016-06-30",0,0,24.79,2.14,0,1200,0,-0.2,-8.4000000000000342E-3,1.680000000000007E-3,0,0,100,0,0,0,600,522,200,0,0,100,78,0,0,null,78,0,0,0,78,0,0]
["20160602:1945","2016-06-03T03:59:59.999","2016-06-03T03:59:59.999",2016,6,{"$f":"LOOKUP(E3706,Temperature!Q:Q,Temperature!R:R)","v":6},{"$f":"LOOKUP(E3706,Temperature!Q:Q,Temperature!S:S)","v":30},"2016-06-30",0,0,25.23,1.86,0,1200,0,-0.2,9.2000000000000172E-3,-1.8400000000000035E-3,0,0,100,0,0,0,600,522,200,0,0,100,78,0,0,null,78,0,0,0,78,0,0]
["20160603:0245","2016-06-03T10:59:59.999","2016-06-03T10:59:59.999",2016,6,{"$f":"LOOKUP(E3713,Temperature!Q:Q,Temperature!R:R)","v":6},{"$f":"LOOKUP(E3713,Temperature!Q:Q,Temperature!S:S)","v":30},"2016-06-30",641.99,50.43,28.58,2.69,0,1200,641.99,-0.2,0.14319999999999994,-2.8639999999999988E-2,623.60340640000004,548.77099763199999,100,124.72068128000001,100,24.720681280000008,600,484.22865349120002,200,24.720681280000008,1.4832408768000018,0,78,36.28810563199999,0,null,115.77134650879999,24.720681280000008,1.4832408768000018,0,139.00878691199998,100,0]
["20160603:1145","2016-06-03T19:59:59.999","2016-06-03T19:59:59.999",2016,6,{"$f":"LOOKUP(E3722,Temperature!Q:Q,Temperature!R:R)","v":6},{"$f":"LOOKUP(E3722,Temperature!Q:Q,Temperature!S:S)","v":30},"2016-06-30",0,0,28.27,1.66,0,1200,0,-0.2,0.13079999999999997,-2.6159999999999996E-2,0,0,100,0,0,0,600,251.86077108160003,200,0,0,100,78,270.13922891839997,100,null,348.13922891839997,0,0,100,248.13922891839997,100,0]
["20160603:1845","2016-06-04T02:59:59.999","2016-06-04T02:59:59.999",2016,6,{"$f":"LOOKUP(E3729,Temperature!Q:Q,Temperature!R:R)","v":6},{"$f":"LOOKUP(E3729,Temperature!Q:Q,Temperature!S:S)","v":30},"2016-06-30",0,0,25.21,1.52,0,1200,0,-0.2,8.4000000000000342E-3,-1.680000000000007E-3,0,0,100,0,0,0,600,522,200,0,0,100,78,0,0,null,78,0,0,0,78,0,0]
["20160604:0445","2016-06-04T12:59:59.999","2016-06-04T12:59:59.999",2016,6,{"$f":"LOOKUP(E3739,Temperature!Q:Q,Temperature!R:R)","v":6},{"$f":"LOOKUP(E3739,Temperature!Q:Q,Temperature!S:S)","v":30},"2016-06-30",755.83,72.75,31.76,1.24,0,1200,755.83,-0.2,0.27040000000000008,-5.4080000000000017E-2,714.95471359999999,629.16014796800005,100,142.99094271999999,100,42.990942719999993,600,399.83926071680008,200,42.990942719999993,2.5794565632000017,0,78,119.58128271999992,0,null,200.16073928319992,42.990942719999993,2.5794565632000017,0,240.5722254399999,100,0]
["20160604:1545","2016-06-04T23:59:59.999","2016-06-04T23:59:59.999",2016,6,{"$f":"LOOKUP(E3750,Temperature!Q:Q,Temperature!R:R)","v":6},{"$f":"LOOKUP(E3750,Temperature!Q:Q,Temperature!S:S)","v":30},"2016-06-30",0,0,26.15,0.97,0,1200,0,-0.2,4.5999999999999944E-2,-9.1999999999999894E-3,0,0,100,0,0,0,600,522,200,0,0,100,78,0,0,null,78,0,0,0,78,0,0]
["20160604:2145","2016-06-05T05:59:59.999","2016-06-05T05:59:59.999",2016,6,{"$f":"LOOKUP(E3756,Temperature!Q:Q,Temperature!R:R)","v":6},{"$f":"LOOKUP(E3756,Temperature!Q:Q,Temperature!S:S)","v":30},"2016-06-30",0,0,24,0.9,0,1200,0,-0.2,-0.04,8.0000000000000002E-3,0,0,100,0,0,0,600,522,200,0,0,100,78,0,0,null,78,0,0,0,78,0,0]
["20160605:0545","2016-06-05T13:59:59.999","2016-06-05T13:59:59.999",2016,6,{"$f":"LOOKUP(E3764,Temperature!Q:Q,Temperature!R:R)","v":6},{"$f":"LOOKUP(E3764,Temperature!Q:Q,Temperature!S:S)","v":30},"2016-06-30",949.94,73,32.869999999999997,1.79,0,1200,949.94,-0.2,0.31479999999999991,-6.2959999999999988E-2,890.13177760000008,783.31596428800003,100,178.02635552000001,100,78.02635552000001,600,264.48083197440008,200,78.02635552000001,4.6815813312000047,0,78,252.83758669439993,0,null,335.51916802559992,78.02635552000001,4.6815813312000047,0,408.86394221439997,100,0]
["20160605:1445","2016-06-05T22:59:59.999","2016-06-05T22:59:59.999",2016,6,{"$f":"LOOKUP(E3773,Temperature!Q:Q,Temperature!R:R)","v":6},{"$f":"LOOKUP(E3773,Temperature!Q:Q,Temperature!S:S)","v":30},"2016-06-30",0,0,27.76,0.28000000000000003,0,1200,0,-0.2,0.11040000000000007,-2.2080000000000016E-2,0,0,100,0,0,0,600,366.72872944991991,200,0,0,100,78,155.27127055008009,100,null,233.27127055008009,0,0,100,133.27127055008009,100,0]
["20160605:1945","2016-06-06T03:59:59.999","2016-06-06T03:59:59.999",2016,6,{"$f":"LOOKUP(E3778,Temperature!Q:Q,Temperature!R:R)","v":6},{"$f":"LOOKUP(E3778,Temperature!Q:Q,Temperature!S:S)","v":30},"2016-06-30",0,0,25.05,0.76,0,1200,0,-0.2,2.0000000000000282E-3,-4.0000000000000566E-4,0,0,100,0,0,0,600,522,200,0,0,100,78,0,0,null,78,0,0,0,78,0,0]
["20160605:2345","2016-06-06T07:59:59.999","2016-06-06T07:59:59.999",2016,6,{"$f":"LOOKUP(E3782,Temperature!Q:Q,Temperature!R:R)","v":6},{"$f":"LOOKUP(E3782,Temperature!Q:Q,Temperature!S:S)","v":30},"2016-06-30",126.73,9.11,25.36,0.9,0,1200,126.73,-0.2,1.4399999999999977E-2,-2.8799999999999954E-3,126.3650176,111.201215488,100,25.273003520000003,25.273003520000003,0,600,522,200,0,0,74.726996479999997,78,0,0,null,78,0,0,0,78,25.273003520000003,0]
["20160606:0845","2016-06-06T16:59:59.999",{"$f":"C3790+1/24","v":"2016-06-06T16:59:59.999"},2016,6,{"$f":"LOOKUP(E3791,Temperature!Q:Q,Temperature!R:R)","v":6},{"$f":"LOOKUP(E3791,Temperature!Q:Q,Temperature!S:S)","v":30},"2016-06-30",46.37,37.630000000000003,30.72,1.03,0,1200,46.37,-0.2,0.22879999999999995,-4.5759999999999995E-2,44.248108799999997,38.938335744,100,8.8496217599999998,8.8496217599999998,0,600,433.62901901760006,200,0,0,91.150378239999995,78,88.370980982399942,88.370980982399942,null,166.37098098239994,0,0,88.370980982399942,78,97.220602742399947,0]
["20160606:1845","2016-06-07T02:59:59.999","2016-06-07T02:59:59.999",2016,6,{"$f":"LOOKUP(E3801,Temperature!Q:Q,Temperature!R:R)","v":6},{"$f":"LOOKUP(E3801,Temperature!Q:Q,Temperature!S:S)","v":30},"2016-06-30",0,0,24.48,1.38,0,1200,0,-0.2,-2.0799999999999982E-2,4.1599999999999962E-3,0,0,100,0,0,0,600,522,200,0,0,100,78,0,0,null,78,0,0,0,78,0,0]
["20160607:0145","2016-06-07T09:59:59.999","2016-06-07T09:59:59.999",2016,6,{"$f":"LOOKUP(E3808,Temperature!Q:Q,Temperature!R:R)","v":6},{"$f":"LOOKUP(E3808,Temperature!Q:Q,Temperature!S:S)","v":30},"2016-06-30",569.66,36.67,28.22,1.45,0,1200,569.66,-0.2,0.12879999999999994,-2.5759999999999991E-2,554.98555839999995,488.38729139199995,100,110.99711167999999,100,10.997111679999989,600,427.32696075199999,200,10.997111679999989,0.65982670079999994,0,78,94.013212547200013,0,null,172.67303924800001,10.997111679999989,0.65982670079999994,0,183.01032422719999,100,0]
["20160607:0845","2016-06-07T16:59:59.999","2016-06-07T16:59:59.999",2016,6,{"$f":"LOOKUP(E3815,Temperature!Q:Q,Temperature!R:R)","v":6},{"$f":"LOOKUP(E3815,Temperature!Q:Q,Temperature!S:S)","v":30},"2016-06-30",402.67,37.659999999999997,29.86,2.14,0,1200,402.67,-0.2,0.19439999999999999,-3.8879999999999998E-2,387.01419040000002,340.57248755200004,100,77.402838079999995,77.402838079999995,0,600,272.68668104640005,200,0,0,22.597161920000005,78,249.31331895359995,22.597161920000005,null,327.31331895359995,0,0,22.597161920000005,304.71615703359993,100,0]
["20160607:1845","2016-06-08T02:59:59.999","2016-06-08T02:59:59.999",2016,6,{"$f":"LOOKUP(E3825,Temperature!Q:Q,Temperature!R:R)","v":6},{"$f":"LOOKUP(E3825,Temperature!Q:Q,Temperature!S:S)","v":30},"2016-06-30",0,0,25.59,1.52,0,1200,0,-0.2,2.3599999999999996E-2,-4.7199999999999994E-3,0,0,100,0,0,0,600,522,200,0,0,100,78,0,0,null,78,0,0,0,78,0,0]
["20160608:0145","2016-06-08T09:59:59.999","2016-06-08T09:59:59.999",2016,6,{"$f":"LOOKUP(E3832,Temperature!Q:Q,Temperature!R:R)","v":6},{"$f":"LOOKUP(E3832,Temperature!Q:Q,Temperature!S:S)","v":30},"2016-06-30",121.85,36.61,27.78,2.5499999999999998,0,1200,121.85,-0.2,0.11120000000000005,-2.224000000000001E-2,119.14005599999999,104.84324927999999,100,23.828011199999999,23.828011199999999,0,600,521.07646819839999,200,0,0,76.171988800000008,78,0.92353180159999226,0.92353180159999226,null,78.923531801599992,0,0,0.92353180159999226,78,24.751543001599991,0]
["20160608:0345","2016-06-08T11:59:59.999","2016-06-08T11:59:59.999",2016,6,{"$f":"LOOKUP(E3834,Temperature!Q:Q,Temperature!R:R)","v":6},{"$f":"LOOKUP(E3834,Temperature!Q:Q,Temperature!S:S)","v":30},"2016-06-30",820.05,62.69,29.81,2.69,0,1200,820.05,-0.2,0.19239999999999996,-3.8479999999999993E-2,788.49447599999996,693.87513888000001,100,157.69889520000001,100,57.69889520000001,600,444.96687185919995,200,57.69889520000001,3.4619337120000035,0,78,73.571194428800013,0,null,155.03312814080002,57.69889520000001,3.4619337120000035,0,209.27008962880004,100,0]
["20160608:1545","2016-06-08T23:59:59.999","2016-06-08T23:59:59.999",2016,6,{"$f":"LOOKUP(E3846,Temperature!Q:Q,Temperature!R:R)","v":6},{"$f":"LOOKUP(E3846,Temperature!Q:Q,Temperature!S:S)","v":30},"2016-06-30",0,0,25.49,1.31,0,1200,0,-0.2,1.9599999999999937E-2,-3.9199999999999877E-3,0,0,100,0,0,0,600,522,200,0,0,100,78,0,0,null,78,0,0,0,78,0,0]
["20160608:2045","2016-06-09T04:59:59.999","2016-06-09T04:59:59.999",2016,6,{"$f":"LOOKUP(E3851,Temperature!Q:Q,Temperature!R:R)","v":6},{"$f":"LOOKUP(E3851,Temperature!Q:Q,Temperature!S:S)","v":30},"2016-06-30",0,0,23.86,1.24,0,1200,0,-0.2,-4.5600000000000022E-2,9.1200000000000048E-3,0,0,100,0,0,0,600,522,200,0,0,100,78,0,0,null,78,0,0,0,78,0,0]
["20160609:0545","2016-06-09T13:59:59.999","2016-06-09T13:59:59.999",2016,6,{"$f":"LOOKUP(E3860,Temperature!Q:Q,Temperature!R:R)","v":6},{"$f":"LOOKUP(E3860,Temperature!Q:Q,Temperature!S:S)","v":30},"2016-06-30",982.57,72.709999999999994,32.479999999999997,2.2799999999999998,0,1200,982.57,-0.2,0.29919999999999985,-5.9839999999999977E-2,923.77301120000004,812.92024985600005,100,184.75460224,100,84.754602239999997,600,338.18215926400001,200,84.754602239999997,5.0852761344000044,0,78,178.73256460159999,0,null,261.81784073599999,84.754602239999997,5.0852761344000044,0,341.48716684160001,100,0]
["20160609:1445","2016-06-09T22:59:59.999","2016-06-09T22:59:59.999",2016,6,{"$f":"LOOKUP(E3869,Temperature!Q:Q,Temperature!R:R)","v":6},{"$f":"LOOKUP(E3869,Temperature!Q:Q,Temperature!S:S)","v":30},"2016-06-30",0,0,26.84,1.86,0,1200,0,-0.2,7.3599999999999999E-2,-1.472E-2,0,0,100,0,0,0,600,439.94271316800001,200,0,0,100,78,82.057286831999988,82.057286831999988,null,160.05728683199999,0,0,82.057286831999988,78,82.057286831999988,0]
["20160609:2245","2016-06-10T06:59:59.999","2016-06-10T06:59:59.999",2016,6,{"$f":"LOOKUP(E3877,Temperature!Q:Q,Temperature!R:R)","v":6},{"$f":"LOOKUP(E3877,Temperature!Q:Q,Temperature!S:S)","v":30},"2016-06-30",0,0,24.64,1.59,0,1200,0,-0.2,-1.4399999999999977E-2,2.8799999999999954E-3,0,0,100,0,0,0,600,522,200,0,0,100,78,0,0,null,78,0,0,0,78,0,0]
["20160610:0445","2016-06-10T12:59:59.999","2016-06-10T12:59:59.999",2016,6,{"$f":"LOOKUP(E3883,Temperature!Q:Q,Temperature!R:R)","v":6},{"$f":"LOOKUP(E3883,Temperature!Q:Q,Temperature!S:S)","v":30},"2016-06-30",960.96,72.12,32.99,2,0,1200,960.96,-0.2,0.31960000000000011,-6.3920000000000018E-2,899.53543680000007,791.59118438400003,100,179.90708735999999,100,79.907087359999991,600,344.18071707520005,200,79.907087359999991,4.7944252416000035,0,78,173.02485768319997,0,null,255.81928292479998,79.907087359999991,4.7944252416000035,0,330.93194504319996,100,0]
["20160610:1545","2016-06-10T23:59:59.999","2016-06-10T23:59:59.999",{"$f":"YEAR(B3894)","v":2016},6,{"$f":"LOOKUP(E3894,Temperature!Q:Q,Temperature!R:R)","v":6},{"$f":"LOOKUP(E3894,Temperature!Q:Q,Temperature!S:S)","v":30},"2016-06-30",0,0,27.38,1.31,0,1200,0,-0.2,9.5199999999999965E-2,-1.9039999999999994E-2,0,0,100,0,0,0,600,522,200,0,0,100,78,0,0,null,78,0,0,0,78,{"$f":"W3894+AL3894","v":0},0]
["20160610:1845","2016-06-11T02:59:59.999","2016-06-11T02:59:59.999",2016,6,{"$f":"LOOKUP(E3897,Temperature!Q:Q,Temperature!R:R)","v":6},{"$f":"LOOKUP(E3897,Temperature!Q:Q,Temperature!S:S)","v":30},"2016-06-30",0,0,26.27,1.38,0,1200,0,-0.2,5.0799999999999984E-2,-1.0159999999999997E-2,0,0,100,0,0,0,600,522,200,0,0,100,78,0,0,null,78,0,0,0,78,0,0]
["20160611:0045","2016-06-11T08:59:59.999","2016-06-11T08:59:59.999",2016,6,{"$f":"LOOKUP(E3903,Temperature!Q:Q,Temperature!R:R)","v":6},{"$f":"LOOKUP(E3903,Temperature!Q:Q,Temperature!S:S)","v":30},"2016-06-30",446.05,22.71,27.92,1.45,0,1200,446.05,-0.2,0.11680000000000007,-2.3360000000000016E-2,435.63027199999999,383.35463936000002,100,87.126054399999987,87.126054399999987,0,600,457.87090489600001,200,0,0,12.873945600000013,78,64.129095103999987,12.873945600000013,null,142.12909510399999,0,0,12.873945600000013,129.25514950399997,100,0]
["20160611:0945","2016-06-11T17:59:59.999","2016-06-11T17:59:59.999",2016,6,{"$f":"LOOKUP(E3912,Temperature!Q:Q,Temperature!R:R)","v":6},{"$f":"LOOKUP(E3912,Temperature!Q:Q,Temperature!S:S)","v":30},"2016-06-30",624.45000000000005,24.06,30.91,2.14,0,1200,624.45000000000005,-0.2,0.2364,-4.7280000000000003E-2,594.92600400000003,523.53488351999999,100,118.9852008,100,18.985200800000001,600,331.63301713280009,200,18.985200800000001,1.139112048000001,0,78,189.22787081919992,0,null,268.36698286719991,18.985200800000001,1.139112048000001,0,286.21307161919992,100,0]
["20160611:1745","2016-06-12T01:59:59.999","2016-06-12T01:59:59.999",2016,6,{"$f":"LOOKUP(E3920,Temperature!Q:Q,Temperature!R:R)","v":6},{"$f":"LOOKUP(E3920,Temperature!Q:Q,Temperature!S:S)","v":30},"2016-06-30",0,0,26.47,1.38,0,1200,0,-0.2,5.8799999999999956E-2,-1.1759999999999993E-2,0,0,100,0,0,0,600,522,200,0,0,100,78,0,0,null,78,0,0,0,78,0,0]
["20160612:0245","2016-06-12T10:59:59.999","2016-06-12T10:59:59.999",2016,6,{"$f":"LOOKUP(E3929,Temperature!Q:Q,Temperature!R:R)","v":6},{"$f":"LOOKUP(E3929,Temperature!Q:Q,Temperature!S:S)","v":30},"2016-06-30",837.68,49.82,30.41,3.1,0,1200,837.68,-0.2,0.21640000000000001,-4.3280000000000006E-2,801.42520960000002,705.25418444800005,100,160.28504192,100,60.285041919999998,600,515.86702670080001,200,60.285041919999998,3.6171025152000031,0,78,2.5158707840000001,0,null,84.132973299200003,60.285041919999998,3.6171025152000031,0,140.80091270400001,100,0]
["20160612:0745","2016-06-12T15:59:59.999","2016-06-12T15:59:59.999",2016,6,{"$f":"LOOKUP(E3934,Temperature!Q:Q,Temperature!R:R)","v":6},{"$f":"LOOKUP(E3934,Temperature!Q:Q,Temperature!S:S)","v":30},"2016-06-30",794.3,51.19,32.020000000000003,3.17,0,1200,794.3,-0.2,0.28080000000000011,-5.6160000000000022E-2,749.69211199999995,659.72905856,100,149.93842239999998,100,49.938422399999979,600,186.55364333439996,200,49.938422399999979,2.9963053440000014,0,78,332.45005132160003,0,null,413.44635666560004,49.938422399999979,2.9963053440000014,0,460.38847372160001,100,0]
["20160612:1945","2016-06-13T03:59:59.999","2016-06-13T03:59:59.999",2016,6,{"$f":"LOOKUP(E3946,Temperature!Q:Q,Temperature!R:R)","v":6},{"$f":"LOOKUP(E3946,Temperature!Q:Q,Temperature!S:S)","v":30},"2016-06-30",0,0,26.13,1.72,0,1200,0,-0.2,4.5199999999999962E-2,-9.0399999999999925E-3,0,0,100,0,0,0,600,522,200,0,0,100,78,0,0,null,78,0,0,0,78,0,0]
["20160613:0045","2016-06-13T08:59:59.999","2016-06-13T08:59:59.999",2016,6,{"$f":"LOOKUP(E3951,Temperature!Q:Q,Temperature!R:R)","v":6},{"$f":"LOOKUP(E3951,Temperature!Q:Q,Temperature!S:S)","v":30},"2016-06-30",70.02,22.62,26.79,3.1,0,1200,70.02,-0.2,7.1599999999999969E-2,-1.4319999999999994E-2,69.017313599999994,60.735235967999998,100,13.803462719999999,13.803462719999999,0,600,522,200,0,0,86.196537280000001,78,0,0,null,78,0,0,0,78,13.803462719999999,0]
["20160613:0445","2016-06-13T12:59:59.999","2016-06-13T12:59:59.999",2016,6,{"$f":"LOOKUP(E3955,Temperature!Q:Q,Temperature!R:R)","v":6},{"$f":"LOOKUP(E3955,Temperature!Q:Q,Temperature!S:S)","v":30},"2016-06-30",701.83,71.88,31.5,2.83,0,1200,701.83,-0.2,0.26,-5.2000000000000005E-2,665.33483999999999,585.4946592,100,133.066968,100,33.066968000000003,600,340.55974608320003,200,33.066968000000003,1.984018080000002,0,78,179.45623583679998,0,null,259.44025391679997,33.066968000000003,1.984018080000002,0,290.52320383679995,100,0]
["20160613:1445","2016-06-13T22:59:59.999","2016-06-13T22:59:59.999",2016,6,{"$f":"LOOKUP(E3965,Temperature!Q:Q,Temperature!R:R)","v":6},{"$f":"LOOKUP(E3965,Temperature!Q:Q,Temperature!S:S)","v":30},"2016-06-30",0,0,26.48,1.86,0,1200,0,-0.2,5.9200000000000016E-2,-1.1840000000000003E-2,0,0,100,0,0,0,600,522,200,0,0,100,78,0,0,null,78,0,0,0,78,0,0]
["20160613:2145","2016-06-14T05:59:59.999","2016-06-14T05:59:59.999",2016,6,{"$f":"LOOKUP(E3972,Temperature!Q:Q,Temperature!R:R)","v":6},{"$f":"LOOKUP(E3972,Temperature!Q:Q,Temperature!S:S)","v":30},"2016-06-30",0,0,25.21,1.31,0,1200,0,-0.2,8.4000000000000342E-3,-1.680000000000007E-3,0,0,100,0,0,0,600,522,200,0,0,100,78,0,0,null,78,0,0,0,78,0,0]
["20160614:0645","2016-06-14T14:59:59.999","2016-06-14T14:59:59.999",2016,6,{"$f":"LOOKUP(E3981,Temperature!Q:Q,Temperature!R:R)","v":6},{"$f":"LOOKUP(E3981,Temperature!Q:Q,Temperature!S:S)","v":30},"2016-06-30",739.17,63.59,30.82,2.97,0,1200,739.17,-0.2,0.23280000000000001,-4.6560000000000004E-2,704.75424479999992,620.18373542399991,100,140.95084895999997,100,40.950848959999973,600,230.2660620672001,200,40.950848959999973,2.4570509376000005,0,78,289.2768869951999,0,null,369.7339379327999,40.950848959999973,2.4570509376000005,0,408.22773595519988,100,0]
["20160614:1345","2016-06-14T21:59:59.999","2016-06-14T21:59:59.999",2016,6,{"$f":"LOOKUP(E3988,Temperature!Q:Q,Temperature!R:R)","v":6},{"$f":"LOOKUP(E3988,Temperature!Q:Q,Temperature!S:S)","v":30},"2016-06-30",0,0,26.94,1.52,0,1200,0,-0.2,7.7600000000000058E-2,-1.5520000000000013E-2,0,0,100,0,0,0,600,431.10872199360006,200,0,0,100,78,90.891278006399943,90.891278006399943,null,168.89127800639994,0,0,90.891278006399943,78,90.891278006399943,0]
["20160614:2345","2016-06-15T07:59:59.999","2016-06-15T07:59:59.999",2016,6,{"$f":"LOOKUP(E3998,Temperature!Q:Q,Temperature!R:R)","v":6},{"$f":"LOOKUP(E3998,Temperature!Q:Q,Temperature!S:S)","v":30},"2016-06-30",29.1,8.75,25.09,1.38,0,1200,29.1,-0.2,3.5999999999999943E-3,-7.1999999999999885E-4,29.079048,25.589562239999999,100,5.8158096000000006,5.8158096000000006,0,600,522,200,0,0,94.184190400000006,78,0,0,null,78,0,0,0,78,5.8158096000000006,0]
["20160615:0345","2016-06-15T11:59:59.999","2016-06-15T11:59:59.999",2016,6,{"$f":"LOOKUP(E4002,Temperature!Q:Q,Temperature!R:R)","v":6},{"$f":"LOOKUP(E4002,Temperature!Q:Q,Temperature!S:S)","v":30},"2016-06-30",945.1,62.17,30.38,2,0,1200,945.1,-0.2,0.21519999999999995,-4.3039999999999995E-2,904.42289600000004,795.89214848000006,100,180.88457920000002,100,80.884579200000019,600,468.94425830399996,200,80.884579200000019,4.8530747520000057,0,78,48.202666944000008,0,null,131.05574169600001,80.884579200000019,4.8530747520000057,0,207.08724614400003,100,0]
["20160615:1645","2016-06-16T00:59:59.999","2016-06-16T00:59:59.999",2016,6,{"$f":"LOOKUP(E4015,Temperature!Q:Q,Temperature!R:R)","v":6},{"$f":"LOOKUP(E4015,Temperature!Q:Q,Temperature!S:S)","v":30},"2016-06-30",0,0,25.18,1.72,0,1200,0,-0.2,7.1999999999999885E-3,-1.4399999999999977E-3,0,0,100,0,0,0,600,522,200,0,0,100,78,0,0,null,78,0,0,0,78,0,0]
["20160615:1745","2016-06-16T01:59:59.999","2016-06-16T01:59:59.999",2016,6,{"$f":"LOOKUP(E4016,Temperature!Q:Q,Temperature!R:R)","v":6},{"$f":"LOOKUP(E4016,Temperature!Q:Q,Temperature!S:S)","v":30},"2016-06-30",0,0,25.08,1.79,0,1200,0,-0.2,3.1999999999999316E-3,-6.3999999999998639E-4,0,0,100,0,0,0,600,522,200,0,0,100,78,0,0,null,78,0,0,0,78,0,0]
["20160616:0145","2016-06-16T09:59:59.999","2016-06-16T09:59:59.999",2016,6,{"$f":"LOOKUP(E4024,Temperature!Q:Q,Temperature!R:R)","v":6},{"$f":"LOOKUP(E4024,Temperature!Q:Q,Temperature!S:S)","v":30},"2016-06-30",787.82,36.18,27.52,1.79,0,1200,787.82,-0.2,0.10079999999999999,-2.0159999999999997E-2,771.93754880000006,679.30504294400009,100,154.38750976000003,100,54.387509760000029,600,522,200,54.387509760000029,3.2632505856000047,0,78,0,0,null,78,54.387509760000029,3.2632505856000047,0,129.12425917440004,100,0]
["20160616:1445","2016-06-16T22:59:59.999","2016-06-16T22:59:59.999",2016,6,{"$f":"LOOKUP(E4037,Temperature!Q:Q,Temperature!R:R)","v":6},{"$f":"LOOKUP(E4037,Temperature!Q:Q,Temperature!S:S)","v":30},"2016-06-30",0,0,25.27,1.66,0,1200,0,-0.2,1.0799999999999983E-2,-2.1599999999999966E-3,0,0,100,0,0,0,600,522,200,0,0,100,78,0,0,null,78,0,0,0,78,0,0]
["20160616:1845","2016-06-17T02:59:59.999","2016-06-17T02:59:59.999",2016,6,{"$f":"LOOKUP(E4041,Temperature!Q:Q,Temperature!R:R)","v":6},{"$f":"LOOKUP(E4041,Temperature!Q:Q,Temperature!S:S)","v":30},"2016-06-30",0,0,24.02,1.45,0,1200,0,-0.2,-3.920000000000002E-2,7.840000000000005E-3,0,0,100,0,0,0,600,522,200,0,0,100,78,0,0,null,78,0,0,0,78,0,0]
["20160617:0345","2016-06-17T11:59:59.999","2016-06-17T11:59:59.999",2016,6,{"$f":"LOOKUP(E4050,Temperature!Q:Q,Temperature!R:R)","v":6},{"$f":"LOOKUP(E4050,Temperature!Q:Q,Temperature!S:S)","v":30},"2016-06-30",364.16,62.05,25.06,1.72,0,1200,364.16,-0.2,2.399999999999949E-3,-4.7999999999998982E-4,363.9852032,320.30697881600003,100,72.797040640000006,72.797040640000006,0,600,522,200,0,0,27.202959359999994,78,0,0,null,78,0,0,0,78,72.797040640000006,0]
["20160617:1345","2016-06-17T21:59:59.999","2016-06-17T21:59:59.999",2016,6,{"$f":"LOOKUP(E4060,Temperature!Q:Q,Temperature!R:R)","v":6},{"$f":"LOOKUP(E4060,Temperature!Q:Q,Temperature!S:S)","v":30},"2016-06-30",0,0,25.02,2,0,1200,0,-0.2,7.9999999999998291E-4,-1.599999999999966E-4,0,0,100,0,0,0,600,522,200,0,0,100,78,0,0,null,78,0,0,0,78,0,0]
["20160617:2045","2016-06-18T04:59:59.999","2016-06-18T04:59:59.999",2016,6,{"$f":"LOOKUP(E4067,Temperature!Q:Q,Temperature!R:R)","v":6},{"$f":"LOOKUP(E4067,Temperature!Q:Q,Temperature!S:S)","v":30},"2016-06-30",0,0,23.67,0.9,0,1200,0,-0.2,-5.3199999999999935E-2,1.0639999999999988E-2,0,0,100,0,0,0,600,522,200,0,0,100,78,0,0,null,78,0,0,0,78,0,0]
["20160618:0345","2016-06-18T11:59:59.999","2016-06-18T11:59:59.999",2016,6,{"$f":"LOOKUP(E4074,Temperature!Q:Q,Temperature!R:R)","v":6},{"$f":"LOOKUP(E4074,Temperature!Q:Q,Temperature!S:S)","v":30},"2016-06-30",450.58,62,27.38,0.69,0,1200,450.58,-0.2,9.5199999999999965E-2,-1.9039999999999994E-2,442.00095679999998,388.96084198400001,100,88.400191359999994,88.400191359999994,0,600,512.91418078719994,200,0,0,11.599808640000006,78,9.0858192128000184,9.0858192128000184,null,87.085819212800018,0,0,9.0858192128000184,78,97.486010572800012,0]
["20160618:0545","2016-06-18T13:59:59.999","2016-06-18T13:59:59.999",2016,6,{"$f":"LOOKUP(E4076,Temperature!Q:Q,Temperature!R:R)","v":6},{"$f":"LOOKUP(E4076,Temperature!Q:Q,Temperature!S:S)","v":30},"2016-06-30",840.64,72.430000000000007,28.73,0.97,0,1200,840.64,-0.2,0.14920000000000003,-2.9840000000000005E-2,815.55530239999996,717.68866611199996,100,163.11106047999999,100,63.111060479999992,600,511.9539518368,200,63.111060479999992,3.7866636288000031,0,78,6.2593845343999952,0,null,88.046048163199998,63.111060479999992,3.7866636288000031,0,147.37044501439999,100,0]
["20160618:1345","2016-06-18T21:59:59.999","2016-06-18T21:59:59.999",2016,6,{"$f":"LOOKUP(E4084,Temperature!Q:Q,Temperature!R:R)","v":6},{"$f":"LOOKUP(E4084,Temperature!Q:Q,Temperature!S:S)","v":30},"2016-06-30",0,0,26.51,0.48,0,1200,0,-0.2,6.0400000000000065E-2,-1.2080000000000014E-2,0,0,100,0,0,0,600,522,200,0,0,100,78,0,0,null,78,0,0,0,78,0,0]
["20160618:2245","2016-06-19T06:59:59.999","2016-06-19T06:59:59.999",2016,6,{"$f":"LOOKUP(E4093,Temperature!Q:Q,Temperature!R:R)","v":6},{"$f":"LOOKUP(E4093,Temperature!Q:Q,Temperature!S:S)","v":30},"2016-06-30",0,0,23.1,0.9,0,1200,0,-0.2,-7.5999999999999943E-2,1.519999999999999E-2,0,0,100,0,0,0,600,522,200,0,0,100,78,0,0,null,78,0,0,0,78,0,0]
["20160619:1045","2016-06-19T18:59:59.999","2016-06-19T18:59:59.999",2016,6,{"$f":"LOOKUP(E4105,Temperature!Q:Q,Temperature!R:R)","v":6},{"$f":"LOOKUP(E4105,Temperature!Q:Q,Temperature!S:S)","v":30},"2016-06-30",18.190000000000001,10.66,24.9,0.97,0,1200,18.190000000000001,-0.2,-4.0000000000000565E-3,8.0000000000001131E-4,18.204552,16.02000576,100,3.6409103999999997,3.6409103999999997,0,600,493.62028858560001,200,0,0,96.359089600000004,78,28.379711414399992,28.379711414399992,null,106.37971141439999,0,0,28.379711414399992,78,32.020621814399995,0]
["20160619:1545","2016-06-19T23:59:59.999","2016-06-19T23:59:59.999",2016,6,{"$f":"LOOKUP(E4110,Temperature!Q:Q,Temperature!R:R)","v":6},{"$f":"LOOKUP(E4110,Temperature!Q:Q,Temperature!S:S)","v":30},"2016-06-30",0,0,23.63,0.9,0,1200,0,-0.2,-5.4800000000000043E-2,1.096000000000001E-2,0,0,100,0,0,0,600,{"$f":"Y4110-AI4110","v":522},200,0,0,100,78,0,0,null,{"$f":"AM4109","v":78},0,0,0,78,0,0]
["20160620:0045","2016-06-20T08:59:59.999","2016-06-20T08:59:59.999",2016,6,{"$f":"LOOKUP(E4119,Temperature!Q:Q,Temperature!R:R)","v":6},{"$f":"LOOKUP(E4119,Temperature!Q:Q,Temperature!S:S)","v":30},"2016-06-30",36.369999999999997,22.27,24.25,1.79,0,1200,36.369999999999997,-0.2,-0.03,6.0000000000000001E-3,36.58822,32.197633600000003,100,7.3176440000000005,7.3176440000000005,0,600,522,200,0,0,92.682355999999999,78,0,0,null,78,0,0,0,78,7.3176440000000005,0]
["20160620:0945","2016-06-20T17:59:59.999","2016-06-20T17:59:59.999",2016,6,{"$f":"LOOKUP(E4128,Temperature!Q:Q,Temperature!R:R)","v":6},{"$f":"LOOKUP(E4128,Temperature!Q:Q,Temperature!S:S)","v":30},"2016-06-30",113.44,24.47,26.64,1.38,0,1200,113.44,-0.2,6.5600000000000019E-2,-1.3120000000000005E-2,111.95166719999999,98.517467135999993,100,22.390333439999999,22.390333439999999,0,600,522,200,0,0,77.609666559999994,78,0,0,null,78,0,0,0,78,22.390333439999999,0]
["20160620:1745","2016-06-21T01:59:59.999","2016-06-21T01:59:59.999",2016,6,{"$f":"LOOKUP(E4136,Temperature!Q:Q,Temperature!R:R)","v":6},{"$f":"LOOKUP(E4136,Temperature!Q:Q,Temperature!S:S)","v":30},"2016-06-30",0,0,24.09,1.45,0,1200,0,-0.2,-3.6400000000000009E-2,7.2800000000000017E-3,0,0,100,0,0,0,600,522,200,0,0,100,78,0,0,null,78,0,0,0,78,0,0]
["20160620:2345","2016-06-21T07:59:59.999","2016-06-21T07:59:59.999",2016,6,{"$f":"LOOKUP(E4142,Temperature!Q:Q,Temperature!R:R)","v":6},{"$f":"LOOKUP(E4142,Temperature!Q:Q,Temperature!S:S)","v":30},"2016-06-30",335.89,8.4700000000000006,24.34,1.31,0,1200,335.89,-0.2,-2.6400000000000007E-2,5.2800000000000017E-3,337.66349919999999,297.14387929599997,100,67.532699840000006,67.532699840000006,0,600,522,200,0,0,32.467300159999994,78,0,0,null,78,0,0,0,78,67.532699840000006,0]
["20160621:0245","2016-06-21T10:59:59.999","2016-06-21T10:59:59.999",2016,6,{"$f":"LOOKUP(E4145,Temperature!Q:Q,Temperature!R:R)","v":6},{"$f":"LOOKUP(E4145,Temperature!Q:Q,Temperature!S:S)","v":30},"2016-06-30",302.67,49.33,28.36,1.59,0,1200,302.67,-0.2,0.13439999999999996,-2.6879999999999994E-2,294.53423040000001,259.19012275200004,100,58.906846080000001,58.906846080000001,0,600,463.05037407999998,200,0,0,41.093153919999999,78,58.949625919999988,41.093153919999999,null,136.94962591999999,0,0,41.093153919999999,95.856471999999997,100,0]
["20160621:1345","2016-06-21T21:59:59.999","2016-06-21T21:59:59.999",2016,6,{"$f":"LOOKUP(E4156,Temperature!Q:Q,Temperature!R:R)","v":6},{"$f":"LOOKUP(E4156,Temperature!Q:Q,Temperature!S:S)","v":30},"2016-06-30",0,0,25.48,1.59,0,1200,0,-0.2,1.9200000000000016E-2,-3.8400000000000031E-3,0,0,100,0,0,0,600,522,200,0,0,100,78,0,0,null,78,0,0,0,78,0,0]
["20160621:1945","2016-06-22T03:59:59.999","2016-06-22T03:59:59.999",2016,6,{"$f":"LOOKUP(E4162,Temperature!Q:Q,Temperature!R:R)","v":6},{"$f":"LOOKUP(E4162,Temperature!Q:Q,Temperature!S:S)","v":30},"2016-06-30",0,0,24.16,1.1000000000000001,0,1200,0,-0.2,-3.3599999999999991E-2,6.7199999999999985E-3,0,0,100,0,0,0,600,522,200,0,0,100,78,0,0,null,78,0,0,0,78,0,0]
["20160622:0345","2016-06-22T11:59:59.999","2016-06-22T11:59:59.999",2016,6,{"$f":"LOOKUP(E4170,Temperature!Q:Q,Temperature!R:R)","v":6},{"$f":"LOOKUP(E4170,Temperature!Q:Q,Temperature!S:S)","v":30},"2016-06-30",763.7,61.82,30.08,1.59,0,1200,763.7,-0.2,0.20319999999999994,-4.0639999999999989E-2,732.66323199999999,644.74364416000003,100,146.5326464,100,46.532646400000004,600,356.99484054080006,200,46.532646400000004,2.7919587840000029,0,78,162.21320067519997,0,null,243.00515945919997,46.532646400000004,2.7919587840000029,0,286.74584707519995,100,0]
["20160622:1245","2016-06-22T20:59:59.999","2016-06-22T20:59:59.999",2016,6,{"$f":"LOOKUP(E4179,Temperature!Q:Q,Temperature!R:R)","v":6},{"$f":"LOOKUP(E4179,Temperature!Q:Q,Temperature!S:S)","v":30},"2016-06-30",0,0,27.22,0.9,0,1200,0,-0.2,8.8799999999999948E-2,-1.7759999999999991E-2,0,0,100,0,0,0,600,378.10311141120019,200,0,0,100,78,143.89688858879981,100,null,221.89688858879981,0,0,100,121.89688858879981,100,0]
["20160622:2145","2016-06-23T05:59:59.999","2016-06-23T05:59:59.999",2016,6,{"$f":"LOOKUP(E4188,Temperature!Q:Q,Temperature!R:R)","v":6},{"$f":"LOOKUP(E4188,Temperature!Q:Q,Temperature!S:S)","v":30},"2016-06-30",0,0,25.53,1.66,0,1200,0,-0.2,2.1200000000000045E-2,-4.2400000000000094E-3,0,0,100,0,0,0,600,522,200,0,0,100,78,0,0,null,78,0,0,0,78,0,0]
["20160623:0245","2016-06-23T10:59:59.999","2016-06-23T10:59:59.999",2016,6,{"$f":"LOOKUP(E4193,Temperature!Q:Q,Temperature!R:R)","v":6},{"$f":"LOOKUP(E4193,Temperature!Q:Q,Temperature!S:S)","v":30},"2016-06-30",357.51,49.24,29.28,1.52,0,1200,357.51,-0.2,0.17120000000000005,-3.4240000000000013E-2,345.26885759999999,303.83659468799999,100,69.053771519999998,69.053771519999998,0,600,522,200,0,0,30.946228480000002,78,0,0,null,78,0,0,0,78,69.053771519999998,0]
["20160623:0645","2016-06-23T14:59:59.999","2016-06-23T14:59:59.999",2016,6,{"$f":"LOOKUP(E4197,Temperature!Q:Q,Temperature!R:R)","v":6},{"$f":"LOOKUP(E4197,Temperature!Q:Q,Temperature!S:S)","v":30},"2016-06-30",443.37,63.85,32.21,1.72,0,1200,443.37,-0.2,0.28840000000000005,-5.7680000000000009E-2,417.79641840000005,367.66084819200006,100,83.559283680000007,83.559283680000007,0,600,410.86479594880001,200,0,0,16.440716319999993,78,111.13520405119999,16.440716319999993,null,189.13520405119999,0,0,16.440716319999993,172.69448773120001,100,0]
["20160623:1945","2016-06-24T03:59:59.999","2016-06-24T03:59:59.999",2016,6,{"$f":"LOOKUP(E4210,Temperature!Q:Q,Temperature!R:R)","v":6},{"$f":"LOOKUP(E4210,Temperature!Q:Q,Temperature!S:S)","v":30},"2016-06-30",0,0,25.02,1.1000000000000001,0,1200,0,-0.2,7.9999999999998291E-4,-1.599999999999966E-4,0,0,100,0,0,0,600,522,200,0,0,100,78,0,0,null,78,0,0,0,78,0,0]
["20160623:2345","2016-06-24T07:59:59.999","2016-06-24T07:59:59.999",{"$f":"YEAR(B4214)","v":2016},6,{"$f":"LOOKUP(E4214,Temperature!Q:Q,Temperature!R:R)","v":6},{"$f":"LOOKUP(E4214,Temperature!Q:Q,Temperature!S:S)","v":30},"2016-06-30",50.01,8.33,25.16,0.9,0,1200,50.01,-0.2,6.4000000000000055E-3,-1.2800000000000012E-3,49.945987199999998,43.952468736,100,9.9891974399999999,9.9891974399999999,0,600,522,200,0,0,90.010802560000002,78,0,0,null,78,0,0,0,78,{"$f":"W4214+AL4214","v":9.9891974399999999},0]
["20160624:0945","2016-06-24T17:59:59.999","2016-06-24T17:59:59.999",2016,6,{"$f":"LOOKUP(E4224,Temperature!Q:Q,Temperature!R:R)","v":6},{"$f":"LOOKUP(E4224,Temperature!Q:Q,Temperature!S:S)","v":30},"2016-06-30",116.16,24.66,29.97,2.41,0,1200,116.16,-0.2,0.19879999999999995,-3.975999999999999E-2,111.54147839999999,98.156500991999991,100,22.308295680000001,22.308295680000001,0,600,522,200,0,0,77.691704319999999,78,0,0,null,78,0,0,0,78,22.308295680000001,0]
["20160624:1645","2016-06-25T00:59:59.999","2016-06-25T00:59:59.999",2016,6,{"$f":"LOOKUP(E4231,Temperature!Q:Q,Temperature!R:R)","v":6},{"$f":"LOOKUP(E4231,Temperature!Q:Q,Temperature!S:S)","v":30},"2016-06-30",0,0,25.97,0.9,0,1200,0,-0.2,3.8799999999999953E-2,-7.7599999999999909E-3,0,0,100,0,0,0,600,522,200,0,0,100,78,0,0,null,78,0,0,0,78,0,0]
["20160624:2345","2016-06-25T07:59:59.999","2016-06-25T07:59:59.999",2016,6,{"$f":"LOOKUP(E4238,Temperature!Q:Q,Temperature!R:R)","v":6},{"$f":"LOOKUP(E4238,Temperature!Q:Q,Temperature!S:S)","v":30},"2016-06-30",15.46,8.2799999999999994,25.55,0.34,0,1200,15.46,-0.2,2.200000000000003E-2,-4.4000000000000063E-3,15.391976000000001,13.544938880000002,100,3.0783952000000006,3.0783952000000006,0,600,{"$f":"Y4238-AI4238","v":522},200,0,0,96.921604799999997,78,0,0,null,{"$f":"AM4237","v":78},0,0,0,78,3.0783952000000006,0]
["20160625:0945","2016-06-25T17:59:59.999","2016-06-25T17:59:59.999",2016,6,{"$f":"LOOKUP(E4248,Temperature!Q:Q,Temperature!R:R)","v":6},{"$f":"LOOKUP(E4248,Temperature!Q:Q,Temperature!S:S)","v":30},"2016-06-30",415.79,24.71,31.84,0.69,0,1200,415.79,-0.2,0.27360000000000001,-5.4720000000000005E-2,393.03797120000002,345.87341465600002,100,78.607594240000012,78.607594240000012,0,600,192.37873349120014,200,0,0,21.392405759999988,78,329.62126650879986,21.392405759999988,null,407.62126650879986,0,0,21.392405759999988,386.22886074879989,100,0]
["20160625:1845","2016-06-26T02:59:59.999","2016-06-26T02:59:59.999",2016,6,{"$f":"LOOKUP(E4257,Temperature!Q:Q,Temperature!R:R)","v":6},{"$f":"LOOKUP(E4257,Temperature!Q:Q,Temperature!S:S)","v":30},"2016-06-30",0,0,25.74,1.17,0,1200,0,-0.2,2.9599999999999939E-2,-5.9199999999999878E-3,0,0,100,0,0,0,600,522,200,0,0,100,78,0,0,null,78,0,0,0,78,0,0]
["20160625:2245","2016-06-26T06:59:59.999","2016-06-26T06:59:59.999",2016,6,{"$f":"LOOKUP(E4261,Temperature!Q:Q,Temperature!R:R)","v":6},{"$f":"LOOKUP(E4261,Temperature!Q:Q,Temperature!S:S)","v":30},"2016-06-30",0,0,24.84,1.03,0,1200,0,-0.2,-6.4000000000000055E-3,1.2800000000000012E-3,0,0,100,0,0,0,600,522,200,0,0,100,78,0,0,null,78,0,0,0,78,0,0]
["20160626:0345","2016-06-26T11:59:59.999","2016-06-26T11:59:59.999",2016,6,{"$f":"LOOKUP(E4266,Temperature!Q:Q,Temperature!R:R)","v":6},{"$f":"LOOKUP(E4266,Temperature!Q:Q,Temperature!S:S)","v":30},"2016-06-30",868.86,61.69,31.96,2.62,0,1200,868.86,-0.2,0.27840000000000004,-5.5680000000000007E-2,820.4818752000001,722.02405017600006,100,164.09637504000003,100,64.096375040000027,600,449.21340112000001,200,64.096375040000027,3.845782502400005,0,78,68.940816377599987,0,null,150.78659887999999,64.096375040000027,3.845782502400005,0,211.03719141760001,100,0]
["20160626:1245","2016-06-26T20:59:59.999","2016-06-26T20:59:59.999",2016,6,{"$f":"LOOKUP(E4275,Temperature!Q:Q,Temperature!R:R)","v":6},{"$f":"LOOKUP(E4275,Temperature!Q:Q,Temperature!S:S)","v":30},"2016-06-30",0,0,27.7,1.17,0,1200,0,-0.2,0.10799999999999997,-2.1599999999999994E-2,0,0,100,0,0,0,600,522,200,0,0,100,78,0,0,null,78,0,0,0,78,0,0]
["20160626:2045","2016-06-27T04:59:59.999","2016-06-27T04:59:59.999",2016,6,{"$f":"LOOKUP(E4283,Temperature!Q:Q,Temperature!R:R)","v":6},{"$f":"LOOKUP(E4283,Temperature!Q:Q,Temperature!S:S)","v":30},"2016-06-30",0,0,25.31,1.1000000000000001,0,1200,0,-0.2,1.2399999999999949E-2,-2.47999999999999E-3,0,0,100,0,0,0,600,522,200,0,0,100,78,0,0,null,78,0,0,0,78,0,0]
["20160627:0245","2016-06-27T10:59:59.999","2016-06-27T10:59:59.999",2016,6,{"$f":"LOOKUP(E4289,Temperature!Q:Q,Temperature!R:R)","v":6},{"$f":"LOOKUP(E4289,Temperature!Q:Q,Temperature!S:S)","v":30},"2016-06-30",429.04,49.09,31.07,2,0,1200,429.04,-0.2,0.24280000000000002,-4.8560000000000006E-2,408.20581759999999,359.221119488,100,81.641163520000006,81.641163520000006,0,600,493.47881929599998,200,0,0,18.358836479999994,78,28.521180703999988,18.358836479999994,null,106.52118070399999,0,0,18.358836479999994,88.162344223999995,100,0]
["20160627:1345","2016-06-27T21:59:59.999","2016-06-27T21:59:59.999",2016,6,{"$f":"LOOKUP(E4300,Temperature!Q:Q,Temperature!R:R)","v":6},{"$f":"LOOKUP(E4300,Temperature!Q:Q,Temperature!S:S)","v":30},"2016-06-30",0,0,27.54,0.55000000000000004,0,1200,0,-0.2,0.10159999999999997,-2.0319999999999994E-2,0,0,100,0,0,0,600,522,200,0,0,100,78,0,0,null,78,0,0,0,78,0,0]
["20160627:1945","2016-06-28T03:59:59.999","2016-06-28T03:59:59.999",2016,6,{"$f":"LOOKUP(E4306,Temperature!Q:Q,Temperature!R:R)","v":6},{"$f":"LOOKUP(E4306,Temperature!Q:Q,Temperature!S:S)","v":30},"2016-06-30",0,0,25.55,1.52,0,1200,0,-0.2,2.200000000000003E-2,-4.4000000000000063E-3,0,0,100,0,0,0,600,522,200,0,0,100,78,0,0,null,78,0,0,0,78,0,0]
["20160628:0645","2016-06-28T14:59:59.999","2016-06-28T14:59:59.999",2016,6,{"$f":"LOOKUP(E4317,Temperature!Q:Q,Temperature!R:R)","v":6},{"$f":"LOOKUP(E4317,Temperature!Q:Q,Temperature!S:S)","v":30},"2016-06-30",234.6,64.12,29.57,1.45,0,1200,234.6,-0.2,0.18280000000000002,-3.6560000000000002E-2,226.02302399999999,198.90026111999998,100,45.204604799999998,45.204604799999998,0,600,522,200,0,0,54.795395200000002,78,0,0,null,78,0,0,0,78,45.204604799999998,0]
["20160628:0745","2016-06-28T15:59:59.999","2016-06-28T15:59:59.999",2016,6,{"$f":"LOOKUP(E4318,Temperature!Q:Q,Temperature!R:R)","v":6},{"$f":"LOOKUP(E4318,Temperature!Q:Q,Temperature!S:S)","v":30},"2016-06-30",235.64,51.87,29.88,1.86,0,1200,235.64,-0.2,0.19519999999999996,-3.9039999999999991E-2,226.44061439999999,199.267740672,100,45.288122879999996,45.288122879999996,0,600,522,200,0,0,54.711877120000004,78,0,0,null,78,0,0,0,78,45.288122879999996,0]
["20160628:1545","2016-06-28T23:59:59.999","2016-06-28T23:59:59.999",2016,6,{"$f":"LOOKUP(E4326,Temperature!Q:Q,Temperature!R:R)","v":6},{"$f":"LOOKUP(E4326,Temperature!Q:Q,Temperature!S:S)","v":30},"2016-06-30",0,0,25.98,0.9,0,1200,0,-0.2,3.920000000000002E-2,-7.840000000000005E-3,0,0,100,0,0,0,600,522,200,0,0,100,78,0,0,null,78,0,0,0,78,0,0]
["20160629:0045","2016-06-29T08:59:59.999","2016-06-29T08:59:59.999",2016,6,{"$f":"LOOKUP(E4335,Temperature!Q:Q,Temperature!R:R)","v":6},{"$f":"LOOKUP(E4335,Temperature!Q:Q,Temperature!S:S)","v":30},"2016-06-30",134.13,21.85,27.41,0.97,0,1200,134.13,-0.2,9.64E-2,-1.9280000000000002E-2,131.54397359999999,115.75869676799999,100,26.308794719999998,26.308794719999998,0,600,522,200,0,0,73.691205280000005,78,0,0,null,78,0,0,0,78,26.308794719999998,0]
["20160629:0845",{"$f":"C4343","v":"2016-06-29T16:59:59.999"},"2016-06-29T16:59:59.999",2016,{"$f":"MONTH(B4343)","v":6},{"$f":"LOOKUP(E4343,Temperature!Q:Q,Temperature!R:R)","v":6},{"$f":"LOOKUP(E4343,Temperature!Q:Q,Temperature!S:S)","v":30},{"$f":"DATE(D4343,F4343,G4343)","v":"2016-06-30"},62.74,38.590000000000003,29.22,1.1000000000000001,0,{"$f":"N4342","v":1200},{"$f":"IF(I4343>N4343,1000,I4343)","v":62.74},{"$f":"$P$6","v":-0.2},{"$f":"(K4343-$Q$6)/$Q$6","v":0.16879999999999995},{"$f":"P4343*Q4343","v":-3.3759999999999991E-2},{"$f":"O4343*(1+R4343)","v":60.621897600000004},{"$f":"S4343*(1-$T$6)","v":53.347269888000007},{"$f":"$U$6","v":100},{"$f":"$V$6*S4343/1000","v":12.12437952},{"$f":"MIN(V4343,U4343)","v":12.12437952},{"$f":"V4343-W4343","v":0},{"$f":"$Y$6","v":600},522,{"$f":"$AA$6","v":200},{"$f":"MIN(AA4343,Z4343,X4343)","v":0},{"$f":"(1-$AC$6)*AB4343","v":0},{"$f":"U4343-W4343","v":87.875620479999995},{"$f":"MAX($Y$13*($AE$6),0)","v":78},{"$f":"MAX(AI4343-AE4343-AC4343,0)","v":0},{"$f":"MIN($AG$6,AF4343,AD4343)","v":0},null,78,{"$f":"AB4343","v":0},{"$f":"AC4343","v":0},{"$f":"AG4343","v":0},{"$f":"AI4343+AJ4343-AL4343-AK4343","v":78},12.12437952,{"$f":"V4343-W4343-AJ4343","v":0}]
["20160629:1745","2016-06-30T01:59:59.999","2016-06-30T01:59:59.999",2016,6,{"$f":"LOOKUP(E4352,Temperature!Q:Q,Temperature!R:R)","v":6},{"$f":"LOOKUP(E4352,Temperature!Q:Q,Temperature!S:S)","v":30},"2016-06-30",0,0,25.05,1.17,0,1200,0,-0.2,2.0000000000000282E-3,-4.0000000000000566E-4,0,0,100,0,0,0,600,522,200,0,0,100,78,0,0,null,78,0,0,0,78,0,0]
["20160629:2245","2016-06-30T06:59:59.999","2016-06-30T06:59:59.999",2016,6,{"$f":"LOOKUP(E4357,Temperature!Q:Q,Temperature!R:R)","v":6},{"$f":"LOOKUP(E4357,Temperature!Q:Q,Temperature!S:S)","v":30},"2016-06-30",0,0,24.21,0.83,0,1200,0,-0.2,-3.1599999999999968E-2,6.319999999999994E-3,0,0,100,0,0,0,600,522,200,0,0,100,78,0,0,null,78,0,0,0,78,0,0]
["20160630:1045","2016-06-30T18:59:59.999","2016-06-30T18:59:59.999",2016,6,{"$f":"LOOKUP(E4369,Temperature!Q:Q,Temperature!R:R)","v":6},{"$f":"LOOKUP(E4369,Temperature!Q:Q,Temperature!S:S)","v":30},"2016-06-30",229.37,11.17,28.63,1.31,0,1200,229.37,-0.2,0.14519999999999997,-2.9039999999999996E-2,222.70909520000001,195.98400377600001,100,44.54181904,44.54181904,0,600,522,200,0,0,55.45818096,78,0,0,null,78,0,0,0,78,44.54181904,0]
["20160630:1245","2016-06-30T20:59:59.999","2016-06-30T20:59:59.999",2016,6,{"$f":"LOOKUP(E4371,Temperature!Q:Q,Temperature!R:R)","v":6},{"$f":"LOOKUP(E4371,Temperature!Q:Q,Temperature!S:S)","v":30},"2016-06-30",0,0,27.3,0.9,0,1200,0,-0.2,9.2000000000000026E-2,-1.8400000000000007E-2,0,0,100,0,0,0,600,522,200,0,0,100,78,0,0,null,78,0,0,0,78,0,0]
["20160630:1945","2016-07-01T03:59:59.999","2016-07-01T03:59:59.999",2016,7,{"$f":"LOOKUP(E4378,Temperature!Q:Q,Temperature!R:R)","v":9},{"$f":"LOOKUP(E4378,Temperature!Q:Q,Temperature!S:S)","v":30},"2016-09-30",0,0,24.88,0.55000000000000004,0,1200,0,-0.2,-4.8000000000000395E-3,9.6000000000000794E-4,0,0,100,0,0,0,600,522,200,0,0,100,78,0,0,null,78,0,0,0,78,0,0]
["20160701:0445","2016-07-01T12:59:59.999","2016-07-01T12:59:59.999",2016,7,{"$f":"LOOKUP(E4387,Temperature!Q:Q,Temperature!R:R)","v":9},{"$f":"LOOKUP(E4387,Temperature!Q:Q,Temperature!S:S)","v":30},"2016-09-30",953.47,71.55,32.18,1.03,0,1200,953.47,-0.2,0.28720000000000001,-5.7440000000000005E-2,898.70268320000002,790.85836121600005,100,179.74053664000002,100,79.740536640000016,600,368.32907493120001,200,79.740536640000016,4.7844321984000056,0,78,148.88649287039996,0,null,231.67092506879996,79.740536640000016,4.7844321984000056,0,306.62702951039995,100,0]
["20160701:1145","2016-07-01T19:59:59.999","2016-07-01T19:59:59.999",2016,7,{"$f":"LOOKUP(E4394,Temperature!Q:Q,Temperature!R:R)","v":9},{"$f":"LOOKUP(E4394,Temperature!Q:Q,Temperature!S:S)","v":30},"2016-09-30",0,0,29.32,0.55000000000000004,0,1200,0,-0.2,0.17280000000000001,-3.456E-2,0,0,100,0,0,0,600,219.41505337600017,200,0,0,100,78,302.58494662399983,100,null,380.58494662399983,0,0,100,280.58494662399983,100,0]
["20160701:2145","2016-07-02T05:59:59.999","2016-07-02T05:59:59.999",2016,7,{"$f":"LOOKUP(E4404,Temperature!Q:Q,Temperature!R:R)","v":9},{"$f":"LOOKUP(E4404,Temperature!Q:Q,Temperature!S:S)","v":30},"2016-09-30",0,0,24.97,0.83,0,1200,0,-0.2,-1.2000000000000454E-3,2.4000000000000909E-4,0,0,100,0,0,0,600,522,200,0,0,100,78,0,0,null,78,0,0,0,78,0,0]
["20160702:0845","2016-07-02T16:59:59.999","2016-07-02T16:59:59.999",2016,7,{"$f":"LOOKUP(E4415,Temperature!Q:Q,Temperature!R:R)","v":9},{"$f":"LOOKUP(E4415,Temperature!Q:Q,Temperature!S:S)","v":30},"2016-09-30",511.53,38.76,32.93,1.03,0,1200,511.53,-0.2,0.31719999999999998,-6.3439999999999996E-2,479.07853679999999,421.58911238399998,100,95.815707360000005,95.815707360000005,0,600,192.50799151680002,200,0,0,4.1842926399999953,78,329.49200848319998,4.1842926399999953,null,407.49200848319998,0,0,4.1842926399999953,403.30771584319996,100,0]
["20160702:1445","2016-07-02T22:59:59.999","2016-07-02T22:59:59.999",2016,7,{"$f":"LOOKUP(E4421,Temperature!Q:Q,Temperature!R:R)","v":9},{"$f":"LOOKUP(E4421,Temperature!Q:Q,Temperature!S:S)","v":30},"2016-09-30",0,0,27.29,0.9,0,1200,0,-0.2,9.1599999999999959E-2,-1.8319999999999993E-2,0,0,100,0,0,0,600,522,200,0,0,100,78,0,0,null,78,0,0,0,78,0,0]
["20160702:2245","2016-07-03T06:59:59.999","2016-07-03T06:59:59.999",2016,7,{"$f":"LOOKUP(E4429,Temperature!Q:Q,Temperature!R:R)","v":9},{"$f":"LOOKUP(E4429,Temperature!Q:Q,Temperature!S:S)","v":30},"2016-09-30",0,0,24.81,0.76,0,1200,0,-0.2,-7.6000000000000512E-3,1.5200000000000103E-3,0,0,100,0,0,0,600,522,200,0,0,100,78,0,0,null,78,0,0,0,78,0,0]
["20160703:0745","2016-07-03T15:59:59.999","2016-07-03T15:59:59.999",2016,7,{"$f":"LOOKUP(E4438,Temperature!Q:Q,Temperature!R:R)","v":9},{"$f":"LOOKUP(E4438,Temperature!Q:Q,Temperature!S:S)","v":30},"2016-09-30",928.4,52.18,33.82,1.03,0,1200,928.4,-0.2,0.3528,-7.0559999999999998E-2,862.89209600000004,759.34504448000007,100,172.57841920000001,100,72.578419200000013,600,217.58974440640003,200,72.578419200000013,4.3547051520000046,0,78,300.05555044159996,0,null,382.41025559359997,72.578419200000013,4.3547051520000046,0,450.6339696416,100,0]
["20160703:0845","2016-07-03T16:59:59.999","2016-07-03T16:59:59.999",2016,7,{"$f":"LOOKUP(E4439,Temperature!Q:Q,Temperature!R:R)","v":9},{"$f":"LOOKUP(E4439,Temperature!Q:Q,Temperature!S:S)","v":30},"2016-09-30",911.16,38.81,33.51,1.17,0,1200,911.16,-0.2,0.34039999999999992,-6.8079999999999988E-2,849.12822719999997,747.232839936,100,169.82564543999999,100,69.825645439999988,600,149.3660303584,200,69.825645439999988,4.189538726400003,0,78,368.44443091519997,0,null,450.6339696416,69.825645439999988,4.189538726400003,0,516.27007635519999,100,0]
["20160703:1645","2016-07-04T00:59:59.999","2016-07-04T00:59:59.999",2016,7,{"$f":"LOOKUP(E4447,Temperature!Q:Q,Temperature!R:R)","v":9},{"$f":"LOOKUP(E4447,Temperature!Q:Q,Temperature!S:S)","v":30},"2016-09-30",0,0,26.93,0.76,0,1200,0,-0.2,7.7199999999999991E-2,-1.5439999999999999E-2,0,0,100,0,0,0,600,522,200,0,0,100,78,0,0,null,78,0,0,0,78,0,0]
["20160704:0145","2016-07-04T09:59:59.999","2016-07-04T09:59:59.999",2016,7,{"$f":"LOOKUP(E4456,Temperature!Q:Q,Temperature!R:R)","v":9},{"$f":"LOOKUP(E4456,Temperature!Q:Q,Temperature!S:S)","v":30},"2016-09-30",628.20000000000005,35.409999999999997,27.67,0.62,0,1200,628.20000000000005,-0.2,0.10680000000000006,-2.1360000000000014E-2,614.78164800000002,541.00785024000004,100,122.9563296,100,22.956329600000004,600,522,200,22.956329600000004,1.3773797760000015,0,78,0,0,null,78,22.956329600000004,1.3773797760000015,0,99.578949824000006,100,0]
["20160704:0745","2016-07-04T15:59:59.999","2016-07-04T15:59:59.999",2016,7,{"$f":"LOOKUP(E4462,Temperature!Q:Q,Temperature!R:R)","v":9},{"$f":"LOOKUP(E4462,Temperature!Q:Q,Temperature!S:S)","v":30},"2016-09-30",414.84,52.25,33.35,1.24,0,1200,414.84,-0.2,0.33400000000000007,-6.6800000000000012E-2,387.12868800000001,340.67324544000002,100,77.425737600000005,77.425737600000005,0,600,182.49402999039995,200,0,0,22.574262399999995,78,339.50597000960005,22.574262399999995,null,417.50597000960005,0,0,22.574262399999995,394.93170760960004,100,0]
["20160704:1845","2016-07-05T02:59:59.999","2016-07-05T02:59:59.999",2016,7,{"$f":"LOOKUP(E4473,Temperature!Q:Q,Temperature!R:R)","v":9},{"$f":"LOOKUP(E4473,Temperature!Q:Q,Temperature!S:S)","v":30},"2016-09-30",0,0,26.59,0.34,0,1200,0,-0.2,6.359999999999999E-2,-1.2719999999999999E-2,0,0,100,0,0,0,600,522,200,0,0,100,78,0,0,null,78,0,0,0,78,0,0]
["20160705:0445","2016-07-05T12:59:59.999","2016-07-05T12:59:59.999",2016,7,{"$f":"LOOKUP(E4483,Temperature!Q:Q,Temperature!R:R)","v":9},{"$f":"LOOKUP(E4483,Temperature!Q:Q,Temperature!S:S)","v":30},"2016-09-30",952.45,71.73,31.06,2.34,0,1200,952.45,-0.2,0.24239999999999995,-4.8479999999999995E-2,906.27522400000009,797.5221971200001,100,181.25504480000004,100,81.255044800000036,600,403.9018909344,200,81.255044800000036,4.8753026880000068,0,78,113.22280637759999,0,null,196.0981090656,81.255044800000036,4.8753026880000068,0,272.47785117759997,100,0]
["20160705:1145","2016-07-05T19:59:59.999","2016-07-05T19:59:59.999",2016,7,{"$f":"LOOKUP(E4490,Temperature!Q:Q,Temperature!R:R)","v":9},{"$f":"LOOKUP(E4490,Temperature!Q:Q,Temperature!S:S)","v":30},"2016-09-30",0,0,27.93,2.0699999999999998,0,1200,0,-0.2,0.11719999999999998,-2.3439999999999999E-2,0,0,100,0,0,0,600,175.18126234240003,200,0,0,100,78,346.81873765759997,100,null,424.81873765759997,0,0,100,324.81873765759997,100,0]
["20160705:1845","2016-07-06T02:59:59.999","2016-07-06T02:59:59.999",2016,7,{"$f":"LOOKUP(E4497,Temperature!Q:Q,Temperature!R:R)","v":9},{"$f":"LOOKUP(E4497,Temperature!Q:Q,Temperature!S:S)","v":30},"2016-09-30",0,0,25.71,1.45,0,1200,0,-0.2,2.8400000000000033E-2,-5.6800000000000071E-3,0,0,100,0,0,0,600,522,200,0,0,100,78,0,0,null,78,0,0,0,78,0,0]
["20160705:2045","2016-07-06T04:59:59.999","2016-07-06T04:59:59.999",2016,7,{"$f":"LOOKUP(E4499,Temperature!Q:Q,Temperature!R:R)","v":9},{"$f":"LOOKUP(E4499,Temperature!Q:Q,Temperature!S:S)","v":30},"2016-09-30",0,0,25.43,1.17,0,1200,0,-0.2,1.719999999999999E-2,-3.4399999999999982E-3,0,0,100,0,0,0,600,522,200,0,0,100,78,0,0,null,78,0,0,0,78,0,0]
["20160706:0545","2016-07-06T13:59:59.999","2016-07-06T13:59:59.999",2016,7,{"$f":"LOOKUP(E4508,Temperature!Q:Q,Temperature!R:R)","v":9},{"$f":"LOOKUP(E4508,Temperature!Q:Q,Temperature!S:S)","v":30},"2016-09-30",522.74,73.38,32.04,1.59,0,1200,522.74,-0.2,0.28159999999999996,-5.6319999999999995E-2,493.29928319999999,434.10336921599998,100,98.659856640000001,98.659856640000001,0,600,522,200,0,0,1.340143359999999,78,0,0,null,78,0,0,0,78,98.659856640000001,0]
["20160706:1745","2016-07-07T01:59:59.999","2016-07-07T01:59:59.999",2016,7,{"$f":"LOOKUP(E4520,Temperature!Q:Q,Temperature!R:R)","v":9},{"$f":"LOOKUP(E4520,Temperature!Q:Q,Temperature!S:S)","v":30},"2016-09-30",0,0,24.41,1.79,0,1200,0,-0.2,-2.3599999999999996E-2,4.7199999999999994E-3,0,0,100,0,0,0,600,522,200,0,0,100,78,0,0,null,78,0,0,0,78,0,0]
["20160706:2245","2016-07-07T06:59:59.999","2016-07-07T06:59:59.999",2016,7,{"$f":"LOOKUP(E4525,Temperature!Q:Q,Temperature!R:R)","v":9},{"$f":"LOOKUP(E4525,Temperature!Q:Q,Temperature!S:S)","v":30},"2016-09-30",0,0,24.35,1.72,0,1200,0,-0.2,-2.5999999999999943E-2,5.1999999999999894E-3,0,0,100,0,0,0,600,522,200,0,0,100,78,0,0,null,78,0,0,0,78,0,0]
["20160707:0745","2016-07-07T15:59:59.999","2016-07-07T15:59:59.999",{"$f":"YEAR(B4534)","v":2016},7,{"$f":"LOOKUP(E4534,Temperature!Q:Q,Temperature!R:R)","v":9},{"$f":"LOOKUP(E4534,Temperature!Q:Q,Temperature!S:S)","v":30},"2016-09-30",794.92,52.45,28.98,3.52,0,1200,794.92,-0.2,0.15920000000000001,-3.184E-2,769.60974720000002,677.25657753600001,100,153.92194943999999,100,53.921949439999992,600,309.47611017920002,200,53.921949439999992,3.2353169664000023,0,78,209.28857285439997,0,null,290.52388982079998,53.921949439999992,3.2353169664000023,0,341.21052229439999,{"$f":"W4534+AL4534","v":100},0]
["20160707:1545","2016-07-07T23:59:59.999","2016-07-07T23:59:59.999",2016,7,{"$f":"LOOKUP(E4542,Temperature!Q:Q,Temperature!R:R)","v":9},{"$f":"LOOKUP(E4542,Temperature!Q:Q,Temperature!S:S)","v":30},"2016-09-30",0,0,25.79,1.38,0,1200,0,-0.2,3.1599999999999968E-2,-6.319999999999994E-3,0,0,100,0,0,0,600,522,200,0,0,100,78,0,0,null,78,0,0,0,78,0,0]
["20160707:2145","2016-07-08T05:59:59.999","2016-07-08T05:59:59.999",2016,7,{"$f":"LOOKUP(E4548,Temperature!Q:Q,Temperature!R:R)","v":9},{"$f":"LOOKUP(E4548,Temperature!Q:Q,Temperature!S:S)","v":30},"2016-09-30",0,0,24.58,1.79,0,1200,0,-0.2,-1.6800000000000068E-2,3.360000000000014E-3,0,0,100,0,0,0,600,522,200,0,0,100,78,0,0,null,78,0,0,0,78,0,0]
["20160708:0845","2016-07-08T16:59:59.999",{"$f":"C4558+1/24","v":"2016-07-08T16:59:59.999"},2016,7,{"$f":"LOOKUP(E4559,Temperature!Q:Q,Temperature!R:R)","v":9},{"$f":"LOOKUP(E4559,Temperature!Q:Q,Temperature!S:S)","v":30},"2016-09-30",632.83000000000004,39.090000000000003,27.69,1.86,0,1200,632.83000000000004,-0.2,0.10760000000000006,-2.1520000000000011E-2,619.2114984000001,544.9061185920001,100,123.84229968000002,100,23.842299680000025,600,480.58200876799998,200,23.842299680000025,1.4305379808000027,0,78,39.987453251200002,0,null,119.41799123200001,23.842299680000025,1.4305379808000027,0,141.82975293120001,100,0]
["20160708:1445","2016-07-08T22:59:59.999","2016-07-08T22:59:59.999",2016,7,{"$f":"LOOKUP(E4565,Temperature!Q:Q,Temperature!R:R)","v":9},{"$f":"LOOKUP(E4565,Temperature!Q:Q,Temperature!S:S)","v":30},"2016-09-30",0,0,25.61,1.17,0,1200,0,-0.2,2.4399999999999977E-2,-4.8799999999999955E-3,0,0,100,0,0,0,600,522,200,0,0,100,78,0,0,null,78,0,0,0,78,0,0]
["20160708:1745","2016-07-09T01:59:59.999","2016-07-09T01:59:59.999",2016,7,{"$f":"LOOKUP(E4568,Temperature!Q:Q,Temperature!R:R)","v":9},{"$f":"LOOKUP(E4568,Temperature!Q:Q,Temperature!S:S)","v":30},"2016-09-30",0,0,24.43,0.9,0,1200,0,-0.2,-2.2800000000000011E-2,4.5600000000000024E-3,0,0,100,0,0,0,600,522,200,0,0,100,78,0,0,null,78,0,0,0,78,0,0]
["20160709:0245","2016-07-09T10:59:59.999","2016-07-09T10:59:59.999",2016,7,{"$f":"LOOKUP(E4577,Temperature!Q:Q,Temperature!R:R)","v":9},{"$f":"LOOKUP(E4577,Temperature!Q:Q,Temperature!S:S)","v":30},"2016-09-30",665.81,48.88,30.13,2.62,0,1200,665.81,-0.2,0.20519999999999997,-4.1039999999999993E-2,638.48515759999998,561.866938688,100,127.69703152,100,27.697031519999996,600,488.32667478399998,200,27.697031519999996,1.6618218912000011,0,78,32.01150332480001,0,null,111.67332521600001,27.697031519999996,1.6618218912000011,0,137.70853484480003,100,0]
["20160709:1045","2016-07-09T18:59:59.999","2016-07-09T18:59:59.999",2016,7,{"$f":"LOOKUP(E4585,Temperature!Q:Q,Temperature!R:R)","v":9},{"$f":"LOOKUP(E4585,Temperature!Q:Q,Temperature!S:S)","v":30},"2016-09-30",277.85000000000002,11.49,29.49,1.86,0,1200,277.85000000000002,-0.2,0.17959999999999993,-3.5919999999999987E-2,267.86962800000003,235.72527264000004,100,53.57392560000001,53.57392560000001,0,600,150.12056911040003,200,0,0,46.42607439999999,78,371.87943088959997,46.42607439999999,null,449.87943088959997,0,0,46.42607439999999,403.45335648959997,100,0]
["20160709:1945","2016-07-10T03:59:59.999","2016-07-10T03:59:59.999",2016,7,{"$f":"LOOKUP(E4594,Temperature!Q:Q,Temperature!R:R)","v":9},{"$f":"LOOKUP(E4594,Temperature!Q:Q,Temperature!S:S)","v":30},"2016-09-30",0,0,25.84,2,0,1200,0,-0.2,3.3599999999999991E-2,-6.7199999999999985E-3,0,0,100,0,0,0,600,522,200,0,0,100,78,0,0,null,78,0,0,0,78,0,0]
["20160710:0345","2016-07-10T11:59:59.999","2016-07-10T11:59:59.999",2016,7,{"$f":"LOOKUP(E4602,Temperature!Q:Q,Temperature!R:R)","v":9},{"$f":"LOOKUP(E4602,Temperature!Q:Q,Temperature!S:S)","v":30},"2016-09-30",429.4,61.75,31.03,3.03,0,1200,429.4,-0.2,0.24120000000000005,-4.8240000000000012E-2,408.68574399999994,359.64345471999997,100,81.7371488,81.7371488,0,600,522,200,0,0,18.2628512,78,0,0,null,78,0,0,0,78,81.7371488,0]
["20160710:1245","2016-07-10T20:59:59.999","2016-07-10T20:59:59.999",2016,7,{"$f":"LOOKUP(E4611,Temperature!Q:Q,Temperature!R:R)","v":9},{"$f":"LOOKUP(E4611,Temperature!Q:Q,Temperature!S:S)","v":30},"2016-09-30",0,0,27.68,1.86,0,1200,0,-0.2,0.10719999999999999,-2.1440000000000001E-2,0,0,100,0,0,0,600,522,200,0,0,100,78,0,0,null,78,0,0,0,78,0,0]
["20160710:1745","2016-07-11T01:59:59.999","2016-07-11T01:59:59.999",2016,7,{"$f":"LOOKUP(E4616,Temperature!Q:Q,Temperature!R:R)","v":9},{"$f":"LOOKUP(E4616,Temperature!Q:Q,Temperature!S:S)","v":30},"2016-09-30",0,0,25.89,1.45,0,1200,0,-0.2,3.5600000000000021E-2,-7.1200000000000048E-3,0,0,100,0,0,0,600,522,200,0,0,100,78,0,0,null,78,0,0,0,78,0,0]
["20160710:2145","2016-07-11T05:59:59.999","2016-07-11T05:59:59.999",2016,7,{"$f":"LOOKUP(E4620,Temperature!Q:Q,Temperature!R:R)","v":9},{"$f":"LOOKUP(E4620,Temperature!Q:Q,Temperature!S:S)","v":30},"2016-09-30",0,0,25.44,1.59,0,1200,0,-0.2,1.760000000000005E-2,-3.5200000000000101E-3,0,0,100,0,0,0,600,522,200,0,0,100,78,0,0,null,78,0,0,0,78,0,0]
["20160711:0745","2016-07-11T15:59:59.999","2016-07-11T15:59:59.999",2016,7,{"$f":"LOOKUP(E4630,Temperature!Q:Q,Temperature!R:R)","v":9},{"$f":"LOOKUP(E4630,Temperature!Q:Q,Temperature!S:S)","v":30},"2016-09-30",208.23,52.74,29.84,2.9,0,1200,208.23,-0.2,0.19359999999999999,-3.8720000000000004E-2,200.16733439999999,176.147254272,100,40.033466879999999,40.033466879999999,0,600,429.88578448320004,200,0,0,59.966533120000001,78,92.114215516799987,59.966533120000001,null,170.11421551679999,0,0,59.966533120000001,110.14768239679998,100,0]
["20160711:1445","2016-07-11T22:59:59.999","2016-07-11T22:59:59.999",2016,7,{"$f":"LOOKUP(E4637,Temperature!Q:Q,Temperature!R:R)","v":9},{"$f":"LOOKUP(E4637,Temperature!Q:Q,Temperature!S:S)","v":30},"2016-09-30",0,0,26.16,1.59,0,1200,0,-0.2,4.6400000000000004E-2,-9.2800000000000018E-3,0,0,100,0,0,0,600,522,200,0,0,100,78,0,0,null,78,0,0,0,78,0,0]
["20160711:2345","2016-07-12T07:59:59.999","2016-07-12T07:59:59.999",2016,7,{"$f":"LOOKUP(E4646,Temperature!Q:Q,Temperature!R:R)","v":9},{"$f":"LOOKUP(E4646,Temperature!Q:Q,Temperature!S:S)","v":30},"2016-09-30",18.190000000000001,7.48,25.22,0.97,0,1200,18.190000000000001,-0.2,8.7999999999999537E-3,-1.7599999999999907E-3,18.1579856,15.979027328000001,100,3.6315971199999999,3.6315971199999999,0,600,522,200,0,0,96.368402880000005,78,0,0,null,78,0,0,0,78,3.6315971199999999,0]
["20160712:0645","2016-07-12T14:59:59.999","2016-07-12T14:59:59.999",2016,7,{"$f":"LOOKUP(E4653,Temperature!Q:Q,Temperature!R:R)","v":9},{"$f":"LOOKUP(E4653,Temperature!Q:Q,Temperature!S:S)","v":30},"2016-09-30",826.93,65.319999999999993,32.61,3.03,0,1200,826.93,-0.2,0.3044,-6.0880000000000004E-2,776.58650159999991,683.39612140799989,100,155.31730031999999,100,55.317300319999987,600,369.14991872640002,200,55.317300319999987,3.319038019200002,0,78,149.53104325439998,0,null,230.85008127359998,55.317300319999987,3.319038019200002,0,282.84834357440002,100,0]
["20160712:1645",{"$f":"C4663","v":"2016-07-13T00:59:59.999"},"2016-07-13T00:59:59.999",2016,{"$f":"MONTH(B4663)","v":7},{"$f":"LOOKUP(E4663,Temperature!Q:Q,Temperature!R:R)","v":9},{"$f":"LOOKUP(E4663,Temperature!Q:Q,Temperature!S:S)","v":30},{"$f":"DATE(D4663,F4663,G4663)","v":"2016-09-30"},0,0,26.65,1.17,0,{"$f":"N4662","v":1200},{"$f":"IF(I4663>N4663,1000,I4663)","v":0},{"$f":"$P$6","v":-0.2},{"$f":"(K4663-$Q$6)/$Q$6","v":6.5999999999999948E-2},{"$f":"P4663*Q4663","v":-1.319999999999999E-2},{"$f":"O4663*(1+R4663)","v":0},{"$f":"S4663*(1-$T$6)","v":0},{"$f":"$U$6","v":100},{"$f":"$V$6*S4663/1000","v":0},{"$f":"MIN(V4663,U4663)","v":0},{"$f":"V4663-W4663","v":0},{"$f":"$Y$6","v":600},522,{"$f":"$AA$6","v":200},{"$f":"MIN(AA4663,Z4663,X4663)","v":0},{"$f":"(1-$AC$6)*AB4663","v":0},{"$f":"U4663-W4663","v":100},{"$f":"MAX($Y$13*($AE$6),0)","v":78},{"$f":"MAX(AI4663-AE4663-AC4663,0)","v":0},{"$f":"MIN($AG$6,AF4663,AD4663)","v":0},null,78,{"$f":"AB4663","v":0},{"$f":"AC4663","v":0},{"$f":"AG4663","v":0},{"$f":"AI4663+AJ4663-AL4663-AK4663","v":78},0,{"$f":"V4663-W4663-AJ4663","v":0}]
["20160712:2045","2016-07-13T04:59:59.999","2016-07-13T04:59:59.999",2016,7,{"$f":"LOOKUP(E4667,Temperature!Q:Q,Temperature!R:R)","v":9},{"$f":"LOOKUP(E4667,Temperature!Q:Q,Temperature!S:S)","v":30},"2016-09-30",0,0,25.9,1.31,0,1200,0,-0.2,3.5999999999999942E-2,-7.1999999999999885E-3,0,0,100,0,0,0,600,522,200,0,0,100,78,0,0,null,78,0,0,0,78,0,0]
["20160713:0945","2016-07-13T17:59:59.999","2016-07-13T17:59:59.999",2016,7,{"$f":"LOOKUP(E4680,Temperature!Q:Q,Temperature!R:R)","v":9},{"$f":"LOOKUP(E4680,Temperature!Q:Q,Temperature!S:S)","v":30},"2016-09-30",734.12,25.51,29.78,2.62,0,1200,734.12,-0.2,0.19120000000000004,-3.824000000000001E-2,706.04725120000001,621.32158105600001,100,141.20945024,100,41.209450239999995,600,418.05212053440005,200,41.209450239999995,2.4725670144000018,0,78,101.47531245119995,0,null,181.94787946559995,41.209450239999995,2.4725670144000018,0,220.68476269119995,100,0]
["20160713:1045","2016-07-13T18:59:59.999","2016-07-13T18:59:59.999",2016,7,{"$f":"LOOKUP(E4681,Temperature!Q:Q,Temperature!R:R)","v":9},{"$f":"LOOKUP(E4681,Temperature!Q:Q,Temperature!S:S)","v":30},"2016-09-30",283.63,11.59,28.96,2.69,0,1200,283.63,-0.2,0.15840000000000004,-3.1680000000000007E-2,274.64460159999999,241.68724940799999,100,54.928920319999996,54.928920319999996,0,600,379.31523730880008,200,0,0,45.071079680000004,78,142.68476269119995,45.071079680000004,null,220.68476269119995,0,0,45.071079680000004,175.61368301119995,100,0]
["20160713:1845","2016-07-14T02:59:59.999","2016-07-14T02:59:59.999",2016,7,{"$f":"LOOKUP(E4689,Temperature!Q:Q,Temperature!R:R)","v":9},{"$f":"LOOKUP(E4689,Temperature!Q:Q,Temperature!S:S)","v":30},"2016-09-30",0,0,25.43,0.97,0,1200,0,-0.2,1.719999999999999E-2,-3.4399999999999982E-3,0,0,100,0,0,0,600,522,200,0,0,100,78,0,0,null,78,0,0,0,78,0,0]
["20160714:0345","2016-07-14T11:59:59.999","2016-07-14T11:59:59.999",2016,7,{"$f":"LOOKUP(E4698,Temperature!Q:Q,Temperature!R:R)","v":9},{"$f":"LOOKUP(E4698,Temperature!Q:Q,Temperature!S:S)","v":30},"2016-09-30",467.19,61.91,30.35,2.0699999999999998,0,1200,467.19,-0.2,0.21400000000000005,-4.2800000000000012E-2,447.19426799999997,393.53095583999999,100,89.438853599999987,89.438853599999987,0,600,507.03001150080001,200,0,0,10.561146400000013,78,14.969988499199971,10.561146400000013,null,92.969988499199971,0,0,10.561146400000013,82.408842099199958,100,0]
["20160714:1145","2016-07-14T19:59:59.999","2016-07-14T19:59:59.999",2016,7,{"$f":"LOOKUP(E4706,Temperature!Q:Q,Temperature!R:R)","v":9},{"$f":"LOOKUP(E4706,Temperature!Q:Q,Temperature!S:S)","v":30},"2016-09-30",0,0,26.84,0.41,0,1200,0,-0.2,7.3599999999999999E-2,-1.472E-2,0,0,100,0,0,0,600,425.06267767040003,200,0,0,100,78,96.937322329599965,96.937322329599965,null,174.93732232959997,0,0,96.937322329599965,78,96.937322329599965,0]
["20160714:2045","2016-07-15T04:59:59.999","2016-07-15T04:59:59.999",2016,7,{"$f":"LOOKUP(E4715,Temperature!Q:Q,Temperature!R:R)","v":9},{"$f":"LOOKUP(E4715,Temperature!Q:Q,Temperature!S:S)","v":30},"2016-09-30",0,0,24.51,0.41,0,1200,0,-0.2,-1.9599999999999937E-2,3.9199999999999877E-3,0,0,100,0,0,0,600,522,200,0,0,100,78,0,0,null,78,0,0,0,78,0,0]
["20160715:0245","2016-07-15T10:59:59.999","2016-07-15T10:59:59.999",2016,7,{"$f":"LOOKUP(E4721,Temperature!Q:Q,Temperature!R:R)","v":9},{"$f":"LOOKUP(E4721,Temperature!Q:Q,Temperature!S:S)","v":30},"2016-09-30",868.75,48.92,29.2,0.55000000000000004,0,1200,868.75,-0.2,0.16799999999999998,-3.3599999999999998E-2,839.56000000000006,738.81280000000004,100,167.91200000000001,100,67.912000000000006,600,460.12858907520001,200,67.912000000000006,4.0747200000000037,0,78,57.796690924799982,0,null,139.87141092479999,67.912000000000006,4.0747200000000037,0,203.70869092479998,100,0]
["20160715:1345","2016-07-15T21:59:59.999","2016-07-15T21:59:59.999",2016,7,{"$f":"LOOKUP(E4732,Temperature!Q:Q,Temperature!R:R)","v":9},{"$f":"LOOKUP(E4732,Temperature!Q:Q,Temperature!S:S)","v":30},"2016-09-30",0,0,25.5,0.76,0,1200,0,-0.2,0.02,-4.0000000000000001E-3,0,0,100,0,0,0,600,499.16508598400003,200,0,0,100,78,22.834914015999971,22.834914015999971,null,100.83491401599997,0,0,22.834914015999971,78,22.834914015999971,0]
["20160715:1645","2016-07-16T00:59:59.999","2016-07-16T00:59:59.999",2016,7,{"$f":"LOOKUP(E4735,Temperature!Q:Q,Temperature!R:R)","v":9},{"$f":"LOOKUP(E4735,Temperature!Q:Q,Temperature!S:S)","v":30},"2016-09-30",0,0,24.64,1.17,0,1200,0,-0.2,-1.4399999999999977E-2,2.8799999999999954E-3,0,0,100,0,0,0,600,522,200,0,0,100,78,0,0,null,78,0,0,0,78,0,0]
["20160715:2245","2016-07-16T06:59:59.999","2016-07-16T06:59:59.999",2016,7,{"$f":"LOOKUP(E4741,Temperature!Q:Q,Temperature!R:R)","v":9},{"$f":"LOOKUP(E4741,Temperature!Q:Q,Temperature!S:S)","v":30},"2016-09-30",0,0,23.5,0.9,0,1200,0,-0.2,-0.06,1.2E-2,0,0,100,0,0,0,600,522,200,0,0,100,78,0,0,null,78,0,0,0,78,0,0]
["20160716:0645","2016-07-16T14:59:59.999","2016-07-16T14:59:59.999",2016,7,{"$f":"LOOKUP(E4749,Temperature!Q:Q,Temperature!R:R)","v":9},{"$f":"LOOKUP(E4749,Temperature!Q:Q,Temperature!S:S)","v":30},"2016-09-30",959.36,65.739999999999995,32.07,1.72,0,1200,959.36,-0.2,0.2828,-5.6559999999999999E-2,905.09859840000001,796.48676659199998,100,181.01971968000001,100,81.019719680000009,600,150.12954423040003,200,81.019719680000009,4.8611831808000048,0,78,367.00927258879994,0,null,449.87045576959997,81.019719680000009,4.8611831808000048,0,526.02899226879993,100,0]
["20160716:1545","2016-07-16T23:59:59.999","2016-07-16T23:59:59.999",2016,7,{"$f":"LOOKUP(E4758,Temperature!Q:Q,Temperature!R:R)","v":9},{"$f":"LOOKUP(E4758,Temperature!Q:Q,Temperature!S:S)","v":30},"2016-09-30",0,0,25.36,0.9,0,1200,0,-0.2,1.4399999999999977E-2,-2.8799999999999954E-3,0,0,100,0,0,0,600,522,200,0,0,100,78,0,0,null,78,0,0,0,78,0,0]
["20160717:0345","2016-07-17T11:59:59.999","2016-07-17T11:59:59.999",2016,7,{"$f":"LOOKUP(E4770,Temperature!Q:Q,Temperature!R:R)","v":9},{"$f":"LOOKUP(E4770,Temperature!Q:Q,Temperature!S:S)","v":30},"2016-09-30",964.37,62.07,29.55,1.45,0,1200,964.37,-0.2,0.18200000000000002,-3.6400000000000009E-2,929.266932,817.75490016000003,100,185.85338639999998,100,85.853386399999977,600,465.04180844799998,200,85.853386399999977,5.1512031840000034,0,78,51.806988367999985,0,null,134.95819155199999,85.853386399999977,5.1512031840000034,0,215.66037476799997,100,0]
["20160717:0845","2016-07-17T16:59:59.999","2016-07-17T16:59:59.999",2016,7,{"$f":"LOOKUP(E4775,Temperature!Q:Q,Temperature!R:R)","v":9},{"$f":"LOOKUP(E4775,Temperature!Q:Q,Temperature!S:S)","v":30},"2016-09-30",462.02,39.549999999999997,28.98,2,0,1200,462.02,-0.2,0.15920000000000001,-3.184E-2,447.30928319999998,393.63216921599997,100,89.461856639999993,89.461856639999993,0,600,72.708323779199986,200,0,0,10.538143360000007,78,449.29167622080001,10.538143360000007,null,527.29167622080001,0,0,10.538143360000007,516.75353286079996,100,0]
["20160717:1745","2016-07-18T01:59:59.999","2016-07-18T01:59:59.999",2016,7,{"$f":"LOOKUP(E4784,Temperature!Q:Q,Temperature!R:R)","v":9},{"$f":"LOOKUP(E4784,Temperature!Q:Q,Temperature!S:S)","v":30},"2016-09-30",0,0,23.96,1.38,0,1200,0,-0.2,-4.1599999999999963E-2,8.3199999999999923E-3,0,0,100,0,0,0,600,522,200,0,0,100,78,0,0,null,78,0,0,0,78,0,0]
["20160718:0245","2016-07-18T10:59:59.999","2016-07-18T10:59:59.999",2016,7,{"$f":"LOOKUP(E4793,Temperature!Q:Q,Temperature!R:R)","v":9},{"$f":"LOOKUP(E4793,Temperature!Q:Q,Temperature!S:S)","v":30},"2016-09-30",673.67,48.98,27.51,1.52,0,1200,673.67,-0.2,0.10040000000000006,-2.0080000000000015E-2,660.14270639999995,580.92558163199999,100,132.02854128000001,100,32.028541280000013,600,522,200,32.028541280000013,1.9217124768000025,0,78,0,0,null,78,32.028541280000013,1.9217124768000025,0,108.10682880320002,100,0]
["20160718:1045","2016-07-18T18:59:59.999","2016-07-18T18:59:59.999",2016,7,{"$f":"LOOKUP(E4801,Temperature!Q:Q,Temperature!R:R)","v":9},{"$f":"LOOKUP(E4801,Temperature!Q:Q,Temperature!S:S)","v":30},"2016-09-30",41.83,11.67,26.8,2.41,0,1200,41.83,-0.2,7.2000000000000022E-2,-1.4400000000000005E-2,41.227648000000002,36.280330240000005,100,8.2455295999999993,8.2455295999999993,0,600,522,200,0,0,91.754470400000002,78,0,0,null,78,0,0,0,78,8.2455295999999993,0]
["20160718:1645","2016-07-19T00:59:59.999","2016-07-19T00:59:59.999",2016,7,{"$f":"LOOKUP(E4807,Temperature!Q:Q,Temperature!R:R)","v":9},{"$f":"LOOKUP(E4807,Temperature!Q:Q,Temperature!S:S)","v":30},"2016-09-30",0,0,24.91,1.72,0,1200,0,-0.2,-3.5999999999999943E-3,7.1999999999999885E-4,0,0,100,0,0,0,600,522,200,0,0,100,78,0,0,null,78,0,0,0,78,0,0]
["20160718:1945","2016-07-19T03:59:59.999","2016-07-19T03:59:59.999",2016,7,{"$f":"LOOKUP(E4810,Temperature!Q:Q,Temperature!R:R)","v":9},{"$f":"LOOKUP(E4810,Temperature!Q:Q,Temperature!S:S)","v":30},"2016-09-30",0,0,24.14,2.0699999999999998,0,1200,0,-0.2,-3.4399999999999979E-2,6.8799999999999964E-3,0,0,100,0,0,0,600,522,200,0,0,100,78,0,0,null,78,0,0,0,78,0,0]
["20160719:0245","2016-07-19T10:59:59.999","2016-07-19T10:59:59.999",2016,7,{"$f":"LOOKUP(E4817,Temperature!Q:Q,Temperature!R:R)","v":9},{"$f":"LOOKUP(E4817,Temperature!Q:Q,Temperature!S:S)","v":30},"2016-09-30",938.98,49.01,28.08,2.0699999999999998,0,1200,938.98,-0.2,0.12319999999999993,-2.4639999999999988E-2,915.84353280000005,805.9423088640001,100,183.16870656000003,100,83.168706560000032,600,499.91789058560005,200,83.168706560000032,4.9901223936000063,0,78,17.091987020799973,0,null,100.08210941439998,83.168706560000032,4.9901223936000063,0,178.26069358079999,100,0]
["20160719:1245","2016-07-19T20:59:59.999","2016-07-19T20:59:59.999",2016,7,{"$f":"LOOKUP(E4827,Temperature!Q:Q,Temperature!R:R)","v":9},{"$f":"LOOKUP(E4827,Temperature!Q:Q,Temperature!S:S)","v":30},"2016-09-30",0,0,24.4,1.79,0,1200,0,-0.2,-2.4000000000000056E-2,4.8000000000000117E-3,0,0,100,0,0,0,600,522,200,0,0,100,78,0,0,null,78,0,0,0,78,0,0]
["20160719:2345","2016-07-20T07:59:59.999","2016-07-20T07:59:59.999",2016,7,{"$f":"LOOKUP(E4838,Temperature!Q:Q,Temperature!R:R)","v":9},{"$f":"LOOKUP(E4838,Temperature!Q:Q,Temperature!S:S)","v":30},"2016-09-30",126.64,7.19,23.61,1.93,0,1200,126.64,-0.2,-5.5600000000000024E-2,1.1120000000000005E-2,128.04823680000001,112.68244838400001,100,25.609647360000004,25.609647360000004,0,600,522,200,0,0,74.390352640000003,78,0,0,null,78,0,0,0,78,25.609647360000004,0]
["20160720:0545","2016-07-20T13:59:59.999","2016-07-20T13:59:59.999",2016,7,{"$f":"LOOKUP(E4844,Temperature!Q:Q,Temperature!R:R)","v":9},{"$f":"LOOKUP(E4844,Temperature!Q:Q,Temperature!S:S)","v":30},"2016-09-30",731.14,75.41,30.14,1.31,0,1200,731.14,-0.2,0.20560000000000003,-4.1120000000000011E-2,701.07552319999991,616.94646041599992,100,140.21510463999996,100,40.215104639999964,600,340.04659451840001,200,40.215104639999964,2.4129062783999999,0,78,179.5404992032,0,null,259.95340548159999,40.215104639999964,2.4129062783999999,0,297.75560384319999,100,0]
["20160720:1445","2016-07-20T22:59:59.999","2016-07-20T22:59:59.999",2016,7,{"$f":"LOOKUP(E4853,Temperature!Q:Q,Temperature!R:R)","v":9},{"$f":"LOOKUP(E4853,Temperature!Q:Q,Temperature!S:S)","v":30},"2016-09-30",0,0,23.98,1.52,0,1200,0,-0.2,-4.0799999999999982E-2,8.1599999999999971E-3,0,0,100,0,0,0,600,522,200,0,0,100,78,0,0,null,78,0,0,0,78,0,0]
["20160720:2245","2016-07-21T06:59:59.999","2016-07-21T06:59:59.999",2016,7,{"$f":"LOOKUP(E4861,Temperature!Q:Q,Temperature!R:R)","v":9},{"$f":"LOOKUP(E4861,Temperature!Q:Q,Temperature!S:S)","v":30},"2016-09-30",0,0,23.34,1.59,0,1200,0,-0.2,-6.6400000000000001E-2,1.328E-2,0,0,100,0,0,0,600,522,200,0,0,100,78,0,0,null,78,0,0,0,78,0,0]
["20160720:2345","2016-07-21T07:59:59.999","2016-07-21T07:59:59.999",2016,7,{"$f":"LOOKUP(E4862,Temperature!Q:Q,Temperature!R:R)","v":9},{"$f":"LOOKUP(E4862,Temperature!Q:Q,Temperature!S:S)","v":30},"2016-09-30",14.55,7.17,23.59,1.45,0,1200,14.55,-0.2,-5.6400000000000006E-2,1.1280000000000002E-2,14.714124,12.94842912,100,2.9428247999999999,2.9428247999999999,0,600,522,200,0,0,97.057175200000003,78,0,0,null,78,0,0,0,78,2.9428247999999999,0]
["20160721:1245","2016-07-21T20:59:59.999","2016-07-21T20:59:59.999",2016,7,{"$f":"LOOKUP(E4875,Temperature!Q:Q,Temperature!R:R)","v":9},{"$f":"LOOKUP(E4875,Temperature!Q:Q,Temperature!S:S)","v":30},"2016-09-30",0,0,26.51,1.1000000000000001,0,1200,0,-0.2,6.0400000000000065E-2,-1.2080000000000014E-2,0,0,100,0,0,0,600,234.00368051520007,200,0,0,100,78,287.99631948479993,100,null,365.99631948479993,0,0,100,265.99631948479993,100,0]
["20160721:1645","2016-07-22T00:59:59.999",{"$f":"C4878+1/24","v":"2016-07-22T00:59:59.999"},2016,7,{"$f":"LOOKUP(E4879,Temperature!Q:Q,Temperature!R:R)","v":9},{"$f":"LOOKUP(E4879,Temperature!Q:Q,Temperature!S:S)","v":30},"2016-09-30",0,0,25.09,0.48,0,1200,0,-0.2,3.5999999999999943E-3,-7.1999999999999885E-4,0,0,100,0,0,0,600,522,200,0,0,100,78,0,0,null,78,0,0,0,78,0,0]
["20160722:0245","2016-07-22T10:59:59.999","2016-07-22T10:59:59.999",2016,7,{"$f":"LOOKUP(E4889,Temperature!Q:Q,Temperature!R:R)","v":9},{"$f":"LOOKUP(E4889,Temperature!Q:Q,Temperature!S:S)","v":30},"2016-09-30",870.7,49.1,28.43,0.55000000000000004,0,1200,870.7,-0.2,0.13719999999999999,-2.7439999999999999E-2,846.80799200000001,745.19103296000003,100,169.36159840000002,100,69.36159840000002,600,522,200,69.36159840000002,4.1616959040000046,0,78,0,0,null,78,69.36159840000002,4.1616959040000046,0,143.19990249600002,100,0]
["20160722:0945","2016-07-22T17:59:59.999","2016-07-22T17:59:59.999",2016,7,{"$f":"LOOKUP(E4896,Temperature!Q:Q,Temperature!R:R)","v":9},{"$f":"LOOKUP(E4896,Temperature!Q:Q,Temperature!S:S)","v":30},"2016-09-30",434.47,25.75,26.89,1.45,0,1200,434.47,-0.2,7.5600000000000028E-2,-1.5120000000000007E-2,427.90081359999999,376.55271596799997,100,85.58016271999999,85.58016271999999,0,600,94.254199129600011,200,0,0,14.41983728000001,78,427.74580087039999,14.41983728000001,null,505.74580087039999,0,0,14.41983728000001,491.32596359039997,100,0]
["20160722:1645","2016-07-23T00:59:59.999","2016-07-23T00:59:59.999",2016,7,{"$f":"LOOKUP(E4903,Temperature!Q:Q,Temperature!R:R)","v":9},{"$f":"LOOKUP(E4903,Temperature!Q:Q,Temperature!S:S)","v":30},"2016-09-30",0,0,23.73,0.69,0,1200,0,-0.2,-5.0799999999999984E-2,1.0159999999999997E-2,0,0,100,0,0,0,600,522,200,0,0,100,78,0,0,null,78,0,0,0,78,0,0]
["20160723:0245","2016-07-23T10:59:59.999","2016-07-23T10:59:59.999",2016,7,{"$f":"LOOKUP(E4913,Temperature!Q:Q,Temperature!R:R)","v":9},{"$f":"LOOKUP(E4913,Temperature!Q:Q,Temperature!S:S)","v":30},"2016-09-30",725.59,49.14,27.61,1.66,0,1200,725.59,-0.2,0.10439999999999998,-2.0879999999999996E-2,710.43968080000002,625.18691910400003,100,142.08793616,100,42.087936159999998,600,522,200,42.087936159999998,2.5252761696000023,0,78,0,0,null,78,42.087936159999998,2.5252761696000023,0,117.56265999039999,100,0]
["20160723:1145","2016-07-23T19:59:59.999","2016-07-23T19:59:59.999",2016,7,{"$f":"LOOKUP(E4922,Temperature!Q:Q,Temperature!R:R)","v":9},{"$f":"LOOKUP(E4922,Temperature!Q:Q,Temperature!S:S)","v":30},"2016-09-30",0,0,25.62,0.97,0,1200,0,-0.2,2.4800000000000041E-2,-4.9600000000000087E-3,0,0,100,0,0,0,600,105.84425320319997,200,0,0,100,78,416.15574679680003,100,null,494.15574679680003,0,0,100,394.15574679680003,100,0]
["20160723:1545","2016-07-23T23:59:59.999","2016-07-23T23:59:59.999",2016,7,{"$f":"LOOKUP(E4926,Temperature!Q:Q,Temperature!R:R)","v":9},{"$f":"LOOKUP(E4926,Temperature!Q:Q,Temperature!S:S)","v":30},"2016-09-30",0,0,23.8,0.97,0,1200,0,-0.2,-4.7999999999999973E-2,9.5999999999999957E-3,0,0,100,0,0,0,600,505.84425320319997,200,0,0,100,78,16.155746796800031,16.155746796800031,null,94.155746796800031,0,0,16.155746796800031,78,16.155746796800031,0]
["20160723:2045","2016-07-24T04:59:59.999","2016-07-24T04:59:59.999",2016,7,{"$f":"LOOKUP(E4931,Temperature!Q:Q,Temperature!R:R)","v":9},{"$f":"LOOKUP(E4931,Temperature!Q:Q,Temperature!S:S)","v":30},"2016-09-30",0,0,23.55,1.31,0,1200,0,-0.2,-5.7999999999999968E-2,1.1599999999999994E-2,0,0,100,0,0,0,600,522,200,0,0,100,78,0,0,null,78,0,0,0,78,0,0]
["20160724:0545","2016-07-24T13:59:59.999","2016-07-24T13:59:59.999",2016,7,{"$f":"LOOKUP(E4940,Temperature!Q:Q,Temperature!R:R)","v":9},{"$f":"LOOKUP(E4940,Temperature!Q:Q,Temperature!S:S)","v":30},"2016-09-30",179.13,76.16,29.55,0.62,0,1200,179.13,-0.2,0.18200000000000002,-3.6400000000000009E-2,172.609668,151.89650784,100,34.521933599999997,34.521933599999997,0,600,415.81798472319997,200,0,0,65.478066400000003,78,106.18201527680003,65.478066400000003,null,184.18201527680003,0,0,65.478066400000003,118.70394887680003,100,0]
["20160724:1345","2016-07-24T21:59:59.999","2016-07-24T21:59:59.999",2016,7,{"$f":"LOOKUP(E4948,Temperature!Q:Q,Temperature!R:R)","v":9},{"$f":"LOOKUP(E4948,Temperature!Q:Q,Temperature!S:S)","v":30},"2016-09-30",0,0,25.31,1.72,0,1200,0,-0.2,1.2399999999999949E-2,-2.47999999999999E-3,0,0,100,0,0,0,600,522,200,0,0,100,78,0,0,null,78,0,0,0,78,0,0]
["20160724:2245","2016-07-25T06:59:59.999","2016-07-25T06:59:59.999",2016,7,{"$f":"LOOKUP(E4957,Temperature!Q:Q,Temperature!R:R)","v":9},{"$f":"LOOKUP(E4957,Temperature!Q:Q,Temperature!S:S)","v":30},"2016-09-30",0,0,23.69,1.1000000000000001,0,1200,0,-0.2,-5.2399999999999947E-2,1.0479999999999989E-2,0,0,100,0,0,0,600,522,200,0,0,100,78,0,0,null,78,0,0,0,78,0,0]
["20160725:0645","2016-07-25T14:59:59.999","2016-07-25T14:59:59.999",2016,7,{"$f":"LOOKUP(E4965,Temperature!Q:Q,Temperature!R:R)","v":9},{"$f":"LOOKUP(E4965,Temperature!Q:Q,Temperature!S:S)","v":30},"2016-09-30",1010.46,66.75,29.47,2.34,0,1200,1010.46,-0.2,0.17879999999999996,-3.5759999999999993E-2,974.32595040000001,857.40683635200003,100,194.86519007999999,100,94.865190079999991,600,329.36838529919999,200,94.865190079999991,5.6919114048000043,0,78,186.939703296,0,null,270.63161470080001,94.865190079999991,5.6919114048000043,0,359.804893376,100,0]
["20160725:1245","2016-07-25T20:59:59.999","2016-07-25T20:59:59.999",2016,7,{"$f":"LOOKUP(E4971,Temperature!Q:Q,Temperature!R:R)","v":9},{"$f":"LOOKUP(E4971,Temperature!Q:Q,Temperature!S:S)","v":30},"2016-09-30",0,0,26.38,0.9,0,1200,0,-0.2,5.5199999999999957E-2,-1.1039999999999993E-2,0,0,100,0,0,0,600,223.78170572800002,200,0,0,100,78,298.21829427199998,100,null,376.21829427199998,0,0,100,276.21829427199998,100,0]
["20160725:2345","2016-07-26T07:59:59.999","2016-07-26T07:59:59.999",{"$f":"YEAR(B4982)","v":2016},7,{"$f":"LOOKUP(E4982,Temperature!Q:Q,Temperature!R:R)","v":9},{"$f":"LOOKUP(E4982,Temperature!Q:Q,Temperature!S:S)","v":30},"2016-09-30",160.91,7.04,24.35,0.41,0,1200,160.91,-0.2,-2.5999999999999943E-2,5.1999999999999894E-3,161.74673200000001,142.33712416,100,32.349346400000002,32.349346400000002,0,600,522,200,0,0,67.650653599999998,78,0,0,null,78,0,0,0,78,{"$f":"W4982+AL4982","v":32.349346400000002},0]
["20160726:0045",{"$f":"C4983","v":"2016-07-26T08:59:59.999"},"2016-07-26T08:59:59.999",2016,{"$f":"MONTH(B4983)","v":7},{"$f":"LOOKUP(E4983,Temperature!Q:Q,Temperature!R:R)","v":9},{"$f":"LOOKUP(E4983,Temperature!Q:Q,Temperature!S:S)","v":30},{"$f":"DATE(D4983,F4983,G4983)","v":"2016-09-30"},262.93,21.17,25.03,0.14000000000000001,0,{"$f":"N4982","v":1200},{"$f":"IF(I4983>N4983,1000,I4983)","v":262.93},{"$f":"$P$6","v":-0.2},{"$f":"(K4983-$Q$6)/$Q$6","v":1.2000000000000454E-3},{"$f":"P4983*Q4983","v":-2.4000000000000909E-4},{"$f":"O4983*(1+R4983)","v":262.86689680000001},{"$f":"S4983*(1-$T$6)","v":231.32286918400001},{"$f":"$U$6","v":100},{"$f":"$V$6*S4983/1000","v":52.573379359999997},{"$f":"MIN(V4983,U4983)","v":52.573379359999997},{"$f":"V4983-W4983","v":0},{"$f":"$Y$6","v":600},522,{"$f":"$AA$6","v":200},{"$f":"MIN(AA4983,Z4983,X4983)","v":0},{"$f":"(1-$AC$6)*AB4983","v":0},{"$f":"U4983-W4983","v":47.426620640000003},{"$f":"MAX($Y$13*($AE$6),0)","v":78},{"$f":"MAX(AI4983-AE4983-AC4983,0)","v":0},{"$f":"MIN($AG$6,AF4983,AD4983)","v":0},null,78,{"$f":"AB4983","v":0},{"$f":"AC4983","v":0},{"$f":"AG4983","v":0},{"$f":"AI4983+AJ4983-AL4983-AK4983","v":78},52.573379359999997,{"$f":"V4983-W4983-AJ4983","v":0}]
["20160726:1145","2016-07-26T19:59:59.999","2016-07-26T19:59:59.999",2016,7,{"$f":"LOOKUP(E4994,Temperature!Q:Q,Temperature!R:R)","v":9},{"$f":"LOOKUP(E4994,Temperature!Q:Q,Temperature!S:S)","v":30},"2016-09-30",0,0,25.53,1.93,0,1200,0,-0.2,2.1200000000000045E-2,-4.2400000000000094E-3,0,0,100,0,0,0,600,522,200,0,0,100,78,0,0,null,78,0,0,0,78,0,0]
["20160726:1745","2016-07-27T01:59:59.999","2016-07-27T01:59:59.999",2016,7,{"$f":"LOOKUP(E5000,Temperature!Q:Q,Temperature!R:R)","v":9},{"$f":"LOOKUP(E5000,Temperature!Q:Q,Temperature!S:S)","v":30},"2016-09-30",0,0,24.03,1.31,0,1200,0,-0.2,-3.8799999999999953E-2,7.7599999999999909E-3,0,0,100,0,0,0,600,522,200,0,0,100,78,0,0,null,78,0,0,0,78,0,0]
["20160727:0145","2016-07-27T09:59:59.999","2016-07-27T09:59:59.999",2016,7,{"$f":"LOOKUP(E5008,Temperature!Q:Q,Temperature!R:R)","v":9},{"$f":"LOOKUP(E5008,Temperature!Q:Q,Temperature!S:S)","v":30},"2016-09-30",248.47,35.31,26.84,1.72,0,1200,248.47,-0.2,7.3599999999999999E-2,-1.472E-2,244.8125216,215.43501900800001,100,48.962504320000001,48.962504320000001,0,600,522,200,0,0,51.037495679999999,78,0,0,null,78,0,0,0,78,48.962504320000001,0]
["20160727:1045","2016-07-27T18:59:59.999","2016-07-27T18:59:59.999",2016,7,{"$f":"LOOKUP(E5017,Temperature!Q:Q,Temperature!R:R)","v":9},{"$f":"LOOKUP(E5017,Temperature!Q:Q,Temperature!S:S)","v":30},"2016-09-30",16.37,11.65,25.93,0.76,0,1200,16.37,-0.2,3.719999999999999E-2,-7.4399999999999987E-3,16.2482072,14.298422336,100,3.24964144,3.24964144,0,600,469.12214488000001,200,0,0,96.750358559999995,78,52.877855119999992,52.877855119999992,null,130.87785511999999,0,0,52.877855119999992,78,56.12749655999999,0]
["20160727:1545","2016-07-27T23:59:59.999","2016-07-27T23:59:59.999",2016,7,{"$f":"LOOKUP(E5022,Temperature!Q:Q,Temperature!R:R)","v":9},{"$f":"LOOKUP(E5022,Temperature!Q:Q,Temperature!S:S)","v":30},"2016-09-30",0,0,24.24,1.79,0,1200,0,-0.2,-3.0400000000000062E-2,6.0800000000000125E-3,0,0,100,0,0,0,600,522,200,0,0,100,78,0,0,null,78,0,0,0,78,0,0]
["20160728:0345","2016-07-28T11:59:59.999","2016-07-28T11:59:59.999",2016,7,{"$f":"LOOKUP(E5034,Temperature!Q:Q,Temperature!R:R)","v":9},{"$f":"LOOKUP(E5034,Temperature!Q:Q,Temperature!S:S)","v":30},"2016-09-30",769.31,62.91,27.87,2,0,1200,769.31,-0.2,0.11480000000000004,-2.2960000000000008E-2,751.64664239999991,661.44904531199995,100,150.32932847999996,100,50.329328479999958,600,474.53476767999996,200,50.329328479999958,3.0197597088000001,0,78,44.44547261120001,0,null,125.46523232000001,50.329328479999958,3.0197597088000001,0,172.77480109119998,100,0]
["20160728:0845","2016-07-28T16:59:59.999","2016-07-28T16:59:59.999",2016,7,{"$f":"LOOKUP(E5039,Temperature!Q:Q,Temperature!R:R)","v":9},{"$f":"LOOKUP(E5039,Temperature!Q:Q,Temperature!S:S)","v":30},"2016-09-30",164.58,39.950000000000003,27.39,2.62,0,1200,164.58,-0.2,9.5600000000000018E-2,-1.9120000000000005E-2,161.43323040000001,142.06124275200003,100,32.286646080000004,32.286646080000004,0,600,284.67084523520015,200,0,0,67.713353920000003,78,237.32915476479985,67.713353920000003,null,315.32915476479985,0,0,67.713353920000003,247.61580084479985,100,0]
["20160728:1245","2016-07-28T20:59:59.999","2016-07-28T20:59:59.999",2016,7,{"$f":"LOOKUP(E5043,Temperature!Q:Q,Temperature!R:R)","v":9},{"$f":"LOOKUP(E5043,Temperature!Q:Q,Temperature!S:S)","v":30},"2016-09-30",0,0,24.84,1.79,0,1200,0,-0.2,-6.4000000000000055E-3,1.2800000000000012E-3,0,0,100,0,0,0,600,522,200,0,0,100,78,0,0,null,78,0,0,0,78,0,0]
["20160728:2145","2016-07-29T05:59:59.999","2016-07-29T05:59:59.999",2016,7,{"$f":"LOOKUP(E5052,Temperature!Q:Q,Temperature!R:R)","v":9},{"$f":"LOOKUP(E5052,Temperature!Q:Q,Temperature!S:S)","v":30},"2016-09-30",0,0,23.72,1.66,0,1200,0,-0.2,-5.1200000000000044E-2,1.024000000000001E-2,0,0,100,0,0,0,600,522,200,0,0,100,78,0,0,null,78,0,0,0,78,0,0]
["20160729:0445","2016-07-29T12:59:59.999","2016-07-29T12:59:59.999",2016,7,{"$f":"LOOKUP(E5059,Temperature!Q:Q,Temperature!R:R)","v":9},{"$f":"LOOKUP(E5059,Temperature!Q:Q,Temperature!S:S)","v":30},"2016-09-30",851.96,74.709999999999994,30.06,3.17,0,1200,851.96,-0.2,0.20239999999999994,-4.0479999999999988E-2,817.47265920000007,719.37594009600002,100,163.49453184000001,100,63.494531840000008,600,431.03429999679997,200,63.494531840000008,3.8096719104000036,0,78,87.1560280928,0,null,168.9657000032,63.494531840000008,3.8096719104000036,0,228.65055993280001,100,0]
["20160729:1445","2016-07-29T22:59:59.999","2016-07-29T22:59:59.999",2016,7,{"$f":"LOOKUP(E5069,Temperature!Q:Q,Temperature!R:R)","v":9},{"$f":"LOOKUP(E5069,Temperature!Q:Q,Temperature!S:S)","v":30},"2016-09-30",0,0,25.18,1.66,0,1200,0,-0.2,7.1999999999999885E-3,-1.4399999999999977E-3,0,0,100,0,0,0,600,362.01672057279995,200,0,0,100,78,159.98327942720005,100,null,237.98327942720005,0,0,100,137.98327942720005,100,0]
["20160729:2145","2016-07-30T05:59:59.999","2016-07-30T05:59:59.999",2016,7,{"$f":"LOOKUP(E5076,Temperature!Q:Q,Temperature!R:R)","v":9},{"$f":"LOOKUP(E5076,Temperature!Q:Q,Temperature!S:S)","v":30},"2016-09-30",0,0,23.43,0.9,0,1200,0,-0.2,-6.2800000000000009E-2,1.2560000000000002E-2,0,0,100,0,0,0,600,522,200,0,0,100,78,0,0,null,78,0,0,0,78,0,0]
["20160730:0745","2016-07-30T15:59:59.999","2016-07-30T15:59:59.999",2016,7,{"$f":"LOOKUP(E5086,Temperature!Q:Q,Temperature!R:R)","v":9},{"$f":"LOOKUP(E5086,Temperature!Q:Q,Temperature!S:S)","v":30},"2016-09-30",1019.87,53.98,30.46,1.31,0,1200,1019.87,-0.2,0.21840000000000004,-4.368000000000001E-2,975.3220783999999,858.28342899199993,100,195.06441567999997,100,95.064415679999968,600,39.316605417599931,200,39.316605417599931,2.358996325055998,0,78,480.32439825734406,0,null,560.68339458240007,39.316605417599931,2.358996325055998,0,597.64100367494405,100,55.747810262400037]
["20160730:1145","2016-07-30T19:59:59.999","2016-07-30T19:59:59.999",2016,7,{"$f":"LOOKUP(E5090,Temperature!Q:Q,Temperature!R:R)","v":9},{"$f":"LOOKUP(E5090,Temperature!Q:Q,Temperature!S:S)","v":30},"2016-09-30",0,0,27.03,2.14,0,1200,0,-0.2,8.120000000000005E-2,-1.6240000000000011E-2,0,0,100,0,0,0,600,169.12498825950331,200,0,0,100,78,352.87501174049669,100,null,430.87501174049669,0,0,100,330.87501174049669,100,0]
["20160731:0045","2016-07-31T08:59:59.999","2016-07-31T08:59:59.999",2016,7,{"$f":"LOOKUP(E5103,Temperature!Q:Q,Temperature!R:R)","v":9},{"$f":"LOOKUP(E5103,Temperature!Q:Q,Temperature!S:S)","v":30},"2016-09-30",568.45000000000005,21.19,26.25,0.55000000000000004,0,1200,568.45000000000005,-0.2,0.05,-1.0000000000000002E-2,562.76550000000009,495.23364000000009,100,112.55310000000001,100,12.553100000000015,600,522,200,12.553100000000015,0.75318600000000158,0,78,0,0,null,78,12.553100000000015,0.75318600000000158,0,89.799914000000015,100,0]
["20160731:0145","2016-07-31T09:59:59.999","2016-07-31T09:59:59.999",2016,7,{"$f":"LOOKUP(E5104,Temperature!Q:Q,Temperature!R:R)","v":9},{"$f":"LOOKUP(E5104,Temperature!Q:Q,Temperature!S:S)","v":30},"2016-09-30",798.08,35.409999999999997,27.69,0.83,0,1200,798.08,-0.2,0.10760000000000006,-2.1520000000000011E-2,780.90531840000006,687.19668019200003,100,156.18106368000002,100,56.181063680000022,600,510.200086,200,56.181063680000022,3.3708638208000044,0,78,8.4290501792000114,0,null,89.799914000000015,56.181063680000022,3.3708638208000044,0,142.61011385920003,100,0]
["20160731:1045","2016-07-31T18:59:59.999","2016-07-31T18:59:59.999",2016,7,{"$f":"LOOKUP(E5113,Temperature!Q:Q,Temperature!R:R)","v":9},{"$f":"LOOKUP(E5113,Temperature!Q:Q,Temperature!S:S)","v":30},"2016-09-30",251.52,11.57,28.82,0.97,0,1200,251.52,-0.2,0.15280000000000002,-3.0560000000000004E-2,243.83354879999999,214.57352294399999,100,48.766709759999998,48.766709759999998,0,600,0.103061176934375,200,0,0,51.233290240000002,78,521.89693882306563,51.233290240000002,null,599.89693882306563,0,0,51.233290240000002,548.66364858306565,100,0]
["20160731:1845","2016-08-01T02:59:59.999","2016-08-01T02:59:59.999",2016,8,{"$f":"LOOKUP(E5121,Temperature!Q:Q,Temperature!R:R)","v":9},{"$f":"LOOKUP(E5121,Temperature!Q:Q,Temperature!S:S)","v":30},"2016-09-30",0,0,24.54,1.31,0,1200,0,-0.2,-1.8400000000000034E-2,3.6800000000000071E-3,0,0,100,0,0,0,600,522,200,0,0,100,78,0,0,null,78,0,0,0,78,0,0]
["20160801:0045","2016-08-01T08:59:59.999","2016-08-01T08:59:59.999",2016,8,{"$f":"LOOKUP(E5127,Temperature!Q:Q,Temperature!R:R)","v":9},{"$f":"LOOKUP(E5127,Temperature!Q:Q,Temperature!S:S)","v":30},"2016-09-30",369.35,21.19,26.19,1.45,0,1200,369.35,-0.2,4.7600000000000052E-2,-9.5200000000000111E-3,365.83378800000003,321.93373344000003,100,73.166757600000011,73.166757600000011,0,600,522,200,0,0,26.833242399999989,78,0,0,null,78,0,0,0,78,73.166757600000011,0]
["20160801:1145","2016-08-01T19:59:59.999","2016-08-01T19:59:59.999",2016,8,{"$f":"LOOKUP(E5138,Temperature!Q:Q,Temperature!R:R)","v":9},{"$f":"LOOKUP(E5138,Temperature!Q:Q,Temperature!S:S)","v":30},"2016-09-30",0,0,27.85,2.62,0,1200,0,-0.2,0.11400000000000006,-2.2800000000000015E-2,0,0,100,0,0,0,600,36.286537554112101,200,0,0,100,78,485.7134624458879,100,null,563.7134624458879,0,0,100,463.7134624458879,100,0]
["20160801:2145","2016-08-02T05:59:59.999","2016-08-02T05:59:59.999",2016,8,{"$f":"LOOKUP(E5148,Temperature!Q:Q,Temperature!R:R)","v":9},{"$f":"LOOKUP(E5148,Temperature!Q:Q,Temperature!S:S)","v":30},"2016-09-30",0,0,24.97,1.79,0,1200,0,-0.2,-1.2000000000000454E-3,2.4000000000000909E-4,0,0,100,0,0,0,600,522,200,0,0,100,78,0,0,null,78,0,0,0,78,0,0]
["20160802:0445","2016-08-02T12:59:59.999","2016-08-02T12:59:59.999",2016,8,{"$f":"LOOKUP(E5155,Temperature!Q:Q,Temperature!R:R)","v":9},{"$f":"LOOKUP(E5155,Temperature!Q:Q,Temperature!S:S)","v":30},"2016-09-30",779.34,75.47,30.02,4.21,0,1200,779.34,-0.2,0.20079999999999998,-4.0160000000000001E-2,748.0417056,658.27670092799997,100,149.60834112000001,100,49.608341120000006,600,447.46599195520002,200,49.608341120000006,2.9765004672000028,0,78,71.557507577599978,0,null,152.53400804479998,49.608341120000006,2.9765004672000028,0,199.16584869759998,100,0]
["20160802:1145","2016-08-02T19:59:59.999","2016-08-02T19:59:59.999",2016,8,{"$f":"LOOKUP(E5162,Temperature!Q:Q,Temperature!R:R)","v":9},{"$f":"LOOKUP(E5162,Temperature!Q:Q,Temperature!S:S)","v":30},"2016-09-30",0,0,27.23,1.93,0,1200,0,-0.2,8.9200000000000015E-2,-1.7840000000000005E-2,0,0,100,0,0,0,600,522,200,0,0,100,78,0,0,null,78,0,0,0,78,0,0]
["20160802:1345","2016-08-02T21:59:59.999","2016-08-02T21:59:59.999",2016,8,{"$f":"LOOKUP(E5164,Temperature!Q:Q,Temperature!R:R)","v":9},{"$f":"LOOKUP(E5164,Temperature!Q:Q,Temperature!S:S)","v":30},"2016-09-30",0,0,26.28,1.52,0,1200,0,-0.2,5.1200000000000044E-2,-1.024000000000001E-2,0,0,100,0,0,0,600,522,200,0,0,100,78,0,0,null,78,0,0,0,78,0,0]
["20160802:2245","2016-08-03T06:59:59.999","2016-08-03T06:59:59.999",2016,8,{"$f":"LOOKUP(E5173,Temperature!Q:Q,Temperature!R:R)","v":9},{"$f":"LOOKUP(E5173,Temperature!Q:Q,Temperature!S:S)","v":30},"2016-09-30",0,0,24.82,1.93,0,1200,0,-0.2,-7.1999999999999885E-3,1.4399999999999977E-3,0,0,100,0,0,0,600,522,200,0,0,100,78,0,0,null,78,0,0,0,78,0,0]
["20160803:1045","2016-08-03T18:59:59.999","2016-08-03T18:59:59.999",2016,8,{"$f":"LOOKUP(E5185,Temperature!Q:Q,Temperature!R:R)","v":9},{"$f":"LOOKUP(E5185,Temperature!Q:Q,Temperature!S:S)","v":30},"2016-09-30",62.89,11.48,28.4,2.5499999999999998,0,1200,62.89,-0.2,0.13599999999999995,-2.7199999999999992E-2,61.179392,53.837864959999997,100,12.235878399999999,12.235878399999999,0,600,522,200,0,0,87.764121599999996,78,0,0,null,78,0,0,0,78,12.235878399999999,0]
["20160803:1545","2016-08-03T23:59:59.999","2016-08-03T23:59:59.999",2016,8,{"$f":"LOOKUP(E5190,Temperature!Q:Q,Temperature!R:R)","v":9},{"$f":"LOOKUP(E5190,Temperature!Q:Q,Temperature!S:S)","v":30},"2016-09-30",0,0,25.58,1.31,0,1200,0,-0.2,2.3199999999999932E-2,-4.639999999999987E-3,0,0,100,0,0,0,600,522,200,0,0,100,78,0,0,null,78,0,0,0,78,0,0]
["20160803:2045","2016-08-04T04:59:59.999","2016-08-04T04:59:59.999",2016,8,{"$f":"LOOKUP(E5195,Temperature!Q:Q,Temperature!R:R)","v":9},{"$f":"LOOKUP(E5195,Temperature!Q:Q,Temperature!S:S)","v":30},"2016-09-30",0,0,24.95,1.52,0,1200,0,-0.2,-2.0000000000000282E-3,4.0000000000000566E-4,0,0,100,0,0,0,600,522,200,0,0,100,78,0,0,null,78,0,0,0,78,0,0]
["20160804:0845","2016-08-04T16:59:59.999","2016-08-04T16:59:59.999",2016,8,{"$f":"LOOKUP(E5207,Temperature!Q:Q,Temperature!R:R)","v":9},{"$f":"LOOKUP(E5207,Temperature!Q:Q,Temperature!S:S)","v":30},"2016-09-30",406.84,40.06,30.63,2.62,0,1200,406.84,-0.2,0.22519999999999996,-4.5039999999999997E-2,388.51592640000001,341.89401523200002,100,77.70318528,77.70318528,0,600,348.28119187839997,200,0,0,22.29681472,78,173.71880812160003,22.29681472,null,251.71880812160003,0,0,22.29681472,229.42199340160005,100,0]
["20160804:1745","2016-08-05T01:59:59.999","2016-08-05T01:59:59.999",2016,8,{"$f":"LOOKUP(E5216,Temperature!Q:Q,Temperature!R:R)","v":9},{"$f":"LOOKUP(E5216,Temperature!Q:Q,Temperature!S:S)","v":30},"2016-09-30",0,0,25.39,1.24,0,1200,0,-0.2,1.5600000000000024E-2,-3.1200000000000047E-3,0,0,100,0,0,0,600,522,200,0,0,100,78,0,0,null,78,0,0,0,78,0,0]
["20160805:0145","2016-08-05T09:59:59.999","2016-08-05T09:59:59.999",2016,8,{"$f":"LOOKUP(E5224,Temperature!Q:Q,Temperature!R:R)","v":9},{"$f":"LOOKUP(E5224,Temperature!Q:Q,Temperature!S:S)","v":30},"2016-09-30",537.05999999999995,35.590000000000003,28.16,0.97,0,1200,537.05999999999995,-0.2,0.12640000000000001,-2.5280000000000004E-2,523.48312319999991,460.66514841599991,100,104.69662463999998,100,4.6966246399999818,600,506.95100066559996,200,4.6966246399999818,0.28179747839999914,0,78,14.767201856000009,0,null,93.048999334400008,4.6966246399999818,0.28179747839999914,0,97.463826495999996,100,0]
["20160805:0745","2016-08-05T15:59:59.999","2016-08-05T15:59:59.999",2016,8,{"$f":"LOOKUP(E5230,Temperature!Q:Q,Temperature!R:R)","v":9},{"$f":"LOOKUP(E5230,Temperature!Q:Q,Temperature!S:S)","v":30},"2016-09-30",875.92,54.24,32.04,2.83,0,1200,875.92,-0.2,0.28159999999999996,-5.6319999999999995E-2,826.58818559999997,727.39760332799995,100,165.31763712,100,65.317637120000001,600,190.00479001600002,200,65.317637120000001,3.9190582272000034,0,78,328.07615175679996,0,null,409.99520998399998,65.317637120000001,3.9190582272000034,0,471.39378887679993,100,0]
["20160805:1045","2016-08-05T18:59:59.999","2016-08-05T18:59:59.999",2016,8,{"$f":"LOOKUP(E5233,Temperature!Q:Q,Temperature!R:R)","v":9},{"$f":"LOOKUP(E5233,Temperature!Q:Q,Temperature!S:S)","v":30},"2016-09-30",316.76,11.4,29.76,2,0,1200,316.76,-0.2,0.19040000000000007,-3.8080000000000017E-2,304.69777920000001,268.13404569599999,100,60.939555840000004,60.939555840000004,0,600,42.469671631999972,200,0,0,39.060444159999996,78,479.53032836800003,39.060444159999996,null,557.53032836800003,0,0,39.060444159999996,518.46988420800005,100,0]
["20160805:1945","2016-08-06T03:59:59.999","2016-08-06T03:59:59.999",2016,8,{"$f":"LOOKUP(E5242,Temperature!Q:Q,Temperature!R:R)","v":9},{"$f":"LOOKUP(E5242,Temperature!Q:Q,Temperature!S:S)","v":30},"2016-09-30",0,0,24.27,1.17,0,1200,0,-0.2,-2.9200000000000018E-2,5.840000000000004E-3,0,0,100,0,0,0,600,522,200,0,0,100,78,0,0,null,78,0,0,0,78,0,0]
["20160806:0645","2016-08-06T14:59:59.999","2016-08-06T14:59:59.999",2016,8,{"$f":"LOOKUP(E5253,Temperature!Q:Q,Temperature!R:R)","v":9},{"$f":"LOOKUP(E5253,Temperature!Q:Q,Temperature!S:S)","v":30},"2016-09-30",480.69,67.98,31.07,1.66,0,1200,480.69,-0.2,0.24280000000000002,-4.8560000000000006E-2,457.34769359999996,402.46597036799994,100,91.469538720000003,91.469538720000003,0,600,484.73109913280001,200,0,0,8.5304612799999973,78,37.268900867199989,8.5304612799999973,null,115.26890086719999,0,0,8.5304612799999973,106.73843958719999,100,0]
["20160806:1245","2016-08-06T20:59:59.999","2016-08-06T20:59:59.999",2016,8,{"$f":"LOOKUP(E5259,Temperature!Q:Q,Temperature!R:R)","v":9},{"$f":"LOOKUP(E5259,Temperature!Q:Q,Temperature!S:S)","v":30},"2016-09-30",0,0,26.97,0.48,0,1200,0,-0.2,7.8799999999999953E-2,-1.5759999999999993E-2,0,0,100,0,0,0,600,522,200,0,0,100,78,0,0,null,78,0,0,0,78,0,0]
["20160806:2045","2016-08-07T04:59:59.999","2016-08-07T04:59:59.999",2016,8,{"$f":"LOOKUP(E5267,Temperature!Q:Q,Temperature!R:R)","v":9},{"$f":"LOOKUP(E5267,Temperature!Q:Q,Temperature!S:S)","v":30},"2016-09-30",0,0,24.33,0.9,0,1200,0,-0.2,-2.6800000000000067E-2,5.3600000000000141E-3,0,0,100,0,0,0,600,522,200,0,0,100,78,0,0,null,78,0,0,0,78,0,0]
["20160807:0545","2016-08-07T13:59:59.999","2016-08-07T13:59:59.999",2016,8,{"$f":"LOOKUP(E5276,Temperature!Q:Q,Temperature!R:R)","v":9},{"$f":"LOOKUP(E5276,Temperature!Q:Q,Temperature!S:S)","v":30},"2016-09-30",526.49,79.2,30.71,2.14,0,1200,526.49,-0.2,0.22840000000000005,-4.5680000000000012E-2,502.4399368,442.147144384,100,100.48798736000001,100,0.48798736000000531,600,388.43099237759998,200,0.48798736000000531,2.9279241600000346E-2,0,78,133.53972838080003,0,null,211.56900762240002,0.48798736000000531,2.9279241600000346E-2,0,212.02771574080003,100,0]
["20160807:1045","2016-08-07T18:59:59.999","2016-08-07T18:59:59.999",2016,8,{"$f":"LOOKUP(E5281,Temperature!Q:Q,Temperature!R:R)","v":9},{"$f":"LOOKUP(E5281,Temperature!Q:Q,Temperature!S:S)","v":30},"2016-09-30",28.19,11.31,26.43,1.79,0,1200,28.19,-0.2,5.7199999999999987E-2,-1.1439999999999999E-2,27.8675064,24.523405631999999,100,5.5735012800000003,5.5735012800000003,0,600,522,200,0,0,94.426498719999998,78,0,0,null,78,0,0,0,78,5.5735012800000003,0]
["20160807:1445","2016-08-07T22:59:59.999","2016-08-07T22:59:59.999",2016,8,{"$f":"LOOKUP(E5285,Temperature!Q:Q,Temperature!R:R)","v":9},{"$f":"LOOKUP(E5285,Temperature!Q:Q,Temperature!S:S)","v":30},"2016-09-30",0,0,25.14,1.38,0,1200,0,-0.2,5.6000000000000225E-3,-1.1200000000000045E-3,0,0,100,0,0,0,600,522,200,0,0,100,78,0,0,null,78,0,0,0,78,0,0]
["20160808:0345","2016-08-08T11:59:59.999","2016-08-08T11:59:59.999",2016,8,{"$f":"LOOKUP(E5298,Temperature!Q:Q,Temperature!R:R)","v":9},{"$f":"LOOKUP(E5298,Temperature!Q:Q,Temperature!S:S)","v":30},"2016-09-30",798.04,64.08,30.63,1.93,0,1200,798.04,-0.2,0.22519999999999996,-4.5039999999999997E-2,762.09627839999996,670.64472499199996,100,152.41925567999999,100,52.419255679999992,600,402.12432581760004,200,52.419255679999992,3.1451553408000024,0,78,116.73051884159999,0,null,197.87567418239999,52.419255679999992,3.1451553408000024,0,247.14977452159997,100,0]
["20160808:0745","2016-08-08T15:59:59.999","2016-08-08T15:59:59.999",{"$f":"YEAR(B5302)","v":2016},8,{"$f":"LOOKUP(E5302,Temperature!Q:Q,Temperature!R:R)","v":9},{"$f":"LOOKUP(E5302,Temperature!Q:Q,Temperature!S:S)","v":30},"2016-09-30",589.32000000000005,54.32,31.61,2.2799999999999998,0,1200,589.32000000000005,-0.2,0.26439999999999997,-5.2879999999999996E-2,558.15675840000006,491.17794739200008,100,111.63135168000001,100,11.631351680000009,600,158.93347714560014,200,11.631351680000009,0.6978811008000011,0,78,362.36864175359989,0,null,441.06652285439986,11.631351680000009,0.6978811008000011,0,451.99999343359991,{"$f":"W5302+AL5302","v":100},0]
["20160808:1645","2016-08-09T00:59:59.999","2016-08-09T00:59:59.999",2016,8,{"$f":"LOOKUP(E5311,Temperature!Q:Q,Temperature!R:R)","v":9},{"$f":"LOOKUP(E5311,Temperature!Q:Q,Temperature!S:S)","v":30},"2016-09-30",0,0,25.01,1.1000000000000001,0,1200,0,-0.2,4.0000000000006252E-4,-8.0000000000012516E-5,0,0,100,0,0,0,600,522,200,0,0,100,78,0,0,null,78,0,0,0,78,0,0]
["20160808:2345","2016-08-09T07:59:59.999","2016-08-09T07:59:59.999",2016,8,{"$f":"LOOKUP(E5318,Temperature!Q:Q,Temperature!R:R)","v":9},{"$f":"LOOKUP(E5318,Temperature!Q:Q,Temperature!S:S)","v":30},"2016-09-30",47.28,6.95,24.55,0.9,0,1200,47.28,-0.2,-1.7999999999999971E-2,3.5999999999999943E-3,47.450208000000003,41.756183040000003,100,9.4900415999999996,9.4900415999999996,0,600,522,200,0,0,90.509958400000002,78,0,0,null,78,0,0,0,78,9.4900415999999996,0]
["20160809:0945","2016-08-09T17:59:59.999","2016-08-09T17:59:59.999",2016,8,{"$f":"LOOKUP(E5328,Temperature!Q:Q,Temperature!R:R)","v":9},{"$f":"LOOKUP(E5328,Temperature!Q:Q,Temperature!S:S)","v":30},"2016-09-30",714.24,25.62,29.93,3.03,0,1200,714.24,-0.2,0.19719999999999999,-3.9440000000000003E-2,686.07037439999999,603.74192947200004,100,137.21407488,100,37.214074879999998,600,2.8845125927040272,200,2.8845125927040272,0.17307075556224177,0,78,518.94241665173377,0,null,597.11548740729597,2.8845125927040272,0.17307075556224177,0,599.82692924443779,100,34.329562287295971]
["20160809:1645","2016-08-10T00:59:59.999","2016-08-10T00:59:59.999",2016,8,{"$f":"LOOKUP(E5335,Temperature!Q:Q,Temperature!R:R)","v":9},{"$f":"LOOKUP(E5335,Temperature!Q:Q,Temperature!S:S)","v":30},"2016-09-30",0,0,25.65,0.97,0,1200,0,-0.2,2.5999999999999943E-2,-5.1999999999999894E-3,0,0,100,0,0,0,600,522,200,0,0,100,78,0,0,null,78,0,0,0,78,0,0]
["20160810:0245","2016-08-10T10:59:59.999","2016-08-10T10:59:59.999",2016,8,{"$f":"LOOKUP(E5345,Temperature!Q:Q,Temperature!R:R)","v":9},{"$f":"LOOKUP(E5345,Temperature!Q:Q,Temperature!S:S)","v":30},"2016-09-30",819.86,50.2,29.24,3.1,0,1200,819.86,-0.2,0.16959999999999995,-3.3919999999999992E-2,792.05034880000005,697.00430694400006,100,158.41006976,100,58.410069759999999,600,522,200,58.410069759999999,3.504604185600003,0,78,0,0,null,78,58.410069759999999,3.504604185600003,0,132.90546557439998,100,0]
["20160810:0645","2016-08-10T14:59:59.999","2016-08-10T14:59:59.999",2016,8,{"$f":"LOOKUP(E5349,Temperature!Q:Q,Temperature!R:R)","v":9},{"$f":"LOOKUP(E5349,Temperature!Q:Q,Temperature!S:S)","v":30},"2016-09-30",841.98,68.3,31.74,4.07,0,1200,841.98,-0.2,0.26959999999999995,-5.3919999999999996E-2,796.58043840000005,700.990785792,100,159.31608768000001,100,59.31608768000001,600,259.20490973760002,200,59.31608768000001,3.5589652608000035,0,78,259.23612500159999,0,null,340.79509026239998,59.31608768000001,3.5589652608000035,0,396.5522126816,100,0]
["20160810:1145","2016-08-10T19:59:59.999","2016-08-10T19:59:59.999",2016,8,{"$f":"LOOKUP(E5354,Temperature!Q:Q,Temperature!R:R)","v":9},{"$f":"LOOKUP(E5354,Temperature!Q:Q,Temperature!S:S)","v":30},"2016-09-30",0,0,27.59,2.48,0,1200,0,-0.2,0.1036,-2.0720000000000002E-2,0,0,100,0,0,0,600,146.85699681599999,200,0,0,100,78,375.14300318400001,100,null,453.14300318400001,0,0,100,353.14300318400001,100,0]
["20160810:2045","2016-08-11T04:59:59.999","2016-08-11T04:59:59.999",2016,8,{"$f":"LOOKUP(E5363,Temperature!Q:Q,Temperature!R:R)","v":9},{"$f":"LOOKUP(E5363,Temperature!Q:Q,Temperature!S:S)","v":30},"2016-09-30",0,0,25.47,2,0,1200,0,-0.2,1.8799999999999956E-2,-3.7599999999999912E-3,0,0,100,0,0,0,600,522,200,0,0,100,78,0,0,null,78,0,0,0,78,0,0]
["20160811:0445","2016-08-11T12:59:59.999","2016-08-11T12:59:59.999",2016,8,{"$f":"LOOKUP(E5371,Temperature!Q:Q,Temperature!R:R)","v":9},{"$f":"LOOKUP(E5371,Temperature!Q:Q,Temperature!S:S)","v":30},"2016-09-30",862.96,77.37,27.38,3.1,0,1200,862.96,-0.2,9.5199999999999965E-2,-1.9039999999999994E-2,846.52924160000009,744.94573260800007,100,169.30584832000002,100,69.305848320000024,600,470.38221345279999,200,69.305848320000024,4.1583508992000056,0,78,47.459435647999982,0,null,129.61778654719998,69.305848320000024,4.1583508992000056,0,194.76528396800001,100,0]
["20160811:1345","2016-08-11T21:59:59.999","2016-08-11T21:59:59.999",2016,8,{"$f":"LOOKUP(E5380,Temperature!Q:Q,Temperature!R:R)","v":9},{"$f":"LOOKUP(E5380,Temperature!Q:Q,Temperature!S:S)","v":30},"2016-09-30",0,0,25.77,2.34,0,1200,0,-0.2,3.0799999999999984E-2,-6.1599999999999971E-3,0,0,100,0,0,0,600,522,200,0,0,100,78,0,0,null,78,0,0,0,78,0,0]
["20160811:1945","2016-08-12T03:59:59.999","2016-08-12T03:59:59.999",2016,8,{"$f":"LOOKUP(E5386,Temperature!Q:Q,Temperature!R:R)","v":9},{"$f":"LOOKUP(E5386,Temperature!Q:Q,Temperature!S:S)","v":30},"2016-09-30",0,0,24.43,2,0,1200,0,-0.2,-2.2800000000000011E-2,4.5600000000000024E-3,0,0,100,0,0,0,600,522,200,0,0,100,78,0,0,null,78,0,0,0,78,0,0]
["20160812:0645","2016-08-12T14:59:59.999","2016-08-12T14:59:59.999",2016,8,{"$f":"LOOKUP(E5397,Temperature!Q:Q,Temperature!R:R)","v":9},{"$f":"LOOKUP(E5397,Temperature!Q:Q,Temperature!S:S)","v":30},"2016-09-30",750.44,68.44,27.95,3.45,0,1200,750.44,-0.2,0.11799999999999997,-2.3599999999999996E-2,732.72961600000008,644.80206208000004,100,146.54592320000003,100,46.545923200000033,600,158.75284704640006,200,46.545923200000033,2.7927553920000046,0,78,360.45439756159993,0,null,441.24715295359994,46.545923200000033,2.7927553920000046,0,485.00032076159994,100,0]
["20160812:0945","2016-08-12T17:59:59.999","2016-08-12T17:59:59.999",2016,8,{"$f":"LOOKUP(E5400,Temperature!Q:Q,Temperature!R:R)","v":9},{"$f":"LOOKUP(E5400,Temperature!Q:Q,Temperature!S:S)","v":30},"2016-09-30",676.88,25.51,27.91,3.79,0,1200,676.88,-0.2,0.1164,-2.3280000000000002E-2,661.12223360000007,581.7875655680001,100,132.22444672,100,32.224446720000003,600,19.816270073600094,200,19.816270073600094,1.1889762044160068,0,78,500.9947537219839,0,null,580.18372992639991,19.816270073600094,1.1889762044160068,0,598.81102379558399,100,12.408176646399909]
["20160812:1545","2016-08-12T23:59:59.999","2016-08-12T23:59:59.999",2016,8,{"$f":"LOOKUP(E5406,Temperature!Q:Q,Temperature!R:R)","v":9},{"$f":"LOOKUP(E5406,Temperature!Q:Q,Temperature!S:S)","v":30},"2016-09-30",0,0,24.82,2.48,0,1200,0,-0.2,-7.1999999999999885E-3,1.4399999999999977E-3,0,0,100,0,0,0,600,433.71611492441605,200,0,0,100,78,88.283885075583953,88.283885075583953,null,166.28388507558395,0,0,88.283885075583953,78,88.283885075583953,0]
["20160812:2345","2016-08-13T07:59:59.999","2016-08-13T07:59:59.999",2016,8,{"$f":"LOOKUP(E5414,Temperature!Q:Q,Temperature!R:R)","v":9},{"$f":"LOOKUP(E5414,Temperature!Q:Q,Temperature!S:S)","v":30},"2016-09-30",242.48,6.99,24.66,2.21,0,1200,242.48,-0.2,-1.3599999999999994E-2,2.7199999999999989E-3,243.13954559999999,213.962800128,100,48.627909119999998,48.627909119999998,0,600,522,200,0,0,51.372090880000002,78,0,0,null,78,0,0,0,78,48.627909119999998,0]
["20160813:0845","2016-08-13T16:59:59.999","2016-08-13T16:59:59.999",2016,8,{"$f":"LOOKUP(E5423,Temperature!Q:Q,Temperature!R:R)","v":9},{"$f":"LOOKUP(E5423,Temperature!Q:Q,Temperature!S:S)","v":30},"2016-09-30",240.7,39.96,28.72,3.72,0,1200,240.7,-0.2,0.14879999999999996,-2.9759999999999995E-2,233.536768,205.51235584,100,46.707353600000005,46.707353600000005,0,600,522,200,0,0,53.292646399999995,78,0,0,null,78,0,0,0,78,46.707353600000005,0]
["20160813:1645",{"$f":"C5431","v":"2016-08-14T00:59:59.999"},"2016-08-14T00:59:59.999",2016,{"$f":"MONTH(B5431)","v":8},{"$f":"LOOKUP(E5431,Temperature!Q:Q,Temperature!R:R)","v":9},{"$f":"LOOKUP(E5431,Temperature!Q:Q,Temperature!S:S)","v":30},{"$f":"DATE(D5431,F5431,G5431)","v":"2016-09-30"},0,0,25.44,1.31,0,{"$f":"N5430","v":1200},{"$f":"IF(I5431>N5431,1000,I5431)","v":0},{"$f":"$P$6","v":-0.2},{"$f":"(K5431-$Q$6)/$Q$6","v":1.760000000000005E-2},{"$f":"P5431*Q5431","v":-3.5200000000000101E-3},{"$f":"O5431*(1+R5431)","v":0},{"$f":"S5431*(1-$T$6)","v":0},{"$f":"$U$6","v":100},{"$f":"$V$6*S5431/1000","v":0},{"$f":"MIN(V5431,U5431)","v":0},{"$f":"V5431-W5431","v":0},{"$f":"$Y$6","v":600},522,{"$f":"$AA$6","v":200},{"$f":"MIN(AA5431,Z5431,X5431)","v":0},{"$f":"(1-$AC$6)*AB5431","v":0},{"$f":"U5431-W5431","v":100},{"$f":"MAX($Y$13*($AE$6),0)","v":78},{"$f":"MAX(AI5431-AE5431-AC5431,0)","v":0},{"$f":"MIN($AG$6,AF5431,AD5431)","v":0},null,78,{"$f":"AB5431","v":0},{"$f":"AC5431","v":0},{"$f":"AG5431","v":0},{"$f":"AI5431+AJ5431-AL5431-AK5431","v":78},0,{"$f":"V5431-W5431-AJ5431","v":0}]
["20160814:0145","2016-08-14T09:59:59.999","2016-08-14T09:59:59.999",2016,8,{"$f":"LOOKUP(E5440,Temperature!Q:Q,Temperature!R:R)","v":9},{"$f":"LOOKUP(E5440,Temperature!Q:Q,Temperature!S:S)","v":30},"2016-09-30",516.69000000000005,36.03,28.06,3.79,0,1200,516.69000000000005,-0.2,0.12239999999999995,-2.4479999999999991E-2,504.04142880000006,443.55645734400008,100,100.80828576000002,100,0.80828576000001817,600,522,200,0.80828576000001817,4.8497145600001131E-2,0,78,0,0,null,78,0.80828576000001817,4.8497145600001131E-2,0,78.759788614400023,100,0]
["20160814:1045","2016-08-14T18:59:59.999","2016-08-14T18:59:59.999",2016,8,{"$f":"LOOKUP(E5449,Temperature!Q:Q,Temperature!R:R)","v":9},{"$f":"LOOKUP(E5449,Temperature!Q:Q,Temperature!S:S)","v":30},"2016-09-30",334.06,10.9,29.01,3.72,0,1200,334.06,-0.2,0.16040000000000007,-3.2080000000000018E-2,323.34335520000002,284.54215257600003,100,64.668671040000007,64.668671040000007,0,600,154.51805229440009,200,0,0,35.331328959999993,78,367.48194770559991,35.331328959999993,null,445.48194770559991,0,0,35.331328959999993,410.1506187455999,100,0]
["20160814:1545","2016-08-14T23:59:59.999","2016-08-14T23:59:59.999",2016,8,{"$f":"LOOKUP(E5454,Temperature!Q:Q,Temperature!R:R)","v":9},{"$f":"LOOKUP(E5454,Temperature!Q:Q,Temperature!S:S)","v":30},"2016-09-30",0,0,26.43,2.2799999999999998,0,1200,0,-0.2,5.7199999999999987E-2,-1.1439999999999999E-2,0,0,100,0,0,0,600,{"$f":"Y5454-AI5454","v":522},200,0,0,100,78,0,0,null,{"$f":"AM5453","v":78},0,0,0,78,0,0]
["20160815:0345","2016-08-15T11:59:59.999","2016-08-15T11:59:59.999",2016,8,{"$f":"LOOKUP(E5466,Temperature!Q:Q,Temperature!R:R)","v":9},{"$f":"LOOKUP(E5466,Temperature!Q:Q,Temperature!S:S)","v":30},"2016-09-30",800.8,64.92,30.29,4.41,0,1200,800.8,-0.2,0.21159999999999995,-4.2319999999999997E-2,766.91014399999995,674.88092671999993,100,153.3820288,100,53.382028800000001,600,482.617104256,200,53.382028800000001,3.2029217280000029,0,78,36.179974015999981,0,null,117.38289574399998,53.382028800000001,3.2029217280000029,0,167.56200281599999,100,0]
["20160815:0545","2016-08-15T13:59:59.999","2016-08-15T13:59:59.999",2016,8,{"$f":"LOOKUP(E5468,Temperature!Q:Q,Temperature!R:R)","v":9},{"$f":"LOOKUP(E5468,Temperature!Q:Q,Temperature!S:S)","v":30},"2016-09-30",791.79,81.010000000000005,30.57,4.07,0,1200,791.79,-0.2,0.2228,-4.4560000000000002E-2,756.5078375999999,665.72689708799987,100,151.30156751999999,100,51.301567519999992,600,387.91285264640004,200,51.301567519999992,3.0780940512000021,0,78,131.00905330239996,0,null,212.08714735359996,51.301567519999992,3.0780940512000021,0,260.31062082239993,100,0]
["20160815:1245","2016-08-15T20:59:59.999","2016-08-15T20:59:59.999",2016,8,{"$f":"LOOKUP(E5475,Temperature!Q:Q,Temperature!R:R)","v":9},{"$f":"LOOKUP(E5475,Temperature!Q:Q,Temperature!S:S)","v":30},"2016-09-30",0,0,27.43,2.2799999999999998,0,1200,0,-0.2,9.7199999999999995E-2,-1.9439999999999999E-2,0,0,100,0,0,0,600,441.60621477440003,200,0,0,100,78,80.39378522559997,80.39378522559997,null,158.39378522559997,0,0,80.39378522559997,78,80.39378522559997,0]
["20160815:1945","2016-08-16T03:59:59.999","2016-08-16T03:59:59.999",2016,8,{"$f":"LOOKUP(E5482,Temperature!Q:Q,Temperature!R:R)","v":9},{"$f":"LOOKUP(E5482,Temperature!Q:Q,Temperature!S:S)","v":30},"2016-09-30",0,0,25.69,2.5499999999999998,0,1200,0,-0.2,2.7600000000000052E-2,-5.520000000000011E-3,0,0,100,0,0,0,600,522,200,0,0,100,78,0,0,null,78,0,0,0,78,0,0]
["20160816:0545","2016-08-16T13:59:59.999","2016-08-16T13:59:59.999",2016,8,{"$f":"LOOKUP(E5492,Temperature!Q:Q,Temperature!R:R)","v":9},{"$f":"LOOKUP(E5492,Temperature!Q:Q,Temperature!S:S)","v":30},"2016-09-30",878.81,81.22,31.96,4.97,0,1200,878.81,-0.2,0.27840000000000004,-5.5680000000000007E-2,829.87785919999999,730.29251609599999,100,165.97557183999999,100,65.975571839999986,600,471.07804822720004,200,65.975571839999986,3.9585343104000028,0,78,46.963417462399981,0,null,128.92195177279999,65.975571839999986,3.9585343104000028,0,190.93898930239996,100,0]
["20160816:1645","2016-08-17T00:59:59.999","2016-08-17T00:59:59.999",2016,8,{"$f":"LOOKUP(E5503,Temperature!Q:Q,Temperature!R:R)","v":9},{"$f":"LOOKUP(E5503,Temperature!Q:Q,Temperature!S:S)","v":30},"2016-09-30",0,0,26.1,1.66,0,1200,0,-0.2,4.400000000000006E-2,-8.8000000000000127E-3,0,0,100,0,0,0,600,522,200,0,0,100,78,0,0,null,78,0,0,0,78,0,0]
["20160816:2245","2016-08-17T06:59:59.999","2016-08-17T06:59:59.999",2016,8,{"$f":"LOOKUP(E5509,Temperature!Q:Q,Temperature!R:R)","v":9},{"$f":"LOOKUP(E5509,Temperature!Q:Q,Temperature!S:S)","v":30},"2016-09-30",0,0,25.18,1.31,0,1200,0,-0.2,7.1999999999999885E-3,-1.4399999999999977E-3,0,0,100,0,0,0,600,522,200,0,0,100,78,0,0,null,78,0,0,0,78,0,0]
["20160817:0745","2016-08-17T15:59:59.999","2016-08-17T15:59:59.999",2016,8,{"$f":"LOOKUP(E5518,Temperature!Q:Q,Temperature!R:R)","v":9},{"$f":"LOOKUP(E5518,Temperature!Q:Q,Temperature!S:S)","v":30},"2016-09-30",773.54,54.37,32.270000000000003,4.34,0,1200,773.54,-0.2,0.29080000000000011,-5.8160000000000024E-2,728.55091359999994,641.12480396799992,100,145.71018271999998,100,45.710182719999978,600,{"$f":"Y5518-AI5518","v":348.22633975999997},200,45.710182719999978,2.7426109632000011,0,78,171.03104927680002,0,null,{"$f":"AM5517","v":251.77366024000003},45.710182719999978,2.7426109632000011,0,294.74123199680002,100,0]
["20160817:1545","2016-08-17T23:59:59.999","2016-08-17T23:59:59.999",2016,8,{"$f":"LOOKUP(E5526,Temperature!Q:Q,Temperature!R:R)","v":9},{"$f":"LOOKUP(E5526,Temperature!Q:Q,Temperature!S:S)","v":30},"2016-09-30",0,0,26.31,1.66,0,1200,0,-0.2,5.2399999999999947E-2,-1.0479999999999989E-2,0,0,100,0,0,0,600,522,200,0,0,100,78,0,0,null,78,0,0,0,78,0,0]
["20160817:1645","2016-08-18T00:59:59.999","2016-08-18T00:59:59.999",2016,8,{"$f":"LOOKUP(E5527,Temperature!Q:Q,Temperature!R:R)","v":9},{"$f":"LOOKUP(E5527,Temperature!Q:Q,Temperature!S:S)","v":30},"2016-09-30",0,0,26.01,1.86,0,1200,0,-0.2,4.0400000000000061E-2,-8.0800000000000125E-3,0,0,100,0,0,0,600,522,200,0,0,100,78,0,0,null,78,0,0,0,78,0,0]
["20160818:0545","2016-08-18T13:59:59.999","2016-08-18T13:59:59.999",2016,8,{"$f":"LOOKUP(E5540,Temperature!Q:Q,Temperature!R:R)","v":9},{"$f":"LOOKUP(E5540,Temperature!Q:Q,Temperature!S:S)","v":30},"2016-09-30",843.29,81.64,31.14,4.4800000000000004,0,1200,843.29,-0.2,0.24560000000000001,-4.9120000000000004E-2,801.86759519999987,705.64348377599993,100,160.37351903999999,100,60.373519039999991,600,341.38787074240003,200,60.373519039999991,3.6224111424000025,0,78,176.98971811519996,0,null,258.61212925759997,60.373519039999991,3.6224111424000025,0,315.36323715519995,100,0]
["20160818:0945","2016-08-18T17:59:59.999","2016-08-18T17:59:59.999",2016,8,{"$f":"LOOKUP(E5544,Temperature!Q:Q,Temperature!R:R)","v":9},{"$f":"LOOKUP(E5544,Temperature!Q:Q,Temperature!S:S)","v":30},"2016-09-30",519.55999999999995,25.18,30.1,4.28,0,1200,519.55999999999995,-0.2,0.20400000000000007,-4.0800000000000017E-2,498.36195199999992,438.55851775999992,100,99.672390399999983,99.672390399999983,0,600,124.38179487360003,200,0,0,0.3276096000000166,78,397.61820512639997,0.3276096000000166,null,475.61820512639997,0,0,0.3276096000000166,475.29059552639995,100,0]
["20160818:1545","2016-08-18T23:59:59.999","2016-08-18T23:59:59.999",2016,8,{"$f":"LOOKUP(E5550,Temperature!Q:Q,Temperature!R:R)","v":9},{"$f":"LOOKUP(E5550,Temperature!Q:Q,Temperature!S:S)","v":30},"2016-09-30",0,0,26.42,1.86,0,1200,0,-0.2,5.6800000000000066E-2,-1.1360000000000014E-2,0,0,100,0,0,0,600,522,200,0,0,100,78,0,0,null,78,0,0,0,78,0,0]
["20160819:0245","2016-08-19T10:59:59.999","2016-08-19T10:59:59.999",2016,8,{"$f":"LOOKUP(E5561,Temperature!Q:Q,Temperature!R:R)","v":9},{"$f":"LOOKUP(E5561,Temperature!Q:Q,Temperature!S:S)","v":30},"2016-09-30",520.5,50.93,29.78,4.6900000000000004,0,1200,520.5,-0.2,0.19120000000000004,-3.824000000000001E-2,500.59607999999997,440.52455039999995,100,100.11921599999999,100,0.11921599999999444,600,522,200,0.11921599999999444,7.1529599999996729E-3,0,78,0,0,null,78,0.11921599999999444,7.1529599999996729E-3,0,78.112063039999995,100,0]
["20160819:1245","2016-08-19T20:59:59.999","2016-08-19T20:59:59.999",2016,8,{"$f":"LOOKUP(E5571,Temperature!Q:Q,Temperature!R:R)","v":9},{"$f":"LOOKUP(E5571,Temperature!Q:Q,Temperature!S:S)","v":30},"2016-09-30",0,0,27.62,2.2799999999999998,0,1200,0,-0.2,0.10480000000000005,-2.096000000000001E-2,0,0,100,0,0,0,600,267.58724712320009,200,0,0,100,78,254.41275287679991,100,null,332.41275287679991,0,0,100,232.41275287679991,100,0]
["20160819:1945","2016-08-20T03:59:59.999","2016-08-20T03:59:59.999",2016,8,{"$f":"LOOKUP(E5578,Temperature!Q:Q,Temperature!R:R)","v":9},{"$f":"LOOKUP(E5578,Temperature!Q:Q,Temperature!S:S)","v":30},"2016-09-30",0,0,25.62,1.86,0,1200,0,-0.2,2.4800000000000041E-2,-4.9600000000000087E-3,0,0,100,0,0,0,600,522,200,0,0,100,78,0,0,null,78,0,0,0,78,0,0]
["20160820:0445","2016-08-20T12:59:59.999","2016-08-20T12:59:59.999",2016,8,{"$f":"LOOKUP(E5587,Temperature!Q:Q,Temperature!R:R)","v":9},{"$f":"LOOKUP(E5587,Temperature!Q:Q,Temperature!S:S)","v":30},"2016-09-30",908.34,79.38,31.41,3.79,0,1200,908.34,-0.2,0.25640000000000002,-5.1280000000000006E-2,861.76032480000003,758.34908582399999,100,172.35206496000001,100,72.352064960000007,600,293.04577077760007,200,72.352064960000007,4.3411238976000046,0,78,224.61310532479993,0,null,306.95422922239993,72.352064960000007,4.3411238976000046,0,374.96517028479991,100,0]
["20160820:1145","2016-08-20T19:59:59.999","2016-08-20T19:59:59.999",2016,8,{"$f":"LOOKUP(E5594,Temperature!Q:Q,Temperature!R:R)","v":9},{"$f":"LOOKUP(E5594,Temperature!Q:Q,Temperature!S:S)","v":30},"2016-09-30",0,0,29.01,2.21,0,1200,0,-0.2,0.16040000000000007,-3.2080000000000018E-2,0,0,100,0,0,0,600,74.938165193871669,200,0,0,100,78,447.06183480612833,100,null,525.06183480612833,0,0,100,425.06183480612833,100,0]
["20160820:1345","2016-08-20T21:59:59.999","2016-08-20T21:59:59.999",2016,8,{"$f":"LOOKUP(E5596,Temperature!Q:Q,Temperature!R:R)","v":9},{"$f":"LOOKUP(E5596,Temperature!Q:Q,Temperature!S:S)","v":30},"2016-09-30",0,0,27.34,1.59,0,1200,0,-0.2,9.3599999999999989E-2,-1.8719999999999997E-2,0,0,100,0,0,0,600,274.93816519387167,200,0,0,100,78,247.06183480612833,100,null,325.06183480612833,0,0,100,225.06183480612833,100,0]
["20160821:0145","2016-08-21T09:59:59.999","2016-08-21T09:59:59.999",2016,8,{"$f":"LOOKUP(E5608,Temperature!Q:Q,Temperature!R:R)","v":9},{"$f":"LOOKUP(E5608,Temperature!Q:Q,Temperature!S:S)","v":30},"2016-09-30",832.88,36.450000000000003,29.23,1.66,0,1200,832.88,-0.2,0.16920000000000002,-3.3840000000000002E-2,804.69534080000005,708.13189990400008,100,160.93906816000003,100,60.939068160000033,600,494.34261312000001,200,60.939068160000033,3.6563440896000055,0,78,24.0010427904,0,null,105.65738688,60.939068160000033,3.6563440896000055,0,162.94011095040003,100,0]
["20160821:0645","2016-08-21T14:59:59.999","2016-08-21T14:59:59.999",2016,8,{"$f":"LOOKUP(E5613,Temperature!Q:Q,Temperature!R:R)","v":9},{"$f":"LOOKUP(E5613,Temperature!Q:Q,Temperature!S:S)","v":30},"2016-09-30",697.12,68.77,32.9,3.24,0,1200,697.12,-0.2,0.31599999999999995,-6.3199999999999992E-2,653.06201599999997,574.69457407999994,100,130.61240319999999,100,30.612403199999989,600,191.61382215679987,200,30.612403199999989,1.8367441920000009,0,78,328.5494336512001,0,null,408.38617784320013,30.612403199999989,1.8367441920000009,0,437.16183685120012,100,0]
["20160821:1545","2016-08-21T23:59:59.999","2016-08-21T23:59:59.999",{"$f":"YEAR(B5622)","v":2016},8,{"$f":"LOOKUP(E5622,Temperature!Q:Q,Temperature!R:R)","v":9},{"$f":"LOOKUP(E5622,Temperature!Q:Q,Temperature!S:S)","v":30},"2016-09-30",0,0,26.53,1.79,0,1200,0,-0.2,6.1200000000000046E-2,-1.224000000000001E-2,0,0,100,0,0,0,600,469.23689946239995,200,0,0,100,78,52.763100537600053,52.763100537600053,null,130.76310053760005,0,0,52.763100537600053,78,{"$f":"W5622+AL5622","v":52.763100537600053},0]
["20160821:2345","2016-08-22T07:59:59.999","2016-08-22T07:59:59.999",2016,8,{"$f":"LOOKUP(E5630,Temperature!Q:Q,Temperature!R:R)","v":9},{"$f":"LOOKUP(E5630,Temperature!Q:Q,Temperature!S:S)","v":30},"2016-09-30",15.46,7.2,25.39,2.0699999999999998,0,1200,15.46,-0.2,1.5600000000000024E-2,-3.1200000000000047E-3,15.4117648,13.562353024,100,3.0823529600000001,3.0823529600000001,0,600,522,200,0,0,96.917647040000006,78,0,0,null,78,0,0,0,78,3.0823529600000001,0]
["20160822:0545","2016-08-22T13:59:59.999","2016-08-22T13:59:59.999",2016,8,{"$f":"LOOKUP(E5636,Temperature!Q:Q,Temperature!R:R)","v":9},{"$f":"LOOKUP(E5636,Temperature!Q:Q,Temperature!S:S)","v":30},"2016-09-30",809.2,82.36,32.32,4.07,0,1200,809.2,-0.2,0.2928,-5.8560000000000001E-2,761.81324800000004,670.39565823999999,100,152.3626496,100,52.362649599999997,600,449.95648345280006,200,52.362649599999997,3.1417589760000024,0,78,68.901757571199937,0,null,150.04351654719994,52.362649599999997,3.1417589760000024,0,199.26440717119993,100,0]
["20160822:1645","2016-08-23T00:59:59.999",{"$f":"C5646+1/24","v":"2016-08-23T00:59:59.999"},2016,8,{"$f":"LOOKUP(E5647,Temperature!Q:Q,Temperature!R:R)","v":9},{"$f":"LOOKUP(E5647,Temperature!Q:Q,Temperature!S:S)","v":30},"2016-09-30",0,0,26.15,1.52,0,1200,0,-0.2,4.5999999999999944E-2,-9.1999999999999894E-3,0,0,100,0,0,0,600,522,200,0,0,100,78,0,0,null,78,0,0,0,78,0,0]
["20160822:1745","2016-08-23T01:59:59.999","2016-08-23T01:59:59.999",2016,8,{"$f":"LOOKUP(E5648,Temperature!Q:Q,Temperature!R:R)","v":9},{"$f":"LOOKUP(E5648,Temperature!Q:Q,Temperature!S:S)","v":30},"2016-09-30",0,0,25.98,1.59,0,1200,0,-0.2,3.920000000000002E-2,-7.840000000000005E-3,0,0,100,0,0,0,600,522,200,0,0,100,78,0,0,null,78,0,0,0,78,0,0]
["20160823:0445","2016-08-23T12:59:59.999","2016-08-23T12:59:59.999",2016,8,{"$f":"LOOKUP(E5659,Temperature!Q:Q,Temperature!R:R)","v":9},{"$f":"LOOKUP(E5659,Temperature!Q:Q,Temperature!S:S)","v":30},"2016-09-30",731.65,80.02,32.22,3.45,0,1200,731.65,-0.2,0.28879999999999995,-5.7759999999999992E-2,689.38989599999991,606.66310847999989,100,137.87797919999997,100,37.87797919999997,600,318.68791959679999,200,37.87797919999997,2.272678752,0,78,201.03940165120002,0,null,281.31208040320001,37.87797919999997,2.272678752,0,316.91738085119999,100,0]
["20160823:1045","2016-08-23T18:59:59.999","2016-08-23T18:59:59.999",2016,8,{"$f":"LOOKUP(E5665,Temperature!Q:Q,Temperature!R:R)","v":9},{"$f":"LOOKUP(E5665,Temperature!Q:Q,Temperature!S:S)","v":30},"2016-09-30",389.96,10.15,29.11,3.03,0,1200,389.96,-0.2,0.16439999999999999,-3.288E-2,377.13811519999996,331.88154137599997,100,75.427623039999986,75.427623039999986,0,600,167.13838806400008,200,0,0,24.572376960000014,78,354.86161193599992,24.572376960000014,null,432.86161193599992,0,0,24.572376960000014,408.28923497599988,100,0]
["20160823:1845","2016-08-24T02:59:59.999","2016-08-24T02:59:59.999",2016,8,{"$f":"LOOKUP(E5673,Temperature!Q:Q,Temperature!R:R)","v":9},{"$f":"LOOKUP(E5673,Temperature!Q:Q,Temperature!S:S)","v":30},"2016-09-30",0,0,25.1,2.62,0,1200,0,-0.2,4.0000000000000565E-3,-8.0000000000001131E-4,0,0,100,0,0,0,600,522,200,0,0,100,78,0,0,null,78,0,0,0,78,0,0]
["20160824:0345","2016-08-24T11:59:59.999","2016-08-24T11:59:59.999",2016,8,{"$f":"LOOKUP(E5682,Temperature!Q:Q,Temperature!R:R)","v":9},{"$f":"LOOKUP(E5682,Temperature!Q:Q,Temperature!S:S)","v":30},"2016-09-30",381.08,66.010000000000005,28.35,4.55,0,1200,381.08,-0.2,0.13400000000000006,-2.6800000000000015E-2,370.86705599999999,326.36300927999997,100,74.173411200000004,74.173411200000004,0,600,522,200,0,0,25.826588799999996,78,0,0,null,78,0,0,0,78,74.173411200000004,0]
["20160824:1145","2016-08-24T19:59:59.999","2016-08-24T19:59:59.999",2016,8,{"$f":"LOOKUP(E5690,Temperature!Q:Q,Temperature!R:R)","v":9},{"$f":"LOOKUP(E5690,Temperature!Q:Q,Temperature!S:S)","v":30},"2016-09-30",0,0,24.48,2.69,0,1200,0,-0.2,-2.0799999999999982E-2,4.1599999999999962E-3,0,0,100,0,0,0,600,522,200,0,0,100,78,0,0,null,78,0,0,0,78,0,0]
["20160824:2045","2016-08-25T04:59:59.999","2016-08-25T04:59:59.999",2016,8,{"$f":"LOOKUP(E5699,Temperature!Q:Q,Temperature!R:R)","v":9},{"$f":"LOOKUP(E5699,Temperature!Q:Q,Temperature!S:S)","v":30},"2016-09-30",0,0,23.95,2.48,0,1200,0,-0.2,-4.200000000000003E-2,8.4000000000000064E-3,0,0,100,0,0,0,600,522,200,0,0,100,78,0,0,null,78,0,0,0,78,0,0]
["20160825:0545","2016-08-25T13:59:59.999","2016-08-25T13:59:59.999",2016,8,{"$f":"LOOKUP(E5708,Temperature!Q:Q,Temperature!R:R)","v":9},{"$f":"LOOKUP(E5708,Temperature!Q:Q,Temperature!S:S)","v":30},"2016-09-30",854.33,82.8,28.04,3.79,0,1200,854.33,-0.2,0.12159999999999997,-2.4319999999999994E-2,833.55269440000006,733.52637107200007,100,166.71053888,100,66.710538880000001,600,374.52208881280001,200,66.710538880000001,4.0026323328000037,0,78,143.47527885440002,0,null,225.47791118720002,66.710538880000001,4.0026323328000037,0,288.18581773440008,100,0]
["20160825:1045","2016-08-25T18:59:59.999","2016-08-25T18:59:59.999",2016,8,{"$f":"LOOKUP(E5713,Temperature!Q:Q,Temperature!R:R)","v":9},{"$f":"LOOKUP(E5713,Temperature!Q:Q,Temperature!S:S)","v":30},"2016-09-30",194.6,9.9499999999999993,26.96,2.69,0,1200,194.6,-0.2,7.8400000000000039E-2,-1.568000000000001E-2,191.54867199999998,168.56283135999999,100,38.309734399999996,38.309734399999996,0,600,200.79050578879992,200,0,0,61.690265600000004,78,321.20949421120008,61.690265600000004,null,399.20949421120008,0,0,61.690265600000004,337.51922861120011,100,0]
["20160825:1445","2016-08-25T22:59:59.999","2016-08-25T22:59:59.999",2016,8,{"$f":"LOOKUP(E5717,Temperature!Q:Q,Temperature!R:R)","v":9},{"$f":"LOOKUP(E5717,Temperature!Q:Q,Temperature!S:S)","v":30},"2016-09-30",0,0,25.07,1.86,0,1200,0,-0.2,2.8000000000000112E-3,-5.6000000000000223E-4,0,0,100,0,0,0,600,522,200,0,0,100,78,0,0,null,78,0,0,0,78,0,0]
["20160826:0045","2016-08-26T08:59:59.999","2016-08-26T08:59:59.999",2016,8,{"$f":"LOOKUP(E5727,Temperature!Q:Q,Temperature!R:R)","v":9},{"$f":"LOOKUP(E5727,Temperature!Q:Q,Temperature!S:S)","v":30},"2016-09-30",557.71,22.04,25.45,2.14,0,1200,557.71,-0.2,1.7999999999999971E-2,-3.5999999999999943E-3,555.70224400000006,489.01797472000004,100,111.14044880000002,100,11.140448800000016,600,522,200,11.140448800000016,0.66842692800000159,0,78,0,0,null,78,11.140448800000016,0.66842692800000159,0,88.472021872000013,100,0]
["20160826:0745","2016-08-26T15:59:59.999","2016-08-26T15:59:59.999",2016,8,{"$f":"LOOKUP(E5734,Temperature!Q:Q,Temperature!R:R)","v":9},{"$f":"LOOKUP(E5734,Temperature!Q:Q,Temperature!S:S)","v":30},"2016-09-30",509.64,54.05,28.21,3.17,0,1200,509.64,-0.2,0.12840000000000004,-2.5680000000000008E-2,496.55244479999999,436.96615142399997,100,99.310488960000001,99.310488960000001,0,600,276.64548251200006,200,0,0,0.6895110399999993,78,245.35451748799994,0.6895110399999993,null,323.35451748799994,0,0,0.6895110399999993,322.66500644799993,100,0]
["20160826:1445","2016-08-26T22:59:59.999","2016-08-26T22:59:59.999",2016,8,{"$f":"LOOKUP(E5741,Temperature!Q:Q,Temperature!R:R)","v":9},{"$f":"LOOKUP(E5741,Temperature!Q:Q,Temperature!S:S)","v":30},"2016-09-30",0,0,25.36,1.17,0,1200,0,-0.2,1.4399999999999977E-2,-2.8799999999999954E-3,0,0,100,0,0,0,600,522,200,0,0,100,78,0,0,null,78,0,0,0,78,0,0]
["20160827:0045",{"$f":"C5751","v":"2016-08-27T08:59:59.999"},"2016-08-27T08:59:59.999",2016,{"$f":"MONTH(B5751)","v":8},{"$f":"LOOKUP(E5751,Temperature!Q:Q,Temperature!R:R)","v":9},{"$f":"LOOKUP(E5751,Temperature!Q:Q,Temperature!S:S)","v":30},{"$f":"DATE(D5751,F5751,G5751)","v":"2016-09-30"},154.41999999999999,22.1,24.97,1.66,0,{"$f":"N5750","v":1200},{"$f":"IF(I5751>N5751,1000,I5751)","v":154.41999999999999},{"$f":"$P$6","v":-0.2},{"$f":"(K5751-$Q$6)/$Q$6","v":-1.2000000000000454E-3},{"$f":"P5751*Q5751","v":2.4000000000000909E-4},{"$f":"O5751*(1+R5751)","v":154.45706079999999},{"$f":"S5751*(1-$T$6)","v":135.92221350399998},{"$f":"$U$6","v":100},{"$f":"$V$6*S5751/1000","v":30.891412160000002},{"$f":"MIN(V5751,U5751)","v":30.891412160000002},{"$f":"V5751-W5751","v":0},{"$f":"$Y$6","v":600},497.4474574848,{"$f":"$AA$6","v":200},{"$f":"MIN(AA5751,Z5751,X5751)","v":0},{"$f":"(1-$AC$6)*AB5751","v":0},{"$f":"U5751-W5751","v":69.108587839999998},{"$f":"MAX($Y$13*($AE$6),0)","v":78},{"$f":"MAX(AI5751-AE5751-AC5751,0)","v":24.552542515200003},{"$f":"MIN($AG$6,AF5751,AD5751)","v":24.552542515200003},null,102.5525425152,{"$f":"AB5751","v":0},{"$f":"AC5751","v":0},{"$f":"AG5751","v":24.552542515200003},{"$f":"AI5751+AJ5751-AL5751-AK5751","v":78},55.443954675200004,{"$f":"V5751-W5751-AJ5751","v":0}]
["20160827:0445","2016-08-27T12:59:59.999","2016-08-27T12:59:59.999",2016,8,{"$f":"LOOKUP(E5755,Temperature!Q:Q,Temperature!R:R)","v":9},{"$f":"LOOKUP(E5755,Temperature!Q:Q,Temperature!S:S)","v":30},"2016-09-30",900.66,80.819999999999993,29.67,3.1,0,1200,900.66,-0.2,0.18680000000000008,-3.7360000000000018E-2,867.01134239999988,762.96998131199985,100,173.40226847999998,100,73.402268479999975,600,351.80082782720001,200,73.402268479999975,4.4041361088000022,0,78,165.79503606400002,0,null,248.19917217280002,73.402268479999975,4.4041361088000022,0,317.19730454399996,100,0]
["20160827:1745","2016-08-28T01:59:59.999","2016-08-28T01:59:59.999",2016,8,{"$f":"LOOKUP(E5768,Temperature!Q:Q,Temperature!R:R)","v":9},{"$f":"LOOKUP(E5768,Temperature!Q:Q,Temperature!S:S)","v":30},"2016-09-30",0,0,24.61,0.62,0,1200,0,-0.2,-1.5600000000000024E-2,3.1200000000000047E-3,0,0,100,0,0,0,600,522,200,0,0,100,78,0,0,null,78,0,0,0,78,0,0]
["20160827:1845","2016-08-28T02:59:59.999","2016-08-28T02:59:59.999",2016,8,{"$f":"LOOKUP(E5769,Temperature!Q:Q,Temperature!R:R)","v":9},{"$f":"LOOKUP(E5769,Temperature!Q:Q,Temperature!S:S)","v":30},"2016-09-30",0,0,24.92,0.76,0,1200,0,-0.2,-3.1999999999999316E-3,6.3999999999998639E-4,0,0,100,0,0,0,600,522,200,0,0,100,78,0,0,null,78,0,0,0,78,0,0]
["20160828:0345","2016-08-28T11:59:59.999","2016-08-28T11:59:59.999",2016,8,{"$f":"LOOKUP(E5778,Temperature!Q:Q,Temperature!R:R)","v":9},{"$f":"LOOKUP(E5778,Temperature!Q:Q,Temperature!S:S)","v":30},"2016-09-30",716.83,66.459999999999994,30,2.41,0,1200,716.83,-0.2,0.2,-4.0000000000000008E-2,688.15679999999998,605.57798400000001,100,137.63135999999997,100,37.631359999999972,600,329.98488189439996,200,37.631359999999972,2.2578816000000002,0,78,189.75723650560005,0,null,270.01511810560004,37.631359999999972,2.2578816000000002,0,305.38859650559999,100,0]
["20160828:1145","2016-08-28T19:59:59.999","2016-08-28T19:59:59.999",2016,8,{"$f":"LOOKUP(E5786,Temperature!Q:Q,Temperature!R:R)","v":9},{"$f":"LOOKUP(E5786,Temperature!Q:Q,Temperature!S:S)","v":30},"2016-09-30",0,0,25.97,2,0,1200,0,-0.2,3.8799999999999953E-2,-7.7599999999999909E-3,0,0,100,0,0,0,600,73.73287132479993,200,0,0,100,78,448.26712867520007,100,null,526.26712867520007,0,0,100,426.26712867520007,100,0]
["20160828:1745","2016-08-29T01:59:59.999","2016-08-29T01:59:59.999",2016,8,{"$f":"LOOKUP(E5792,Temperature!Q:Q,Temperature!R:R)","v":9},{"$f":"LOOKUP(E5792,Temperature!Q:Q,Temperature!S:S)","v":30},"2016-09-30",0,0,24.02,1.59,0,1200,0,-0.2,-3.920000000000002E-2,7.840000000000005E-3,0,0,100,0,0,0,600,522,200,0,0,100,78,0,0,null,78,0,0,0,78,0,0]
["20160829:0445","2016-08-29T12:59:59.999","2016-08-29T12:59:59.999",2016,8,{"$f":"LOOKUP(E5803,Temperature!Q:Q,Temperature!R:R)","v":9},{"$f":"LOOKUP(E5803,Temperature!Q:Q,Temperature!S:S)","v":30},"2016-09-30",878.21,81.180000000000007,28.17,2.9,0,1200,878.21,-0.2,0.12680000000000008,-2.5360000000000018E-2,855.93859439999994,753.2259630719999,100,171.18771888000001,100,71.187718880000006,600,374.90472882239999,200,71.187718880000006,4.2712631328000041,0,78,142.8240080448,0,null,225.09527117760001,71.187718880000006,4.2712631328000041,0,292.01172692480003,100,0]
["20160829:1045","2016-08-29T18:59:59.999","2016-08-29T18:59:59.999",2016,8,{"$f":"LOOKUP(E5809,Temperature!Q:Q,Temperature!R:R)","v":9},{"$f":"LOOKUP(E5809,Temperature!Q:Q,Temperature!S:S)","v":30},"2016-09-30",338.34,9.52,26.77,1.31,0,1200,338.34,-0.2,7.0799999999999988E-2,-1.4159999999999999E-2,333.54910560000002,293.52321292800002,100,66.709821120000001,66.709821120000001,0,600,141.04651605120006,200,0,0,33.290178879999999,78,380.95348394879994,33.290178879999999,null,458.95348394879994,0,0,33.290178879999999,425.66330506879996,100,0]
["20160829:2145","2016-08-30T05:59:59.999","2016-08-30T05:59:59.999",2016,8,{"$f":"LOOKUP(E5820,Temperature!Q:Q,Temperature!R:R)","v":9},{"$f":"LOOKUP(E5820,Temperature!Q:Q,Temperature!S:S)","v":30},"2016-09-30",0,0,24.17,1.24,0,1200,0,-0.2,-3.3199999999999931E-2,6.6399999999999862E-3,0,0,100,0,0,0,600,522,200,0,0,100,78,0,0,null,78,0,0,0,78,0,0]
["20160830:0045","2016-08-30T08:59:59.999","2016-08-30T08:59:59.999",2016,8,{"$f":"LOOKUP(E5823,Temperature!Q:Q,Temperature!R:R)","v":9},{"$f":"LOOKUP(E5823,Temperature!Q:Q,Temperature!S:S)","v":30},"2016-09-30",318.58,22.26,25.97,1.38,0,1200,318.58,-0.2,3.8799999999999953E-2,-7.7599999999999909E-3,316.10781919999999,278.17488089599999,100,63.221563840000002,63.221563840000002,0,600,522,200,0,0,36.778436159999998,78,0,0,null,78,0,0,0,78,63.221563840000002,0]
["20160830:0645","2016-08-30T14:59:59.999","2016-08-30T14:59:59.999",2016,8,{"$f":"LOOKUP(E5829,Temperature!Q:Q,Temperature!R:R)","v":9},{"$f":"LOOKUP(E5829,Temperature!Q:Q,Temperature!S:S)","v":30},"2016-09-30",613.99,68.58,30.83,1.03,0,1200,613.99,-0.2,0.23319999999999994,-4.6639999999999987E-2,585.35350640000001,515.11108563200003,100,117.07070128000001,100,17.070701280000009,600,325.15187144320009,200,17.070701280000009,1.0242420768000013,0,78,195.82388647999991,0,null,274.84812855679991,17.070701280000009,1.0242420768000013,0,290.89458775999987,100,0]
["20160830:1545","2016-08-30T23:59:59.999","2016-08-30T23:59:59.999",2016,8,{"$f":"LOOKUP(E5838,Temperature!Q:Q,Temperature!R:R)","v":9},{"$f":"LOOKUP(E5838,Temperature!Q:Q,Temperature!S:S)","v":30},"2016-09-30",0,0,24.21,1.03,0,1200,0,-0.2,-3.1599999999999968E-2,6.319999999999994E-3,0,0,100,0,0,0,600,{"$f":"Y5838-AI5838","v":522},200,0,0,100,78,0,0,null,{"$f":"AM5837","v":78},0,0,0,78,0,0]
["20160830:2345","2016-08-31T07:59:59.999","2016-08-31T07:59:59.999",2016,8,{"$f":"LOOKUP(E5846,Temperature!Q:Q,Temperature!R:R)","v":9},{"$f":"LOOKUP(E5846,Temperature!Q:Q,Temperature!S:S)","v":30},"2016-09-30",306.77,7.54,23.34,1.31,0,1200,306.77,-0.2,-6.6400000000000001E-2,1.328E-2,310.84390559999997,273.54263692799998,100,62.168781119999991,62.168781119999991,0,600,522,200,0,0,37.831218880000009,78,0,0,null,78,0,0,0,78,62.168781119999991,0]
["20160831:0845","2016-08-31T16:59:59.999","2016-08-31T16:59:59.999",2016,8,{"$f":"LOOKUP(E5855,Temperature!Q:Q,Temperature!R:R)","v":9},{"$f":"LOOKUP(E5855,Temperature!Q:Q,Temperature!S:S)","v":30},"2016-09-30",48.19,38.880000000000003,26.71,2.21,0,1200,48.19,-0.2,6.840000000000003E-2,-1.3680000000000006E-2,47.530760799999996,41.827069503999994,100,9.5061521599999992,9.5061521599999992,0,600,446.02332330240006,200,0,0,90.493847840000001,78,75.976676697599942,75.976676697599942,null,153.97667669759994,0,0,75.976676697599942,78,85.482828857599941,0]
["20160831:1345","2016-08-31T21:59:59.999","2016-08-31T21:59:59.999",2016,8,{"$f":"LOOKUP(E5860,Temperature!Q:Q,Temperature!R:R)","v":9},{"$f":"LOOKUP(E5860,Temperature!Q:Q,Temperature!S:S)","v":30},"2016-09-30",0,0,24.84,1.1000000000000001,0,1200,0,-0.2,-6.4000000000000055E-3,1.2800000000000012E-3,0,0,100,0,0,0,600,522,200,0,0,100,78,0,0,null,78,0,0,0,78,0,0]
["20160901:0145","2016-09-01T09:59:59.999","2016-09-01T09:59:59.999",2016,9,{"$f":"LOOKUP(E5872,Temperature!Q:Q,Temperature!R:R)","v":9},{"$f":"LOOKUP(E5872,Temperature!Q:Q,Temperature!S:S)","v":30},"2016-09-30",813.77,37.19,26.7,0.48,0,1200,813.77,-0.2,6.7999999999999977E-2,-1.3599999999999996E-2,802.70272799999998,706.37840064,100,160.54054559999997,100,60.540545599999973,600,522,200,60.540545599999973,3.6324327360000015,0,78,0,0,null,78,60.540545599999973,3.6324327360000015,0,134.90811286399997,100,0]
["20160901:1045","2016-09-01T18:59:59.999","2016-09-01T18:59:59.999",2016,9,{"$f":"LOOKUP(E5881,Temperature!Q:Q,Temperature!R:R)","v":9},{"$f":"LOOKUP(E5881,Temperature!Q:Q,Temperature!S:S)","v":30},"2016-09-30",33.64,9.18,27.99,1.52,0,1200,33.64,-0.2,0.11959999999999994,-2.391999999999999E-2,32.835331200000006,28.895091456000007,100,6.5670662400000008,6.5670662400000008,0,600,257.34565126719991,200,0,0,93.432933759999997,78,264.65434873280009,93.432933759999997,null,342.65434873280009,0,0,93.432933759999997,249.22141497280009,100,0]
["20160901:1845","2016-09-02T02:59:59.999","2016-09-02T02:59:59.999",2016,9,{"$f":"LOOKUP(E5889,Temperature!Q:Q,Temperature!R:R)","v":9},{"$f":"LOOKUP(E5889,Temperature!Q:Q,Temperature!S:S)","v":30},"2016-09-30",0,0,24.26,1.79,0,1200,0,-0.2,-2.9599999999999939E-2,5.9199999999999878E-3,0,0,100,0,0,0,600,522,200,0,0,100,78,0,0,null,78,0,0,0,78,0,0]
["20160902:0045","2016-09-02T08:59:59.999","2016-09-02T08:59:59.999",2016,9,{"$f":"LOOKUP(E5895,Temperature!Q:Q,Temperature!R:R)","v":9},{"$f":"LOOKUP(E5895,Temperature!Q:Q,Temperature!S:S)","v":30},"2016-09-30",138.33000000000001,22.43,25.32,2.34,0,1200,138.33000000000001,-0.2,1.2800000000000011E-2,-2.5600000000000024E-3,137.97587520000002,121.41877017600002,100,27.595175040000001,27.595175040000001,0,600,522,200,0,0,72.404824959999999,78,0,0,null,78,0,0,0,78,27.595175040000001,0]
["20160902:0345","2016-09-02T11:59:59.999","2016-09-02T11:59:59.999",2016,9,{"$f":"LOOKUP(E5898,Temperature!Q:Q,Temperature!R:R)","v":9},{"$f":"LOOKUP(E5898,Temperature!Q:Q,Temperature!S:S)","v":30},"2016-09-30",485.46,66.95,29.05,2.5499999999999998,0,1200,485.46,-0.2,0.16200000000000003,-3.2400000000000005E-2,469.73109599999998,413.36336447999997,100,93.946219199999987,93.946219199999987,0,600,522,200,0,0,6.0537808000000126,78,0,0,null,78,0,0,0,78,93.946219199999987,0]
["20160902:1245","2016-09-02T20:59:59.999","2016-09-02T20:59:59.999",2016,9,{"$f":"LOOKUP(E5907,Temperature!Q:Q,Temperature!R:R)","v":9},{"$f":"LOOKUP(E5907,Temperature!Q:Q,Temperature!S:S)","v":30},"2016-09-30",0,0,26.35,1.79,0,1200,0,-0.2,5.4000000000000055E-2,-1.0800000000000011E-2,0,0,100,0,0,0,600,522,200,0,0,100,78,0,0,null,78,0,0,0,78,0,0]
["20160902:2345","2016-09-03T07:59:59.999","2016-09-03T07:59:59.999",2016,9,{"$f":"LOOKUP(E5918,Temperature!Q:Q,Temperature!R:R)","v":9},{"$f":"LOOKUP(E5918,Temperature!Q:Q,Temperature!S:S)","v":30},"2016-09-30",886.02,7.68,24.32,1.03,0,1200,886.02,-0.2,-2.7199999999999988E-2,5.4399999999999978E-3,890.83994879999989,783.93915494399994,100,178.16798975999995,100,78.167989759999955,600,522,200,78.167989759999955,4.6900793856000016,0,78,0,0,null,78,78.167989759999955,4.6900793856000016,0,151.47791037439995,100,0]
["20160903:0545","2016-09-03T13:59:59.999","2016-09-03T13:59:59.999",2016,9,{"$f":"LOOKUP(E5924,Temperature!Q:Q,Temperature!R:R)","v":9},{"$f":"LOOKUP(E5924,Temperature!Q:Q,Temperature!S:S)","v":30},"2016-09-30",863.59,83.16,31.36,2.48,0,1200,863.59,-0.2,0.25439999999999996,-5.0879999999999995E-2,819.65054080000004,721.29247590400007,100,163.93010816,100,63.930108160000003,600,159.48676310080003,200,63.930108160000003,3.8358064896000035,0,78,358.67743040959994,0,null,440.51323689919997,63.930108160000003,3.8358064896000035,0,500.60753856959991,100,0]
["20160903:1345","2016-09-03T21:59:59.999","2016-09-03T21:59:59.999",2016,9,{"$f":"LOOKUP(E5932,Temperature!Q:Q,Temperature!R:R)","v":9},{"$f":"LOOKUP(E5932,Temperature!Q:Q,Temperature!S:S)","v":30},"2016-09-30",0,0,26.21,1.66,0,1200,0,-0.2,4.8400000000000033E-2,-9.680000000000008E-3,0,0,100,0,0,0,600,469.2670967264001,200,0,0,100,78,52.732903273599902,52.732903273599902,null,130.7329032735999,0,0,52.732903273599902,78,52.732903273599902,0]
["20160903:2245","2016-09-04T06:59:59.999","2016-09-04T06:59:59.999",2016,9,{"$f":"LOOKUP(E5941,Temperature!Q:Q,Temperature!R:R)","v":9},{"$f":"LOOKUP(E5941,Temperature!Q:Q,Temperature!S:S)","v":30},"2016-09-30",0,0,24.45,1.31,0,1200,0,-0.2,-2.200000000000003E-2,4.4000000000000063E-3,0,0,100,0,0,0,600,522,200,0,0,100,78,0,0,null,78,0,0,0,78,0,0]
["20160904:0645","2016-09-04T14:59:59.999","2016-09-04T14:59:59.999",2016,9,{"$f":"LOOKUP(E5949,Temperature!Q:Q,Temperature!R:R)","v":9},{"$f":"LOOKUP(E5949,Temperature!Q:Q,Temperature!S:S)","v":30},"2016-09-30",619.92999999999995,68.22,29.73,3.66,0,1200,619.92999999999995,-0.2,0.18920000000000001,-3.7840000000000006E-2,596.47184879999998,524.895226944,100,119.29436976,100,19.294369759999995,600,354.12862367359998,200,19.294369759999995,1.1576621856000007,0,78,166.71371414080002,0,null,245.87137632640002,19.294369759999995,1.1576621856000007,0,264.00808390080005,100,0]
["20160904:0745","2016-09-04T15:59:59.999","2016-09-04T15:59:59.999",2016,9,{"$f":"LOOKUP(E5950,Temperature!Q:Q,Temperature!R:R)","v":9},{"$f":"LOOKUP(E5950,Temperature!Q:Q,Temperature!S:S)","v":30},"2016-09-30",538.72,53.34,28.05,2.41,0,1200,538.72,-0.2,0.12200000000000003,-2.4400000000000005E-2,525.57523200000003,462.50620416000004,100,105.11504640000001,100,5.1150464000000113,600,335.99191609919995,200,5.1150464000000113,0.30690278400000093,0,78,185.70118111680006,0,null,264.00808390080005,5.1150464000000113,0.30690278400000093,0,268.8162275168001,100,0]
["20160904:2045","2016-09-05T04:59:59.999","2016-09-05T04:59:59.999",2016,9,{"$f":"LOOKUP(E5963,Temperature!Q:Q,Temperature!R:R)","v":9},{"$f":"LOOKUP(E5963,Temperature!Q:Q,Temperature!S:S)","v":30},"2016-09-30",0,0,24.4,1.38,0,1200,0,-0.2,-2.4000000000000056E-2,4.8000000000000117E-3,0,0,100,0,0,0,600,522,200,0,0,100,78,0,0,null,78,0,0,0,78,0,0]
["20160905:0045","2016-09-05T08:59:59.999",{"$f":"C5966+1/24","v":"2016-09-05T08:59:59.999"},2016,9,{"$f":"LOOKUP(E5967,Temperature!Q:Q,Temperature!R:R)","v":9},{"$f":"LOOKUP(E5967,Temperature!Q:Q,Temperature!S:S)","v":30},"2016-09-30",662.32,22.6,25.27,1.66,0,1200,662.32,-0.2,1.0799999999999983E-2,-2.1599999999999966E-3,660.88938880000001,581.58266214399998,100,132.17787776,100,32.177877760000001,600,522,200,32.177877760000001,1.9306726656000017,0,78,0,0,null,78,32.177877760000001,1.9306726656000017,0,108.2472050944,100,0]
["20160905:0945","2016-09-05T17:59:59.999","2016-09-05T17:59:59.999",2016,9,{"$f":"LOOKUP(E5976,Temperature!Q:Q,Temperature!R:R)","v":9},{"$f":"LOOKUP(E5976,Temperature!Q:Q,Temperature!S:S)","v":30},"2016-09-30",729.33,23.52,27.02,3.03,0,1200,729.33,-0.2,8.0799999999999983E-2,-1.6159999999999997E-2,717.54402720000007,631.43874393600004,100,143.50880544000003,100,43.508805440000032,600,124.31568785599995,200,43.508805440000032,2.6105283264000043,0,78,395.07378381760003,0,null,475.68431214400005,43.508805440000032,2.6105283264000043,0,516.58258925760015,100,0]
["20160905:1945","2016-09-06T03:59:59.999","2016-09-06T03:59:59.999",2016,9,{"$f":"LOOKUP(E5986,Temperature!Q:Q,Temperature!R:R)","v":9},{"$f":"LOOKUP(E5986,Temperature!Q:Q,Temperature!S:S)","v":30},"2016-09-30",0,0,24.59,1.66,0,1200,0,-0.2,-1.6400000000000005E-2,3.2800000000000012E-3,0,0,100,0,0,0,600,522,200,0,0,100,78,0,0,null,78,0,0,0,78,0,0]
["20160906:0245","2016-09-06T10:59:59.999","2016-09-06T10:59:59.999",2016,9,{"$f":"LOOKUP(E5993,Temperature!Q:Q,Temperature!R:R)","v":9},{"$f":"LOOKUP(E5993,Temperature!Q:Q,Temperature!S:S)","v":30},"2016-09-30",461.18,52.39,28.08,4.1399999999999997,0,1200,461.18,-0.2,0.12319999999999993,-2.4639999999999988E-2,449.81652480000002,395.838541824,100,89.963304960000002,89.963304960000002,0,600,522,200,0,0,10.036695039999998,78,0,0,null,78,0,0,0,78,89.963304960000002,0]
["20160906:0945","2016-09-06T17:59:59.999","2016-09-06T17:59:59.999",2016,9,{"$f":"LOOKUP(E6000,Temperature!Q:Q,Temperature!R:R)","v":9},{"$f":"LOOKUP(E6000,Temperature!Q:Q,Temperature!S:S)","v":30},"2016-09-30",139.66999999999999,23.4,27.42,3.93,0,1200,139.66999999999999,-0.2,9.6800000000000067E-2,-1.9360000000000016E-2,136.96598879999999,120.53007014399999,100,27.39319776,27.39319776,0,600,502.08999657919998,200,0,0,72.606802240000007,78,19.910003420800024,19.910003420800024,null,97.910003420800024,0,0,19.910003420800024,78,47.303201180800023,0]
["20160906:1945","2016-09-07T03:59:59.999","2016-09-07T03:59:59.999",2016,9,{"$f":"LOOKUP(E6010,Temperature!Q:Q,Temperature!R:R)","v":9},{"$f":"LOOKUP(E6010,Temperature!Q:Q,Temperature!S:S)","v":30},"2016-09-30",0,0,24.59,3.17,0,1200,0,-0.2,-1.6400000000000005E-2,3.2800000000000012E-3,0,0,100,0,0,0,600,522,200,0,0,100,78,0,0,null,78,0,0,0,78,0,0]
["20160906:2345","2016-09-07T07:59:59.999","2016-09-07T07:59:59.999",2016,9,{"$f":"LOOKUP(E6014,Temperature!Q:Q,Temperature!R:R)","v":9},{"$f":"LOOKUP(E6014,Temperature!Q:Q,Temperature!S:S)","v":30},"2016-09-30",22.73,7.87,24.4,2.62,0,1200,22.73,-0.2,-2.4000000000000056E-2,4.8000000000000117E-3,22.839103999999999,20.098411519999999,100,4.5678207999999998,4.5678207999999998,0,600,522,200,0,0,95.432179200000007,78,0,0,null,78,0,0,0,78,4.5678207999999998,0]
["20160907:0445","2016-09-07T12:59:59.999","2016-09-07T12:59:59.999",2016,9,{"$f":"LOOKUP(E6019,Temperature!Q:Q,Temperature!R:R)","v":9},{"$f":"LOOKUP(E6019,Temperature!Q:Q,Temperature!S:S)","v":30},"2016-09-30",777.74,82.22,28.51,4,0,1200,777.74,-0.2,0.14040000000000005,-2.8080000000000011E-2,755.90106079999998,665.19293350399994,100,151.18021216,100,51.180212159999996,600,482.56150558719997,200,51.180212159999996,3.0708127296000027,0,78,36.367681683200011,0,null,117.43849441280001,51.180212159999996,3.0708127296000027,0,165.54789384320003,100,0]
["20160907:1345","2016-09-07T21:59:59.999","2016-09-07T21:59:59.999",2016,9,{"$f":"LOOKUP(E6028,Temperature!Q:Q,Temperature!R:R)","v":9},{"$f":"LOOKUP(E6028,Temperature!Q:Q,Temperature!S:S)","v":30},"2016-09-30",0,0,24.94,2.2799999999999998,0,1200,0,-0.2,-2.399999999999949E-3,4.7999999999998982E-4,0,0,100,0,0,0,600,522,200,0,0,100,78,0,0,null,78,0,0,0,78,0,0]
["20160907:2145","2016-09-08T05:59:59.999","2016-09-08T05:59:59.999",2016,9,{"$f":"LOOKUP(E6036,Temperature!Q:Q,Temperature!R:R)","v":9},{"$f":"LOOKUP(E6036,Temperature!Q:Q,Temperature!S:S)","v":30},"2016-09-30",0,0,24.27,1.52,0,1200,0,-0.2,-2.9200000000000018E-2,5.840000000000004E-3,0,0,100,0,0,0,600,522,200,0,0,100,78,0,0,null,78,0,0,0,78,0,0]
["20160908:0645","2016-09-08T14:59:59.999","2016-09-08T14:59:59.999",2016,9,{"$f":"LOOKUP(E6045,Temperature!Q:Q,Temperature!R:R)","v":9},{"$f":"LOOKUP(E6045,Temperature!Q:Q,Temperature!S:S)","v":30},"2016-09-30",930.77,67.8,29.38,1.93,0,1200,930.77,-0.2,0.17519999999999997,-3.5039999999999995E-2,898.1558192,790.37712089599995,100,179.63116384,100,79.631163839999999,600,398.34173754239998,200,79.631163839999999,4.7778698304000038,0,78,118.88039262720001,0,null,201.65826245760002,79.631163839999999,4.7778698304000038,0,276.51155646720002,100,0]
["20160908:1245","2016-09-08T20:59:59.999","2016-09-08T20:59:59.999",2016,9,{"$f":"LOOKUP(E6051,Temperature!Q:Q,Temperature!R:R)","v":9},{"$f":"LOOKUP(E6051,Temperature!Q:Q,Temperature!S:S)","v":30},"2016-09-30",0,0,26.28,1.52,0,1200,0,-0.2,5.1200000000000044E-2,-1.024000000000001E-2,0,0,100,0,0,0,600,522,200,0,0,100,78,0,0,null,78,0,0,0,78,0,0]
["20160908:2345","2016-09-09T07:59:59.999","2016-09-09T07:59:59.999",2016,9,{"$f":"LOOKUP(E6062,Temperature!Q:Q,Temperature!R:R)","v":9},{"$f":"LOOKUP(E6062,Temperature!Q:Q,Temperature!S:S)","v":30},"2016-09-30",48.19,7.97,24.21,1.31,0,1200,48.19,-0.2,-3.1599999999999968E-2,6.319999999999994E-3,48.494560800000002,42.675213504000006,100,9.698912159999999,9.698912159999999,0,600,522,200,0,0,90.301087840000008,78,0,0,null,78,0,0,0,78,9.698912159999999,0]
["20160909:0545","2016-09-09T13:59:59.999","2016-09-09T13:59:59.999",2016,9,{"$f":"LOOKUP(E6068,Temperature!Q:Q,Temperature!R:R)","v":9},{"$f":"LOOKUP(E6068,Temperature!Q:Q,Temperature!S:S)","v":30},"2016-09-30",842.06,82.48,30.13,2.97,0,1200,842.06,-0.2,0.20519999999999997,-4.1039999999999993E-2,807.50185759999999,710.60163468799999,100,161.50037151999999,100,61.500371519999987,600,336.03417323519994,200,61.500371519999987,3.6900222912000027,0,78,182.27580447360006,0,null,263.96582676480006,61.500371519999987,3.6900222912000027,0,321.77617599360002,100,0]
["20160909:0845",{"$f":"C6071","v":"2016-09-09T16:59:59.999"},"2016-09-09T16:59:59.999",2016,{"$f":"MONTH(B6071)","v":9},{"$f":"LOOKUP(E6071,Temperature!Q:Q,Temperature!R:R)","v":9},{"$f":"LOOKUP(E6071,Temperature!Q:Q,Temperature!S:S)","v":30},{"$f":"DATE(D6071,F6071,G6071)","v":"2016-09-30"},736.85,37.909999999999997,30.39,2.9,0,{"$f":"N6070","v":1200},{"$f":"IF(I6071>N6071,1000,I6071)","v":736.85},{"$f":"$P$6","v":-0.2},{"$f":"(K6071-$Q$6)/$Q$6","v":0.21560000000000001},{"$f":"P6071*Q6071","v":-4.3120000000000006E-2},{"$f":"O6071*(1+R6071)","v":705.07702800000004},{"$f":"S6071*(1-$T$6)","v":620.46778463999999},{"$f":"$U$6","v":100},{"$f":"$V$6*S6071/1000","v":141.01540560000001},{"$f":"MIN(V6071,U6071)","v":100},{"$f":"V6071-W6071","v":41.015405600000008},{"$f":"$Y$6","v":600},125.76006453439999,{"$f":"$AA$6","v":200},{"$f":"MIN(AA6071,Z6071,X6071)","v":41.015405600000008},{"$f":"(1-$AC$6)*AB6071","v":2.4609243360000028},{"$f":"U6071-W6071","v":0},{"$f":"MAX($Y$13*($AE$6),0)","v":78},{"$f":"MAX(AI6071-AE6071-AC6071,0)","v":393.77901112960001},{"$f":"MIN($AG$6,AF6071,AD6071)","v":0},null,474.23993546560001,{"$f":"AB6071","v":41.015405600000008},{"$f":"AC6071","v":2.4609243360000028},{"$f":"AG6071","v":0},{"$f":"AI6071+AJ6071-AL6071-AK6071","v":512.79441672960013},100,{"$f":"V6071-W6071-AJ6071","v":0}]
["20160909:1945","2016-09-10T03:59:59.999","2016-09-10T03:59:59.999",2016,9,{"$f":"LOOKUP(E6082,Temperature!Q:Q,Temperature!R:R)","v":9},{"$f":"LOOKUP(E6082,Temperature!Q:Q,Temperature!S:S)","v":30},"2016-09-30",0,0,24.52,1.31,0,1200,0,-0.2,-1.9200000000000016E-2,3.8400000000000031E-3,0,0,100,0,0,0,600,522,200,0,0,100,78,0,0,null,78,0,0,0,78,0,0]
["20160910:0145","2016-09-10T09:59:59.999","2016-09-10T09:59:59.999",2016,9,{"$f":"LOOKUP(E6088,Temperature!Q:Q,Temperature!R:R)","v":9},{"$f":"LOOKUP(E6088,Temperature!Q:Q,Temperature!S:S)","v":30},"2016-09-30",454.55,37.76,27.44,2.21,0,1200,454.55,-0.2,9.7600000000000048E-2,-1.952000000000001E-2,445.67718400000001,392.19592191999999,100,89.135436799999994,89.135436799999994,0,600,522,200,0,0,10.864563200000006,78,0,0,null,78,0,0,0,78,89.135436799999994,0]
["20160910:0945","2016-09-10T17:59:59.999","2016-09-10T17:59:59.999",2016,9,{"$f":"LOOKUP(E6096,Temperature!Q:Q,Temperature!R:R)","v":9},{"$f":"LOOKUP(E6096,Temperature!Q:Q,Temperature!S:S)","v":30},"2016-09-30",526.33000000000004,22.9,30.07,3.03,0,1200,526.33000000000004,-0.2,0.20280000000000001,-4.0560000000000006E-2,504.98205519999999,444.38420857599999,100,100.99641104,100,0.99641103999999814,600,85.889311196800008,200,0.99641103999999814,5.9784662399999938E-2,0,78,436.05090414080001,0,null,514.11068880319999,0.99641103999999814,5.9784662399999938E-2,0,515.04731518079996,100,0]
["20160910:1845","2016-09-11T02:59:59.999","2016-09-11T02:59:59.999",2016,9,{"$f":"LOOKUP(E6105,Temperature!Q:Q,Temperature!R:R)","v":9},{"$f":"LOOKUP(E6105,Temperature!Q:Q,Temperature!S:S)","v":30},"2016-09-30",0,0,24.58,1.31,0,1200,0,-0.2,-1.6800000000000068E-2,3.360000000000014E-3,0,0,100,0,0,0,600,522,200,0,0,100,78,0,0,null,78,0,0,0,78,0,0]
["20160911:0345","2016-09-11T11:59:59.999","2016-09-11T11:59:59.999",2016,9,{"$f":"LOOKUP(E6114,Temperature!Q:Q,Temperature!R:R)","v":9},{"$f":"LOOKUP(E6114,Temperature!Q:Q,Temperature!S:S)","v":30},"2016-09-30",799.19,67.58,30.67,3.59,0,1200,799.19,-0.2,0.22680000000000006,-4.5360000000000011E-2,762.93874159999996,671.38609260800001,100,152.58774831999997,100,52.587748319999974,600,429.86724833599999,200,52.587748319999974,3.1552648992000014,0,78,88.977486764799977,0,null,170.13275166399998,52.587748319999974,3.1552648992000014,0,219.56523508479995,100,0]
["20160911:0845","2016-09-11T16:59:59.999","2016-09-11T16:59:59.999",2016,9,{"$f":"LOOKUP(E6119,Temperature!Q:Q,Temperature!R:R)","v":9},{"$f":"LOOKUP(E6119,Temperature!Q:Q,Temperature!S:S)","v":30},"2016-09-30",871,37.659999999999997,29.89,3.86,0,1200,871,-0.2,0.19560000000000002,-3.9120000000000009E-2,836.92647999999997,736.49530240000001,100,167.38529600000001,100,67.385296000000011,600,127.64738269760005,200,67.385296000000011,4.0431177600000039,0,78,390.30949954239992,0,null,472.35261730239995,67.385296000000011,4.0431177600000039,0,535.69479554240002,100,0]
["20160911:2045","2016-09-12T04:59:59.999","2016-09-12T04:59:59.999",2016,9,{"$f":"LOOKUP(E6131,Temperature!Q:Q,Temperature!R:R)","v":9},{"$f":"LOOKUP(E6131,Temperature!Q:Q,Temperature!S:S)","v":30},"2016-09-30",0,0,24.17,1.52,0,1200,0,-0.2,-3.3199999999999931E-2,6.6399999999999862E-3,0,0,100,0,0,0,600,522,200,0,0,100,78,0,0,null,78,0,0,0,78,0,0]
["20160911:2245","2016-09-12T06:59:59.999","2016-09-12T06:59:59.999",2016,9,{"$f":"LOOKUP(E6133,Temperature!Q:Q,Temperature!R:R)","v":9},{"$f":"LOOKUP(E6133,Temperature!Q:Q,Temperature!S:S)","v":30},"2016-09-30",0,0,24.21,1.86,0,1200,0,-0.2,-3.1599999999999968E-2,6.319999999999994E-3,0,0,100,0,0,0,600,522,200,0,0,100,78,0,0,null,78,0,0,0,78,0,0]
["20160912:0545","2016-09-12T13:59:59.999","2016-09-12T13:59:59.999",2016,9,{"$f":"LOOKUP(E6140,Temperature!Q:Q,Temperature!R:R)","v":9},{"$f":"LOOKUP(E6140,Temperature!Q:Q,Temperature!S:S)","v":30},"2016-09-30",556,81.900000000000006,29.66,3.38,0,1200,556,-0.2,0.18640000000000001,-3.7280000000000001E-2,535.27232000000004,471.03964160000004,100,107.05446400000001,100,7.0544640000000101,600,438.65125190400005,200,7.0544640000000101,0.42326784000000101,0,78,82.925480255999958,0,null,161.34874809599995,7.0544640000000101,0.42326784000000101,0,167.97994425599995,100,0]
["20160912:1245","2016-09-12T20:59:59.999","2016-09-12T20:59:59.999",2016,9,{"$f":"LOOKUP(E6147,Temperature!Q:Q,Temperature!R:R)","v":9},{"$f":"LOOKUP(E6147,Temperature!Q:Q,Temperature!S:S)","v":30},"2016-09-30",0,0,25.34,1.93,0,1200,0,-0.2,1.3599999999999994E-2,-2.7199999999999989E-3,0,0,100,0,0,0,600,522,200,0,0,100,78,0,0,null,78,0,0,0,78,0,0]
["20160912:2245","2016-09-13T06:59:59.999","2016-09-13T06:59:59.999",2016,9,{"$f":"LOOKUP(E6157,Temperature!Q:Q,Temperature!R:R)","v":9},{"$f":"LOOKUP(E6157,Temperature!Q:Q,Temperature!S:S)","v":30},"2016-09-30",0,0,24.05,1.1000000000000001,0,1200,0,-0.2,-3.7999999999999971E-2,7.5999999999999948E-3,0,0,100,0,0,0,600,522,200,0,0,100,78,0,0,null,78,0,0,0,78,0,0]
["20160913:0545","2016-09-13T13:59:59.999","2016-09-13T13:59:59.999",2016,9,{"$f":"LOOKUP(E6164,Temperature!Q:Q,Temperature!R:R)","v":9},{"$f":"LOOKUP(E6164,Temperature!Q:Q,Temperature!S:S)","v":30},"2016-09-30",602.73,81.680000000000007,31.54,2.9,0,1200,602.73,-0.2,0.26159999999999994,-5.2319999999999992E-2,571.19516639999995,502.65174643199998,100,114.23903327999999,100,14.239033279999987,600,521.73297066560008,200,14.239033279999987,0.8543419968,0,78,0,0,null,78.267029334399979,14.239033279999987,0.8543419968,0,91.651720617599963,100,0]
["20160913:1545","2016-09-13T23:59:59.999","2016-09-13T23:59:59.999",2016,9,{"$f":"LOOKUP(E6174,Temperature!Q:Q,Temperature!R:R)","v":9},{"$f":"LOOKUP(E6174,Temperature!Q:Q,Temperature!S:S)","v":30},"2016-09-30",0,0,25.56,1.66,0,1200,0,-0.2,2.2399999999999948E-2,-4.4799999999999901E-3,0,0,100,0,0,0,600,522,200,0,0,100,78,0,0,null,78,0,0,0,78,0,0]
["20160914:0045","2016-09-14T08:59:59.999","2016-09-14T08:59:59.999",2016,9,{"$f":"LOOKUP(E6183,Temperature!Q:Q,Temperature!R:R)","v":9},{"$f":"LOOKUP(E6183,Temperature!Q:Q,Temperature!S:S)","v":30},"2016-09-30",587.76,23.1,26.83,1.59,0,1200,587.76,-0.2,7.3199999999999932E-2,-1.4639999999999986E-2,579.15519359999996,509.65657036799996,100,115.83103872,100,15.831038719999995,600,522,200,15.831038719999995,0.94986232320000052,0,78,0,0,null,78,15.831038719999995,0.94986232320000052,0,92.881176396800001,100,0]
["20160914:0845","2016-09-14T16:59:59.999","2016-09-14T16:59:59.999",2016,9,{"$f":"LOOKUP(E6191,Temperature!Q:Q,Temperature!R:R)","v":9},{"$f":"LOOKUP(E6191,Temperature!Q:Q,Temperature!S:S)","v":30},"2016-09-30",838.81,37.270000000000003,30.43,3.31,0,1200,838.81,-0.2,0.21719999999999998,-4.3439999999999999E-2,802.37209359999997,706.08744236799998,100,160.47441871999999,100,60.474418719999989,600,3.3431993091840013,200,3.3431993091840013,0.20059195855104026,0,78,518.45620873226494,0,null,596.656800690816,3.3431993091840013,0.20059195855104026,0,599.79940804144894,100,57.131219410815987]
["20160914:0945","2016-09-14T17:59:59.999","2016-09-14T17:59:59.999",2016,9,{"$f":"LOOKUP(E6192,Temperature!Q:Q,Temperature!R:R)","v":9},{"$f":"LOOKUP(E6192,Temperature!Q:Q,Temperature!S:S)","v":30},"2016-09-30",472.74,22.38,29.88,2.5499999999999998,0,1200,472.74,-0.2,0.19519999999999996,-3.9039999999999991E-2,454.28423040000001,399.77012275200002,100,90.856846079999997,90.856846079999997,0,600,0.20059195855105827,200,0,0,9.1431539200000032,78,521.79940804144894,9.1431539200000032,null,599.79940804144894,0,0,9.1431539200000032,590.65625412144891,100,0]
["20160914:1845","2016-09-15T02:59:59.999","2016-09-15T02:59:59.999",2016,9,{"$f":"LOOKUP(E6201,Temperature!Q:Q,Temperature!R:R)","v":9},{"$f":"LOOKUP(E6201,Temperature!Q:Q,Temperature!S:S)","v":30},"2016-09-30",0,0,24.46,0.9,0,1200,0,-0.2,-2.1599999999999966E-2,4.3199999999999931E-3,0,0,100,0,0,0,600,522,200,0,0,100,78,0,0,null,78,0,0,0,78,0,0]
["20160915:0245","2016-09-15T10:59:59.999","2016-09-15T10:59:59.999",2016,9,{"$f":"LOOKUP(E6209,Temperature!Q:Q,Temperature!R:R)","v":9},{"$f":"LOOKUP(E6209,Temperature!Q:Q,Temperature!S:S)","v":30},"2016-09-30",998.98,52.91,30.12,2,0,1200,998.98,-0.2,0.20480000000000004,-4.096000000000001E-2,958.06177920000005,843.09436569600007,100,191.61235583999999,100,91.612355839999992,600,455.4499946048,200,91.612355839999992,5.4967413504000042,0,78,61.053264044800002,0,null,144.5500053952,91.612355839999992,5.4967413504000042,0,230.66561988479998,100,0]
["20160915:0845","2016-09-15T16:59:59.999","2016-09-15T16:59:59.999",2016,9,{"$f":"LOOKUP(E6215,Temperature!Q:Q,Temperature!R:R)","v":9},{"$f":"LOOKUP(E6215,Temperature!Q:Q,Temperature!S:S)","v":30},"2016-09-30",460.48,37.130000000000003,32.07,2.34,0,1200,460.48,-0.2,0.2828,-5.6559999999999999E-2,434.43525120000004,382.30302105600003,100,86.887050240000008,86.887050240000008,0,600,247.93569209600003,200,0,0,13.112949759999992,78,274.06430790399997,13.112949759999992,null,352.06430790399997,0,0,13.112949759999992,338.95135814399998,100,0]
["20160915:1945","2016-09-16T03:59:59.999","2016-09-16T03:59:59.999",2016,9,{"$f":"LOOKUP(E6226,Temperature!Q:Q,Temperature!R:R)","v":9},{"$f":"LOOKUP(E6226,Temperature!Q:Q,Temperature!S:S)","v":30},"2016-09-30",0,0,25.09,0.83,0,1200,0,-0.2,3.5999999999999943E-3,-7.1999999999999885E-4,0,0,100,0,0,0,600,522,200,0,0,100,78,0,0,null,78,0,0,0,78,0,0]
["20160916:0445","2016-09-16T12:59:59.999","2016-09-16T12:59:59.999",2016,9,{"$f":"LOOKUP(E6235,Temperature!Q:Q,Temperature!R:R)","v":9},{"$f":"LOOKUP(E6235,Temperature!Q:Q,Temperature!S:S)","v":30},"2016-09-30",754.51,81.89,31.12,2.48,0,1200,754.51,-0.2,0.24480000000000005,-4.896000000000001E-2,717.56919040000002,631.46088755200003,100,143.51383808000003,100,43.513838080000028,600,305.63946740160009,200,43.513838080000028,2.610830284800004,0,78,213.7497023135999,0,null,294.36053259839991,43.513838080000028,2.610830284800004,0,335.26354039359995,100,0]
["20160916:0745","2016-09-16T15:59:59.999","2016-09-16T15:59:59.999",2016,9,{"$f":"LOOKUP(E6238,Temperature!Q:Q,Temperature!R:R)","v":9},{"$f":"LOOKUP(E6238,Temperature!Q:Q,Temperature!S:S)","v":30},"2016-09-30",379.47,51.87,31.95,2.76,0,1200,379.47,-0.2,0.27799999999999997,-5.5599999999999997E-2,358.37146800000005,315.36689184000005,100,71.674293599999999,71.674293599999999,0,600,215.89939444480001,200,0,0,28.325706400000001,78,306.10060555519999,28.325706400000001,null,384.10060555519999,0,0,28.325706400000001,355.77489915519999,100,0]
["20160916:2145","2016-09-17T05:59:59.999","2016-09-17T05:59:59.999",2016,9,{"$f":"LOOKUP(E6252,Temperature!Q:Q,Temperature!R:R)","v":9},{"$f":"LOOKUP(E6252,Temperature!Q:Q,Temperature!S:S)","v":30},"2016-09-30",0,0,25.13,1.03,0,1200,0,-0.2,5.1999999999999599E-3,-1.0399999999999921E-3,0,0,100,0,0,0,600,522,200,0,0,100,78,0,0,null,78,0,0,0,78,0,0]
["20160917:0445","2016-09-17T12:59:59.999","2016-09-17T12:59:59.999",2016,9,{"$f":"LOOKUP(E6259,Temperature!Q:Q,Temperature!R:R)","v":9},{"$f":"LOOKUP(E6259,Temperature!Q:Q,Temperature!S:S)","v":30},"2016-09-30",878.06,81.760000000000005,29.83,3.79,0,1200,878.06,-0.2,0.19319999999999993,-3.8639999999999987E-2,844.13176159999989,742.83595020799987,100,168.82635231999998,100,68.826352319999984,600,460.63395533440001,200,68.826352319999984,4.1295811392000026,0,78,57.236463526399987,0,null,139.36604466559999,68.826352319999984,4.1295811392000026,0,204.06281584639996,100,0]
["20160917:0645","2016-09-17T14:59:59.999","2016-09-17T14:59:59.999",2016,9,{"$f":"LOOKUP(E6261,Temperature!Q:Q,Temperature!R:R)","v":9},{"$f":"LOOKUP(E6261,Temperature!Q:Q,Temperature!S:S)","v":30},"2016-09-30",479.79,66.48,30.28,3.52,0,1200,479.79,-0.2,0.21120000000000005,-4.2240000000000014E-2,459.52367040000001,404.380829952,100,91.904734080000011,91.904734080000011,0,600,325.31789649920006,200,0,0,8.0952659199999886,78,196.68210350079994,8.0952659199999886,null,274.68210350079994,0,0,8.0952659199999886,266.58683758079997,100,0]
["20160917:1845","2016-09-18T02:59:59.999","2016-09-18T02:59:59.999",2016,9,{"$f":"LOOKUP(E6273,Temperature!Q:Q,Temperature!R:R)","v":9},{"$f":"LOOKUP(E6273,Temperature!Q:Q,Temperature!S:S)","v":30},"2016-09-30",0,0,25.63,1.52,0,1200,0,-0.2,2.5199999999999959E-2,-5.0399999999999924E-3,0,0,100,0,0,0,600,522,200,0,0,100,78,0,0,null,78,0,0,0,78,0,0]
["20160917:2345","2016-09-18T07:59:59.999","2016-09-18T07:59:59.999",2016,9,{"$f":"LOOKUP(E6278,Temperature!Q:Q,Temperature!R:R)","v":9},{"$f":"LOOKUP(E6278,Temperature!Q:Q,Temperature!S:S)","v":30},"2016-09-30",30.92,8.41,25.29,1.24,0,1200,30.92,-0.2,1.1599999999999966E-2,-2.3199999999999935E-3,30.848265600000001,27.146473728,100,6.1696531199999995,6.1696531199999995,0,600,522,200,0,0,93.830346880000008,78,0,0,null,78,0,0,0,78,6.1696531199999995,0]
["20160918:0445","2016-09-18T12:59:59.999","2016-09-18T12:59:59.999",2016,9,{"$f":"LOOKUP(E6283,Temperature!Q:Q,Temperature!R:R)","v":9},{"$f":"LOOKUP(E6283,Temperature!Q:Q,Temperature!S:S)","v":30},"2016-09-30",887.89,81.61,30.28,3.72,0,1200,887.89,-0.2,0.21120000000000005,-4.2240000000000014E-2,850.38552639999989,748.33926323199989,100,170.07710527999998,100,70.077105279999984,600,425.425434,200,70.077105279999984,4.2046263168000024,0,78,92.369939683199974,0,null,174.57456599999998,70.077105279999984,4.2046263168000024,0,240.44704496319997,100,0]
["20160918:1645","2016-09-19T00:59:59.999","2016-09-19T00:59:59.999",2016,9,{"$f":"LOOKUP(E6295,Temperature!Q:Q,Temperature!R:R)","v":9},{"$f":"LOOKUP(E6295,Temperature!Q:Q,Temperature!S:S)","v":30},"2016-09-30",0,0,25.51,2.0699999999999998,0,1200,0,-0.2,2.0400000000000064E-2,-4.0800000000000133E-3,0,0,100,0,0,0,600,522,200,0,0,100,78,0,0,null,78,0,0,0,78,0,0]
["20160919:0145","2016-09-19T09:59:59.999","2016-09-19T09:59:59.999",2016,9,{"$f":"LOOKUP(E6304,Temperature!Q:Q,Temperature!R:R)","v":9},{"$f":"LOOKUP(E6304,Temperature!Q:Q,Temperature!S:S)","v":30},"2016-09-30",293.45999999999998,38.22,28.29,2.97,0,1200,293.45999999999998,-0.2,0.13159999999999997,-2.6319999999999996E-2,285.73613279999995,251.44779686399997,100,57.147226559999986,57.147226559999986,0,600,497.94575795200001,200,0,0,42.852773440000014,78,24.054242047999992,24.054242047999992,null,102.05424204799999,0,0,24.054242047999992,78,81.201468607999971,0]
["20160919:0745","2016-09-19T15:59:59.999","2016-09-19T15:59:59.999",2016,9,{"$f":"LOOKUP(E6310,Temperature!Q:Q,Temperature!R:R)","v":9},{"$f":"LOOKUP(E6310,Temperature!Q:Q,Temperature!S:S)","v":30},"2016-09-30",866.26,51.42,29.63,4.28,0,1200,866.26,-0.2,0.18519999999999995,-3.703999999999999E-2,834.1737296,734.072882048,100,166.83474591999999,100,66.834745919999989,600,378.01315060160005,200,66.834745919999989,4.010084755200003,0,78,139.97676464319994,0,null,221.98684939839995,66.834745919999989,4.010084755200003,0,284.81151056319993,100,0]
["20160919:1045","2016-09-19T18:59:59.999","2016-09-19T18:59:59.999",2016,9,{"$f":"LOOKUP(E6313,Temperature!Q:Q,Temperature!R:R)","v":9},{"$f":"LOOKUP(E6313,Temperature!Q:Q,Temperature!S:S)","v":30},"2016-09-30",38.14,6.81,27.49,2.9,0,1200,38.14,-0.2,9.9599999999999939E-2,-1.991999999999999E-2,37.380251200000004,32.894621056000005,100,7.4760502400000002,7.4760502400000002,0,600,243.76010873920006,200,0,0,92.523949759999994,78,278.23989126079994,92.523949759999994,null,356.23989126079994,0,0,92.523949759999994,263.71594150079994,100,0]
["20160920:0045",{"$f":"C6327","v":"2016-09-20T08:59:59.999"},"2016-09-20T08:59:59.999",2016,{"$f":"MONTH(B6327)","v":9},{"$f":"LOOKUP(E6327,Temperature!Q:Q,Temperature!R:R)","v":9},{"$f":"LOOKUP(E6327,Temperature!Q:Q,Temperature!S:S)","v":30},{"$f":"DATE(D6327,F6327,G6327)","v":"2016-09-30"},27.28,23.39,25.92,3.24,0,{"$f":"N6326","v":1200},{"$f":"IF(I6327>N6327,1000,I6327)","v":27.28},{"$f":"$P$6","v":-0.2},{"$f":"(K6327-$Q$6)/$Q$6","v":3.6800000000000069E-2},{"$f":"P6327*Q6327","v":-7.3600000000000141E-3},{"$f":"O6327*(1+R6327)","v":27.079219200000001},{"$f":"S6327*(1-$T$6)","v":23.829712896},{"$f":"$U$6","v":100},{"$f":"$V$6*S6327/1000","v":5.4158438400000009},{"$f":"MIN(V6327,U6327)","v":5.4158438400000009},{"$f":"V6327-W6327","v":0},{"$f":"$Y$6","v":600},522,{"$f":"$AA$6","v":200},{"$f":"MIN(AA6327,Z6327,X6327)","v":0},{"$f":"(1-$AC$6)*AB6327","v":0},{"$f":"U6327-W6327","v":94.584156159999992},{"$f":"MAX($Y$13*($AE$6),0)","v":78},{"$f":"MAX(AI6327-AE6327-AC6327,0)","v":0},{"$f":"MIN($AG$6,AF6327,AD6327)","v":0},null,78,{"$f":"AB6327","v":0},{"$f":"AC6327","v":0},{"$f":"AG6327","v":0},{"$f":"AI6327+AJ6327-AL6327-AK6327","v":78},5.4158438400000009,{"$f":"V6327-W6327-AJ6327","v":0}]
["20160920:0345","2016-09-20T11:59:59.999","2016-09-20T11:59:59.999",2016,9,{"$f":"LOOKUP(E6330,Temperature!Q:Q,Temperature!R:R)","v":9},{"$f":"LOOKUP(E6330,Temperature!Q:Q,Temperature!S:S)","v":30},"2016-09-30",454.25,67.73,28.99,4.21,0,1200,454.25,-0.2,0.15959999999999994,-3.191999999999999E-2,439.75034000000005,386.98029920000005,100,87.950068000000016,87.950068000000016,0,600,522,200,0,0,12.049931999999984,78,0,0,null,78,0,0,0,78,87.950068000000016,0]
["20160920:1445","2016-09-20T22:59:59.999","2016-09-20T22:59:59.999",2016,9,{"$f":"LOOKUP(E6341,Temperature!Q:Q,Temperature!R:R)","v":9},{"$f":"LOOKUP(E6341,Temperature!Q:Q,Temperature!S:S)","v":30},"2016-09-30",0,0,26.34,1.24,0,1200,0,-0.2,5.3599999999999995E-2,-1.072E-2,0,0,100,0,0,0,600,522,200,0,0,100,78,0,0,null,78,0,0,0,78,0,0]
["20160920:2045","2016-09-21T04:59:59.999","2016-09-21T04:59:59.999",2016,9,{"$f":"LOOKUP(E6347,Temperature!Q:Q,Temperature!R:R)","v":9},{"$f":"LOOKUP(E6347,Temperature!Q:Q,Temperature!S:S)","v":30},"2016-09-30",0,0,25.08,1.03,0,1200,0,-0.2,3.1999999999999316E-3,-6.3999999999998639E-4,0,0,100,0,0,0,600,522,200,0,0,100,78,0,0,null,78,0,0,0,78,0,0]
["20160921:0445","2016-09-21T12:59:59.999","2016-09-21T12:59:59.999",2016,9,{"$f":"LOOKUP(E6355,Temperature!Q:Q,Temperature!R:R)","v":9},{"$f":"LOOKUP(E6355,Temperature!Q:Q,Temperature!S:S)","v":30},"2016-09-30",841.21,81.069999999999993,30.74,2.62,0,1200,841.21,-0.2,0.22959999999999994,-4.5919999999999989E-2,802.58163680000007,706.27184038400003,100,160.51632736000002,100,60.51632736000002,600,403.52597485759998,200,60.51632736000002,3.6309796416000042,0,78,114.84304550080005,0,null,196.47402514240005,60.51632736000002,3.6309796416000042,0,253.35937286080008,100,0]
["20160921:1345","2016-09-21T21:59:59.999","2016-09-21T21:59:59.999",2016,9,{"$f":"LOOKUP(E6364,Temperature!Q:Q,Temperature!R:R)","v":9},{"$f":"LOOKUP(E6364,Temperature!Q:Q,Temperature!S:S)","v":30},"2016-09-30",0,0,26.07,1.86,0,1200,0,-0.2,4.2800000000000012E-2,-8.5600000000000034E-3,0,0,100,0,0,0,600,522,200,0,0,100,78,0,0,null,78,0,0,0,78,0,0]
["20160921:2245","2016-09-22T06:59:59.999","2016-09-22T06:59:59.999",2016,9,{"$f":"LOOKUP(E6373,Temperature!Q:Q,Temperature!R:R)","v":9},{"$f":"LOOKUP(E6373,Temperature!Q:Q,Temperature!S:S)","v":30},"2016-09-30",0,0,23.96,0.76,0,1200,0,-0.2,-4.1599999999999963E-2,8.3199999999999923E-3,0,0,100,0,0,0,600,522,200,0,0,100,78,0,0,null,78,0,0,0,78,0,0]
["20160922:0345","2016-09-22T11:59:59.999","2016-09-22T11:59:59.999",2016,9,{"$f":"LOOKUP(E6378,Temperature!Q:Q,Temperature!R:R)","v":9},{"$f":"LOOKUP(E6378,Temperature!Q:Q,Temperature!S:S)","v":30},"2016-09-30",201.86,67.680000000000007,27.25,2.5499999999999998,0,1200,201.86,-0.2,0.09,-1.7999999999999999E-2,198.22652000000002,174.43933760000002,100,39.645304000000003,39.645304000000003,0,600,522,200,0,0,60.354695999999997,78,0,0,null,78,0,0,0,78,39.645304000000003,0]
["20160922:0745","2016-09-22T15:59:59.999","2016-09-22T15:59:59.999",2016,9,{"$f":"LOOKUP(E6382,Temperature!Q:Q,Temperature!R:R)","v":9},{"$f":"LOOKUP(E6382,Temperature!Q:Q,Temperature!S:S)","v":30},"2016-09-30",74.56,50.94,26.02,2.34,0,1200,74.56,-0.2,4.0799999999999982E-2,-8.1599999999999971E-3,73.951590400000001,65.077399552000003,100,14.79031808,14.79031808,0,600,522,200,0,0,85.209681919999994,78,0,0,null,78,0,0,0,78,14.79031808,0]
["20160922:1745","2016-09-23T01:59:59.999","2016-09-23T01:59:59.999",2016,9,{"$f":"LOOKUP(E6392,Temperature!Q:Q,Temperature!R:R)","v":9},{"$f":"LOOKUP(E6392,Temperature!Q:Q,Temperature!S:S)","v":30},"2016-09-30",0,0,23.83,1.17,0,1200,0,-0.2,-4.6800000000000071E-2,9.3600000000000141E-3,0,0,100,0,0,0,600,522,200,0,0,100,78,0,0,null,78,0,0,0,78,0,0]
["20160923:0045","2016-09-23T08:59:59.999","2016-09-23T08:59:59.999",2016,9,{"$f":"LOOKUP(E6399,Temperature!Q:Q,Temperature!R:R)","v":9},{"$f":"LOOKUP(E6399,Temperature!Q:Q,Temperature!S:S)","v":30},"2016-09-30",78.2,23.52,24.23,0.97,0,1200,78.2,-0.2,-3.0799999999999984E-2,6.1599999999999971E-3,78.681712000000005,69.239906560000009,100,15.736342400000002,15.736342400000002,0,600,522,200,0,0,84.263657600000002,78,0,0,null,78,0,0,0,78,15.736342400000002,0]
["20160923:0745","2016-09-23T15:59:59.999","2016-09-23T15:59:59.999",2016,9,{"$f":"LOOKUP(E6406,Temperature!Q:Q,Temperature!R:R)","v":9},{"$f":"LOOKUP(E6406,Temperature!Q:Q,Temperature!S:S)","v":30},"2016-09-30",237.51,50.78,30.42,3.45,0,1200,237.51,-0.2,0.21680000000000008,-4.3360000000000017E-2,227.21156639999998,199.94617843199998,100,45.442313279999993,45.442313279999993,0,600,522,200,0,0,54.557686720000007,78,0,0,null,78,0,0,0,78,45.442313279999993,0]
["20160923:1745","2016-09-24T01:59:59.999","2016-09-24T01:59:59.999",2016,9,{"$f":"LOOKUP(E6416,Temperature!Q:Q,Temperature!R:R)","v":9},{"$f":"LOOKUP(E6416,Temperature!Q:Q,Temperature!S:S)","v":30},"2016-09-30",0,0,24.23,1.24,0,1200,0,-0.2,-3.0799999999999984E-2,6.1599999999999971E-3,0,0,100,0,0,0,600,522,200,0,0,100,78,0,0,null,78,0,0,0,78,0,0]
["20160924:0045","2016-09-24T08:59:59.999","2016-09-24T08:59:59.999",2016,9,{"$f":"LOOKUP(E6423,Temperature!Q:Q,Temperature!R:R)","v":9},{"$f":"LOOKUP(E6423,Temperature!Q:Q,Temperature!S:S)","v":30},"2016-09-30",435.65,23.55,26.44,1.66,0,1200,435.65,-0.2,5.7600000000000054E-2,-1.1520000000000011E-2,430.63131199999998,378.95555456,100,86.126262399999987,86.126262399999987,0,600,522,200,0,0,13.873737600000013,78,0,0,null,78,0,0,0,78,86.126262399999987,0]
["20160924:1045","2016-09-24T18:59:59.999","2016-09-24T18:59:59.999",2016,9,{"$f":"LOOKUP(E6433,Temperature!Q:Q,Temperature!R:R)","v":9},{"$f":"LOOKUP(E6433,Temperature!Q:Q,Temperature!S:S)","v":30},"2016-09-30",188.15,6.12,28.8,2.69,0,1200,188.15,-0.2,0.15200000000000002,-3.0400000000000007E-2,182.43024,160.53861119999999,100,36.486048000000004,36.486048000000004,0,600,1.0568358789555532E-2,200,0,0,63.513951999999996,78,521.98943164121044,63.513951999999996,null,599.98943164121044,0,0,63.513951999999996,536.47547964121043,100,0]
["20160924:1145","2016-09-24T19:59:59.999","2016-09-24T19:59:59.999",2016,9,{"$f":"LOOKUP(E6434,Temperature!Q:Q,Temperature!R:R)","v":9},{"$f":"LOOKUP(E6434,Temperature!Q:Q,Temperature!S:S)","v":30},"2016-09-30",0,0,27.63,2.2799999999999998,0,1200,0,-0.2,0.10519999999999996,-2.1039999999999993E-2,0,0,100,0,0,0,600,63.524520358789573,200,0,0,100,78,458.47547964121043,100,null,536.47547964121043,0,0,100,436.47547964121043,100,0]
["20160924:2045","2016-09-25T04:59:59.999","2016-09-25T04:59:59.999",2016,9,{"$f":"LOOKUP(E6443,Temperature!Q:Q,Temperature!R:R)","v":9},{"$f":"LOOKUP(E6443,Temperature!Q:Q,Temperature!S:S)","v":30},"2016-09-30",0,0,23.99,1.52,0,1200,0,-0.2,-4.0400000000000061E-2,8.0800000000000125E-3,0,0,100,0,0,0,600,522,200,0,0,100,78,0,0,null,78,0,0,0,78,0,0]
["20160925:0445","2016-09-25T12:59:59.999","2016-09-25T12:59:59.999",2016,9,{"$f":"LOOKUP(E6451,Temperature!Q:Q,Temperature!R:R)","v":9},{"$f":"LOOKUP(E6451,Temperature!Q:Q,Temperature!S:S)","v":30},"2016-09-30",814.41,80.16,32.270000000000003,3.24,0,1200,814.41,-0.2,0.29080000000000011,-5.8160000000000024E-2,767.04391439999995,674.99864467199995,100,153.40878287999999,100,53.40878287999999,600,308.73782170560008,200,53.40878287999999,3.2045269728000023,0,78,210.05765132159991,0,null,291.26217829439992,53.40878287999999,3.2045269728000023,0,341.4664342015999,100,0]
["20160925:1345","2016-09-25T21:59:59.999","2016-09-25T21:59:59.999",2016,9,{"$f":"LOOKUP(E6460,Temperature!Q:Q,Temperature!R:R)","v":9},{"$f":"LOOKUP(E6460,Temperature!Q:Q,Temperature!S:S)","v":30},"2016-09-30",0,0,26.83,1.52,0,1200,0,-0.2,7.3199999999999932E-2,-1.4639999999999986E-2,0,0,100,0,0,0,600,273.53583148033795,200,0,0,100,78,248.46416851966205,100,null,326.46416851966205,0,0,100,226.46416851966205,100,0]
["20160925:2145","2016-09-26T05:59:59.999","2016-09-26T05:59:59.999",2016,9,{"$f":"LOOKUP(E6468,Temperature!Q:Q,Temperature!R:R)","v":9},{"$f":"LOOKUP(E6468,Temperature!Q:Q,Temperature!S:S)","v":30},"2016-09-30",0,0,24.7,1.38,0,1200,0,-0.2,-1.2000000000000028E-2,2.4000000000000059E-3,0,0,100,0,0,0,600,522,200,0,0,100,78,0,0,null,78,0,0,0,78,0,0]
["20160926:0345","2016-09-26T11:59:59.999","2016-09-26T11:59:59.999",2016,9,{"$f":"LOOKUP(E6474,Temperature!Q:Q,Temperature!R:R)","v":9},{"$f":"LOOKUP(E6474,Temperature!Q:Q,Temperature!S:S)","v":30},"2016-09-30",646.33000000000004,67.5,31.54,3.52,0,1200,646.33000000000004,-0.2,0.26159999999999994,-5.2319999999999992E-2,612.51401440000006,539.01233267200007,100,122.50280288000002,100,22.502802880000019,600,522,200,22.502802880000019,1.3501681728000023,0,78,0,0,null,78,22.502802880000019,1.3501681728000023,0,99.152634707200022,100,0]
["20160926:1445","2016-09-26T22:59:59.999","2016-09-26T22:59:59.999",2016,9,{"$f":"LOOKUP(E6485,Temperature!Q:Q,Temperature!R:R)","v":9},{"$f":"LOOKUP(E6485,Temperature!Q:Q,Temperature!S:S)","v":30},"2016-09-30",0,0,26.39,1.24,0,1200,0,-0.2,5.5600000000000024E-2,-1.1120000000000005E-2,0,0,100,0,0,0,600,522,200,0,0,100,78,0,0,null,78,0,0,0,78,0,0]
["20160926:1745","2016-09-27T01:59:59.999","2016-09-27T01:59:59.999",2016,9,{"$f":"LOOKUP(E6488,Temperature!Q:Q,Temperature!R:R)","v":9},{"$f":"LOOKUP(E6488,Temperature!Q:Q,Temperature!S:S)","v":30},"2016-09-30",0,0,25.21,1.31,0,1200,0,-0.2,8.4000000000000342E-3,-1.680000000000007E-3,0,0,100,0,0,0,600,522,200,0,0,100,78,0,0,null,78,0,0,0,78,0,0]
["20160926:2345","2016-09-27T07:59:59.999","2016-09-27T07:59:59.999",2016,9,{"$f":"LOOKUP(E6494,Temperature!Q:Q,Temperature!R:R)","v":9},{"$f":"LOOKUP(E6494,Temperature!Q:Q,Temperature!S:S)","v":30},"2016-09-30",299.68,8.8000000000000007,25.42,1.17,0,1200,299.68,-0.2,1.6800000000000068E-2,-3.360000000000014E-3,298.67307519999997,262.83230617599997,100,59.734615039999994,59.734615039999994,0,600,522,200,0,0,40.265384960000006,78,0,0,null,78,0,0,0,78,59.734615039999994,0]
["20160927:0845","2016-09-27T16:59:59.999","2016-09-27T16:59:59.999",2016,9,{"$f":"LOOKUP(E6503,Temperature!Q:Q,Temperature!R:R)","v":9},{"$f":"LOOKUP(E6503,Temperature!Q:Q,Temperature!S:S)","v":30},"2016-09-30",616.89,35.39,30.13,3.93,0,1200,616.89,-0.2,0.20519999999999997,-4.1039999999999993E-2,591.57283440000003,520.58409427200002,100,118.31456688000002,100,18.314566880000015,600,212.33227808320009,200,18.314566880000015,1.0988740128000019,0,78,308.56884790399988,0,null,387.66772191679991,18.314566880000015,1.0988740128000019,0,404.88341478399991,100,0]
["20160927:1645","2016-09-28T00:59:59.999","2016-09-28T00:59:59.999",2016,9,{"$f":"LOOKUP(E6511,Temperature!Q:Q,Temperature!R:R)","v":9},{"$f":"LOOKUP(E6511,Temperature!Q:Q,Temperature!S:S)","v":30},"2016-09-30",0,0,25.98,1.38,0,1200,0,-0.2,3.920000000000002E-2,-7.840000000000005E-3,0,0,100,0,0,0,600,522,200,0,0,100,78,0,0,null,78,0,0,0,78,0,0]
["20160928:0145","2016-09-28T09:59:59.999","2016-09-28T09:59:59.999",2016,9,{"$f":"LOOKUP(E6520,Temperature!Q:Q,Temperature!R:R)","v":9},{"$f":"LOOKUP(E6520,Temperature!Q:Q,Temperature!S:S)","v":30},"2016-09-30",182.74,38.479999999999997,28.14,2.5499999999999998,0,1200,182.74,-0.2,0.12560000000000002,-2.5120000000000003E-2,178.1495712,156.77162265600001,100,35.629914239999998,35.629914239999998,0,600,522,200,0,0,64.370085759999995,78,0,0,null,78,0,0,0,78,35.629914239999998,0]
["20160928:0645","2016-09-28T14:59:59.999","2016-09-28T14:59:59.999",2016,9,{"$f":"LOOKUP(E6525,Temperature!Q:Q,Temperature!R:R)","v":9},{"$f":"LOOKUP(E6525,Temperature!Q:Q,Temperature!S:S)","v":30},"2016-09-30",150.03,64.319999999999993,30.66,4.4800000000000004,0,1200,150.03,-0.2,0.22640000000000002,-4.5280000000000008E-2,143.23664160000001,126.04824460800002,100,28.647328320000003,28.647328320000003,0,600,388.348074752,200,0,0,71.35267168,78,133.651925248,71.35267168,null,211.651925248,0,0,71.35267168,140.29925356799998,100,0]
["20160928:1845","2016-09-29T02:59:59.999","2016-09-29T02:59:59.999",2016,9,{"$f":"LOOKUP(E6537,Temperature!Q:Q,Temperature!R:R)","v":9},{"$f":"LOOKUP(E6537,Temperature!Q:Q,Temperature!S:S)","v":30},"2016-09-30",0,0,24.93,1.24,0,1200,0,-0.2,-2.8000000000000112E-3,5.6000000000000223E-4,0,0,100,0,0,0,600,522,200,0,0,100,78,0,0,null,78,0,0,0,78,0,0]
["20160928:2345","2016-09-29T07:59:59.999","2016-09-29T07:59:59.999",2016,9,{"$f":"LOOKUP(E6542,Temperature!Q:Q,Temperature!R:R)","v":9},{"$f":"LOOKUP(E6542,Temperature!Q:Q,Temperature!S:S)","v":30},"2016-09-30",17.28,8.8699999999999992,24.91,1.24,0,1200,17.28,-0.2,-3.5999999999999943E-3,7.1999999999999885E-4,17.292441600000004,15.217348608000004,100,3.4584883200000007,3.4584883200000007,0,600,{"$f":"Y6542-AI6542","v":522},200,0,0,96.541511679999999,78,0,0,null,{"$f":"AM6541","v":78},0,0,0,78,3.4584883200000007,0]
["20160929:1145","2016-09-29T19:59:59.999","2016-09-29T19:59:59.999",2016,9,{"$f":"LOOKUP(E6554,Temperature!Q:Q,Temperature!R:R)","v":9},{"$f":"LOOKUP(E6554,Temperature!Q:Q,Temperature!S:S)","v":30},"2016-09-30",0,0,27.49,2.76,0,1200,0,-0.2,9.9599999999999939E-2,-1.991999999999999E-2,0,0,100,0,0,0,600,374.08740989120008,200,0,0,100,78,147.91259010879992,100,null,225.91259010879992,0,0,100,125.91259010879992,100,0]
["20160929:1345","2016-09-29T21:59:59.999","2016-09-29T21:59:59.999",2016,9,{"$f":"LOOKUP(E6556,Temperature!Q:Q,Temperature!R:R)","v":9},{"$f":"LOOKUP(E6556,Temperature!Q:Q,Temperature!S:S)","v":30},"2016-09-30",0,0,26.38,2.41,0,1200,0,-0.2,5.5199999999999957E-2,-1.1039999999999993E-2,0,0,100,0,0,0,600,522,200,0,0,100,78,0,0,null,78,0,0,0,78,0,0]
["20160929:2045","2016-09-30T04:59:59.999","2016-09-30T04:59:59.999",2016,9,{"$f":"LOOKUP(E6563,Temperature!Q:Q,Temperature!R:R)","v":9},{"$f":"LOOKUP(E6563,Temperature!Q:Q,Temperature!S:S)","v":30},"2016-09-30",0,0,24.9,1.59,0,1200,0,-0.2,-4.0000000000000565E-3,8.0000000000001131E-4,0,0,100,0,0,0,600,522,200,0,0,100,78,0,0,null,78,0,0,0,78,0,0]
["20160930:0545","2016-09-30T13:59:59.999","2016-09-30T13:59:59.999",2016,9,{"$f":"LOOKUP(E6572,Temperature!Q:Q,Temperature!R:R)","v":9},{"$f":"LOOKUP(E6572,Temperature!Q:Q,Temperature!S:S)","v":30},"2016-09-30",966.03,76.59,30.79,3.86,0,1200,966.03,-0.2,0.23159999999999997,-4.632E-2,921.28349039999989,810.72947155199995,100,184.25669807999998,100,84.256698079999978,600,354.91203065280001,200,84.256698079999978,5.0554018848000029,0,78,162.03256746239998,0,null,245.08796934719999,84.256698079999978,5.0554018848000029,0,324.28926554239996,100,0]
["20160930:1245","2016-09-30T20:59:59.999","2016-09-30T20:59:59.999",2016,9,{"$f":"LOOKUP(E6579,Temperature!Q:Q,Temperature!R:R)","v":9},{"$f":"LOOKUP(E6579,Temperature!Q:Q,Temperature!S:S)","v":30},"2016-09-30",0,0,27.5,1.93,0,1200,0,-0.2,0.1,-2.0000000000000004E-2,0,0,100,0,0,0,600,231.07178059520004,200,0,0,100,78,290.92821940479996,100,null,368.92821940479996,0,0,100,268.92821940479996,100,0]
["20160930:2245","2016-10-01T06:59:59.999","2016-10-01T06:59:59.999",2016,10,{"$f":"LOOKUP(E6589,Temperature!Q:Q,Temperature!R:R)","v":12},{"$f":"LOOKUP(E6589,Temperature!Q:Q,Temperature!S:S)","v":31},"2016-12-31",0,0,23.33,0.76,0,1200,0,-0.2,-6.6800000000000068E-2,1.3360000000000014E-2,0,0,100,0,0,0,600,522,200,0,0,100,78,0,0,null,78,0,0,0,78,0,0]
["20161001:0245","2016-10-01T10:59:59.999","2016-10-01T10:59:59.999",2016,10,{"$f":"LOOKUP(E6593,Temperature!Q:Q,Temperature!R:R)","v":12},{"$f":"LOOKUP(E6593,Temperature!Q:Q,Temperature!S:S)","v":31},"2016-12-31",953.03,53.07,30.6,2.9,0,1200,953.03,-0.2,0.22400000000000006,-4.4800000000000013E-2,910.33425599999987,801.09414527999991,100,182.06685119999997,100,82.066851199999974,600,498.6130659072,200,82.066851199999974,4.9240110720000025,0,78,18.462923020800002,0,null,101.3869340928,82.066851199999974,4.9240110720000025,0,178.52977422079996,100,0]
["20161001:1545","2016-10-01T23:59:59.999","2016-10-01T23:59:59.999",2016,10,{"$f":"LOOKUP(E6606,Temperature!Q:Q,Temperature!R:R)","v":12},{"$f":"LOOKUP(E6606,Temperature!Q:Q,Temperature!S:S)","v":31},"2016-12-31",0,0,25.81,1.1000000000000001,0,1200,0,-0.2,3.239999999999995E-2,-6.4799999999999901E-3,0,0,100,0,0,0,600,{"$f":"Y6606-AI6606","v":508.35282836160019},200,0,0,100,78,13.647171638399811,13.647171638399811,null,{"$f":"AM6605","v":91.647171638399811},0,0,13.647171638399811,78,13.647171638399811,0]
["20161001:2345","2016-10-02T07:59:59.999","2016-10-02T07:59:59.999",2016,10,{"$f":"LOOKUP(E6614,Temperature!Q:Q,Temperature!R:R)","v":12},{"$f":"LOOKUP(E6614,Temperature!Q:Q,Temperature!S:S)","v":31},"2016-12-31",18.190000000000001,8.9600000000000009,24.94,1.1000000000000001,0,1200,18.190000000000001,-0.2,-2.399999999999949E-3,4.7999999999998982E-4,18.198731200000001,16.014883456,100,3.6397462400000005,3.6397462400000005,0,600,522,200,0,0,96.360253760000006,78,0,0,null,78,0,0,0,78,3.6397462400000005,0]
["20161002:0045","2016-10-02T08:59:59.999","2016-10-02T08:59:59.999",2016,10,{"$f":"LOOKUP(E6615,Temperature!Q:Q,Temperature!R:R)","v":12},{"$f":"LOOKUP(E6615,Temperature!Q:Q,Temperature!S:S)","v":31},"2016-12-31",619.54,23.77,27.11,1.59,0,1200,619.54,-0.2,8.4399999999999975E-2,-1.6879999999999996E-2,609.08216479999999,535.99230502399996,100,121.81643295999999,100,21.816432959999986,600,522,200,21.816432959999986,1.3089859776000003,0,78,0,0,null,78,21.816432959999986,1.3089859776000003,0,98.507446982399983,100,0]
["20161002:1345","2016-10-02T21:59:59.999","2016-10-02T21:59:59.999",2016,10,{"$f":"LOOKUP(E6628,Temperature!Q:Q,Temperature!R:R)","v":12},{"$f":"LOOKUP(E6628,Temperature!Q:Q,Temperature!S:S)","v":31},"2016-12-31",0,0,26.95,1.17,0,1200,0,-0.2,7.7999999999999972E-2,-1.5599999999999996E-2,0,0,100,0,0,0,600,522,200,0,0,100,78,0,0,null,78,0,0,0,78,0,0]
["20161002:1745","2016-10-03T01:59:59.999","2016-10-03T01:59:59.999",2016,10,{"$f":"LOOKUP(E6632,Temperature!Q:Q,Temperature!R:R)","v":12},{"$f":"LOOKUP(E6632,Temperature!Q:Q,Temperature!S:S)","v":31},"2016-12-31",0,0,25.49,1.52,0,1200,0,-0.2,1.9599999999999937E-2,-3.9199999999999877E-3,0,0,100,0,0,0,600,522,200,0,0,100,78,0,0,null,78,0,0,0,78,0,0]
["20161003:0245","2016-10-03T10:59:59.999","2016-10-03T10:59:59.999",2016,10,{"$f":"LOOKUP(E6641,Temperature!Q:Q,Temperature!R:R)","v":12},{"$f":"LOOKUP(E6641,Temperature!Q:Q,Temperature!S:S)","v":31},"2016-12-31",861.48,53,28.8,2.62,0,1200,861.48,-0.2,0.15200000000000002,-3.0400000000000007E-2,835.29100800000003,735.05608704000008,100,167.05820159999999,100,67.05820159999999,600,460.33804965119998,200,67.05820159999999,4.0234920960000027,0,78,57.638458252800014,0,null,139.66195034880002,67.05820159999999,4.0234920960000027,0,202.6966598528,100,0]
["20161003:1245","2016-10-03T20:59:59.999","2016-10-03T20:59:59.999",2016,10,{"$f":"LOOKUP(E6651,Temperature!Q:Q,Temperature!R:R)","v":12},{"$f":"LOOKUP(E6651,Temperature!Q:Q,Temperature!S:S)","v":31},"2016-12-31",0,0,26.49,1.66,0,1200,0,-0.2,5.9599999999999938E-2,-1.1919999999999988E-2,0,0,100,0,0,0,600,522,200,0,0,100,78,0,0,null,78,0,0,0,78,0,0]
["20161003:1945","2016-10-04T03:59:59.999","2016-10-04T03:59:59.999",2016,10,{"$f":"LOOKUP(E6658,Temperature!Q:Q,Temperature!R:R)","v":12},{"$f":"LOOKUP(E6658,Temperature!Q:Q,Temperature!S:S)","v":31},"2016-12-31",0,0,24.73,1.24,0,1200,0,-0.2,-1.0799999999999983E-2,2.1599999999999966E-3,0,0,100,0,0,0,600,522,200,0,0,100,78,0,0,null,78,0,0,0,78,0,0]
["20161004:0245","2016-10-04T10:59:59.999","2016-10-04T10:59:59.999",2016,10,{"$f":"LOOKUP(E6665,Temperature!Q:Q,Temperature!R:R)","v":12},{"$f":"LOOKUP(E6665,Temperature!Q:Q,Temperature!S:S)","v":31},"2016-12-31",904.82,52.96,29.15,2.14,0,1200,904.82,-0.2,0.16599999999999995,-3.3199999999999993E-2,874.77997600000003,769.80637888000001,100,174.95599520000002,100,74.955995200000018,600,456.70818881600002,200,74.955995200000018,4.4973597120000051,0,78,60.794451471999977,0,null,143.29181118399998,74.955995200000018,4.4973597120000051,0,213.75044667200001,100,0]
["20161004:1245","2016-10-04T20:59:59.999","2016-10-04T20:59:59.999",2016,10,{"$f":"LOOKUP(E6675,Temperature!Q:Q,Temperature!R:R)","v":12},{"$f":"LOOKUP(E6675,Temperature!Q:Q,Temperature!S:S)","v":31},"2016-12-31",0,0,27.61,1.24,0,1200,0,-0.2,0.10439999999999998,-2.0879999999999996E-2,0,0,100,0,0,0,600,522,200,0,0,100,78,0,0,null,78,0,0,0,78,0,0]
["20161004:1945","2016-10-05T03:59:59.999","2016-10-05T03:59:59.999",2016,10,{"$f":"LOOKUP(E6682,Temperature!Q:Q,Temperature!R:R)","v":12},{"$f":"LOOKUP(E6682,Temperature!Q:Q,Temperature!S:S)","v":31},"2016-12-31",0,0,25.56,1.1000000000000001,0,1200,0,-0.2,2.2399999999999948E-2,-4.4799999999999901E-3,0,0,100,0,0,0,600,522,200,0,0,100,78,0,0,null,78,0,0,0,78,0,0]
["20161004:2145","2016-10-05T05:59:59.999","2016-10-05T05:59:59.999",2016,10,{"$f":"LOOKUP(E6684,Temperature!Q:Q,Temperature!R:R)","v":12},{"$f":"LOOKUP(E6684,Temperature!Q:Q,Temperature!S:S)","v":31},"2016-12-31",0,0,25.22,1.45,0,1200,0,-0.2,8.7999999999999537E-3,-1.7599999999999907E-3,0,0,100,0,0,0,600,522,200,0,0,100,78,0,0,null,78,0,0,0,78,0,0]
["20161005:0945","2016-10-05T17:59:59.999","2016-10-05T17:59:59.999",2016,10,{"$f":"LOOKUP(E6696,Temperature!Q:Q,Temperature!R:R)","v":12},{"$f":"LOOKUP(E6696,Temperature!Q:Q,Temperature!S:S)","v":31},"2016-12-31",101.5,19.47,28.36,3.86,0,1200,101.5,-0.2,0.13439999999999996,-2.6879999999999994E-2,98.771680000000003,86.919078400000004,100,19.754335999999999,19.754335999999999,0,600,135.68119522239999,200,0,0,80.245664000000005,78,386.31880477760001,80.245664000000005,null,464.31880477760001,0,0,80.245664000000005,384.07314077759997,100,0]
["20161005:1445","2016-10-05T22:59:59.999","2016-10-05T22:59:59.999",2016,10,{"$f":"LOOKUP(E6701,Temperature!Q:Q,Temperature!R:R)","v":12},{"$f":"LOOKUP(E6701,Temperature!Q:Q,Temperature!S:S)","v":31},"2016-12-31",0,0,25.53,1.66,0,1200,0,-0.2,2.1200000000000045E-2,-4.2400000000000094E-3,0,0,100,0,0,0,600,522,200,0,0,100,78,0,0,null,78,0,0,0,78,0,0]
["20161005:2345","2016-10-06T07:59:59.999","2016-10-06T07:59:59.999",{"$f":"YEAR(B6710)","v":2016},10,{"$f":"LOOKUP(E6710,Temperature!Q:Q,Temperature!R:R)","v":12},{"$f":"LOOKUP(E6710,Temperature!Q:Q,Temperature!S:S)","v":31},"2016-12-31",33.64,9.0500000000000007,25.2,1.38,0,1200,33.64,-0.2,7.9999999999999724E-3,-1.5999999999999947E-3,33.586176000000002,29.555834880000003,100,6.7172352000000002,6.7172352000000002,0,600,522,200,0,0,93.282764799999995,78,0,0,null,78,0,0,0,78,{"$f":"W6710+AL6710","v":6.7172352000000002},0]
["20161006:0845","2016-10-06T16:59:59.999","2016-10-06T16:59:59.999",2016,10,{"$f":"LOOKUP(E6719,Temperature!Q:Q,Temperature!R:R)","v":12},{"$f":"LOOKUP(E6719,Temperature!Q:Q,Temperature!S:S)","v":31},"2016-12-31",651.41,34.03,29.37,3.52,0,1200,651.41,-0.2,0.17480000000000004,-3.4960000000000012E-2,628.63670639999998,553.20030163199999,100,125.72734127999999,100,25.72734127999999,600,195.99176313920003,200,25.72734127999999,1.5436404768000007,0,78,324.46459638399995,0,null,404.00823686079997,25.72734127999999,1.5436404768000007,0,428.19193766399991,100,0]
["20161006:1645","2016-10-07T00:59:59.999","2016-10-07T00:59:59.999",2016,10,{"$f":"LOOKUP(E6727,Temperature!Q:Q,Temperature!R:R)","v":12},{"$f":"LOOKUP(E6727,Temperature!Q:Q,Temperature!S:S)","v":31},"2016-12-31",0,0,25.4,1.31,0,1200,0,-0.2,1.5999999999999945E-2,-3.1999999999999893E-3,0,0,100,0,0,0,600,522,200,0,0,100,78,0,0,null,78,0,0,0,78,0,0]
["20161006:2245","2016-10-07T06:59:59.999","2016-10-07T06:59:59.999",2016,10,{"$f":"LOOKUP(E6733,Temperature!Q:Q,Temperature!R:R)","v":12},{"$f":"LOOKUP(E6733,Temperature!Q:Q,Temperature!S:S)","v":31},"2016-12-31",0,0,24.7,1.17,0,1200,0,-0.2,-1.2000000000000028E-2,2.4000000000000059E-3,0,0,100,0,0,0,600,522,200,0,0,100,78,0,0,null,78,0,0,0,78,0,0]
["20161007:0145","2016-10-07T09:59:59.999","2016-10-07T09:59:59.999",2016,10,{"$f":"LOOKUP(E6736,Temperature!Q:Q,Temperature!R:R)","v":12},{"$f":"LOOKUP(E6736,Temperature!Q:Q,Temperature!S:S)","v":31},"2016-12-31",692.65,38.450000000000003,27.15,3.1,0,1200,692.65,-0.2,8.5999999999999938E-2,-1.719999999999999E-2,680.73641999999995,599.04804960000001,100,136.14728399999998,100,36.147283999999985,600,522,200,36.147283999999985,2.168837040000001,0,78,0,0,null,78,36.147283999999985,2.168837040000001,0,111.97844695999999,100,0]
["20161007:1245","2016-10-07T20:59:59.999","2016-10-07T20:59:59.999",2016,10,{"$f":"LOOKUP(E6747,Temperature!Q:Q,Temperature!R:R)","v":12},{"$f":"LOOKUP(E6747,Temperature!Q:Q,Temperature!S:S)","v":31},"2016-12-31",0,0,25.52,2.0699999999999998,0,1200,0,-0.2,2.0799999999999982E-2,-4.1599999999999962E-3,0,0,100,0,0,0,600,519.67254427520004,200,0,0,100,78,2.327455724799961,2.327455724799961,null,80.327455724799961,0,0,2.327455724799961,78,2.327455724799961,0]
["20161007:1845","2016-10-08T02:59:59.999","2016-10-08T02:59:59.999",2016,10,{"$f":"LOOKUP(E6753,Temperature!Q:Q,Temperature!R:R)","v":12},{"$f":"LOOKUP(E6753,Temperature!Q:Q,Temperature!S:S)","v":31},"2016-12-31",0,0,24.31,1.24,0,1200,0,-0.2,-2.7600000000000052E-2,5.520000000000011E-3,0,0,100,0,0,0,600,522,200,0,0,100,78,0,0,null,78,0,0,0,78,0,0]
["20161008:0245","2016-10-08T10:59:59.999","2016-10-08T10:59:59.999",2016,10,{"$f":"LOOKUP(E6761,Temperature!Q:Q,Temperature!R:R)","v":12},{"$f":"LOOKUP(E6761,Temperature!Q:Q,Temperature!S:S)","v":31},"2016-12-31",529.46,52.75,26.11,2.41,0,1200,529.46,-0.2,4.4399999999999974E-2,-8.8799999999999955E-3,524.7583952,461.787387776,100,104.95167904,100,4.9516790400000019,600,470.10571478400004,200,4.9516790400000019,0.29710074240000039,0,78,51.597184473599988,0,null,129.89428521599999,4.9516790400000019,0.29710074240000039,0,134.5488635136,100,0]
["20161008:1145","2016-10-08T19:59:59.999","2016-10-08T19:59:59.999",2016,10,{"$f":"LOOKUP(E6770,Temperature!Q:Q,Temperature!R:R)","v":12},{"$f":"LOOKUP(E6770,Temperature!Q:Q,Temperature!S:S)","v":31},"2016-12-31",0,0,26.09,1.66,0,1200,0,-0.2,4.3599999999999993E-2,-8.7199999999999986E-3,0,0,100,0,0,0,600,522,200,0,0,100,78,0,0,null,78,0,0,0,78,0,0]
["20161008:2045","2016-10-09T04:59:59.999","2016-10-09T04:59:59.999",2016,10,{"$f":"LOOKUP(E6779,Temperature!Q:Q,Temperature!R:R)","v":12},{"$f":"LOOKUP(E6779,Temperature!Q:Q,Temperature!S:S)","v":31},"2016-12-31",0,0,23.78,1.93,0,1200,0,-0.2,-4.8799999999999955E-2,9.7599999999999909E-3,0,0,100,0,0,0,600,522,200,0,0,100,78,0,0,null,78,0,0,0,78,0,0]
["20161009:0145","2016-10-09T09:59:59.999","2016-10-09T09:59:59.999",2016,10,{"$f":"LOOKUP(E6784,Temperature!Q:Q,Temperature!R:R)","v":12},{"$f":"LOOKUP(E6784,Temperature!Q:Q,Temperature!S:S)","v":31},"2016-12-31",546.58000000000004,38.4,25.72,2.97,0,1200,546.58000000000004,-0.2,2.8799999999999954E-2,-5.7599999999999908E-3,543.43169920000003,478.219895296,100,108.68633984,100,8.6863398400000023,600,522,200,8.6863398400000023,0.52118039040000064,0,78,0,0,null,78,8.6863398400000023,0.52118039040000064,0,86.165159449599997,100,0]
["20161009:1345","2016-10-09T21:59:59.999","2016-10-09T21:59:59.999",2016,10,{"$f":"LOOKUP(E6796,Temperature!Q:Q,Temperature!R:R)","v":12},{"$f":"LOOKUP(E6796,Temperature!Q:Q,Temperature!S:S)","v":31},"2016-12-31",0,0,24.81,1.59,0,1200,0,-0.2,-7.6000000000000512E-3,1.5200000000000103E-3,0,0,100,0,0,0,600,522,200,0,0,100,78,0,0,null,78,0,0,0,78,0,0]
["20161009:1845","2016-10-10T02:59:59.999","2016-10-10T02:59:59.999",2016,10,{"$f":"LOOKUP(E6801,Temperature!Q:Q,Temperature!R:R)","v":12},{"$f":"LOOKUP(E6801,Temperature!Q:Q,Temperature!S:S)","v":31},"2016-12-31",0,0,24.45,1.31,0,1200,0,-0.2,-2.200000000000003E-2,4.4000000000000063E-3,0,0,100,0,0,0,600,522,200,0,0,100,78,0,0,null,78,0,0,0,78,0,0]
["20161009:2245","2016-10-10T06:59:59.999","2016-10-10T06:59:59.999",2016,10,{"$f":"LOOKUP(E6805,Temperature!Q:Q,Temperature!R:R)","v":12},{"$f":"LOOKUP(E6805,Temperature!Q:Q,Temperature!S:S)","v":31},"2016-12-31",0,0,23.93,1.17,0,1200,0,-0.2,-4.2800000000000012E-2,8.5600000000000034E-3,0,0,100,0,0,0,600,522,200,0,0,100,78,0,0,null,78,0,0,0,78,0,0]
["20161010:0845","2016-10-10T16:59:59.999","2016-10-10T16:59:59.999",2016,10,{"$f":"LOOKUP(E6815,Temperature!Q:Q,Temperature!R:R)","v":12},{"$f":"LOOKUP(E6815,Temperature!Q:Q,Temperature!S:S)","v":31},"2016-12-31",549.96,33.44,28.2,2.2799999999999998,0,1200,549.96,-0.2,0.12799999999999997,-2.5599999999999998E-2,535.88102400000002,471.57530112000001,100,107.17620480000001,100,7.1762048000000078,600,271.4449684352,200,7.1762048000000078,0.43057228800000086,0,78,250.1244592768,0,null,328.5550315648,7.1762048000000078,0.43057228800000086,0,335.30066407679999,100,0]
["20161010:1545","2016-10-10T23:59:59.999","2016-10-10T23:59:59.999",2016,10,{"$f":"LOOKUP(E6822,Temperature!Q:Q,Temperature!R:R)","v":12},{"$f":"LOOKUP(E6822,Temperature!Q:Q,Temperature!S:S)","v":31},"2016-12-31",0,0,25.13,1.52,0,1200,0,-0.2,5.1999999999999599E-3,-1.0399999999999921E-3,0,0,100,0,0,0,600,522,200,0,0,100,78,0,0,null,78,0,0,0,78,0,0]
["20161011:0045","2016-10-11T08:59:59.999","2016-10-11T08:59:59.999",2016,10,{"$f":"LOOKUP(E6831,Temperature!Q:Q,Temperature!R:R)","v":12},{"$f":"LOOKUP(E6831,Temperature!Q:Q,Temperature!S:S)","v":31},"2016-12-31",28.19,23.81,26.91,1.66,0,1200,28.19,-0.2,7.640000000000001E-2,-1.5280000000000002E-2,27.759256800000003,24.428145984000004,100,5.5518513600000006,5.5518513600000006,0,600,522,200,0,0,94.448148639999999,78,0,0,null,78,0,0,0,78,5.5518513600000006,0]
["20161011:0745","2016-10-11T15:59:59.999","2016-10-11T15:59:59.999",{"$f":"YEAR(B6838)","v":2016},10,{"$f":"LOOKUP(E6838,Temperature!Q:Q,Temperature!R:R)","v":12},{"$f":"LOOKUP(E6838,Temperature!Q:Q,Temperature!S:S)","v":31},"2016-12-31",922.45,47.64,31.86,4.07,0,1200,922.45,-0.2,0.27439999999999998,-5.4879999999999998E-2,871.82594400000005,767.20683072000008,100,174.3651888,100,74.365188799999999,600,155.63243763520012,200,74.365188799999999,4.4619113280000038,0,78,361.9056510367999,0,null,444.36756236479988,74.365188799999999,4.4619113280000038,0,514.27083983679984,{"$f":"W6838+AL6838","v":100},0]
["20161011:1745","2016-10-12T01:59:59.999","2016-10-12T01:59:59.999",2016,10,{"$f":"LOOKUP(E6848,Temperature!Q:Q,Temperature!R:R)","v":12},{"$f":"LOOKUP(E6848,Temperature!Q:Q,Temperature!S:S)","v":31},"2016-12-31",0,0,24.84,1.24,0,1200,0,-0.2,-6.4000000000000055E-3,1.2800000000000012E-3,0,0,100,0,0,0,600,522,200,0,0,100,78,0,0,null,78,0,0,0,78,0,0]
["20161011:2145","2016-10-12T05:59:59.999","2016-10-12T05:59:59.999",2016,10,{"$f":"LOOKUP(E6852,Temperature!Q:Q,Temperature!R:R)","v":12},{"$f":"LOOKUP(E6852,Temperature!Q:Q,Temperature!S:S)","v":31},"2016-12-31",0,0,24.61,1.38,0,1200,0,-0.2,-1.5600000000000024E-2,3.1200000000000047E-3,0,0,100,0,0,0,600,522,200,0,0,100,78,0,0,null,78,0,0,0,78,0,0]
["20161012:0245","2016-10-12T10:59:59.999","2016-10-12T10:59:59.999",2016,10,{"$f":"LOOKUP(E6857,Temperature!Q:Q,Temperature!R:R)","v":12},{"$f":"LOOKUP(E6857,Temperature!Q:Q,Temperature!S:S)","v":31},"2016-12-31",811.67,52.45,29.96,2.5499999999999998,0,1200,811.67,-0.2,0.19840000000000002,-3.9680000000000007E-2,779.46293439999988,685.92738227199993,100,155.89258687999998,100,55.892586879999982,600,412.369836416,200,55.892586879999982,3.3535552128000017,0,78,106.2766083712,0,null,187.630163584,55.892586879999982,3.3535552128000017,0,240.16919525119999,100,0]
["20161012:1145","2016-10-12T19:59:59.999","2016-10-12T19:59:59.999",2016,10,{"$f":"LOOKUP(E6866,Temperature!Q:Q,Temperature!R:R)","v":12},{"$f":"LOOKUP(E6866,Temperature!Q:Q,Temperature!S:S)","v":31},"2016-12-31",0,0,27.02,1.31,0,1200,0,-0.2,8.0799999999999983E-2,-1.6159999999999997E-2,0,0,100,0,0,0,600,522,200,0,0,100,78,0,0,null,78,0,0,0,78,0,0]
["20161012:1945","2016-10-13T03:59:59.999","2016-10-13T03:59:59.999",2016,10,{"$f":"LOOKUP(E6874,Temperature!Q:Q,Temperature!R:R)","v":12},{"$f":"LOOKUP(E6874,Temperature!Q:Q,Temperature!S:S)","v":31},"2016-12-31",0,0,24.34,0.9,0,1200,0,-0.2,-2.6400000000000007E-2,5.2800000000000017E-3,0,0,100,0,0,0,600,522,200,0,0,100,78,0,0,null,78,0,0,0,78,0,0]
["20161013:0145","2016-10-13T09:59:59.999","2016-10-13T09:59:59.999",2016,10,{"$f":"LOOKUP(E6880,Temperature!Q:Q,Temperature!R:R)","v":12},{"$f":"LOOKUP(E6880,Temperature!Q:Q,Temperature!S:S)","v":31},"2016-12-31",625.71,38.26,27.63,2,0,1200,625.71,-0.2,0.10519999999999996,-2.1039999999999993E-2,612.54506160000005,539.039654208,100,122.50901232000001,100,22.509012320000011,600,522,200,22.509012320000011,1.3505407392000019,0,78,0,0,null,78,22.509012320000011,1.3505407392000019,0,99.158471580800011,100,0]
["20161013:1245","2016-10-13T20:59:59.999","2016-10-13T20:59:59.999",2016,10,{"$f":"LOOKUP(E6891,Temperature!Q:Q,Temperature!R:R)","v":12},{"$f":"LOOKUP(E6891,Temperature!Q:Q,Temperature!S:S)","v":31},"2016-12-31",0,0,26.11,1.59,0,1200,0,-0.2,4.4399999999999974E-2,-8.8799999999999955E-3,0,0,100,0,0,0,600,403.12955753920005,200,0,0,100,78,118.87044246079995,100,null,196.87044246079995,0,0,100,96.87044246079995,100,0]
["20161013:2145","2016-10-14T05:59:59.999","2016-10-14T05:59:59.999",2016,10,{"$f":"LOOKUP(E6900,Temperature!Q:Q,Temperature!R:R)","v":12},{"$f":"LOOKUP(E6900,Temperature!Q:Q,Temperature!S:S)","v":31},"2016-12-31",0,0,24.14,1.24,0,1200,0,-0.2,-3.4399999999999979E-2,6.8799999999999964E-3,0,0,100,0,0,0,600,522,200,0,0,100,78,0,0,null,78,0,0,0,78,0,0]
["20161014:0045",{"$f":"C6903","v":"2016-10-14T08:59:59.999"},"2016-10-14T08:59:59.999",2016,{"$f":"MONTH(B6903)","v":10},{"$f":"LOOKUP(E6903,Temperature!Q:Q,Temperature!R:R)","v":12},{"$f":"LOOKUP(E6903,Temperature!Q:Q,Temperature!S:S)","v":31},{"$f":"DATE(D6903,F6903,G6903)","v":"2016-12-31"},28.19,23.76,26.36,1.72,0,{"$f":"N6902","v":1200},{"$f":"IF(I6903>N6903,1000,I6903)","v":28.19},{"$f":"$P$6","v":-0.2},{"$f":"(K6903-$Q$6)/$Q$6","v":5.4399999999999976E-2},{"$f":"P6903*Q6903","v":-1.0879999999999996E-2},{"$f":"O6903*(1+R6903)","v":27.8832928},{"$f":"S6903*(1-$T$6)","v":24.537297664},{"$f":"$U$6","v":100},{"$f":"$V$6*S6903/1000","v":5.5766585600000003},{"$f":"MIN(V6903,U6903)","v":5.5766585600000003},{"$f":"V6903-W6903","v":0},{"$f":"$Y$6","v":600},522,{"$f":"$AA$6","v":200},{"$f":"MIN(AA6903,Z6903,X6903)","v":0},{"$f":"(1-$AC$6)*AB6903","v":0},{"$f":"U6903-W6903","v":94.423341440000002},{"$f":"MAX($Y$13*($AE$6),0)","v":78},{"$f":"MAX(AI6903-AE6903-AC6903,0)","v":0},{"$f":"MIN($AG$6,AF6903,AD6903)","v":0},null,78,{"$f":"AB6903","v":0},{"$f":"AC6903","v":0},{"$f":"AG6903","v":0},{"$f":"AI6903+AJ6903-AL6903-AK6903","v":78},5.5766585600000003,{"$f":"V6903-W6903-AJ6903","v":0}]
["20161014:1445","2016-10-14T22:59:59.999","2016-10-14T22:59:59.999",2016,10,{"$f":"LOOKUP(E6917,Temperature!Q:Q,Temperature!R:R)","v":12},{"$f":"LOOKUP(E6917,Temperature!Q:Q,Temperature!S:S)","v":31},"2016-12-31",0,0,25.16,1.93,0,1200,0,-0.2,6.4000000000000055E-3,-1.2800000000000012E-3,0,0,100,0,0,0,600,522,200,0,0,100,78,0,0,null,78,0,0,0,78,0,0]
["20161014:2145","2016-10-15T05:59:59.999","2016-10-15T05:59:59.999",2016,10,{"$f":"LOOKUP(E6924,Temperature!Q:Q,Temperature!R:R)","v":12},{"$f":"LOOKUP(E6924,Temperature!Q:Q,Temperature!S:S)","v":31},"2016-12-31",0,0,24.35,1.72,0,1200,0,-0.2,-2.5999999999999943E-2,5.1999999999999894E-3,0,0,100,0,0,0,600,522,200,0,0,100,78,0,0,null,78,0,0,0,78,0,0]
["20161014:2345","2016-10-15T07:59:59.999","2016-10-15T07:59:59.999",2016,10,{"$f":"LOOKUP(E6926,Temperature!Q:Q,Temperature!R:R)","v":12},{"$f":"LOOKUP(E6926,Temperature!Q:Q,Temperature!S:S)","v":31},"2016-12-31",35.46,9.1199999999999992,24.43,2.0699999999999998,0,1200,35.46,-0.2,-2.2800000000000011E-2,4.5600000000000024E-3,35.621697599999997,31.347093887999996,100,7.1243395199999995,7.1243395199999995,0,600,{"$f":"Y6926-AI6926","v":522},200,0,0,92.875660479999993,78,0,0,null,{"$f":"AM6925","v":78},0,0,0,78,7.1243395199999995,0]
["20161015:0745","2016-10-15T15:59:59.999","2016-10-15T15:59:59.999",2016,10,{"$f":"LOOKUP(E6934,Temperature!Q:Q,Temperature!R:R)","v":12},{"$f":"LOOKUP(E6934,Temperature!Q:Q,Temperature!S:S)","v":31},"2016-12-31",949.85,46.94,30.51,3.86,0,1200,949.85,-0.2,0.22040000000000007,-4.4080000000000015E-2,907.98061200000006,799.02293856000006,100,181.59612240000001,100,81.596122400000013,600,156.63332632320004,200,81.596122400000013,4.8957673440000047,0,78,360.47090633279998,0,null,443.36667367679996,81.596122400000013,4.8957673440000047,0,520.06702873280005,100,0]
["20161015:1645","2016-10-16T00:59:59.999","2016-10-16T00:59:59.999",2016,10,{"$f":"LOOKUP(E6943,Temperature!Q:Q,Temperature!R:R)","v":12},{"$f":"LOOKUP(E6943,Temperature!Q:Q,Temperature!S:S)","v":31},"2016-12-31",0,0,25.19,1.24,0,1200,0,-0.2,7.6000000000000512E-3,-1.5200000000000103E-3,0,0,100,0,0,0,600,522,200,0,0,100,78,0,0,null,78,0,0,0,78,0,0]
["20161015:2145","2016-10-16T05:59:59.999","2016-10-16T05:59:59.999",2016,10,{"$f":"LOOKUP(E6948,Temperature!Q:Q,Temperature!R:R)","v":12},{"$f":"LOOKUP(E6948,Temperature!Q:Q,Temperature!S:S)","v":31},"2016-12-31",0,0,24.15,1.45,0,1200,0,-0.2,-3.4000000000000058E-2,6.8000000000000118E-3,0,0,100,0,0,0,600,522,200,0,0,100,78,0,0,null,78,0,0,0,78,0,0]
["20161016:0945","2016-10-16T17:59:59.999","2016-10-16T17:59:59.999",2016,10,{"$f":"LOOKUP(E6960,Temperature!Q:Q,Temperature!R:R)","v":12},{"$f":"LOOKUP(E6960,Temperature!Q:Q,Temperature!S:S)","v":31},"2016-12-31",399.33,18.100000000000001,27.97,2.62,0,1200,399.33,-0.2,0.11879999999999996,-2.3759999999999993E-2,389.84191920000001,343.06088889599999,100,77.968383840000001,77.968383840000001,0,600,522,200,0,0,22.031616159999999,78,0,0,null,78,0,0,0,78,77.968383840000001,0]
["20161016:1845","2016-10-17T02:59:59.999","2016-10-17T02:59:59.999",2016,10,{"$f":"LOOKUP(E6969,Temperature!Q:Q,Temperature!R:R)","v":12},{"$f":"LOOKUP(E6969,Temperature!Q:Q,Temperature!S:S)","v":31},"2016-12-31",0,0,24.94,2.2799999999999998,0,1200,0,-0.2,-2.399999999999949E-3,4.7999999999998982E-4,0,0,100,0,0,0,600,522,200,0,0,100,78,0,0,null,78,0,0,0,78,0,0]
["20161016:2045","2016-10-17T04:59:59.999","2016-10-17T04:59:59.999",2016,10,{"$f":"LOOKUP(E6971,Temperature!Q:Q,Temperature!R:R)","v":12},{"$f":"LOOKUP(E6971,Temperature!Q:Q,Temperature!S:S)","v":31},"2016-12-31",0,0,24.74,2.14,0,1200,0,-0.2,-1.0400000000000062E-2,2.0800000000000124E-3,0,0,100,0,0,0,600,522,200,0,0,100,78,0,0,null,78,0,0,0,78,0,0]
["20161017:0345","2016-10-17T11:59:59.999","2016-10-17T11:59:59.999",2016,10,{"$f":"LOOKUP(E6978,Temperature!Q:Q,Temperature!R:R)","v":12},{"$f":"LOOKUP(E6978,Temperature!Q:Q,Temperature!S:S)","v":31},"2016-12-31",532.26,64.7,28.29,4.41,0,1200,532.26,-0.2,0.13159999999999997,-2.6319999999999996E-2,518.25091680000003,456.06080678400002,100,103.65018336000001,100,3.650183360000014,600,522,200,3.650183360000014,0.21901100160000103,0,78,0,0,null,78,3.650183360000014,0.21901100160000103,0,81.431172358400019,100,0]
["20161017:1745","2016-10-18T01:59:59.999","2016-10-18T01:59:59.999",2016,10,{"$f":"LOOKUP(E6992,Temperature!Q:Q,Temperature!R:R)","v":12},{"$f":"LOOKUP(E6992,Temperature!Q:Q,Temperature!S:S)","v":31},"2016-12-31",0,0,24.38,1.79,0,1200,0,-0.2,-2.4800000000000041E-2,4.9600000000000087E-3,0,0,100,0,0,0,600,522,200,0,0,100,78,0,0,null,78,0,0,0,78,0,0]
["20161017:2045","2016-10-18T04:59:59.999","2016-10-18T04:59:59.999",2016,10,{"$f":"LOOKUP(E6995,Temperature!Q:Q,Temperature!R:R)","v":12},{"$f":"LOOKUP(E6995,Temperature!Q:Q,Temperature!S:S)","v":31},"2016-12-31",0,0,24.63,2.41,0,1200,0,-0.2,-1.4800000000000041E-2,2.9600000000000082E-3,0,0,100,0,0,0,600,522,200,0,0,100,78,0,0,null,78,0,0,0,78,0,0]
["20161018:0745","2016-10-18T15:59:59.999","2016-10-18T15:59:59.999",2016,10,{"$f":"LOOKUP(E7006,Temperature!Q:Q,Temperature!R:R)","v":12},{"$f":"LOOKUP(E7006,Temperature!Q:Q,Temperature!S:S)","v":31},"2016-12-31",226.81,46.42,26.78,3.17,0,1200,226.81,-0.2,7.1200000000000041E-2,-1.424000000000001E-2,223.58022560000001,196.75059852800001,100,44.716045120000004,44.716045120000004,0,600,522,200,0,0,55.283954879999996,78,0,0,null,78,0,0,0,78,44.716045120000004,0]
["20161018:1345","2016-10-18T21:59:59.999","2016-10-18T21:59:59.999",2016,10,{"$f":"LOOKUP(E7012,Temperature!Q:Q,Temperature!R:R)","v":12},{"$f":"LOOKUP(E7012,Temperature!Q:Q,Temperature!S:S)","v":31},"2016-12-31",0,0,23.84,1.72,0,1200,0,-0.2,-4.6400000000000004E-2,9.2800000000000018E-3,0,0,100,0,0,0,600,522,200,0,0,100,78,0,0,null,78,0,0,0,78,0,0]
["20161018:2145","2016-10-19T05:59:59.999","2016-10-19T05:59:59.999",2016,10,{"$f":"LOOKUP(E7020,Temperature!Q:Q,Temperature!R:R)","v":12},{"$f":"LOOKUP(E7020,Temperature!Q:Q,Temperature!S:S)","v":31},"2016-12-31",0,0,23.28,2.0699999999999998,0,1200,0,-0.2,-6.8799999999999958E-2,1.3759999999999993E-2,0,0,100,0,0,0,600,522,200,0,0,100,78,0,0,null,78,0,0,0,78,0,0]
["20161019:0645","2016-10-19T14:59:59.999","2016-10-19T14:59:59.999",2016,10,{"$f":"LOOKUP(E7029,Temperature!Q:Q,Temperature!R:R)","v":12},{"$f":"LOOKUP(E7029,Temperature!Q:Q,Temperature!S:S)","v":31},"2016-12-31",71.83,59.49,25.31,2.76,0,1200,71.83,-0.2,1.2399999999999949E-2,-2.47999999999999E-3,71.651861599999989,63.053638207999988,100,14.330372319999999,14.330372319999999,0,600,522,200,0,0,85.669627680000005,78,0,0,null,78,0,0,0,78,14.330372319999999,0]
["20161019:1545","2016-10-19T23:59:59.999","2016-10-19T23:59:59.999",2016,10,{"$f":"LOOKUP(E7038,Temperature!Q:Q,Temperature!R:R)","v":12},{"$f":"LOOKUP(E7038,Temperature!Q:Q,Temperature!S:S)","v":31},"2016-12-31",0,0,24.05,1.1000000000000001,0,1200,0,-0.2,-3.7999999999999971E-2,7.5999999999999948E-3,0,0,100,0,0,0,600,522,200,0,0,100,78,0,0,null,78,0,0,0,78,0,0]
["20161019:2045","2016-10-20T04:59:59.999","2016-10-20T04:59:59.999",2016,10,{"$f":"LOOKUP(E7043,Temperature!Q:Q,Temperature!R:R)","v":12},{"$f":"LOOKUP(E7043,Temperature!Q:Q,Temperature!S:S)","v":31},"2016-12-31",0,0,23.25,0.69,0,1200,0,-0.2,-7.0000000000000007E-2,1.4000000000000002E-2,0,0,100,0,0,0,600,522,200,0,0,100,78,0,0,null,78,0,0,0,78,0,0]
["20161020:0045","2016-10-20T08:59:59.999","2016-10-20T08:59:59.999",2016,10,{"$f":"LOOKUP(E7047,Temperature!Q:Q,Temperature!R:R)","v":12},{"$f":"LOOKUP(E7047,Temperature!Q:Q,Temperature!S:S)","v":31},"2016-12-31",39.1,23.57,24.38,2.14,0,1200,39.1,-0.2,-2.4800000000000041E-2,4.9600000000000087E-3,39.293936000000002,34.578663680000005,100,7.858787200000001,7.858787200000001,0,600,522,200,0,0,92.141212800000005,78,0,0,null,78,0,0,0,78,7.858787200000001,0]
["20161020:1345","2016-10-20T21:59:59.999","2016-10-20T21:59:59.999",2016,10,{"$f":"LOOKUP(E7060,Temperature!Q:Q,Temperature!R:R)","v":12},{"$f":"LOOKUP(E7060,Temperature!Q:Q,Temperature!S:S)","v":31},"2016-12-31",0,0,24.04,1.24,0,1200,0,-0.2,-3.8400000000000031E-2,7.6800000000000063E-3,0,0,100,0,0,0,600,522,200,0,0,100,78,0,0,null,78,0,0,0,78,0,0]
["20161020:1745","2016-10-21T01:59:59.999","2016-10-21T01:59:59.999",2016,10,{"$f":"LOOKUP(E7064,Temperature!Q:Q,Temperature!R:R)","v":12},{"$f":"LOOKUP(E7064,Temperature!Q:Q,Temperature!S:S)","v":31},"2016-12-31",0,0,23.53,1.31,0,1200,0,-0.2,-5.8799999999999956E-2,1.1759999999999993E-2,0,0,100,0,0,0,600,522,200,0,0,100,78,0,0,null,78,0,0,0,78,0,0]
["20161021:0345","2016-10-21T11:59:59.999","2016-10-21T11:59:59.999",2016,10,{"$f":"LOOKUP(E7074,Temperature!Q:Q,Temperature!R:R)","v":12},{"$f":"LOOKUP(E7074,Temperature!Q:Q,Temperature!S:S)","v":31},"2016-12-31",929.74,63.88,28.77,1.24,0,1200,929.74,-0.2,0.15079999999999999,-3.0159999999999999E-2,901.69904159999999,793.495156608,100,180.33980832,100,80.339808320000003,600,369.15060846079996,200,80.339808320000003,4.8203884992000043,0,78,148.02900304000002,0,null,230.84939153920001,80.339808320000003,4.8203884992000043,0,306.36881136,100,0]
["20161021:1045","2016-10-21T18:59:59.999","2016-10-21T18:59:59.999",2016,10,{"$f":"LOOKUP(E7081,Temperature!Q:Q,Temperature!R:R)","v":12},{"$f":"LOOKUP(E7081,Temperature!Q:Q,Temperature!S:S)","v":31},"2016-12-31",10.16,3.01,27.44,0.21,0,1200,10.16,-0.2,9.7600000000000048E-2,-1.952000000000001E-2,9.9616768000000011,8.7662755840000006,100,1.9923353600000002,1.9923353600000002,0,600,236.60065867519995,200,0,0,98.007664640000002,78,285.39934132480005,98.007664640000002,null,363.39934132480005,0,0,98.007664640000002,265.39167668480002,100,0]
["20161021:1745","2016-10-22T01:59:59.999","2016-10-22T01:59:59.999",2016,10,{"$f":"LOOKUP(E7088,Temperature!Q:Q,Temperature!R:R)","v":12},{"$f":"LOOKUP(E7088,Temperature!Q:Q,Temperature!S:S)","v":31},"2016-12-31",0,0,24.23,1.03,0,1200,0,-0.2,-3.0799999999999984E-2,6.1599999999999971E-3,0,0,100,0,0,0,600,522,200,0,0,100,78,0,0,null,78,0,0,0,78,0,0]
["20161022:0345","2016-10-22T11:59:59.999","2016-10-22T11:59:59.999",2016,10,{"$f":"LOOKUP(E7098,Temperature!Q:Q,Temperature!R:R)","v":12},{"$f":"LOOKUP(E7098,Temperature!Q:Q,Temperature!S:S)","v":31},"2016-12-31",386.89,63.67,28.4,2.62,0,1200,386.89,-0.2,0.13599999999999995,-2.7199999999999992E-2,376.36659199999997,331.20260095999998,100,75.273318399999994,75.273318399999994,0,600,522,200,0,0,24.726681600000006,78,0,0,null,78,0,0,0,78,75.273318399999994,0]
["20161022:0445","2016-10-22T12:59:59.999","2016-10-22T12:59:59.999",2016,10,{"$f":"LOOKUP(E7099,Temperature!Q:Q,Temperature!R:R)","v":12},{"$f":"LOOKUP(E7099,Temperature!Q:Q,Temperature!S:S)","v":31},"2016-12-31",519.30999999999995,71.55,29.15,3.1,0,1200,519.30999999999995,-0.2,0.16599999999999995,-3.3199999999999993E-2,502.06890799999996,441.82063903999995,100,100.41378159999999,100,0.41378159999999298,600,522,200,0.41378159999999298,2.4826895999999602E-2,0,78,0,0,null,78,0.41378159999999298,2.4826895999999602E-2,0,78.388954704,100,0]
["20161022:1645","2016-10-23T00:59:59.999","2016-10-23T00:59:59.999",2016,10,{"$f":"LOOKUP(E7111,Temperature!Q:Q,Temperature!R:R)","v":12},{"$f":"LOOKUP(E7111,Temperature!Q:Q,Temperature!S:S)","v":31},"2016-12-31",0,0,24.68,1.17,0,1200,0,-0.2,-1.2800000000000011E-2,2.5600000000000024E-3,0,0,100,0,0,0,600,522,200,0,0,100,78,0,0,null,78,0,0,0,78,0,0]
["20161022:2145","2016-10-23T05:59:59.999","2016-10-23T05:59:59.999",2016,10,{"$f":"LOOKUP(E7116,Temperature!Q:Q,Temperature!R:R)","v":12},{"$f":"LOOKUP(E7116,Temperature!Q:Q,Temperature!S:S)","v":31},"2016-12-31",0,0,24.37,1.45,0,1200,0,-0.2,-2.5199999999999959E-2,5.0399999999999924E-3,0,0,100,0,0,0,600,522,200,0,0,100,78,0,0,null,78,0,0,0,78,0,0]
["20161023:0645","2016-10-23T14:59:59.999","2016-10-23T14:59:59.999",2016,10,{"$f":"LOOKUP(E7125,Temperature!Q:Q,Temperature!R:R)","v":12},{"$f":"LOOKUP(E7125,Temperature!Q:Q,Temperature!S:S)","v":31},"2016-12-31",519.30999999999995,58.59,28.46,3.79,0,1200,519.30999999999995,-0.2,0.13840000000000002,-2.7680000000000007E-2,504.93549919999992,444.34323929599992,100,100.98709983999998,100,0.98709983999998485,600,460.81164475200001,200,0.98709983999998485,5.9225990399999144E-2,0,78,61.129129257599992,0,null,139.18835524799999,0.98709983999998485,5.9225990399999144E-2,0,140.11622909759998,100,0]
["20161023:1445","2016-10-23T22:59:59.999","2016-10-23T22:59:59.999",2016,10,{"$f":"LOOKUP(E7133,Temperature!Q:Q,Temperature!R:R)","v":12},{"$f":"LOOKUP(E7133,Temperature!Q:Q,Temperature!S:S)","v":31},"2016-12-31",0,0,25.13,1.79,0,1200,0,-0.2,5.1999999999999599E-3,-1.0399999999999921E-3,0,0,100,0,0,0,600,522,200,0,0,100,78,0,0,null,78,0,0,0,78,0,0]
["20161023:2045","2016-10-24T04:59:59.999","2016-10-24T04:59:59.999",2016,10,{"$f":"LOOKUP(E7139,Temperature!Q:Q,Temperature!R:R)","v":12},{"$f":"LOOKUP(E7139,Temperature!Q:Q,Temperature!S:S)","v":31},"2016-12-31",0,0,22.85,1.72,0,1200,0,-0.2,-8.5999999999999938E-2,1.719999999999999E-2,0,0,100,0,0,0,600,522,200,0,0,100,78,0,0,null,78,0,0,0,78,0,0]
["20161024:0745","2016-10-24T15:59:59.999","2016-10-24T15:59:59.999",2016,10,{"$f":"LOOKUP(E7150,Temperature!Q:Q,Temperature!R:R)","v":12},{"$f":"LOOKUP(E7150,Temperature!Q:Q,Temperature!S:S)","v":31},"2016-12-31",162.76,45.44,28.23,4.28,0,1200,162.76,-0.2,0.12920000000000001,-2.5840000000000002E-2,158.5542816,139.52776780799999,100,31.710856319999998,31.710856319999998,0,600,394.00668081599997,200,0,0,68.289143679999995,78,127.993319184,68.289143679999995,null,205.993319184,0,0,68.289143679999995,137.70417550400001,100,0]
["20161024:1345","2016-10-24T21:59:59.999","2016-10-24T21:59:59.999",2016,10,{"$f":"LOOKUP(E7156,Temperature!Q:Q,Temperature!R:R)","v":12},{"$f":"LOOKUP(E7156,Temperature!Q:Q,Temperature!S:S)","v":31},"2016-12-31",0,0,24.69,1.79,0,1200,0,-0.2,-1.2399999999999949E-2,2.47999999999999E-3,0,0,100,0,0,0,600,522,200,0,0,100,78,0,0,null,78,0,0,0,78,0,0]
["20161024:1645",{"$f":"C7159","v":"2016-10-25T00:59:59.999"},"2016-10-25T00:59:59.999",2016,{"$f":"MONTH(B7159)","v":10},{"$f":"LOOKUP(E7159,Temperature!Q:Q,Temperature!R:R)","v":12},{"$f":"LOOKUP(E7159,Temperature!Q:Q,Temperature!S:S)","v":31},{"$f":"DATE(D7159,F7159,G7159)","v":"2016-12-31"},0,0,24.09,1.24,0,{"$f":"N7158","v":1200},{"$f":"IF(I7159>N7159,1000,I7159)","v":0},{"$f":"$P$6","v":-0.2},{"$f":"(K7159-$Q$6)/$Q$6","v":-3.6400000000000009E-2},{"$f":"P7159*Q7159","v":7.2800000000000017E-3},{"$f":"O7159*(1+R7159)","v":0},{"$f":"S7159*(1-$T$6)","v":0},{"$f":"$U$6","v":100},{"$f":"$V$6*S7159/1000","v":0},{"$f":"MIN(V7159,U7159)","v":0},{"$f":"V7159-W7159","v":0},{"$f":"$Y$6","v":600},522,{"$f":"$AA$6","v":200},{"$f":"MIN(AA7159,Z7159,X7159)","v":0},{"$f":"(1-$AC$6)*AB7159","v":0},{"$f":"U7159-W7159","v":100},{"$f":"MAX($Y$13*($AE$6),0)","v":78},{"$f":"MAX(AI7159-AE7159-AC7159,0)","v":0},{"$f":"MIN($AG$6,AF7159,AD7159)","v":0},null,78,{"$f":"AB7159","v":0},{"$f":"AC7159","v":0},{"$f":"AG7159","v":0},{"$f":"AI7159+AJ7159-AL7159-AK7159","v":78},0,{"$f":"V7159-W7159-AJ7159","v":0}]
["20161025:0145","2016-10-25T09:59:59.999","2016-10-25T09:59:59.999",2016,10,{"$f":"LOOKUP(E7168,Temperature!Q:Q,Temperature!R:R)","v":12},{"$f":"LOOKUP(E7168,Temperature!Q:Q,Temperature!S:S)","v":31},"2016-12-31",494.74,37.44,25.03,1.03,0,1200,494.74,-0.2,1.2000000000000454E-3,-2.4000000000000909E-4,494.62126239999998,435.26671091200001,100,98.924252479999993,98.924252479999993,0,600,522,200,0,0,1.0757475200000073,78,0,0,null,78,0,0,0,78,98.924252479999993,0]
["20161025:0945","2016-10-25T17:59:59.998","2016-10-25T17:59:59.998",2016,10,{"$f":"LOOKUP(E7176,Temperature!Q:Q,Temperature!R:R)","v":12},{"$f":"LOOKUP(E7176,Temperature!Q:Q,Temperature!S:S)","v":31},"2016-12-31",506.22,17.18,27.16,0.55000000000000004,0,1200,506.22,-0.2,8.6400000000000005E-2,-1.728E-2,497.47251840000007,437.77581619200004,100,99.494503680000008,99.494503680000008,0,600,453.97386235199997,200,0,0,0.50549631999999178,78,68.026137648000002,0.50549631999999178,null,146.026137648,0,0,0.50549631999999178,145.52064132800001,100,0]
["20161025:1845","2016-10-26T02:59:59.998","2016-10-26T02:59:59.998",2016,10,{"$f":"LOOKUP(E7185,Temperature!Q:Q,Temperature!R:R)","v":12},{"$f":"LOOKUP(E7185,Temperature!Q:Q,Temperature!S:S)","v":31},"2016-12-31",0,0,24.43,0.97,0,1200,0,-0.2,-2.2800000000000011E-2,4.5600000000000024E-3,0,0,100,0,0,0,600,522,200,0,0,100,78,0,0,null,78,0,0,0,78,0,0]
["20161026:0245","2016-10-26T10:59:59.998","2016-10-26T10:59:59.998",2016,10,{"$f":"LOOKUP(E7193,Temperature!Q:Q,Temperature!R:R)","v":12},{"$f":"LOOKUP(E7193,Temperature!Q:Q,Temperature!S:S)","v":31},"2016-12-31",929.34,50.83,28.61,1.38,0,1200,929.34,-0.2,0.14439999999999997,-2.8879999999999996E-2,902.50066079999999,794.20058150399996,100,180.50013216000002,100,80.500132160000021,600,447.90303235520003,200,80.500132160000021,4.8300079296000051,0,78,69.266959715200002,0,null,152.0969676448,80.500132160000021,4.8300079296000051,0,227.76709187520001,100,0]
["20161026:1145","2016-10-26T19:59:59.998","2016-10-26T19:59:59.998",2016,10,{"$f":"LOOKUP(E7202,Temperature!Q:Q,Temperature!R:R)","v":12},{"$f":"LOOKUP(E7202,Temperature!Q:Q,Temperature!S:S)","v":31},"2016-12-31",0,0,23.97,0.41,0,1200,0,-0.2,-4.1200000000000042E-2,8.2400000000000095E-3,0,0,100,0,0,0,600,522,200,0,0,100,78,0,0,null,78,0,0,0,78,0,0]
["20161026:1645","2016-10-27T00:59:59.998","2016-10-27T00:59:59.998",2016,10,{"$f":"LOOKUP(E7207,Temperature!Q:Q,Temperature!R:R)","v":12},{"$f":"LOOKUP(E7207,Temperature!Q:Q,Temperature!S:S)","v":31},"2016-12-31",0,0,22.81,0.97,0,1200,0,-0.2,-8.7600000000000053E-2,1.7520000000000011E-2,0,0,100,0,0,0,600,522,200,0,0,100,78,0,0,null,78,0,0,0,78,0,0]
["20161027:0445","2016-10-27T12:59:59.998","2016-10-27T12:59:59.998",2016,10,{"$f":"LOOKUP(E7219,Temperature!Q:Q,Temperature!R:R)","v":12},{"$f":"LOOKUP(E7219,Temperature!Q:Q,Temperature!S:S)","v":31},"2016-12-31",972.62,69.88,28.89,1.1000000000000001,0,1200,972.62,-0.2,0.15560000000000002,-3.1120000000000005E-2,942.35206559999995,829.26981772799991,100,188.47041311999999,100,88.470413119999989,600,398.29285513600001,200,88.470413119999989,5.3082247872000039,0,78,118.39892007679998,0,null,201.70714486399999,88.470413119999989,5.3082247872000039,0,284.86933319679997,100,0]
["20161027:0645","2016-10-27T14:59:59.998","2016-10-27T14:59:59.998",2016,10,{"$f":"LOOKUP(E7221,Temperature!Q:Q,Temperature!R:R)","v":12},{"$f":"LOOKUP(E7221,Temperature!Q:Q,Temperature!S:S)","v":31},"2016-12-31",1058.48,57.73,29.45,2,0,1200,1058.48,-0.2,0.17799999999999996,-3.5599999999999993E-2,1020.7981120000001,898.30233856000007,100,204.15962240000002,100,104.15962240000002,600,214.91068755520001,200,104.15962240000002,6.2495773440000066,0,78,300.8397351008,0,null,385.08931244479999,104.15962240000002,6.2495773440000066,0,482.99935750080004,100,0]
["20161027:1345","2016-10-27T21:59:59.998","2016-10-27T21:59:59.998",2016,10,{"$f":"LOOKUP(E7228,Temperature!Q:Q,Temperature!R:R)","v":12},{"$f":"LOOKUP(E7228,Temperature!Q:Q,Temperature!S:S)","v":31},"2016-12-31",0,0,25.35,0.97,0,1200,0,-0.2,1.4000000000000058E-2,-2.8000000000000117E-3,0,0,100,0,0,0,600,320.56415368639995,200,0,0,100,78,201.43584631360005,100,null,279.43584631360005,0,0,100,179.43584631360005,100,0]
["20161027:2245","2016-10-28T06:59:59.998","2016-10-28T06:59:59.998",2016,10,{"$f":"LOOKUP(E7237,Temperature!Q:Q,Temperature!R:R)","v":12},{"$f":"LOOKUP(E7237,Temperature!Q:Q,Temperature!S:S)","v":31},"2016-12-31",0,0,23.96,0.34,0,1200,0,-0.2,-4.1599999999999963E-2,8.3199999999999923E-3,0,0,100,0,0,0,600,522,200,0,0,100,78,0,0,null,78,0,0,0,78,0,0]
["20161028:0545","2016-10-28T13:59:59.998","2016-10-28T13:59:59.998",2016,10,{"$f":"LOOKUP(E7244,Temperature!Q:Q,Temperature!R:R)","v":12},{"$f":"LOOKUP(E7244,Temperature!Q:Q,Temperature!S:S)","v":31},"2016-12-31",897.31,67.31,29.06,2.48,0,1200,897.31,-0.2,0.16239999999999996,-3.2479999999999995E-2,868.16537119999998,763.98552665599993,100,173.63307423999998,100,73.633074239999985,600,294.58293894079998,200,73.633074239999985,4.4179844544000026,0,78,222.99907660480002,0,null,305.41706105920002,73.633074239999985,4.4179844544000026,0,374.63215084479998,100,0]
["20161028:1545","2016-10-28T23:59:59.998","2016-10-28T23:59:59.998",2016,10,{"$f":"LOOKUP(E7254,Temperature!Q:Q,Temperature!R:R)","v":12},{"$f":"LOOKUP(E7254,Temperature!Q:Q,Temperature!S:S)","v":31},"2016-12-31",0,0,24.4,0.14000000000000001,0,1200,0,-0.2,-2.4000000000000056E-2,4.8000000000000117E-3,0,0,100,0,0,0,600,522,200,0,0,100,78,0,0,null,78,0,0,0,78,0,0]
["20161028:1945","2016-10-29T03:59:59.998","2016-10-29T03:59:59.998",2016,10,{"$f":"LOOKUP(E7258,Temperature!Q:Q,Temperature!R:R)","v":12},{"$f":"LOOKUP(E7258,Temperature!Q:Q,Temperature!S:S)","v":31},"2016-12-31",0,0,23.72,0.69,0,1200,0,-0.2,-5.1200000000000044E-2,1.024000000000001E-2,0,0,100,0,0,0,600,522,200,0,0,100,78,0,0,null,78,0,0,0,78,0,0]
["20161029:0845","2016-10-29T16:59:59.998","2016-10-29T16:59:59.998",2016,10,{"$f":"LOOKUP(E7271,Temperature!Q:Q,Temperature!R:R)","v":12},{"$f":"LOOKUP(E7271,Temperature!Q:Q,Temperature!S:S)","v":31},"2016-12-31",356.94,31.01,25.02,1.52,0,1200,356.94,-0.2,7.9999999999998291E-4,-1.599999999999966E-4,356.8828896,314.05694284800001,100,71.376577920000003,71.376577920000003,0,600,522,200,0,0,28.623422079999997,78,0,0,null,78,0,0,0,78,71.376577920000003,0]
["20161029:1645","2016-10-30T00:59:59.998","2016-10-30T00:59:59.998",2016,10,{"$f":"LOOKUP(E7279,Temperature!Q:Q,Temperature!R:R)","v":12},{"$f":"LOOKUP(E7279,Temperature!Q:Q,Temperature!S:S)","v":31},"2016-12-31",0,0,22.91,0.62,0,1200,0,-0.2,-8.3599999999999994E-2,1.6719999999999999E-2,0,0,100,0,0,0,600,522,200,0,0,100,78,0,0,null,78,0,0,0,78,0,0]
["20161029:1745","2016-10-30T01:59:59.998","2016-10-30T01:59:59.998",2016,10,{"$f":"LOOKUP(E7280,Temperature!Q:Q,Temperature!R:R)","v":12},{"$f":"LOOKUP(E7280,Temperature!Q:Q,Temperature!S:S)","v":31},"2016-12-31",0,0,22.92,0.83,0,1200,0,-0.2,-8.3199999999999927E-2,1.6639999999999985E-2,0,0,100,0,0,0,600,522,200,0,0,100,78,0,0,null,78,0,0,0,78,0,0]
["20161030:0245","2016-10-30T10:59:59.998","2016-10-30T10:59:59.998",2016,10,{"$f":"LOOKUP(E7289,Temperature!Q:Q,Temperature!R:R)","v":12},{"$f":"LOOKUP(E7289,Temperature!Q:Q,Temperature!S:S)","v":31},"2016-12-31",761.7,50.23,24.33,0.34,0,1200,761.7,-0.2,-2.6800000000000067E-2,5.3600000000000141E-3,765.78271200000006,673.88878656000009,100,153.15654240000001,100,53.156542400000006,600,522,200,53.156542400000006,3.189392544000003,0,78,0,0,null,78,53.156542400000006,3.189392544000003,0,127.96714985600001,100,0]
["20161030:1045","2016-10-30T18:59:59.998","2016-10-30T18:59:59.998",2016,10,{"$f":"LOOKUP(E7297,Temperature!Q:Q,Temperature!R:R)","v":12},{"$f":"LOOKUP(E7297,Temperature!Q:Q,Temperature!S:S)","v":31},"2016-12-31",10.16,2.42,24.73,0.34,0,1200,10.16,-0.2,-1.0799999999999983E-2,2.1599999999999966E-3,10.181945599999999,8.9601121279999987,100,2.0363891199999999,2.0363891199999999,0,600,522,200,0,0,97.963610880000004,78,0,0,null,78,0,0,0,78,2.0363891199999999,0]
["20161030:1945","2016-10-31T03:59:59.998","2016-10-31T03:59:59.998",2016,10,{"$f":"LOOKUP(E7306,Temperature!Q:Q,Temperature!R:R)","v":12},{"$f":"LOOKUP(E7306,Temperature!Q:Q,Temperature!S:S)","v":31},"2016-12-31",0,0,22.92,0.97,0,1200,0,-0.2,-8.3199999999999927E-2,1.6639999999999985E-2,0,0,100,0,0,0,600,522,200,0,0,100,78,0,0,null,78,0,0,0,78,0,0]
["20161031:0145","2016-10-31T09:59:59.998","2016-10-31T09:59:59.998",2016,10,{"$f":"LOOKUP(E7312,Temperature!Q:Q,Temperature!R:R)","v":12},{"$f":"LOOKUP(E7312,Temperature!Q:Q,Temperature!S:S)","v":31},"2016-12-31",72.739999999999995,36.840000000000003,24.95,1.59,0,1200,72.739999999999995,-0.2,-2.0000000000000282E-3,4.0000000000000566E-4,72.76909599999999,64.036804479999986,100,14.553819199999998,14.553819199999998,0,600,522,200,0,0,85.446180800000008,78,0,0,null,78,0,0,0,78,14.553819199999998,0]
["20161031:1245","2016-10-31T20:59:59.998","2016-10-31T20:59:59.998",2016,10,{"$f":"LOOKUP(E7323,Temperature!Q:Q,Temperature!R:R)","v":12},{"$f":"LOOKUP(E7323,Temperature!Q:Q,Temperature!S:S)","v":31},"2016-12-31",0,0,23.81,1.66,0,1200,0,-0.2,-4.7600000000000052E-2,9.5200000000000111E-3,0,0,100,0,0,0,600,522,200,0,0,100,78,0,0,null,78,0,0,0,78,0,0]
["20161031:1545","2016-10-31T23:59:59.998","2016-10-31T23:59:59.998",2016,11,{"$f":"LOOKUP(E7326,Temperature!Q:Q,Temperature!R:R)","v":12},{"$f":"LOOKUP(E7326,Temperature!Q:Q,Temperature!S:S)","v":31},"2016-12-31",0,0,23.28,1.45,0,1200,0,-0.2,-6.8799999999999958E-2,1.3759999999999993E-2,0,0,100,0,0,0,600,522,200,0,0,100,78,0,0,null,78,0,0,0,78,0,0]
["20161101:0545","2016-11-01T13:59:59.998","2016-11-01T13:59:59.998",2016,11,{"$f":"LOOKUP(E7340,Temperature!Q:Q,Temperature!R:R)","v":12},{"$f":"LOOKUP(E7340,Temperature!Q:Q,Temperature!S:S)","v":31},"2016-12-31",265.51,66.14,27.34,1.17,0,1200,265.51,-0.2,9.3599999999999989E-2,-1.8719999999999997E-2,260.5396528,229.274894464,100,52.10793056,52.10793056,0,600,457.90238662399997,200,0,0,47.89206944,78,64.097613375999998,47.89206944,null,142.097613376,0,0,47.89206944,94.205543935999998,100,0]
["20161101:1245","2016-11-01T20:59:59.998","2016-11-01T20:59:59.998",2016,11,{"$f":"LOOKUP(E7347,Temperature!Q:Q,Temperature!R:R)","v":12},{"$f":"LOOKUP(E7347,Temperature!Q:Q,Temperature!S:S)","v":31},"2016-12-31",0,0,25.42,0.28000000000000003,0,1200,0,-0.2,1.6800000000000068E-2,-3.360000000000014E-3,0,0,100,0,0,0,600,522,200,0,0,100,78,0,0,null,78,0,0,0,78,0,0]
["20161101:1445","2016-11-01T22:59:59.998","2016-11-01T22:59:59.998",2016,11,{"$f":"LOOKUP(E7349,Temperature!Q:Q,Temperature!R:R)","v":12},{"$f":"LOOKUP(E7349,Temperature!Q:Q,Temperature!S:S)","v":31},"2016-12-31",0,0,24.07,0.62,0,1200,0,-0.2,-3.719999999999999E-2,7.4399999999999987E-3,0,0,100,0,0,0,600,522,200,0,0,100,78,0,0,null,78,0,0,0,78,0,0]
["20161102:0245","2016-11-02T10:59:59.998","2016-11-02T10:59:59.998",2016,11,{"$f":"LOOKUP(E7361,Temperature!Q:Q,Temperature!R:R)","v":12},{"$f":"LOOKUP(E7361,Temperature!Q:Q,Temperature!S:S)","v":31},"2016-12-31",1032.23,49.75,25.51,0.55000000000000004,0,1200,1032.23,-0.2,2.0400000000000064E-2,-4.0800000000000133E-3,1028.0185016,904.65628140800004,100,205.60370032,100,105.60370032,600,472.05828188160001,200,105.60370032,6.3362220192000054,0,78,43.605496099199968,0,null,127.94171811839998,105.60370032,6.3362220192000054,0,227.20919641919997,100,0]
["20161102:0745","2016-11-02T15:59:59.998","2016-11-02T15:59:59.998",2016,11,{"$f":"LOOKUP(E7366,Temperature!Q:Q,Temperature!R:R)","v":12},{"$f":"LOOKUP(E7366,Temperature!Q:Q,Temperature!S:S)","v":31},"2016-12-31",937.83,44.14,28.8,2.9,0,1200,937.83,-0.2,0.15200000000000002,-3.0400000000000007E-2,909.31996800000002,800.20157184000004,100,181.86399360000001,100,81.863993600000015,600,5.7064858527360229,200,5.7064858527360229,0.34238915116416169,0,78,515.95112499609979,0,null,594.29351414726398,5.7064858527360229,0.34238915116416169,0,599.65761084883582,100,76.157507747263992]
["20161102:1645","2016-11-03T00:59:59.998",{"$f":"C7374+1/24","v":"2016-11-03T00:59:59.998"},2016,11,{"$f":"LOOKUP(E7375,Temperature!Q:Q,Temperature!R:R)","v":12},{"$f":"LOOKUP(E7375,Temperature!Q:Q,Temperature!S:S)","v":31},"2016-12-31",0,0,24.28,0.48,0,1200,0,-0.2,-2.8799999999999954E-2,5.7599999999999908E-3,0,0,100,0,0,0,600,522,200,0,0,100,78,0,0,null,78,0,0,0,78,0,0]
["20161103:0145","2016-11-03T09:59:59.998","2016-11-03T09:59:59.998",2016,11,{"$f":"LOOKUP(E7384,Temperature!Q:Q,Temperature!R:R)","v":12},{"$f":"LOOKUP(E7384,Temperature!Q:Q,Temperature!S:S)","v":31},"2016-12-31",657.6,36.5,27.18,2.0699999999999998,0,1200,657.6,-0.2,8.7199999999999986E-2,-1.7439999999999997E-2,646.13145600000007,568.59568128000012,100,129.22629120000002,100,29.22629120000002,600,522,200,29.22629120000002,1.7535774720000028,0,78,0,0,null,78,29.22629120000002,1.7535774720000028,0,105.47271372800002,100,0]
["20161103:0945","2016-11-03T17:59:59.998","2016-11-03T17:59:59.998",2016,11,{"$f":"LOOKUP(E7392,Temperature!Q:Q,Temperature!R:R)","v":12},{"$f":"LOOKUP(E7392,Temperature!Q:Q,Temperature!S:S)","v":31},"2016-12-31",212.96,16.53,26.43,0.83,0,1200,212.96,-0.2,5.7199999999999987E-2,-1.1439999999999999E-2,210.5237376,185.260889088,100,42.104747520000004,42.104747520000004,0,600,137.57991749119992,200,0,0,57.895252479999996,78,384.42008250880008,57.895252479999996,null,462.42008250880008,0,0,57.895252479999996,404.52483002880007,100,0]
["20161103:1545","2016-11-03T23:59:59.998","2016-11-03T23:59:59.998",2016,11,{"$f":"LOOKUP(E7398,Temperature!Q:Q,Temperature!R:R)","v":12},{"$f":"LOOKUP(E7398,Temperature!Q:Q,Temperature!S:S)","v":31},"2016-12-31",0,0,24.46,1.24,0,1200,0,-0.2,-2.1599999999999966E-2,4.3199999999999931E-3,0,0,100,0,0,0,600,522,200,0,0,100,78,0,0,null,78,0,0,0,78,0,0]
["20161103:1845","2016-11-04T02:59:59.998","2016-11-04T02:59:59.998",2016,11,{"$f":"LOOKUP(E7401,Temperature!Q:Q,Temperature!R:R)","v":12},{"$f":"LOOKUP(E7401,Temperature!Q:Q,Temperature!S:S)","v":31},"2016-12-31",0,0,24.05,1.52,0,1200,0,-0.2,-3.7999999999999971E-2,7.5999999999999948E-3,0,0,100,0,0,0,600,522,200,0,0,100,78,0,0,null,78,0,0,0,78,0,0]
["20161104:0845",{"$f":"C7415","v":"2016-11-04T16:59:59.998"},"2016-11-04T16:59:59.998",2016,{"$f":"MONTH(B7415)","v":11},{"$f":"LOOKUP(E7415,Temperature!Q:Q,Temperature!R:R)","v":12},{"$f":"LOOKUP(E7415,Temperature!Q:Q,Temperature!S:S)","v":31},{"$f":"DATE(D7415,F7415,G7415)","v":"2016-12-31"},88.2,30.45,24.05,1.17,0,{"$f":"N7414","v":1200},{"$f":"IF(I7415>N7415,1000,I7415)","v":88.2},{"$f":"$P$6","v":-0.2},{"$f":"(K7415-$Q$6)/$Q$6","v":-3.7999999999999971E-2},{"$f":"P7415*Q7415","v":7.5999999999999948E-3},{"$f":"O7415*(1+R7415)","v":88.870320000000007},{"$f":"S7415*(1-$T$6)","v":78.205881600000012},{"$f":"$U$6","v":100},{"$f":"$V$6*S7415/1000","v":17.774064000000003},{"$f":"MIN(V7415,U7415)","v":17.774064000000003},{"$f":"V7415-W7415","v":0},{"$f":"$Y$6","v":600},522,{"$f":"$AA$6","v":200},{"$f":"MIN(AA7415,Z7415,X7415)","v":0},{"$f":"(1-$AC$6)*AB7415","v":0},{"$f":"U7415-W7415","v":82.22593599999999},{"$f":"MAX($Y$13*($AE$6),0)","v":78},{"$f":"MAX(AI7415-AE7415-AC7415,0)","v":0},{"$f":"MIN($AG$6,AF7415,AD7415)","v":0},null,78,{"$f":"AB7415","v":0},{"$f":"AC7415","v":0},{"$f":"AG7415","v":0},{"$f":"AI7415+AJ7415-AL7415-AK7415","v":78},17.774064000000003,{"$f":"V7415-W7415-AJ7415","v":0}]
["20161104:1145","2016-11-04T19:59:59.998","2016-11-04T19:59:59.998",2016,11,{"$f":"LOOKUP(E7418,Temperature!Q:Q,Temperature!R:R)","v":12},{"$f":"LOOKUP(E7418,Temperature!Q:Q,Temperature!S:S)","v":31},"2016-12-31",0,0,23.59,1.31,0,1200,0,-0.2,-5.6400000000000006E-2,1.1280000000000002E-2,0,0,100,0,0,0,600,522,200,0,0,100,78,0,0,null,78,0,0,0,78,0,0]
["20161104:2045","2016-11-05T04:59:59.998","2016-11-05T04:59:59.998",2016,11,{"$f":"LOOKUP(E7427,Temperature!Q:Q,Temperature!R:R)","v":12},{"$f":"LOOKUP(E7427,Temperature!Q:Q,Temperature!S:S)","v":31},"2016-12-31",0,0,22.74,0.97,0,1200,0,-0.2,-9.0400000000000064E-2,1.8080000000000013E-2,0,0,100,0,0,0,600,522,200,0,0,100,78,0,0,null,78,0,0,0,78,0,0]
["20161105:0445","2016-11-05T12:59:59.998","2016-11-05T12:59:59.998",2016,11,{"$f":"LOOKUP(E7435,Temperature!Q:Q,Temperature!R:R)","v":12},{"$f":"LOOKUP(E7435,Temperature!Q:Q,Temperature!S:S)","v":31},"2016-12-31",460.95,67.03,25.04,1.24,0,1200,460.95,-0.2,1.5999999999999658E-3,-3.199999999999932E-4,460.80249600000002,405.50619648000003,100,92.160499200000004,92.160499200000004,0,600,522,200,0,0,7.8395007999999962,78,0,0,null,78,0,0,0,78,92.160499200000004,0]
["20161105:1345","2016-11-05T21:59:59.998","2016-11-05T21:59:59.998",2016,11,{"$f":"LOOKUP(E7444,Temperature!Q:Q,Temperature!R:R)","v":12},{"$f":"LOOKUP(E7444,Temperature!Q:Q,Temperature!S:S)","v":31},"2016-12-31",0,0,24.4,1.1000000000000001,0,1200,0,-0.2,-2.4000000000000056E-2,4.8000000000000117E-3,0,0,100,0,0,0,600,522,200,0,0,100,78,0,0,null,78,0,0,0,78,0,0]
["20161105:2145","2016-11-06T05:59:59.998","2016-11-06T05:59:59.998",2016,11,{"$f":"LOOKUP(E7452,Temperature!Q:Q,Temperature!R:R)","v":12},{"$f":"LOOKUP(E7452,Temperature!Q:Q,Temperature!S:S)","v":31},"2016-12-31",0,0,22.61,0.9,0,1200,0,-0.2,-9.5600000000000018E-2,1.9120000000000005E-2,0,0,100,0,0,0,600,522,200,0,0,100,78,0,0,null,78,0,0,0,78,0,0]
["20161106:0645","2016-11-06T14:59:59.998","2016-11-06T14:59:59.998",2016,11,{"$f":"LOOKUP(E7461,Temperature!Q:Q,Temperature!R:R)","v":12},{"$f":"LOOKUP(E7461,Temperature!Q:Q,Temperature!S:S)","v":31},"2016-12-31",345.36,55.76,28.83,1.31,0,1200,345.36,-0.2,0.15319999999999992,-3.0639999999999987E-2,334.77816960000001,294.60478924800003,100,66.955633920000011,66.955633920000011,0,600,333.04777894720002,200,0,0,33.044366079999989,78,188.95222105279998,33.044366079999989,null,266.95222105279998,0,0,33.044366079999989,233.90785497280001,100,0]
["20161106:1145","2016-11-06T19:59:59.998","2016-11-06T19:59:59.998",2016,11,{"$f":"LOOKUP(E7466,Temperature!Q:Q,Temperature!R:R)","v":12},{"$f":"LOOKUP(E7466,Temperature!Q:Q,Temperature!S:S)","v":31},"2016-12-31",0,0,24.02,1.1000000000000001,0,1200,0,-0.2,-3.920000000000002E-2,7.840000000000005E-3,0,0,100,0,0,0,600,522,200,0,0,100,78,0,0,null,78,0,0,0,78,0,0]
["20161106:1545","2016-11-06T23:59:59.998","2016-11-06T23:59:59.998",2016,11,{"$f":"LOOKUP(E7470,Temperature!Q:Q,Temperature!R:R)","v":12},{"$f":"LOOKUP(E7470,Temperature!Q:Q,Temperature!S:S)","v":31},"2016-12-31",0,0,23.5,1.59,0,1200,0,-0.2,-0.06,1.2E-2,0,0,100,0,0,0,600,522,200,0,0,100,78,0,0,null,78,0,0,0,78,0,0]
["20161107:0145","2016-11-07T09:59:59.998","2016-11-07T09:59:59.998",2016,11,{"$f":"LOOKUP(E7480,Temperature!Q:Q,Temperature!R:R)","v":12},{"$f":"LOOKUP(E7480,Temperature!Q:Q,Temperature!S:S)","v":31},"2016-12-31",837.45,36,25.68,2.14,0,1200,837.45,-0.2,2.7199999999999988E-2,-5.4399999999999978E-3,832.894272,732.94695936000005,100,166.57885440000001,100,66.578854400000012,600,522,200,66.578854400000012,3.9947312640000043,0,78,0,0,null,78,66.578854400000012,3.9947312640000043,0,140.58412313600002,100,0]
["20161107:0845","2016-11-07T16:59:59.998","2016-11-07T16:59:59.998",2016,11,{"$f":"LOOKUP(E7487,Temperature!Q:Q,Temperature!R:R)","v":12},{"$f":"LOOKUP(E7487,Temperature!Q:Q,Temperature!S:S)","v":31},"2016-12-31",640.66999999999996,30.21,26.36,2.14,0,1200,640.66999999999996,-0.2,5.4399999999999976E-2,-1.0879999999999996E-2,633.69951040000001,557.655569152,100,126.73990207999999,100,26.739902079999993,600,392.96342233280001,200,26.739902079999993,1.6043941248000011,0,78,127.4321835424,0,null,207.03657766719999,26.739902079999993,1.6043941248000011,0,232.17208562239998,100,0]
["20161107:1745","2016-11-08T01:59:59.998","2016-11-08T01:59:59.998",2016,11,{"$f":"LOOKUP(E7496,Temperature!Q:Q,Temperature!R:R)","v":12},{"$f":"LOOKUP(E7496,Temperature!Q:Q,Temperature!S:S)","v":31},"2016-12-31",0,0,23.91,1.38,0,1200,0,-0.2,-4.3599999999999993E-2,8.7199999999999986E-3,0,0,100,0,0,0,600,522,200,0,0,100,78,0,0,null,78,0,0,0,78,0,0]
["20161108:0045","2016-11-08T08:59:59.998",{"$f":"C7502+1/24","v":"2016-11-08T08:59:59.998"},2016,11,{"$f":"LOOKUP(E7503,Temperature!Q:Q,Temperature!R:R)","v":12},{"$f":"LOOKUP(E7503,Temperature!Q:Q,Temperature!S:S)","v":31},"2016-12-31",171.92,22.21,25.18,0.83,0,1200,171.92,-0.2,7.1999999999999885E-3,-1.4399999999999977E-3,171.6724352,151.071742976,100,34.334487039999999,34.334487039999999,0,600,522,200,0,0,65.665512960000001,78,0,0,null,78,0,0,0,78,34.334487039999999,0]
["20161108:1045","2016-11-08T18:59:59.998","2016-11-08T18:59:59.998",2016,11,{"$f":"LOOKUP(E7513,Temperature!Q:Q,Temperature!R:R)","v":12},{"$f":"LOOKUP(E7513,Temperature!Q:Q,Temperature!S:S)","v":31},"2016-12-31",7.62,2.13,25.17,0.76,0,1200,7.62,-0.2,6.8000000000000681E-3,-1.3600000000000138E-3,7.6096367999999996,6.696480384,100,1.5219273599999998,1.5219273599999998,0,600,504.14832179520005,200,0,0,98.478072639999993,78,17.851678204799953,17.851678204799953,null,95.851678204799953,0,0,17.851678204799953,78,19.373605564799952,0]
["20161108:1445","2016-11-08T22:59:59.998","2016-11-08T22:59:59.998",2016,11,{"$f":"LOOKUP(E7517,Temperature!Q:Q,Temperature!R:R)","v":12},{"$f":"LOOKUP(E7517,Temperature!Q:Q,Temperature!S:S)","v":31},"2016-12-31",0,0,23.92,0.55000000000000004,0,1200,0,-0.2,-4.3199999999999933E-2,8.6399999999999862E-3,0,0,100,0,0,0,600,522,200,0,0,100,78,0,0,null,78,0,0,0,78,0,0]
["20161108:1945","2016-11-09T03:59:59.998","2016-11-09T03:59:59.998",2016,11,{"$f":"LOOKUP(E7522,Temperature!Q:Q,Temperature!R:R)","v":12},{"$f":"LOOKUP(E7522,Temperature!Q:Q,Temperature!S:S)","v":31},"2016-12-31",0,0,23.6,0.34,0,1200,0,-0.2,-5.5999999999999946E-2,1.1199999999999989E-2,0,0,100,0,0,0,600,522,200,0,0,100,78,0,0,null,78,0,0,0,78,0,0]
["20161109:0445","2016-11-09T12:59:59.998","2016-11-09T12:59:59.998",2016,11,{"$f":"LOOKUP(E7531,Temperature!Q:Q,Temperature!R:R)","v":12},{"$f":"LOOKUP(E7531,Temperature!Q:Q,Temperature!S:S)","v":31},"2016-12-31",822.73,65.849999999999994,27.94,1.1000000000000001,0,1200,822.73,-0.2,0.11760000000000005,-2.3520000000000013E-2,803.37939040000003,706.97386355200001,100,160.67587807999999,100,60.67587807999999,600,290.79618518720002,200,60.67587807999999,3.6405526848000025,0,78,227.56326212799996,0,null,309.20381481279998,60.67587807999999,3.6405526848000025,0,366.23914020799998,100,0]
["20161109:1245","2016-11-09T20:59:59.998","2016-11-09T20:59:59.998",2016,11,{"$f":"LOOKUP(E7539,Temperature!Q:Q,Temperature!R:R)","v":12},{"$f":"LOOKUP(E7539,Temperature!Q:Q,Temperature!S:S)","v":31},"2016-12-31",0,0,23.92,0.76,0,1200,0,-0.2,-4.3199999999999933E-2,8.6399999999999862E-3,0,0,100,0,0,0,600,386.08822719040023,200,0,0,100,78,135.91177280959977,100,null,213.91177280959977,0,0,100,113.91177280959977,100,0]
["20161109:2145","2016-11-10T05:59:59.998","2016-11-10T05:59:59.998",2016,11,{"$f":"LOOKUP(E7548,Temperature!Q:Q,Temperature!R:R)","v":12},{"$f":"LOOKUP(E7548,Temperature!Q:Q,Temperature!S:S)","v":31},"2016-12-31",0,0,22.39,0.14000000000000001,0,1200,0,-0.2,-0.10439999999999998,2.0879999999999996E-2,0,0,100,0,0,0,600,522,200,0,0,100,78,0,0,null,78,0,0,0,78,0,0]
["20161110:0545","2016-11-10T13:59:59.998","2016-11-10T13:59:59.998",2016,11,{"$f":"LOOKUP(E7556,Temperature!Q:Q,Temperature!R:R)","v":12},{"$f":"LOOKUP(E7556,Temperature!Q:Q,Temperature!S:S)","v":31},"2016-12-31",1026.33,63.76,28.03,2.48,0,1200,1026.33,-0.2,0.12120000000000004,-2.4240000000000012E-2,1001.4517607999999,881.27754950399992,100,200.29035215999997,100,100.29035215999997,600,110.94141648639999,200,100.29035215999997,6.0174211296000033,0,78,405.04116238400002,0,null,489.05858351360001,100.29035215999997,6.0174211296000033,0,583.3315145439999,100,0]
["20161110:1445","2016-11-10T22:59:59.998","2016-11-10T22:59:59.998",2016,11,{"$f":"LOOKUP(E7565,Temperature!Q:Q,Temperature!R:R)","v":12},{"$f":"LOOKUP(E7565,Temperature!Q:Q,Temperature!S:S)","v":31},"2016-12-31",0,0,24.57,1.52,0,1200,0,-0.2,-1.719999999999999E-2,3.4399999999999982E-3,0,0,100,0,0,0,600,402.82955495285853,200,0,0,100,78,119.17044504714147,100,null,197.17044504714147,0,0,100,97.17044504714147,100,0]
["20161110:2045","2016-11-11T04:59:59.998","2016-11-11T04:59:59.998",2016,11,{"$f":"LOOKUP(E7571,Temperature!Q:Q,Temperature!R:R)","v":12},{"$f":"LOOKUP(E7571,Temperature!Q:Q,Temperature!S:S)","v":31},"2016-12-31",0,0,22.89,0.97,0,1200,0,-0.2,-8.4399999999999975E-2,1.6879999999999996E-2,0,0,100,0,0,0,600,522,200,0,0,100,78,0,0,null,78,0,0,0,78,0,0]
["20161111:0745","2016-11-11T15:59:59.998","2016-11-11T15:59:59.998",2016,11,{"$f":"LOOKUP(E7582,Temperature!Q:Q,Temperature!R:R)","v":12},{"$f":"LOOKUP(E7582,Temperature!Q:Q,Temperature!S:S)","v":31},"2016-12-31",1019.74,43.1,27.47,3.72,0,1200,1019.74,-0.2,9.8799999999999957E-2,-1.9759999999999993E-2,999.58993759999998,879.63914508799996,100,199.91798752,100,99.917987519999997,600,82.89436711999997,200,82.89436711999997,4.9736620272000023,0,78,434.13197085280001,0,null,517.10563288000003,82.89436711999997,4.9736620272000023,0,595.02633797279998,100,17.023620400000027]
["20161111:1045","2016-11-11T18:59:59.998","2016-11-11T18:59:59.998",2016,11,{"$f":"LOOKUP(E7585,Temperature!Q:Q,Temperature!R:R)","v":12},{"$f":"LOOKUP(E7585,Temperature!Q:Q,Temperature!S:S)","v":31},"2016-12-31",7.62,2.1,26.27,2.62,0,1200,7.62,-0.2,5.0799999999999984E-2,-1.0159999999999997E-2,7.5425808000000005,6.6374711040000003,100,1.5085161600000001,1.5085161600000001,0,600,74.893617387200038,200,0,0,98.491483840000001,78,447.10638261279996,98.491483840000001,null,525.10638261279996,0,0,98.491483840000001,426.61489877279996,100,0]
["20161111:1645","2016-11-12T00:59:59.998","2016-11-12T00:59:59.998",2016,11,{"$f":"LOOKUP(E7591,Temperature!Q:Q,Temperature!R:R)","v":12},{"$f":"LOOKUP(E7591,Temperature!Q:Q,Temperature!S:S)","v":31},"2016-12-31",0,0,24.29,1.72,0,1200,0,-0.2,-2.8400000000000033E-2,5.6800000000000071E-3,0,0,100,0,0,0,600,522,200,0,0,100,78,0,0,null,78,0,0,0,78,0,0]
["20161112:0045","2016-11-12T08:59:59.998","2016-11-12T08:59:59.998",2016,11,{"$f":"LOOKUP(E7599,Temperature!Q:Q,Temperature!R:R)","v":12},{"$f":"LOOKUP(E7599,Temperature!Q:Q,Temperature!S:S)","v":31},"2016-12-31",241.76,21.8,24.24,2.41,0,1200,241.76,-0.2,-3.0400000000000062E-2,6.0800000000000125E-3,243.22990080000002,214.04231270400001,100,48.645980160000008,48.645980160000008,0,600,522,200,0,0,51.354019839999992,78,0,0,null,78,0,0,0,78,48.645980160000008,0]
["20161112:0945","2016-11-12T17:59:59.998","2016-11-12T17:59:59.998",2016,11,{"$f":"LOOKUP(E7608,Temperature!Q:Q,Temperature!R:R)","v":12},{"$f":"LOOKUP(E7608,Temperature!Q:Q,Temperature!S:S)","v":31},"2016-12-31",175.87,16.149999999999999,26.66,2.5499999999999998,0,1200,175.87,-0.2,6.6400000000000001E-2,-1.328E-2,173.53444640000001,152.710312832,100,34.706889280000006,34.706889280000006,0,600,272.81254954880001,200,0,0,65.293110719999987,78,249.18745045119999,65.293110719999987,null,327.18745045119999,0,0,65.293110719999987,261.89433973120003,100,0]
["20161112:1445","2016-11-12T22:59:59.998","2016-11-12T22:59:59.998",2016,11,{"$f":"LOOKUP(E7613,Temperature!Q:Q,Temperature!R:R)","v":12},{"$f":"LOOKUP(E7613,Temperature!Q:Q,Temperature!S:S)","v":31},"2016-12-31",0,0,24.69,1.72,0,1200,0,-0.2,-1.2399999999999949E-2,2.47999999999999E-3,0,0,100,0,0,0,600,522,200,0,0,100,78,0,0,null,78,0,0,0,78,0,0]
["20161113:0245","2016-11-13T10:59:59.998","2016-11-13T10:59:59.998",2016,11,{"$f":"LOOKUP(E7625,Temperature!Q:Q,Temperature!R:R)","v":12},{"$f":"LOOKUP(E7625,Temperature!Q:Q,Temperature!S:S)","v":31},"2016-12-31",858.15,47.84,27.16,2.14,0,1200,858.15,-0.2,8.6400000000000005E-2,-1.728E-2,843.32116800000006,742.12262784000006,100,168.66423360000002,100,68.664233600000017,600,522,200,68.664233600000017,4.119854016000005,0,78,0,0,null,78,68.664233600000017,4.119854016000005,0,142.54437958400001,100,0]
["20161113:1145","2016-11-13T19:59:59.998","2016-11-13T19:59:59.998",2016,11,{"$f":"LOOKUP(E7634,Temperature!Q:Q,Temperature!R:R)","v":12},{"$f":"LOOKUP(E7634,Temperature!Q:Q,Temperature!S:S)","v":31},"2016-12-31",0,0,25.51,1.31,0,1200,0,-0.2,2.0400000000000064E-2,-4.0800000000000133E-3,0,0,100,0,0,0,600,335.5850827328,200,0,0,100,78,186.4149172672,100,null,264.4149172672,0,0,100,164.4149172672,100,0]
["20161113:1345","2016-11-13T21:59:59.998","2016-11-13T21:59:59.998",2016,11,{"$f":"LOOKUP(E7636,Temperature!Q:Q,Temperature!R:R)","v":12},{"$f":"LOOKUP(E7636,Temperature!Q:Q,Temperature!S:S)","v":31},"2016-12-31",0,0,24.9,1.86,0,1200,0,-0.2,-4.0000000000000565E-3,8.0000000000001131E-4,0,0,100,0,0,0,600,522,200,0,0,100,78,0,0,null,78,0,0,0,78,0,0]
["20161113:2045","2016-11-14T04:59:59.998","2016-11-14T04:59:59.998",2016,11,{"$f":"LOOKUP(E7643,Temperature!Q:Q,Temperature!R:R)","v":12},{"$f":"LOOKUP(E7643,Temperature!Q:Q,Temperature!S:S)","v":31},"2016-12-31",0,0,23.86,1.66,0,1200,0,-0.2,-4.5600000000000022E-2,9.1200000000000048E-3,0,0,100,0,0,0,600,522,200,0,0,100,78,0,0,null,78,0,0,0,78,0,0]
["20161114:1045","2016-11-14T18:59:59.998","2016-11-14T18:59:59.998",2016,11,{"$f":"LOOKUP(E7657,Temperature!Q:Q,Temperature!R:R)","v":12},{"$f":"LOOKUP(E7657,Temperature!Q:Q,Temperature!S:S)","v":31},"2016-12-31",7.62,2.11,25.17,1.79,0,1200,7.62,-0.2,6.8000000000000681E-3,-1.3600000000000138E-3,7.6096367999999996,6.696480384,100,1.5219273599999998,1.5219273599999998,0,600,503.66689692800009,200,0,0,98.478072639999993,78,18.333103071999929,18.333103071999929,null,96.333103071999929,0,0,18.333103071999929,78,19.855030431999928,0]
["20161114:1345","2016-11-14T21:59:59.998","2016-11-14T21:59:59.998",2016,11,{"$f":"LOOKUP(E7660,Temperature!Q:Q,Temperature!R:R)","v":12},{"$f":"LOOKUP(E7660,Temperature!Q:Q,Temperature!S:S)","v":31},"2016-12-31",0,0,24.38,1.31,0,1200,0,-0.2,-2.4800000000000041E-2,4.9600000000000087E-3,0,0,100,0,0,0,600,522,200,0,0,100,78,0,0,null,78,0,0,0,78,0,0]
["20161114:2045","2016-11-15T04:59:59.998","2016-11-15T04:59:59.998",2016,11,{"$f":"LOOKUP(E7667,Temperature!Q:Q,Temperature!R:R)","v":12},{"$f":"LOOKUP(E7667,Temperature!Q:Q,Temperature!S:S)","v":31},"2016-12-31",0,0,23.6,1.38,0,1200,0,-0.2,-5.5999999999999946E-2,1.1199999999999989E-2,0,0,100,0,0,0,600,522,200,0,0,100,78,0,0,null,78,0,0,0,78,0,0]
["20161115:0645","2016-11-15T14:59:59.998","2016-11-15T14:59:59.998",2016,11,{"$f":"LOOKUP(E7677,Temperature!Q:Q,Temperature!R:R)","v":12},{"$f":"LOOKUP(E7677,Temperature!Q:Q,Temperature!S:S)","v":31},"2016-12-31",923.3,54.31,28.47,3.66,0,1200,923.3,-0.2,0.13879999999999995,-2.7759999999999993E-2,897.66919199999995,789.94888895999998,100,179.53383839999998,100,79.533838399999979,600,93.349787539200122,200,79.533838399999979,4.7720303040000029,0,78,423.87818215679988,0,null,506.65021246079988,79.533838399999979,4.7720303040000029,0,581.4120205567998,100,0]
["20161115:1045","2016-11-15T18:59:59.998","2016-11-15T18:59:59.998",2016,11,{"$f":"LOOKUP(E7681,Temperature!Q:Q,Temperature!R:R)","v":12},{"$f":"LOOKUP(E7681,Temperature!Q:Q,Temperature!S:S)","v":31},"2016-12-31",1.69,2.11,24.59,2.41,0,1200,1.69,-0.2,-1.6400000000000005E-2,3.2800000000000012E-3,1.6955431999999999,1.492078016,100,0.33910863999999996,0.33910863999999996,0,600,167.00277176320026,200,0,0,99.660891359999994,78,354.99722823679974,99.660891359999994,null,432.99722823679974,0,0,99.660891359999994,333.33633687679975,100,0]
["20161115:2345","2016-11-16T07:59:59.998","2016-11-16T07:59:59.998",2016,11,{"$f":"LOOKUP(E7694,Temperature!Q:Q,Temperature!R:R)","v":12},{"$f":"LOOKUP(E7694,Temperature!Q:Q,Temperature!S:S)","v":31},"2016-12-31",15.46,7.49,23.84,1.52,0,1200,15.46,-0.2,-4.6400000000000004E-2,9.2800000000000018E-3,15.6034688,13.731052544000001,100,3.12069376,3.12069376,0,600,{"$f":"Y7694-AI7694","v":522},200,0,0,96.879306240000005,78,0,0,null,{"$f":"AM7693","v":78},0,0,0,78,3.12069376,0]
["20161116:0845","2016-11-16T16:59:59.998","2016-11-16T16:59:59.998",2016,11,{"$f":"LOOKUP(E7703,Temperature!Q:Q,Temperature!R:R)","v":12},{"$f":"LOOKUP(E7703,Temperature!Q:Q,Temperature!S:S)","v":31},"2016-12-31",569.38,29.7,26.88,3.24,0,1200,569.38,-0.2,7.5199999999999961E-2,-1.5039999999999993E-2,560.81652480000002,493.51854182400001,100,112.16330496,100,12.163304960000005,600,306.54642918400003,200,12.163304960000005,0.72979829760000092,0,78,214.72377251839995,0,null,293.45357081599997,12.163304960000005,0.72979829760000092,0,304.88707747839999,100,0]
["20161116:0945","2016-11-16T17:59:59.998","2016-11-16T17:59:59.998",2016,11,{"$f":"LOOKUP(E7704,Temperature!Q:Q,Temperature!R:R)","v":12},{"$f":"LOOKUP(E7704,Temperature!Q:Q,Temperature!S:S)","v":31},"2016-12-31",38.19,16.09,26.52,2.76,0,1200,38.19,-0.2,6.0799999999999986E-2,-1.2159999999999997E-2,37.725609599999999,33.198536447999999,100,7.5451219199999997,7.5451219199999997,0,600,295.11292252160001,200,0,0,92.45487808,78,226.88707747839999,92.45487808,null,304.88707747839999,0,0,92.45487808,212.43219939839997,100,0]
["20161116:1745","2016-11-17T01:59:59.998","2016-11-17T01:59:59.998",2016,11,{"$f":"LOOKUP(E7712,Temperature!Q:Q,Temperature!R:R)","v":12},{"$f":"LOOKUP(E7712,Temperature!Q:Q,Temperature!S:S)","v":31},"2016-12-31",0,0,24.4,1.86,0,1200,0,-0.2,-2.4000000000000056E-2,4.8000000000000117E-3,0,0,100,0,0,0,600,522,200,0,0,100,78,0,0,null,78,0,0,0,78,0,0]
["20161117:0645","2016-11-17T14:59:59.998","2016-11-17T14:59:59.998",2016,11,{"$f":"LOOKUP(E7725,Temperature!Q:Q,Temperature!R:R)","v":12},{"$f":"LOOKUP(E7725,Temperature!Q:Q,Temperature!S:S)","v":31},"2016-12-31",442.65,54.04,26.83,3.1,0,1200,442.65,-0.2,7.3199999999999932E-2,-1.4639999999999986E-2,436.16960399999999,383.82925152000001,100,87.233920799999993,87.233920799999993,0,600,466.19773772799999,200,0,0,12.766079200000007,78,55.802262272000007,12.766079200000007,null,133.80226227200001,0,0,12.766079200000007,121.036183072,100,0]
["20161117:1045","2016-11-17T18:59:59.998","2016-11-17T18:59:59.998",2016,11,{"$f":"LOOKUP(E7729,Temperature!Q:Q,Temperature!R:R)","v":12},{"$f":"LOOKUP(E7729,Temperature!Q:Q,Temperature!S:S)","v":31},"2016-12-31",7.62,2.14,25.35,2,0,1200,7.62,-0.2,1.4000000000000058E-2,-2.8000000000000117E-3,7.5986640000000003,6.6868243200000004,100,1.5197328000000001,1.5197328000000001,0,600,522,200,0,0,98.4802672,78,0,0,null,78,0,0,0,78,1.5197328000000001,0]
["20161117:2045","2016-11-18T04:59:59.998","2016-11-18T04:59:59.998",2016,11,{"$f":"LOOKUP(E7739,Temperature!Q:Q,Temperature!R:R)","v":12},{"$f":"LOOKUP(E7739,Temperature!Q:Q,Temperature!S:S)","v":31},"2016-12-31",0,0,23.84,0.9,0,1200,0,-0.2,-4.6400000000000004E-2,9.2800000000000018E-3,0,0,100,0,0,0,600,522,200,0,0,100,78,0,0,null,78,0,0,0,78,0,0]
["20161118:0345","2016-11-18T11:59:59.998","2016-11-18T11:59:59.998",2016,11,{"$f":"LOOKUP(E7746,Temperature!Q:Q,Temperature!R:R)","v":12},{"$f":"LOOKUP(E7746,Temperature!Q:Q,Temperature!S:S)","v":31},"2016-12-31",70.92,57.42,27.47,2.83,0,1200,70.92,-0.2,9.8799999999999957E-2,-1.9759999999999993E-2,69.518620800000008,61.176386304000005,100,13.903724160000001,13.903724160000001,0,600,522,200,0,0,86.096275840000004,78,0,0,null,78,0,0,0,78,13.903724160000001,0]
["20161118:1045","2016-11-18T18:59:59.998","2016-11-18T18:59:59.998",2016,11,{"$f":"LOOKUP(E7753,Temperature!Q:Q,Temperature!R:R)","v":12},{"$f":"LOOKUP(E7753,Temperature!Q:Q,Temperature!S:S)","v":31},"2016-12-31",8.4600000000000009,2.16,25.77,1.52,0,1200,8.4600000000000009,-0.2,3.0799999999999984E-2,-6.1599999999999971E-3,8.4078864000000006,7.3989400320000005,100,1.6815772800000002,1.6815772800000002,0,600,522,200,0,0,98.318422720000001,78,0,0,null,78,0,0,0,78,1.6815772800000002,0]
["20161118:2045","2016-11-19T04:59:59.998","2016-11-19T04:59:59.998",2016,11,{"$f":"LOOKUP(E7763,Temperature!Q:Q,Temperature!R:R)","v":12},{"$f":"LOOKUP(E7763,Temperature!Q:Q,Temperature!S:S)","v":31},"2016-12-31",0,0,22.91,0.62,0,1200,0,-0.2,-8.3599999999999994E-2,1.6719999999999999E-2,0,0,100,0,0,0,600,522,200,0,0,100,78,0,0,null,78,0,0,0,78,0,0]
["20161118:2145","2016-11-19T05:59:59.998","2016-11-19T05:59:59.998",2016,11,{"$f":"LOOKUP(E7764,Temperature!Q:Q,Temperature!R:R)","v":12},{"$f":"LOOKUP(E7764,Temperature!Q:Q,Temperature!S:S)","v":31},"2016-12-31",0,0,23.04,0.28000000000000003,0,1200,0,-0.2,-7.8400000000000039E-2,1.568000000000001E-2,0,0,100,0,0,0,600,522,200,0,0,100,78,0,0,null,78,0,0,0,78,0,0]
["20161119:0945","2016-11-19T17:59:59.998","2016-11-19T17:59:59.998",2016,11,{"$f":"LOOKUP(E7776,Temperature!Q:Q,Temperature!R:R)","v":12},{"$f":"LOOKUP(E7776,Temperature!Q:Q,Temperature!S:S)","v":31},"2016-12-31",594.01,16.07,26.88,2,0,1200,594.01,-0.2,7.5199999999999961E-2,-1.5039999999999993E-2,585.07608960000005,514.86695884800008,100,117.01521792000001,100,17.015217920000012,600,458.61068594879998,200,17.015217920000012,1.0209130752000015,0,78,62.368400976000018,0,null,141.38931405120002,17.015217920000012,1.0209130752000015,0,157.383618896,100,0]
["20161119:1445","2016-11-19T22:59:59.998","2016-11-19T22:59:59.998",2016,11,{"$f":"LOOKUP(E7781,Temperature!Q:Q,Temperature!R:R)","v":12},{"$f":"LOOKUP(E7781,Temperature!Q:Q,Temperature!S:S)","v":31},"2016-12-31",0,0,24.37,0.83,0,1200,0,-0.2,-2.5199999999999959E-2,5.0399999999999924E-3,0,0,100,0,0,0,600,522,200,0,0,100,78,0,0,null,78,0,0,0,78,0,0]
["20161119:2345","2016-11-20T07:59:59.998","2016-11-20T07:59:59.998",2016,11,{"$f":"LOOKUP(E7790,Temperature!Q:Q,Temperature!R:R)","v":12},{"$f":"LOOKUP(E7790,Temperature!Q:Q,Temperature!S:S)","v":31},"2016-12-31",56.38,7.11,23.77,7.0000000000000007E-2,0,1200,56.38,-0.2,-4.9200000000000015E-2,9.8400000000000033E-3,56.934779200000008,50.102605696000005,100,11.386955840000002,11.386955840000002,0,600,522,200,0,0,88.613044160000001,78,0,0,null,78,0,0,0,78,11.386955840000002,0]
["20161120:0745","2016-11-20T15:59:59.998","2016-11-20T15:59:59.998",{"$f":"YEAR(B7798)","v":2016},11,{"$f":"LOOKUP(E7798,Temperature!Q:Q,Temperature!R:R)","v":12},{"$f":"LOOKUP(E7798,Temperature!Q:Q,Temperature!S:S)","v":31},"2016-12-31",289.43,42.37,27.85,1.66,0,1200,289.43,-0.2,0.11400000000000006,-2.2800000000000015E-2,282.83099599999997,248.89127647999999,100,56.566199199999993,56.566199199999993,0,600,461.04692576000002,200,0,0,43.433800800000007,78,60.953074239999978,43.433800800000007,null,138.95307423999998,0,0,43.433800800000007,95.519273439999978,{"$f":"W7798+AL7798","v":100},0]
["20161120:1645","2016-11-21T00:59:59.998","2016-11-21T00:59:59.998",2016,11,{"$f":"LOOKUP(E7807,Temperature!Q:Q,Temperature!R:R)","v":12},{"$f":"LOOKUP(E7807,Temperature!Q:Q,Temperature!S:S)","v":31},"2016-12-31",0,0,23.23,1.03,0,1200,0,-0.2,-7.0799999999999988E-2,1.4159999999999999E-2,0,0,100,0,0,0,600,522,200,0,0,100,78,0,0,null,78,0,0,0,78,0,0]
["20161121:0045","2016-11-21T08:59:59.998","2016-11-21T08:59:59.998",2016,11,{"$f":"LOOKUP(E7815,Temperature!Q:Q,Temperature!R:R)","v":12},{"$f":"LOOKUP(E7815,Temperature!Q:Q,Temperature!S:S)","v":31},"2016-12-31",640.28,20.75,25.41,0.48,0,1200,640.28,-0.2,1.6400000000000005E-2,-3.2800000000000012E-3,638.17988160000004,561.59829580799999,100,127.63597632000001,100,27.635976320000012,600,522,200,27.635976320000012,1.6581585792000022,0,78,0,0,null,78,27.635976320000012,1.6581585792000022,0,103.97781774080001,100,0]
["20161121:0645","2016-11-21T14:59:59.998","2016-11-21T14:59:59.998",2016,11,{"$f":"LOOKUP(E7821,Temperature!Q:Q,Temperature!R:R)","v":12},{"$f":"LOOKUP(E7821,Temperature!Q:Q,Temperature!S:S)","v":31},"2016-12-31",981.57,53.55,29.71,1.66,0,1200,981.57,-0.2,0.18840000000000004,-3.7680000000000012E-2,944.58444240000006,831.23430931200005,100,188.91688848000001,100,88.916888480000011,600,80.072687152000071,200,80.072687152000071,4.8043612291200084,0,78,437.12295161887994,0,null,519.92731284799993,80.072687152000071,4.8043612291200084,0,595.19563877088001,100,8.8442013279999401]
["20161121:0945","2016-11-21T17:59:59.998","2016-11-21T17:59:59.998",2016,11,{"$f":"LOOKUP(E7824,Temperature!Q:Q,Temperature!R:R)","v":12},{"$f":"LOOKUP(E7824,Temperature!Q:Q,Temperature!S:S)","v":31},"2016-12-31",407.54,16.079999999999998,27.93,1.24,0,1200,407.54,-0.2,0.11719999999999998,-2.3439999999999999E-2,397.98726240000002,350.22879091200002,100,79.597452480000001,79.597452480000001,0,600,1.7295700424824645E-2,200,0,0,20.402547519999999,78,521.98270429957518,20.402547519999999,null,599.98270429957518,0,0,20.402547519999999,579.58015677957519,100,0]
["20161121:1845","2016-11-22T02:59:59.998","2016-11-22T02:59:59.998",2016,11,{"$f":"LOOKUP(E7833,Temperature!Q:Q,Temperature!R:R)","v":12},{"$f":"LOOKUP(E7833,Temperature!Q:Q,Temperature!S:S)","v":31},"2016-12-31",0,0,25.26,0,0,1200,0,-0.2,1.0400000000000062E-2,-2.0800000000000124E-3,0,0,100,0,0,0,600,522,200,0,0,100,78,0,0,null,78,0,0,0,78,0,0]
["20161122:0545","2016-11-22T13:59:59.998","2016-11-22T13:59:59.998",2016,11,{"$f":"LOOKUP(E7844,Temperature!Q:Q,Temperature!R:R)","v":12},{"$f":"LOOKUP(E7844,Temperature!Q:Q,Temperature!S:S)","v":31},"2016-12-31",878.13,61.21,29.57,1.93,0,1200,878.13,-0.2,0.18280000000000002,-3.6560000000000002E-2,846.02556719999995,744.50249913599998,100,169.20511343999999,100,69.205113439999991,600,316.83185037760001,200,69.205113439999991,4.152306806400003,0,78,201.015842816,0,null,283.16814962239999,69.205113439999991,4.152306806400003,0,348.22095625599997,100,0]
["20161122:1145","2016-11-22T19:59:59.998","2016-11-22T19:59:59.998",2016,11,{"$f":"LOOKUP(E7850,Temperature!Q:Q,Temperature!R:R)","v":12},{"$f":"LOOKUP(E7850,Temperature!Q:Q,Temperature!S:S)","v":31},"2016-12-31",0,0,25.35,0.62,0,1200,0,-0.2,1.4000000000000058E-2,-2.8000000000000117E-3,0,0,100,0,0,0,600,522,200,0,0,100,78,0,0,null,78,0,0,0,78,0,0]
["20161122:1945","2016-11-23T03:59:59.998","2016-11-23T03:59:59.998",2016,11,{"$f":"LOOKUP(E7858,Temperature!Q:Q,Temperature!R:R)","v":12},{"$f":"LOOKUP(E7858,Temperature!Q:Q,Temperature!S:S)","v":31},"2016-12-31",0,0,24.63,0.34,0,1200,0,-0.2,-1.4800000000000041E-2,2.9600000000000082E-3,0,0,100,0,0,0,600,522,200,0,0,100,78,0,0,null,78,0,0,0,78,0,0]
["20161123:0445","2016-11-23T12:59:59.998","2016-11-23T12:59:59.998",2016,11,{"$f":"LOOKUP(E7867,Temperature!Q:Q,Temperature!R:R)","v":12},{"$f":"LOOKUP(E7867,Temperature!Q:Q,Temperature!S:S)","v":31},"2016-12-31",441.58,62.28,28.76,1.03,0,1200,441.58,-0.2,0.15040000000000006,-3.0080000000000013E-2,428.29727359999998,376.90160076799998,100,85.659454719999999,85.659454719999999,0,600,522,200,0,0,14.340545280000001,78,0,0,null,78,0,0,0,78,85.659454719999999,0]
["20161123:0945","2016-11-23T17:59:59.998","2016-11-23T17:59:59.998",2016,11,{"$f":"LOOKUP(E7872,Temperature!Q:Q,Temperature!R:R)","v":12},{"$f":"LOOKUP(E7872,Temperature!Q:Q,Temperature!S:S)","v":31},"2016-12-31",125.19,16.11,27.06,0.83,0,1200,125.19,-0.2,8.2399999999999946E-2,-1.6479999999999991E-2,123.12686880000001,108.35164454400001,100,24.625373760000002,24.625373760000002,0,600,513.39246858239994,200,0,0,75.374626239999998,78,8.607531417600029,8.607531417600029,null,86.607531417600029,0,0,8.607531417600029,78,33.232905177600031,0]
["20161123:2145","2016-11-24T05:59:59.998","2016-11-24T05:59:59.998",2016,11,{"$f":"LOOKUP(E7884,Temperature!Q:Q,Temperature!R:R)","v":12},{"$f":"LOOKUP(E7884,Temperature!Q:Q,Temperature!S:S)","v":31},"2016-12-31",0,0,22.78,0.97,0,1200,0,-0.2,-8.8799999999999948E-2,1.7759999999999991E-2,0,0,100,0,0,0,600,522,200,0,0,100,78,0,0,null,78,0,0,0,78,0,0]
["20161124:0245","2016-11-24T10:59:59.998","2016-11-24T10:59:59.998",2016,11,{"$f":"LOOKUP(E7889,Temperature!Q:Q,Temperature!R:R)","v":12},{"$f":"LOOKUP(E7889,Temperature!Q:Q,Temperature!S:S)","v":31},"2016-12-31",340.24,45.87,27.38,1.24,0,1200,340.24,-0.2,9.5199999999999965E-2,-1.9039999999999994E-2,333.76183040000001,293.71041075200003,100,66.752366080000002,66.752366080000002,0,600,522,200,0,0,33.247633919999998,78,0,0,null,78,0,0,0,78,66.752366080000002,0]
["20161124:0645","2016-11-24T14:59:59.998","2016-11-24T14:59:59.998",2016,11,{"$f":"LOOKUP(E7893,Temperature!Q:Q,Temperature!R:R)","v":12},{"$f":"LOOKUP(E7893,Temperature!Q:Q,Temperature!S:S)","v":31},"2016-12-31",681.06,53.24,29.03,2.76,0,1200,681.06,-0.2,0.16120000000000004,-3.2240000000000012E-2,659.1026255999999,580.01031052799988,100,131.82052511999999,100,31.820525119999985,600,522,200,31.820525119999985,1.9092315072000008,0,78,0,0,null,78,31.820525119999985,1.9092315072000008,0,107.91129361279998,100,0]
["20161124:1545","2016-11-24T23:59:59.998","2016-11-24T23:59:59.998",2016,11,{"$f":"LOOKUP(E7902,Temperature!Q:Q,Temperature!R:R)","v":12},{"$f":"LOOKUP(E7902,Temperature!Q:Q,Temperature!S:S)","v":31},"2016-12-31",0,0,24.56,1.31,0,1200,0,-0.2,-1.760000000000005E-2,3.5200000000000101E-3,0,0,100,0,0,0,600,522,200,0,0,100,78,0,0,null,78,0,0,0,78,0,0]
["20161124:2245","2016-11-25T06:59:59.998","2016-11-25T06:59:59.998",2016,11,{"$f":"LOOKUP(E7909,Temperature!Q:Q,Temperature!R:R)","v":12},{"$f":"LOOKUP(E7909,Temperature!Q:Q,Temperature!S:S)","v":31},"2016-12-31",0,0,23.31,0.55000000000000004,0,1200,0,-0.2,-6.7600000000000049E-2,1.3520000000000011E-2,0,0,100,0,0,0,600,522,200,0,0,100,78,0,0,null,78,0,0,0,78,0,0]
["20161125:0845","2016-11-25T16:59:59.998","2016-11-25T16:59:59.998",2016,11,{"$f":"LOOKUP(E7919,Temperature!Q:Q,Temperature!R:R)","v":12},{"$f":"LOOKUP(E7919,Temperature!Q:Q,Temperature!S:S)","v":31},"2016-12-31",743.93,29.52,28.65,3.45,0,1200,743.93,-0.2,0.14599999999999994,-2.919999999999999E-2,722.20724399999995,635.54237472,100,144.44144879999999,100,44.441448799999989,600,161.71686840000007,200,44.441448799999989,2.6664869280000016,0,78,357.61664467199995,0,null,438.28313159999993,44.441448799999989,2.6664869280000016,0,480.05809347199994,100,0]
["20161125:1545","2016-11-25T23:59:59.998","2016-11-25T23:59:59.998",{"$f":"YEAR(B7926)","v":2016},11,{"$f":"LOOKUP(E7926,Temperature!Q:Q,Temperature!R:R)","v":12},{"$f":"LOOKUP(E7926,Temperature!Q:Q,Temperature!S:S)","v":31},"2016-12-31",0,0,24.65,1.59,0,1200,0,-0.2,-1.4000000000000058E-2,2.8000000000000117E-3,0,0,100,0,0,0,600,522,200,0,0,100,78,0,0,null,78,0,0,0,78,{"$f":"W7926+AL7926","v":0},0]
["20161126:0145","2016-11-26T09:59:59.998","2016-11-26T09:59:59.998",2016,11,{"$f":"LOOKUP(E7936,Temperature!Q:Q,Temperature!R:R)","v":12},{"$f":"LOOKUP(E7936,Temperature!Q:Q,Temperature!S:S)","v":31},"2016-12-31",710.63,33.299999999999997,27.52,2.41,0,1200,710.63,-0.2,0.10079999999999999,-2.0159999999999997E-2,696.30369919999998,612.74725529599993,100,139.26073983999999,100,39.260739839999985,600,522,200,39.260739839999985,2.3556443904000011,0,78,0,0,null,78,39.260739839999985,2.3556443904000011,0,114.90509544959998,100,0]
["20161126:0545","2016-11-26T13:59:59.998","2016-11-26T13:59:59.998",2016,11,{"$f":"LOOKUP(E7940,Temperature!Q:Q,Temperature!R:R)","v":12},{"$f":"LOOKUP(E7940,Temperature!Q:Q,Temperature!S:S)","v":31},"2016-12-31",1041.58,60.55,29.34,2.76,0,1200,1041.58,-0.2,0.1736,-3.4720000000000001E-2,1005.4163424,884.76638131200002,100,201.08326847999999,100,101.08326847999999,600,254.25104551679999,200,101.08326847999999,6.0649961088000044,0,78,261.68395837439999,0,null,345.74895448320001,101.08326847999999,6.0649961088000044,0,440.76722685440001,100,0]
["20161126:1045","2016-11-26T18:59:59.998","2016-11-26T18:59:59.998",2016,11,{"$f":"LOOKUP(E7945,Temperature!Q:Q,Temperature!R:R)","v":12},{"$f":"LOOKUP(E7945,Temperature!Q:Q,Temperature!S:S)","v":31},"2016-12-31",11.85,2.4300000000000002,26.77,2.0699999999999998,0,1200,11.85,-0.2,7.0799999999999988E-2,-1.4159999999999999E-2,11.682204,10.28033952,100,2.3364408000000001,2.3364408000000001,0,600,69.423931144063999,200,0,0,97.663559199999995,78,452.576068855936,97.663559199999995,null,530.576068855936,0,0,97.663559199999995,432.91250965593599,100,0]
["20161126:1945","2016-11-27T03:59:59.998","2016-11-27T03:59:59.998",2016,11,{"$f":"LOOKUP(E7954,Temperature!Q:Q,Temperature!R:R)","v":12},{"$f":"LOOKUP(E7954,Temperature!Q:Q,Temperature!S:S)","v":31},"2016-12-31",0,0,24.11,0.83,0,1200,0,-0.2,-3.5600000000000021E-2,7.1200000000000048E-3,0,0,100,0,0,0,600,522,200,0,0,100,78,0,0,null,78,0,0,0,78,0,0]
["20161127:0345","2016-11-27T11:59:59.998","2016-11-27T11:59:59.998",2016,11,{"$f":"LOOKUP(E7962,Temperature!Q:Q,Temperature!R:R)","v":12},{"$f":"LOOKUP(E7962,Temperature!Q:Q,Temperature!S:S)","v":31},"2016-12-31",962.76,55.54,28.29,2.14,0,1200,962.76,-0.2,0.13159999999999997,-2.6319999999999996E-2,937.42015679999997,824.92973798399998,100,187.48403135999999,100,87.484031359999989,600,410.20182252160004,200,87.484031359999989,5.2490418816000037,0,78,106.54913559679996,0,null,189.79817747839996,87.484031359999989,5.2490418816000037,0,272.0331669567999,100,0]
["20161127:1245","2016-11-27T20:59:59.998","2016-11-27T20:59:59.998",2016,11,{"$f":"LOOKUP(E7971,Temperature!Q:Q,Temperature!R:R)","v":12},{"$f":"LOOKUP(E7971,Temperature!Q:Q,Temperature!S:S)","v":31},"2016-12-31",0,0,25.7,1.52,0,1200,0,-0.2,2.7999999999999973E-2,-5.5999999999999947E-3,0,0,100,0,0,0,600,332.91828421440022,200,0,0,100,78,189.08171578559978,100,null,267.08171578559978,0,0,100,167.08171578559978,100,0]
["20161127:1845","2016-11-28T02:59:59.998","2016-11-28T02:59:59.998",2016,11,{"$f":"LOOKUP(E7977,Temperature!Q:Q,Temperature!R:R)","v":12},{"$f":"LOOKUP(E7977,Temperature!Q:Q,Temperature!S:S)","v":31},"2016-12-31",0,0,24.4,0.83,0,1200,0,-0.2,-2.4000000000000056E-2,4.8000000000000117E-3,0,0,100,0,0,0,600,522,200,0,0,100,78,0,0,null,78,0,0,0,78,0,0]
["20161128:0545","2016-11-28T13:59:59.998","2016-11-28T13:59:59.998",2016,11,{"$f":"LOOKUP(E7988,Temperature!Q:Q,Temperature!R:R)","v":12},{"$f":"LOOKUP(E7988,Temperature!Q:Q,Temperature!S:S)","v":31},"2016-12-31",989.68,60.26,28.72,2.97,0,1200,989.68,-0.2,0.14879999999999996,-2.9759999999999995E-2,960.22712319999994,844.99986841599991,100,192.04542463999999,100,92.045424639999993,600,295.63576661760004,200,92.045424639999993,5.5227254784000044,0,78,220.84150790399997,0,null,304.36423338239996,92.045424639999993,5.5227254784000044,0,390.88693254399999,100,0]
["20161128:0845",{"$f":"C7991","v":"2016-11-28T16:59:59.998"},"2016-11-28T16:59:59.998",2016,{"$f":"MONTH(B7991)","v":11},{"$f":"LOOKUP(E7991,Temperature!Q:Q,Temperature!R:R)","v":12},{"$f":"LOOKUP(E7991,Temperature!Q:Q,Temperature!S:S)","v":31},{"$f":"DATE(D7991,F7991,G7991)","v":"2016-12-31"},682.54,29.52,28.53,2.0699999999999998,0,{"$f":"N7990","v":1200},{"$f":"IF(I7991>N7991,1000,I7991)","v":682.54},{"$f":"$P$6","v":-0.2},{"$f":"(K7991-$Q$6)/$Q$6","v":0.14120000000000005},{"$f":"P7991*Q7991","v":-2.8240000000000012E-2},{"$f":"O7991*(1+R7991)","v":663.2650703999999},{"$f":"S7991*(1-$T$6)","v":583.67326195199996},{"$f":"$U$6","v":100},{"$f":"$V$6*S7991/1000","v":132.65301407999999},{"$f":"MIN(V7991,U7991)","v":100},{"$f":"V7991-W7991","v":32.653014079999991},{"$f":"$Y$6","v":600},24.136138137600028,{"$f":"$AA$6","v":200},{"$f":"MIN(AA7991,Z7991,X7991)","v":24.136138137600028},{"$f":"(1-$AC$6)*AB7991","v":1.448168288256003},{"$f":"U7991-W7991","v":0},{"$f":"MAX($Y$13*($AE$6),0)","v":78},{"$f":"MAX(AI7991-AE7991-AC7991,0)","v":496.41569357414397},{"$f":"MIN($AG$6,AF7991,AD7991)","v":0},null,575.86386186239997,{"$f":"AB7991","v":24.136138137600028},{"$f":"AC7991","v":1.448168288256003},{"$f":"AG7991","v":0},{"$f":"AI7991+AJ7991-AL7991-AK7991","v":598.55183171174394},100,{"$f":"V7991-W7991-AJ7991","v":8.5168759423999632}]
["20161128:2245","2016-11-29T06:59:59.998","2016-11-29T06:59:59.998",2016,11,{"$f":"LOOKUP(E8005,Temperature!Q:Q,Temperature!R:R)","v":12},{"$f":"LOOKUP(E8005,Temperature!Q:Q,Temperature!S:S)","v":31},"2016-12-31",0,0,24.46,1.59,0,1200,0,-0.2,-2.1599999999999966E-2,4.3199999999999931E-3,0,0,100,0,0,0,600,522,200,0,0,100,78,0,0,null,78,0,0,0,78,0,0]
["20161129:0545","2016-11-29T13:59:59.998","2016-11-29T13:59:59.998",2016,11,{"$f":"LOOKUP(E8012,Temperature!Q:Q,Temperature!R:R)","v":12},{"$f":"LOOKUP(E8012,Temperature!Q:Q,Temperature!S:S)","v":31},"2016-12-31",118.21,60.12,28.03,2.5499999999999998,0,1200,118.21,-0.2,0.12120000000000004,-2.4240000000000012E-2,115.34458959999999,101.503238848,100,23.068917920000001,23.068917920000001,0,600,508.97623474559998,200,0,0,76.931082079999996,78,13.02376525439999,13.02376525439999,null,91.02376525439999,0,0,13.02376525439999,78,36.092683174399994,0]
["20161129:0745","2016-11-29T15:59:59.998","2016-11-29T15:59:59.998",2016,11,{"$f":"LOOKUP(E8014,Temperature!Q:Q,Temperature!R:R)","v":12},{"$f":"LOOKUP(E8014,Temperature!Q:Q,Temperature!S:S)","v":31},"2016-12-31",197.17,42,25.75,1.93,0,1200,197.17,-0.2,0.03,-6.0000000000000001E-3,195.98697999999999,172.46854239999999,100,39.197395999999998,39.197395999999998,0,600,{"$f":"Y8014-AI8014","v":522},200,0,0,60.802604000000002,78,0,0,null,{"$f":"AM8013","v":78},0,0,0,78,39.197395999999998,0]
["20161129:1645","2016-11-30T00:59:59.998","2016-11-30T00:59:59.998",2016,11,{"$f":"LOOKUP(E8023,Temperature!Q:Q,Temperature!R:R)","v":12},{"$f":"LOOKUP(E8023,Temperature!Q:Q,Temperature!S:S)","v":31},"2016-12-31",0,0,24.76,1.1000000000000001,0,1200,0,-0.2,-9.5999999999999367E-3,1.9199999999999875E-3,0,0,100,0,0,0,600,522,200,0,0,100,78,0,0,null,78,0,0,0,78,0,0]
["20161130:0445","2016-11-30T12:59:59.998","2016-11-30T12:59:59.998",2016,11,{"$f":"LOOKUP(E8035,Temperature!Q:Q,Temperature!R:R)","v":12},{"$f":"LOOKUP(E8035,Temperature!Q:Q,Temperature!S:S)","v":31},"2016-12-31",74.56,60.89,27.61,2.34,0,1200,74.56,-0.2,0.10439999999999998,-2.0879999999999996E-2,73.003187199999999,64.242804735999997,100,14.60063744,14.60063744,0,600,522,200,0,0,85.39936256,78,0,0,null,78,0,0,0,78,14.60063744,0]
["20161130:0945","2016-11-30T17:59:59.998","2016-11-30T17:59:59.998",2016,11,{"$f":"LOOKUP(E8040,Temperature!Q:Q,Temperature!R:R)","v":12},{"$f":"LOOKUP(E8040,Temperature!Q:Q,Temperature!S:S)","v":31},"2016-12-31",77.069999999999993,16.309999999999999,26.27,1.66,0,1200,77.069999999999993,-0.2,5.0799999999999984E-2,-1.0159999999999997E-2,76.286968799999997,67.132532544,100,15.257393759999999,15.257393759999999,0,600,522,200,0,0,84.742606240000001,78,0,0,null,78,0,0,0,78,15.257393759999999,0]
["20161130:1445","2016-11-30T22:59:59.998","2016-11-30T22:59:59.998",2016,11,{"$f":"LOOKUP(E8045,Temperature!Q:Q,Temperature!R:R)","v":12},{"$f":"LOOKUP(E8045,Temperature!Q:Q,Temperature!S:S)","v":31},"2016-12-31",0,0,25.19,1.59,0,1200,0,-0.2,7.6000000000000512E-3,-1.5200000000000103E-3,0,0,100,0,0,0,600,522,200,0,0,100,78,0,0,null,78,0,0,0,78,0,0]
["20161201:0245","2016-12-01T10:59:59.998","2016-12-01T10:59:59.998",2016,12,{"$f":"LOOKUP(E8057,Temperature!Q:Q,Temperature!R:R)","v":12},{"$f":"LOOKUP(E8057,Temperature!Q:Q,Temperature!S:S)","v":31},"2016-12-31",57.29,44.69,23.65,2.97,0,1200,57.29,-0.2,-5.4000000000000055E-2,1.0800000000000011E-2,57.908731999999993,50.959684159999995,100,11.581746399999998,11.581746399999998,0,600,522,200,0,0,88.4182536,78,0,0,null,78,0,0,0,78,11.581746399999998,0]
["20161201:0445","2016-12-01T12:59:59.998","2016-12-01T12:59:59.998",2016,12,{"$f":"LOOKUP(E8059,Temperature!Q:Q,Temperature!R:R)","v":12},{"$f":"LOOKUP(E8059,Temperature!Q:Q,Temperature!S:S)","v":31},"2016-12-31",143.66999999999999,60.72,24.4,2.76,0,1200,143.66999999999999,-0.2,-2.4000000000000056E-2,4.8000000000000117E-3,144.35961599999999,127.03646207999999,100,28.871923199999998,28.871923199999998,0,600,522,200,0,0,71.128076800000002,78,0,0,null,78,0,0,0,78,28.871923199999998,0]
["20161201:1145","2016-12-01T19:59:59.998","2016-12-01T19:59:59.998",2016,12,{"$f":"LOOKUP(E8066,Temperature!Q:Q,Temperature!R:R)","v":12},{"$f":"LOOKUP(E8066,Temperature!Q:Q,Temperature!S:S)","v":31},"2016-12-31",0,0,23.15,1.72,0,1200,0,-0.2,-7.4000000000000052E-2,1.4800000000000011E-2,0,0,100,0,0,0,600,522,200,0,0,100,78,0,0,null,78,0,0,0,78,0,0]
["20161202:0145","2016-12-02T09:59:59.998","2016-12-02T09:59:59.998",2016,12,{"$f":"LOOKUP(E8080,Temperature!Q:Q,Temperature!R:R)","v":12},{"$f":"LOOKUP(E8080,Temperature!Q:Q,Temperature!S:S)","v":31},"2016-12-31",82.75,32.43,23.28,3.03,0,1200,82.75,-0.2,-6.8799999999999958E-2,1.3759999999999993E-2,83.888639999999995,73.822003199999997,100,16.777728,16.777728,0,600,522,200,0,0,83.222272000000004,78,0,0,null,78,0,0,0,78,16.777728,0]
["20161202:0445","2016-12-02T12:59:59.998","2016-12-02T12:59:59.998",2016,12,{"$f":"LOOKUP(E8083,Temperature!Q:Q,Temperature!R:R)","v":12},{"$f":"LOOKUP(E8083,Temperature!Q:Q,Temperature!S:S)","v":31},"2016-12-31",97.29,60.55,23.26,3.86,0,1200,97.29,-0.2,-6.959999999999994E-2,1.3919999999999988E-2,98.6442768,86.806963584000002,100,19.728855360000001,19.728855360000001,0,600,522,200,0,0,80.271144640000003,78,0,0,null,78,0,0,0,78,19.728855360000001,0]
["20161202:1345","2016-12-02T21:59:59.998","2016-12-02T21:59:59.998",2016,12,{"$f":"LOOKUP(E8092,Temperature!Q:Q,Temperature!R:R)","v":12},{"$f":"LOOKUP(E8092,Temperature!Q:Q,Temperature!S:S)","v":31},"2016-12-31",0,0,23.24,3.45,0,1200,0,-0.2,-7.040000000000006E-2,1.4080000000000013E-2,0,0,100,0,0,0,600,522,200,0,0,100,78,0,0,null,78,0,0,0,78,0,0]
["20161203:0045","2016-12-03T08:59:59.998","2016-12-03T08:59:59.998",2016,12,{"$f":"LOOKUP(E8103,Temperature!Q:Q,Temperature!R:R)","v":12},{"$f":"LOOKUP(E8103,Temperature!Q:Q,Temperature!S:S)","v":31},"2016-12-31",21.82,19.25,23.21,1.72,0,1200,21.82,-0.2,-7.1599999999999969E-2,1.4319999999999994E-2,22.132462399999998,19.476566911999999,100,4.4264924800000003,4.4264924800000003,0,600,522,200,0,0,95.573507519999993,78,0,0,null,78,0,0,0,78,4.4264924800000003,0]
["20161203:0645","2016-12-03T14:59:59.998","2016-12-03T14:59:59.998",2016,12,{"$f":"LOOKUP(E8109,Temperature!Q:Q,Temperature!R:R)","v":12},{"$f":"LOOKUP(E8109,Temperature!Q:Q,Temperature!S:S)","v":31},"2016-12-31",116.39,52.59,24.08,2.5499999999999998,0,1200,116.39,-0.2,-3.6800000000000069E-2,7.3600000000000141E-3,117.2466304,103.177034752,100,23.449326079999999,23.449326079999999,0,600,522,200,0,0,76.550673920000008,78,0,0,null,78,0,0,0,78,23.449326079999999,0]
["20161203:1445","2016-12-03T22:59:59.998","2016-12-03T22:59:59.998",2016,12,{"$f":"LOOKUP(E8117,Temperature!Q:Q,Temperature!R:R)","v":12},{"$f":"LOOKUP(E8117,Temperature!Q:Q,Temperature!S:S)","v":31},"2016-12-31",0,0,23.78,2.83,0,1200,0,-0.2,-4.8799999999999955E-2,9.7599999999999909E-3,0,0,100,0,0,0,600,522,200,0,0,100,78,0,0,null,78,0,0,0,78,0,0]
["20161203:2345","2016-12-04T07:59:59.998","2016-12-04T07:59:59.998",2016,12,{"$f":"LOOKUP(E8126,Temperature!Q:Q,Temperature!R:R)","v":12},{"$f":"LOOKUP(E8126,Temperature!Q:Q,Temperature!S:S)","v":31},"2016-12-31",20.91,5.6,22.97,2,0,1200,20.91,-0.2,-8.120000000000005E-2,1.6240000000000011E-2,21.249578400000001,18.699628992000001,100,4.24991568,4.24991568,0,600,522,200,0,0,95.750084319999999,78,0,0,null,78,0,0,0,78,4.24991568,0]
["20161204:0445","2016-12-04T12:59:59.998","2016-12-04T12:59:59.998",2016,12,{"$f":"LOOKUP(E8131,Temperature!Q:Q,Temperature!R:R)","v":12},{"$f":"LOOKUP(E8131,Temperature!Q:Q,Temperature!S:S)","v":31},"2016-12-31",479.67,60.23,25.28,2.48,0,1200,479.67,-0.2,1.1200000000000045E-2,-2.2400000000000089E-3,478.59553920000002,421.16407449600001,100,95.719107839999992,95.719107839999992,0,600,522,200,0,0,4.2808921600000076,78,0,0,null,78,0,0,0,78,95.719107839999992,0]
["20161204:0845","2016-12-04T16:59:59.998","2016-12-04T16:59:59.998",2016,12,{"$f":"LOOKUP(E8135,Temperature!Q:Q,Temperature!R:R)","v":12},{"$f":"LOOKUP(E8135,Temperature!Q:Q,Temperature!S:S)","v":31},"2016-12-31",757.26,29.65,27.07,2.83,0,1200,757.26,-0.2,8.2800000000000012E-2,-1.6560000000000002E-2,744.71977440000001,655.35340147199997,100,148.94395488000001,100,48.943954880000007,600,517.43424248320002,200,48.943954880000007,2.9366372928000031,0,78,1.6291202239999878,0,null,82.565757516799991,48.943954880000007,2.9366372928000031,0,128.573075104,100,0]
["20161204:2145","2016-12-05T05:59:59.998","2016-12-05T05:59:59.998",2016,12,{"$f":"LOOKUP(E8148,Temperature!Q:Q,Temperature!R:R)","v":12},{"$f":"LOOKUP(E8148,Temperature!Q:Q,Temperature!S:S)","v":31},"2016-12-31",0,0,23.43,1.72,0,1200,0,-0.2,-6.2800000000000009E-2,1.2560000000000002E-2,0,0,100,0,0,0,600,522,200,0,0,100,78,0,0,null,78,0,0,0,78,0,0]
["20161205:0145","2016-12-05T09:59:59.998","2016-12-05T09:59:59.998",2016,12,{"$f":"LOOKUP(E8152,Temperature!Q:Q,Temperature!R:R)","v":12},{"$f":"LOOKUP(E8152,Temperature!Q:Q,Temperature!S:S)","v":31},"2016-12-31",40.01,32.01,26.02,3.03,0,1200,40.01,-0.2,4.0799999999999982E-2,-8.1599999999999971E-3,39.683518399999997,34.921496191999999,100,7.9367036799999999,7.9367036799999999,0,600,522,200,0,0,92.063296320000006,78,0,0,null,78,0,0,0,78,7.9367036799999999,0]
["20161205:1045","2016-12-05T18:59:59.998","2016-12-05T18:59:59.998",2016,12,{"$f":"LOOKUP(E8161,Temperature!Q:Q,Temperature!R:R)","v":12},{"$f":"LOOKUP(E8161,Temperature!Q:Q,Temperature!S:S)","v":31},"2016-12-31",9.31,2.98,24.95,1.66,0,1200,9.31,-0.2,-2.0000000000000282E-3,4.0000000000000566E-4,9.3137240000000006,8.19607712,100,1.8627448000000002,1.8627448000000002,0,600,522,200,0,0,98.137255199999998,78,0,0,null,78,0,0,0,78,1.8627448000000002,0]
["20161205:1745","2016-12-06T01:59:59.998","2016-12-06T01:59:59.998",2016,12,{"$f":"LOOKUP(E8168,Temperature!Q:Q,Temperature!R:R)","v":12},{"$f":"LOOKUP(E8168,Temperature!Q:Q,Temperature!S:S)","v":31},"2016-12-31",0,0,23.91,1.66,0,1200,0,-0.2,-4.3599999999999993E-2,8.7199999999999986E-3,0,0,100,0,0,0,600,522,200,0,0,100,78,0,0,null,78,0,0,0,78,0,0]
["20161206:0345","2016-12-06T11:59:59.998","2016-12-06T11:59:59.998",2016,12,{"$f":"LOOKUP(E8178,Temperature!Q:Q,Temperature!R:R)","v":12},{"$f":"LOOKUP(E8178,Temperature!Q:Q,Temperature!S:S)","v":31},"2016-12-31",219.14,53.97,28.49,3.1,0,1200,219.14,-0.2,0.13959999999999995,-2.791999999999999E-2,213.0216112,187.459017856,100,42.604322240000002,42.604322240000002,0,600,522,200,0,0,57.395677759999998,78,0,0,null,78,0,0,0,78,42.604322240000002,0]
["20161206:1045","2016-12-06T18:59:59.998","2016-12-06T18:59:59.998",2016,12,{"$f":"LOOKUP(E8185,Temperature!Q:Q,Temperature!R:R)","v":12},{"$f":"LOOKUP(E8185,Temperature!Q:Q,Temperature!S:S)","v":31},"2016-12-31",11.85,3.05,24.88,1.72,0,1200,11.85,-0.2,-4.8000000000000395E-3,9.6000000000000794E-4,11.861376,10.43801088,100,2.3722752000000003,2.3722752000000003,0,600,466.42725104639999,200,0,0,97.627724799999996,78,55.572748953600041,55.572748953600041,null,133.57274895360004,0,0,55.572748953600041,78,57.945024153600038,0]
["20161206:1245","2016-12-06T20:59:59.998","2016-12-06T20:59:59.998",2016,12,{"$f":"LOOKUP(E8187,Temperature!Q:Q,Temperature!R:R)","v":12},{"$f":"LOOKUP(E8187,Temperature!Q:Q,Temperature!S:S)","v":31},"2016-12-31",0,0,24.34,1.72,0,1200,0,-0.2,-2.6400000000000007E-2,5.2800000000000017E-3,0,0,100,0,0,0,600,522,200,0,0,100,78,0,0,null,78,0,0,0,78,0,0]
["20161207:0045","2016-12-07T08:59:59.998","2016-12-07T08:59:59.998",2016,12,{"$f":"LOOKUP(E8199,Temperature!Q:Q,Temperature!R:R)","v":12},{"$f":"LOOKUP(E8199,Temperature!Q:Q,Temperature!S:S)","v":31},"2016-12-31",464.98,18.75,25.17,1.86,0,1200,464.98,-0.2,6.8000000000000681E-3,-1.3600000000000138E-3,464.34762720000003,408.62591193600002,100,92.869525440000018,92.869525440000018,0,600,522,200,0,0,7.1304745599999819,78,0,0,null,78,0,0,0,78,92.869525440000018,0]
["20161207:0545","2016-12-07T13:59:59.998","2016-12-07T13:59:59.998",2016,12,{"$f":"LOOKUP(E8204,Temperature!Q:Q,Temperature!R:R)","v":12},{"$f":"LOOKUP(E8204,Temperature!Q:Q,Temperature!S:S)","v":31},"2016-12-31",1049.55,59.26,29.6,2.62,0,1200,1049.55,-0.2,0.18400000000000005,-3.6800000000000013E-2,1010.9265599999999,889.61537279999993,100,202.18531199999998,100,102.18531199999998,600,428.99271685439999,200,102.18531199999998,6.1311187200000044,0,78,86.87616442560001,0,null,171.00728314560001,102.18531199999998,6.1311187200000044,0,267.06147642559995,100,0]
["20161207:1445","2016-12-07T22:59:59.998","2016-12-07T22:59:59.998",2016,12,{"$f":"LOOKUP(E8213,Temperature!Q:Q,Temperature!R:R)","v":12},{"$f":"LOOKUP(E8213,Temperature!Q:Q,Temperature!S:S)","v":31},"2016-12-31",0,0,24.85,1.66,0,1200,0,-0.2,-5.9999999999999429E-3,1.1999999999999886E-3,0,0,100,0,0,0,600,522,200,0,0,100,78,0,0,null,78,0,0,0,78,0,0]
["20161207:2245","2016-12-08T06:59:59.998","2016-12-08T06:59:59.998",2016,12,{"$f":"LOOKUP(E8221,Temperature!Q:Q,Temperature!R:R)","v":12},{"$f":"LOOKUP(E8221,Temperature!Q:Q,Temperature!S:S)","v":31},"2016-12-31",0,0,23.79,1.59,0,1200,0,-0.2,-4.8400000000000033E-2,9.680000000000008E-3,0,0,100,0,0,0,600,522,200,0,0,100,78,0,0,null,78,0,0,0,78,0,0]
["20161208:0745","2016-12-08T15:59:59.998","2016-12-08T15:59:59.998",2016,12,{"$f":"LOOKUP(E8230,Temperature!Q:Q,Temperature!R:R)","v":12},{"$f":"LOOKUP(E8230,Temperature!Q:Q,Temperature!S:S)","v":31},"2016-12-31",778.22,42.01,26.88,3.24,0,1200,778.22,-0.2,7.5199999999999961E-2,-1.5039999999999993E-2,766.51557120000007,674.53370265600006,100,153.30311424000001,100,53.303114240000014,600,153.37813971199995,200,53.303114240000014,3.1981868544000038,0,78,365.42367343360007,0,null,446.62186028800005,53.303114240000014,3.1981868544000038,0,496.72678767360009,100,0]
["20161208:1345","2016-12-08T21:59:59.998","2016-12-08T21:59:59.998",2016,12,{"$f":"LOOKUP(E8236,Temperature!Q:Q,Temperature!R:R)","v":12},{"$f":"LOOKUP(E8236,Temperature!Q:Q,Temperature!S:S)","v":31},"2016-12-31",0,0,24.24,2,0,1200,0,-0.2,-3.0400000000000062E-2,6.0800000000000125E-3,0,0,100,0,0,0,600,472.12668288639986,200,0,0,100,78,49.873317113600137,49.873317113600137,null,127.87331711360014,0,0,49.873317113600137,78,49.873317113600137,0]
["20161209:0045",{"$f":"C8247","v":"2016-12-09T08:59:59.998"},"2016-12-09T08:59:59.998",2016,{"$f":"MONTH(B8247)","v":12},{"$f":"LOOKUP(E8247,Temperature!Q:Q,Temperature!R:R)","v":12},{"$f":"LOOKUP(E8247,Temperature!Q:Q,Temperature!S:S)","v":31},{"$f":"DATE(D8247,F8247,G8247)","v":"2016-12-31"},124.65,18.5,24.67,1.66,0,{"$f":"N8246","v":1200},{"$f":"IF(I8247>N8247,1000,I8247)","v":124.65},{"$f":"$P$6","v":-0.2},{"$f":"(K8247-$Q$6)/$Q$6","v":-1.3199999999999932E-2},{"$f":"P8247*Q8247","v":2.6399999999999865E-3},{"$f":"O8247*(1+R8247)","v":124.97907600000001},{"$f":"S8247*(1-$T$6)","v":109.98158688000001},{"$f":"$U$6","v":100},{"$f":"$V$6*S8247/1000","v":24.995815200000003},{"$f":"MIN(V8247,U8247)","v":24.995815200000003},{"$f":"V8247-W8247","v":0},{"$f":"$Y$6","v":600},522,{"$f":"$AA$6","v":200},{"$f":"MIN(AA8247,Z8247,X8247)","v":0},{"$f":"(1-$AC$6)*AB8247","v":0},{"$f":"U8247-W8247","v":75.00418479999999},{"$f":"MAX($Y$13*($AE$6),0)","v":78},{"$f":"MAX(AI8247-AE8247-AC8247,0)","v":0},{"$f":"MIN($AG$6,AF8247,AD8247)","v":0},null,78,{"$f":"AB8247","v":0},{"$f":"AC8247","v":0},{"$f":"AG8247","v":0},{"$f":"AI8247+AJ8247-AL8247-AK8247","v":78},24.995815200000003,{"$f":"V8247-W8247-AJ8247","v":0}]
["20161209:0345","2016-12-09T11:59:59.998","2016-12-09T11:59:59.998",2016,12,{"$f":"LOOKUP(E8250,Temperature!Q:Q,Temperature!R:R)","v":12},{"$f":"LOOKUP(E8250,Temperature!Q:Q,Temperature!S:S)","v":31},"2016-12-31",1021.64,53.53,26.99,2.41,0,1200,1021.64,-0.2,7.9599999999999935E-2,-1.5919999999999986E-2,1005.3754912000001,884.73043225600009,100,201.07509824000002,100,101.07509824000002,600,399.09668177280003,200,101.07509824000002,6.0645058944000061,0,78,116.8388123328,0,null,200.9033182272,101.07509824000002,6.0645058944000061,0,295.91391057280003,100,0]
["20161209:0945","2016-12-09T17:59:59.998","2016-12-09T17:59:59.998",2016,12,{"$f":"LOOKUP(E8256,Temperature!Q:Q,Temperature!R:R)","v":12},{"$f":"LOOKUP(E8256,Temperature!Q:Q,Temperature!S:S)","v":31},"2016-12-31",517.38,16.809999999999999,27.04,0.9,0,1200,517.38,-0.2,8.1599999999999964E-2,-1.6319999999999994E-2,508.93635840000002,447.86399539199999,100,101.78727168,100,1.7872716800000035,600,2.0529396973188341E-2,200,2.0529396973188341E-2,1.2317638183913016E-3,0,78,521.97823883920842,0,null,599.97947060302681,2.0529396973188341E-2,1.2317638183913016E-3,0,599.9987682361816,100,1.7667422830268151]
["20161209:1745","2016-12-10T01:59:59.998","2016-12-10T01:59:59.998",2016,12,{"$f":"LOOKUP(E8264,Temperature!Q:Q,Temperature!R:R)","v":12},{"$f":"LOOKUP(E8264,Temperature!Q:Q,Temperature!S:S)","v":31},"2016-12-31",0,0,24.18,0.48,0,1200,0,-0.2,-3.280000000000001E-2,6.5600000000000025E-3,0,0,100,0,0,0,600,522,200,0,0,100,78,0,0,null,78,0,0,0,78,0,0]
["20161210:0245","2016-12-10T10:59:59.998","2016-12-10T10:59:59.998",2016,12,{"$f":"LOOKUP(E8273,Temperature!Q:Q,Temperature!R:R)","v":12},{"$f":"LOOKUP(E8273,Temperature!Q:Q,Temperature!S:S)","v":31},"2016-12-31",495.46,43.35,27.21,1.1000000000000001,0,1200,495.46,-0.2,8.8400000000000034E-2,-1.7680000000000008E-2,486.70026719999998,428.29623513600001,100,97.340053440000005,97.340053440000005,0,600,522,200,0,0,2.6599465599999945,78,0,0,null,78,0,0,0,78,97.340053440000005,0]
["20161210:1045","2016-12-10T18:59:59.998","2016-12-10T18:59:59.998",2016,12,{"$f":"LOOKUP(E8281,Temperature!Q:Q,Temperature!R:R)","v":12},{"$f":"LOOKUP(E8281,Temperature!Q:Q,Temperature!S:S)","v":31},"2016-12-31",11.85,3.37,25.31,0.41,0,1200,11.85,-0.2,1.2399999999999949E-2,-2.47999999999999E-3,11.820611999999999,10.402138559999999,100,2.3641223999999998,2.3641223999999998,0,600,244.4836410815999,200,0,0,97.635877600000001,78,277.5163589184001,97.635877600000001,null,355.5163589184001,0,0,97.635877600000001,257.88048131840009,100,0]
["20161210:1945","2016-12-11T03:59:59.998","2016-12-11T03:59:59.998",2016,12,{"$f":"LOOKUP(E8290,Temperature!Q:Q,Temperature!R:R)","v":12},{"$f":"LOOKUP(E8290,Temperature!Q:Q,Temperature!S:S)","v":31},"2016-12-31",0,0,23.39,1.17,0,1200,0,-0.2,-6.4399999999999971E-2,1.2879999999999996E-2,0,0,100,0,0,0,600,522,200,0,0,100,78,0,0,null,78,0,0,0,78,0,0]
["20161211:0445","2016-12-11T12:59:59.998","2016-12-11T12:59:59.998",2016,12,{"$f":"LOOKUP(E8299,Temperature!Q:Q,Temperature!R:R)","v":12},{"$f":"LOOKUP(E8299,Temperature!Q:Q,Temperature!S:S)","v":31},"2016-12-31",180.95,59.34,28.29,0.9,0,1200,180.95,-0.2,0.13159999999999997,-2.6319999999999996E-2,176.18739599999998,155.04490847999998,100,35.237479199999996,35.237479199999996,0,600,522,200,0,0,64.762520800000004,78,0,0,null,78,0,0,0,78,35.237479199999996,0]
["20161211:0945","2016-12-11T17:59:59.998","2016-12-11T17:59:59.998",2016,12,{"$f":"LOOKUP(E8304,Temperature!Q:Q,Temperature!R:R)","v":12},{"$f":"LOOKUP(E8304,Temperature!Q:Q,Temperature!S:S)","v":31},"2016-12-31",203.8,16.95,26.31,0.28000000000000003,0,1200,203.8,-0.2,5.2399999999999947E-2,-1.0479999999999989E-2,201.664176,177.46447488000001,100,40.332835199999998,40.332835199999998,0,600,499.061588336,200,0,0,59.667164800000002,78,22.938411664,22.938411664,null,100.938411664,0,0,22.938411664,78,63.271246863999998,0]
["20161211:1345","2016-12-11T21:59:59.998","2016-12-11T21:59:59.998",2016,12,{"$f":"LOOKUP(E8308,Temperature!Q:Q,Temperature!R:R)","v":12},{"$f":"LOOKUP(E8308,Temperature!Q:Q,Temperature!S:S)","v":31},"2016-12-31",0,0,24.85,0.62,0,1200,0,-0.2,-5.9999999999999429E-3,1.1999999999999886E-3,0,0,100,0,0,0,600,522,200,0,0,100,78,0,0,null,78,0,0,0,78,0,0]
["20161211:2345","2016-12-12T07:59:59.998","2016-12-12T07:59:59.998",2016,12,{"$f":"LOOKUP(E8318,Temperature!Q:Q,Temperature!R:R)","v":12},{"$f":"LOOKUP(E8318,Temperature!Q:Q,Temperature!S:S)","v":31},"2016-12-31",177.99,4.68,23.6,1.31,0,1200,177.99,-0.2,-5.5999999999999946E-2,1.1199999999999989E-2,179.98348800000002,158.38546944000001,100,35.996697600000005,35.996697600000005,0,600,522,200,0,0,64.003302399999995,78,0,0,null,78,0,0,0,78,35.996697600000005,0]
["20161212:0645","2016-12-12T14:59:59.998","2016-12-12T14:59:59.998",2016,12,{"$f":"LOOKUP(E8325,Temperature!Q:Q,Temperature!R:R)","v":12},{"$f":"LOOKUP(E8325,Temperature!Q:Q,Temperature!S:S)","v":31},"2016-12-31",607.03,52.42,27.71,1.52,0,1200,607.03,-0.2,0.10840000000000004,-2.1680000000000008E-2,593.86958959999993,522.60523884799989,100,118.77391791999997,100,18.773917919999974,600,449.19551314559999,200,18.773917919999974,1.1264350751999994,0,78,71.67805177919999,0,null,150.80448685439998,18.773917919999974,1.1264350751999994,0,168.45196969919996,100,0]
["20161212:1345","2016-12-12T21:59:59.998","2016-12-12T21:59:59.998",2016,12,{"$f":"LOOKUP(E8332,Temperature!Q:Q,Temperature!R:R)","v":12},{"$f":"LOOKUP(E8332,Temperature!Q:Q,Temperature!S:S)","v":31},"2016-12-31",0,0,24.45,1.03,0,1200,0,-0.2,-2.200000000000003E-2,4.4000000000000063E-3,0,0,100,0,0,0,600,522,200,0,0,100,78,0,0,null,78,0,0,0,78,0,0]
["20161212:2345","2016-12-13T07:59:59.998","2016-12-13T07:59:59.998",2016,12,{"$f":"LOOKUP(E8342,Temperature!Q:Q,Temperature!R:R)","v":12},{"$f":"LOOKUP(E8342,Temperature!Q:Q,Temperature!S:S)","v":31},"2016-12-31",165.43,4.57,22.67,0.9,0,1200,165.43,-0.2,-9.3199999999999936E-2,1.8639999999999986E-2,168.5136152,148.291981376,100,33.702723039999995,33.702723039999995,0,600,522,200,0,0,66.297276960000005,78,0,0,null,78,0,0,0,78,33.702723039999995,0]
["20161213:0345","2016-12-13T11:59:59.998","2016-12-13T11:59:59.998",2016,12,{"$f":"LOOKUP(E8346,Temperature!Q:Q,Temperature!R:R)","v":12},{"$f":"LOOKUP(E8346,Temperature!Q:Q,Temperature!S:S)","v":31},"2016-12-31",977.43,53.02,28.05,1.45,0,1200,977.43,-0.2,0.12200000000000003,-2.4400000000000005E-2,953.58070799999996,839.15102303999993,100,190.71614160000001,100,90.716141600000014,600,422.54222343679999,200,90.716141600000014,5.442968496000006,0,78,94.014808067200036,0,null,177.45777656320004,90.716141600000014,5.442968496000006,0,262.73094966720004,100,0]
["20161213:1645","2016-12-14T00:59:59.998","2016-12-14T00:59:59.998",2016,12,{"$f":"LOOKUP(E8359,Temperature!Q:Q,Temperature!R:R)","v":12},{"$f":"LOOKUP(E8359,Temperature!Q:Q,Temperature!S:S)","v":31},"2016-12-31",0,0,23.28,1.24,0,1200,0,-0.2,-6.8799999999999958E-2,1.3759999999999993E-2,0,0,100,0,0,0,600,522,200,0,0,100,78,0,0,null,78,0,0,0,78,0,0]
["20161214:0145","2016-12-14T09:59:59.998","2016-12-14T09:59:59.998",2016,12,{"$f":"LOOKUP(E8368,Temperature!Q:Q,Temperature!R:R)","v":12},{"$f":"LOOKUP(E8368,Temperature!Q:Q,Temperature!S:S)","v":31},"2016-12-31",487.82,30.85,25.91,1.03,0,1200,487.82,-0.2,3.6400000000000009E-2,-7.2800000000000017E-3,484.26867040000002,426.156429952,100,96.853734080000009,96.853734080000009,0,600,522,200,0,0,3.1462659199999905,78,0,0,null,78,0,0,0,78,96.853734080000009,0]
["20161214:0245","2016-12-14T10:59:59.998","2016-12-14T10:59:59.998",2016,12,{"$f":"LOOKUP(E8369,Temperature!Q:Q,Temperature!R:R)","v":12},{"$f":"LOOKUP(E8369,Temperature!Q:Q,Temperature!S:S)","v":31},"2016-12-31",964.59,42.84,27.17,1.45,0,1200,964.59,-0.2,8.6800000000000072E-2,-1.7360000000000014E-2,947.84471759999997,834.10335148799993,100,189.56894352,100,89.568943520000005,600,522,200,89.568943520000005,5.3741366112000053,0,78,0,0,null,78,89.568943520000005,5.3741366112000053,0,162.19480690879999,100,0]
["20161214:1045","2016-12-14T18:59:59.998","2016-12-14T18:59:59.998",2016,12,{"$f":"LOOKUP(E8377,Temperature!Q:Q,Temperature!R:R)","v":12},{"$f":"LOOKUP(E8377,Temperature!Q:Q,Temperature!S:S)","v":31},"2016-12-31",18.62,3.73,26.73,1.1000000000000001,0,1200,18.62,-0.2,6.9200000000000012E-2,-1.3840000000000003E-2,18.362299200000002,16.158823296000001,100,3.6724598400000006,3.6724598400000006,0,600,1.7301036004480466,200,0,0,96.327540159999998,78,520.26989639955195,96.327540159999998,null,598.26989639955195,0,0,96.327540159999998,501.94235623955194,100,0]
["20161214:2345","2016-12-15T07:59:59.998","2016-12-15T07:59:59.998",2016,12,{"$f":"LOOKUP(E8390,Temperature!Q:Q,Temperature!R:R)","v":12},{"$f":"LOOKUP(E8390,Temperature!Q:Q,Temperature!S:S)","v":31},"2016-12-31",63.97,4.34,22.4,1.17,0,1200,63.97,-0.2,-0.10400000000000005,2.0800000000000013E-2,65.300575999999992,57.464506879999995,100,13.060115199999998,13.060115199999998,0,600,522,200,0,0,86.939884800000002,78,0,0,null,78,0,0,0,78,13.060115199999998,0]
["20161215:0345","2016-12-15T11:59:59.998","2016-12-15T11:59:59.998",2016,12,{"$f":"LOOKUP(E8394,Temperature!Q:Q,Temperature!R:R)","v":12},{"$f":"LOOKUP(E8394,Temperature!Q:Q,Temperature!S:S)","v":31},"2016-12-31",1054.98,52.79,28.64,1.1000000000000001,0,1200,1054.98,-0.2,0.14560000000000003,-2.9120000000000007E-2,1024.2589823999999,901.3479045119999,100,204.85179647999999,100,104.85179647999999,600,378.17262829439994,200,104.85179647999999,6.2911077888000051,0,78,137.53626391680001,0,null,221.82737170560003,104.85179647999999,6.2911077888000051,0,320.38806039680003,100,0]
["20161215:0945","2016-12-15T17:59:59.998","2016-12-15T17:59:59.998",2016,12,{"$f":"LOOKUP(E8400,Temperature!Q:Q,Temperature!R:R)","v":12},{"$f":"LOOKUP(E8400,Temperature!Q:Q,Temperature!S:S)","v":31},"2016-12-31",242.22,17.28,28.01,1.17,0,1200,242.22,-0.2,0.12040000000000006,-2.4080000000000015E-2,236.38734239999999,208.02086131199999,100,47.277468479999996,47.277468479999996,0,600,377.59460827199996,200,0,0,52.722531520000004,78,144.40539172800007,52.722531520000004,null,222.40539172800007,0,0,52.722531520000004,169.68286020800008,100,0]
["20161215:2045","2016-12-16T04:59:59.998","2016-12-16T04:59:59.998",2016,12,{"$f":"LOOKUP(E8411,Temperature!Q:Q,Temperature!R:R)","v":12},{"$f":"LOOKUP(E8411,Temperature!Q:Q,Temperature!S:S)","v":31},"2016-12-31",0,0,23.17,1.38,0,1200,0,-0.2,-7.3199999999999932E-2,1.4639999999999986E-2,0,0,100,0,0,0,600,522,200,0,0,100,78,0,0,null,78,0,0,0,78,0,0]
["20161215:2345","2016-12-16T07:59:59.998","2016-12-16T07:59:59.998",2016,12,{"$f":"LOOKUP(E8414,Temperature!Q:Q,Temperature!R:R)","v":12},{"$f":"LOOKUP(E8414,Temperature!Q:Q,Temperature!S:S)","v":31},"2016-12-31",884.55,4.2300000000000004,23.33,1.52,0,1200,884.55,-0.2,-6.6800000000000068E-2,1.3360000000000014E-2,896.36758799999996,788.80347743999994,100,179.27351759999999,100,79.273517599999991,600,522,200,79.273517599999991,4.7564110560000037,0,78,0,0,null,78,79.273517599999991,4.7564110560000037,0,152.517106544,100,0]
["20161216:1345","2016-12-16T21:59:59.998","2016-12-16T21:59:59.998",2016,12,{"$f":"LOOKUP(E8428,Temperature!Q:Q,Temperature!R:R)","v":12},{"$f":"LOOKUP(E8428,Temperature!Q:Q,Temperature!S:S)","v":31},"2016-12-31",0,0,24.74,0.9,0,1200,0,-0.2,-1.0400000000000062E-2,2.0800000000000124E-3,0,0,100,0,0,0,600,295.82293056279019,200,0,0,100,78,226.17706943720981,100,null,304.17706943720981,0,0,100,204.17706943720981,100,0]
["20161216:1445","2016-12-16T22:59:59.998","2016-12-16T22:59:59.998",2016,12,{"$f":"LOOKUP(E8429,Temperature!Q:Q,Temperature!R:R)","v":12},{"$f":"LOOKUP(E8429,Temperature!Q:Q,Temperature!S:S)","v":31},"2016-12-31",0,0,24.1,1.03,0,1200,0,-0.2,-3.5999999999999942E-2,7.1999999999999885E-3,0,0,100,0,0,0,600,395.82293056279019,200,0,0,100,78,126.17706943720981,100,null,204.17706943720981,0,0,100,104.17706943720981,100,0]
["20161216:2245","2016-12-17T06:59:59.998","2016-12-17T06:59:59.998",2016,12,{"$f":"LOOKUP(E8437,Temperature!Q:Q,Temperature!R:R)","v":12},{"$f":"LOOKUP(E8437,Temperature!Q:Q,Temperature!S:S)","v":31},"2016-12-31",0,0,23.09,1.59,0,1200,0,-0.2,-7.640000000000001E-2,1.5280000000000002E-2,0,0,100,0,0,0,600,522,200,0,0,100,78,0,0,null,78,0,0,0,78,0,0]
["20161217:0745","2016-12-17T15:59:59.998","2016-12-17T15:59:59.998",2016,12,{"$f":"LOOKUP(E8446,Temperature!Q:Q,Temperature!R:R)","v":12},{"$f":"LOOKUP(E8446,Temperature!Q:Q,Temperature!S:S)","v":31},"2016-12-31",148.22,42.41,26.8,2.5499999999999998,0,1200,148.22,-0.2,7.2000000000000022E-2,-1.4400000000000005E-2,146.085632,128.55535616,100,29.217126400000001,29.217126400000001,0,600,522,200,0,0,70.782873600000002,78,0,0,null,78,0,0,0,78,29.217126400000001,0]
["20161217:1945","2016-12-18T03:59:59.998","2016-12-18T03:59:59.998",2016,12,{"$f":"LOOKUP(E8458,Temperature!Q:Q,Temperature!R:R)","v":12},{"$f":"LOOKUP(E8458,Temperature!Q:Q,Temperature!S:S)","v":31},"2016-12-31",0,0,23.65,1.79,0,1200,0,-0.2,-5.4000000000000055E-2,1.0800000000000011E-2,0,0,100,0,0,0,600,522,200,0,0,100,78,0,0,null,78,0,0,0,78,0,0]
["20161218:0045","2016-12-18T08:59:59.998",{"$f":"C8462+1/24","v":"2016-12-18T08:59:59.998"},2016,12,{"$f":"LOOKUP(E8463,Temperature!Q:Q,Temperature!R:R)","v":12},{"$f":"LOOKUP(E8463,Temperature!Q:Q,Temperature!S:S)","v":31},"2016-12-31",19.100000000000001,17.440000000000001,24.31,2.97,0,1200,19.100000000000001,-0.2,-2.7600000000000052E-2,5.520000000000011E-3,19.205432000000002,16.90078016,100,3.8410864,3.8410864,0,600,522,200,0,0,96.158913600000005,78,0,0,null,78,0,0,0,78,3.8410864,0]
["20161218:0945","2016-12-18T17:59:59.998","2016-12-18T17:59:59.998",2016,12,{"$f":"LOOKUP(E8472,Temperature!Q:Q,Temperature!R:R)","v":12},{"$f":"LOOKUP(E8472,Temperature!Q:Q,Temperature!S:S)","v":31},"2016-12-31",596.94000000000005,17.55,26.68,3.38,0,1200,596.94000000000005,-0.2,6.7199999999999982E-2,-1.3439999999999997E-2,588.91712640000003,518.24707123200005,100,117.78342528000002,100,17.783425280000017,600,522,200,17.783425280000017,1.0670055168000019,0,78,0,0,null,78,17.783425280000017,1.0670055168000019,0,94.716419763200008,100,0]
["20161218:1745","2016-12-19T01:59:59.998","2016-12-19T01:59:59.998",2016,12,{"$f":"LOOKUP(E8480,Temperature!Q:Q,Temperature!R:R)","v":12},{"$f":"LOOKUP(E8480,Temperature!Q:Q,Temperature!S:S)","v":31},"2016-12-31",0,0,24.18,1.52,0,1200,0,-0.2,-3.280000000000001E-2,6.5600000000000025E-3,0,0,100,0,0,0,600,522,200,0,0,100,78,0,0,null,78,0,0,0,78,0,0]
["20161218:2345","2016-12-19T07:59:59.998","2016-12-19T07:59:59.998",2016,12,{"$f":"LOOKUP(E8486,Temperature!Q:Q,Temperature!R:R)","v":12},{"$f":"LOOKUP(E8486,Temperature!Q:Q,Temperature!S:S)","v":31},"2016-12-31",312.47000000000003,3.9,23.95,1.45,0,1200,312.47000000000003,-0.2,-4.200000000000003E-2,8.4000000000000064E-3,315.09474800000004,277.28337824000005,100,63.018949600000006,63.018949600000006,0,600,522,200,0,0,36.981050399999994,78,0,0,null,78,0,0,0,78,63.018949600000006,0]
["20161219:0245","2016-12-19T10:59:59.998","2016-12-19T10:59:59.998",2016,12,{"$f":"LOOKUP(E8489,Temperature!Q:Q,Temperature!R:R)","v":12},{"$f":"LOOKUP(E8489,Temperature!Q:Q,Temperature!S:S)","v":31},"2016-12-31",828.78,42.29,25.74,2.62,0,1200,828.78,-0.2,2.9599999999999939E-2,-5.9199999999999878E-3,823.87362239999993,725.00878771199996,100,164.77472447999997,100,64.774724479999975,600,522,200,64.774724479999975,3.8864834688000021,0,78,0,0,null,78,64.774724479999975,3.8864834688000021,0,138.88824101119997,100,0]
["20161219:1145","2016-12-19T19:59:59.998","2016-12-19T19:59:59.998",2016,12,{"$f":"LOOKUP(E8498,Temperature!Q:Q,Temperature!R:R)","v":12},{"$f":"LOOKUP(E8498,Temperature!Q:Q,Temperature!S:S)","v":31},"2016-12-31",0,0,23.83,2.0699999999999998,0,1200,0,-0.2,-4.6800000000000071E-2,9.3600000000000141E-3,0,0,100,0,0,0,600,522,200,0,0,100,78,0,0,null,78,0,0,0,78,0,0]
["20161219:2245","2016-12-20T06:59:59.998","2016-12-20T06:59:59.998",2016,12,{"$f":"LOOKUP(E8509,Temperature!Q:Q,Temperature!R:R)","v":12},{"$f":"LOOKUP(E8509,Temperature!Q:Q,Temperature!S:S)","v":31},"2016-12-31",0,0,23.14,1.31,0,1200,0,-0.2,-7.439999999999998E-2,1.4879999999999997E-2,0,0,100,0,0,0,600,522,200,0,0,100,78,0,0,null,78,0,0,0,78,0,0]
["20161220:0445","2016-12-20T12:59:59.998","2016-12-20T12:59:59.998",2016,12,{"$f":"LOOKUP(E8515,Temperature!Q:Q,Temperature!R:R)","v":12},{"$f":"LOOKUP(E8515,Temperature!Q:Q,Temperature!S:S)","v":31},"2016-12-31",96.39,58.68,23.73,2.21,0,1200,96.39,-0.2,-5.0799999999999984E-2,1.0159999999999997E-2,97.369322400000001,85.685003711999997,100,19.47386448,19.47386448,0,600,522,200,0,0,80.526135519999997,78,0,0,null,78,0,0,0,78,19.47386448,0]
["20161220:1245","2016-12-20T20:59:59.998","2016-12-20T20:59:59.998",2016,12,{"$f":"LOOKUP(E8523,Temperature!Q:Q,Temperature!R:R)","v":12},{"$f":"LOOKUP(E8523,Temperature!Q:Q,Temperature!S:S)","v":31},"2016-12-31",0,0,22.92,2.2799999999999998,0,1200,0,-0.2,-8.3199999999999927E-2,1.6639999999999985E-2,0,0,100,0,0,0,600,522,200,0,0,100,78,0,0,null,78,0,0,0,78,0,0]
["20161220:2145","2016-12-21T05:59:59.998","2016-12-21T05:59:59.998",2016,12,{"$f":"LOOKUP(E8532,Temperature!Q:Q,Temperature!R:R)","v":12},{"$f":"LOOKUP(E8532,Temperature!Q:Q,Temperature!S:S)","v":31},"2016-12-31",0,0,22.25,0.97,0,1200,0,-0.2,-0.11,2.2000000000000002E-2,0,0,100,0,0,0,600,522,200,0,0,100,78,0,0,null,78,0,0,0,78,0,0]
["20161221:0545","2016-12-21T13:59:59.998","2016-12-21T13:59:59.998",2016,12,{"$f":"LOOKUP(E8540,Temperature!Q:Q,Temperature!R:R)","v":12},{"$f":"LOOKUP(E8540,Temperature!Q:Q,Temperature!S:S)","v":31},"2016-12-31",646.83000000000004,58.83,25.03,2.41,0,1200,646.83000000000004,-0.2,1.2000000000000454E-3,-2.4000000000000909E-4,646.67476080000006,569.07378950400005,100,129.33495216000003,100,29.334952160000029,600,522,200,29.334952160000029,1.7600971296000032,0,78,0,0,null,78,29.334952160000029,1.7600971296000032,0,105.57485503040003,100,0]
["20161221:1445","2016-12-21T22:59:59.998","2016-12-21T22:59:59.998",2016,12,{"$f":"LOOKUP(E8549,Temperature!Q:Q,Temperature!R:R)","v":12},{"$f":"LOOKUP(E8549,Temperature!Q:Q,Temperature!S:S)","v":31},"2016-12-31",0,0,23.21,1.79,0,1200,0,-0.2,-7.1599999999999969E-2,1.4319999999999994E-2,0,0,100,0,0,0,600,522,200,0,0,100,78,0,0,null,78,0,0,0,78,0,0]
["20161221:1545","2016-12-21T23:59:59.998","2016-12-21T23:59:59.998",2016,12,{"$f":"LOOKUP(E8550,Temperature!Q:Q,Temperature!R:R)","v":12},{"$f":"LOOKUP(E8550,Temperature!Q:Q,Temperature!S:S)","v":31},"2016-12-31",0,0,23.13,1.45,0,1200,0,-0.2,-7.4800000000000033E-2,1.4960000000000008E-2,0,0,100,0,0,0,600,522,200,0,0,100,78,0,0,null,78,0,0,0,78,0,0]
["20161221:2345","2016-12-22T07:59:59.998","2016-12-22T07:59:59.998",2016,12,{"$f":"LOOKUP(E8558,Temperature!Q:Q,Temperature!R:R)","v":12},{"$f":"LOOKUP(E8558,Temperature!Q:Q,Temperature!S:S)","v":31},"2016-12-31",113.59,3.58,23.34,1.79,0,1200,113.59,-0.2,-6.6400000000000001E-2,1.328E-2,115.0984752,101.286658176,100,23.019695039999998,23.019695039999998,0,600,522,200,0,0,76.980304959999998,78,0,0,null,78,0,0,0,78,23.019695039999998,0]
["20161222:0045","2016-12-22T08:59:59.998","2016-12-22T08:59:59.998",2016,12,{"$f":"LOOKUP(E8559,Temperature!Q:Q,Temperature!R:R)","v":12},{"$f":"LOOKUP(E8559,Temperature!Q:Q,Temperature!S:S)","v":31},"2016-12-31",25.46,17.010000000000002,24.3,2.41,0,1200,25.46,-0.2,-2.7999999999999973E-2,5.5999999999999947E-3,25.602576000000003,22.530266880000003,100,5.1205152000000007,5.1205152000000007,0,600,522,200,0,0,94.8794848,78,0,0,null,78,0,0,0,78,5.1205152000000007,0]
["20161222:0145","2016-12-22T09:59:59.998","2016-12-22T09:59:59.998",2016,12,{"$f":"LOOKUP(E8560,Temperature!Q:Q,Temperature!R:R)","v":12},{"$f":"LOOKUP(E8560,Temperature!Q:Q,Temperature!S:S)","v":31},"2016-12-31",206.32,29.97,25.2,2.41,0,1200,206.32,-0.2,7.9999999999999724E-3,-1.5999999999999947E-3,205.98988799999998,181.27110144,100,41.197977600000002,41.197977600000002,0,600,522,200,0,0,58.802022399999998,78,0,0,null,78,0,0,0,78,41.197977600000002,0]
["20161222:0245","2016-12-22T10:59:59.998","2016-12-22T10:59:59.998",2016,12,{"$f":"LOOKUP(E8561,Temperature!Q:Q,Temperature!R:R)","v":12},{"$f":"LOOKUP(E8561,Temperature!Q:Q,Temperature!S:S)","v":31},"2016-12-31",595.72,42.01,26.1,2.5499999999999998,0,1200,595.72,-0.2,4.400000000000006E-2,-8.8000000000000127E-3,590.477664,519.62034431999996,100,118.0955328,100,18.095532800000001,600,522,200,18.095532800000001,1.085731968000001,0,78,0,0,null,78,18.095532800000001,1.085731968000001,0,95.009800831999996,100,0]
["20161222:0345","2016-12-22T11:59:59.998","2016-12-22T11:59:59.998",2016,12,{"$f":"LOOKUP(E8562,Temperature!Q:Q,Temperature!R:R)","v":12},{"$f":"LOOKUP(E8562,Temperature!Q:Q,Temperature!S:S)","v":31},"2016-12-31",901.62,52.18,26.74,2.62,0,1200,901.62,-0.2,6.959999999999994E-2,-1.3919999999999988E-2,889.0694496000001,782.3811156480001,100,177.81388992000001,100,77.813889920000008,600,504.990199168,200,77.813889920000008,4.6688333952000045,0,78,12.340967436799993,0,null,95.009800831999996,77.813889920000008,4.6688333952000045,0,168.15485735679999,100,0]
["20161222:0445","2016-12-22T12:59:59.998","2016-12-22T12:59:59.998",2016,12,{"$f":"LOOKUP(E8563,Temperature!Q:Q,Temperature!R:R)","v":12},{"$f":"LOOKUP(E8563,Temperature!Q:Q,Temperature!S:S)","v":31},"2016-12-31",962.93,58.61,27.38,3.45,0,1200,962.93,-0.2,9.5199999999999965E-2,-1.9039999999999994E-2,944.59581279999998,831.24431526399997,100,188.91916255999999,100,88.91916255999999,600,431.84514264320001,200,88.91916255999999,5.3351497536000041,0,78,84.819707603199987,0,null,168.15485735679999,88.91916255999999,5.3351497536000041,0,251.7388701632,100,0]
["20161222:0545","2016-12-22T13:59:59.998","2016-12-22T13:59:59.998",2016,12,{"$f":"LOOKUP(E8564,Temperature!Q:Q,Temperature!R:R)","v":12},{"$f":"LOOKUP(E8564,Temperature!Q:Q,Temperature!S:S)","v":31},"2016-12-31",633.98,58.85,25.55,2.97,0,1200,633.98,-0.2,2.200000000000003E-2,-4.4000000000000063E-3,631.19048800000007,555.44762944000001,100,126.2380976,100,26.238097600000003,600,348.26112983680002,200,26.238097600000003,1.5742858560000015,0,78,172.16458430720002,0,null,251.7388701632,26.238097600000003,1.5742858560000015,0,276.40268190720002,100,0]
["20161222:0645","2016-12-22T14:59:59.998","2016-12-22T14:59:59.998",2016,12,{"$f":"LOOKUP(E8565,Temperature!Q:Q,Temperature!R:R)","v":12},{"$f":"LOOKUP(E8565,Temperature!Q:Q,Temperature!S:S)","v":31},"2016-12-31",638.08000000000004,52.79,26.49,2.48,0,1200,638.08000000000004,-0.2,5.9599999999999938E-2,-1.1919999999999988E-2,630.47408640000003,554.81719603200008,100,126.09481728,100,26.094817280000001,600,323.59731809279998,200,26.094817280000001,1.5656890368000014,0,78,196.83699287040002,0,null,276.40268190720002,26.094817280000001,1.5656890368000014,0,300.9318101504,100,0]
["20161222:0745","2016-12-22T15:59:59.998","2016-12-22T15:59:59.998",{"$f":"YEAR(B8566)","v":2016},12,{"$f":"LOOKUP(E8566,Temperature!Q:Q,Temperature!R:R)","v":12},{"$f":"LOOKUP(E8566,Temperature!Q:Q,Temperature!S:S)","v":31},"2016-12-31",900.05,42.8,26.76,2.48,0,1200,900.05,-0.2,7.040000000000006E-2,-1.4080000000000013E-2,887.377296,780.89202048000004,100,177.47545920000002,100,77.475459200000017,600,299.0681898496,200,77.475459200000017,4.6485275520000053,0,78,218.28328259839998,0,null,300.9318101504,77.475459200000017,4.6485275520000053,0,373.75874179840002,{"$f":"W8566+AL8566","v":100},0]
["20161222:0845",{"$f":"C8567","v":"2016-12-22T16:59:59.998"},"2016-12-22T16:59:59.998",2016,{"$f":"MONTH(B8567)","v":12},{"$f":"LOOKUP(E8567,Temperature!Q:Q,Temperature!R:R)","v":12},{"$f":"LOOKUP(E8567,Temperature!Q:Q,Temperature!S:S)","v":31},{"$f":"DATE(D8567,F8567,G8567)","v":"2016-12-31"},747.87,30.86,26.97,2.62,0,{"$f":"N8566","v":1200},{"$f":"IF(I8567>N8567,1000,I8567)","v":747.87},{"$f":"$P$6","v":-0.2},{"$f":"(K8567-$Q$6)/$Q$6","v":7.8799999999999953E-2},{"$f":"P8567*Q8567","v":-1.5759999999999993E-2},{"$f":"O8567*(1+R8567)","v":736.08356879999997},{"$f":"S8567*(1-$T$6)","v":647.75354054399997},{"$f":"$U$6","v":100},{"$f":"$V$6*S8567/1000","v":147.21671375999998},{"$f":"MIN(V8567,U8567)","v":100},{"$f":"V8567-W8567","v":47.216713759999976},{"$f":"$Y$6","v":600},226.24125820159998,{"$f":"$AA$6","v":200},{"$f":"MIN(AA8567,Z8567,X8567)","v":47.216713759999976},{"$f":"(1-$AC$6)*AB8567","v":2.8330028256000013},{"$f":"U8567-W8567","v":0},{"$f":"MAX($Y$13*($AE$6),0)","v":78},{"$f":"MAX(AI8567-AE8567-AC8567,0)","v":292.92573897280005},{"$f":"MIN($AG$6,AF8567,AD8567)","v":0},null,373.75874179840002,{"$f":"AB8567","v":47.216713759999976},{"$f":"AC8567","v":2.8330028256000013},{"$f":"AG8567","v":0},{"$f":"AI8567+AJ8567-AL8567-AK8567","v":418.1424527328},100,{"$f":"V8567-W8567-AJ8567","v":0}]
["20161222:0945","2016-12-22T17:59:59.998","2016-12-22T17:59:59.998",2016,12,{"$f":"LOOKUP(E8568,Temperature!Q:Q,Temperature!R:R)","v":12},{"$f":"LOOKUP(E8568,Temperature!Q:Q,Temperature!S:S)","v":31},"2016-12-31",140.77000000000001,17.95,25.21,2.69,0,1200,140.77000000000001,-0.2,8.4000000000000342E-3,-1.680000000000007E-3,140.53350640000002,123.66948563200002,100,28.106701280000006,28.106701280000006,0,600,181.8575472672,200,0,0,71.89329871999999,78,340.1424527328,71.89329871999999,null,418.1424527328,0,0,71.89329871999999,346.24915401279998,100,0]
["20161222:1045","2016-12-22T18:59:59.998","2016-12-22T18:59:59.998",2016,12,{"$f":"LOOKUP(E8569,Temperature!Q:Q,Temperature!R:R)","v":12},{"$f":"LOOKUP(E8569,Temperature!Q:Q,Temperature!S:S)","v":31},"2016-12-31",4.2300000000000004,4.53,24.74,2.69,0,1200,4.2300000000000004,-0.2,-1.0400000000000062E-2,2.0800000000000124E-3,4.2387984000000012,3.7301425920000009,100,0.84775968000000024,0.84775968000000024,0,600,253.75084598720002,200,0,0,99.152240320000004,78,268.24915401279998,99.152240320000004,null,346.24915401279998,0,0,99.152240320000004,247.09691369279997,100,0]
["20161222:1145","2016-12-22T19:59:59.998","2016-12-22T19:59:59.998",2016,12,{"$f":"LOOKUP(E8570,Temperature!Q:Q,Temperature!R:R)","v":12},{"$f":"LOOKUP(E8570,Temperature!Q:Q,Temperature!S:S)","v":31},"2016-12-31",0,0,24.41,2.21,0,1200,0,-0.2,-2.3599999999999996E-2,4.7199999999999994E-3,0,0,100,0,0,0,600,352.90308630720006,200,0,0,100,78,169.09691369279997,100,null,247.09691369279997,0,0,100,147.09691369279997,100,0]
["20161222:1245","2016-12-22T20:59:59.998","2016-12-22T20:59:59.998",2016,12,{"$f":"LOOKUP(E8571,Temperature!Q:Q,Temperature!R:R)","v":12},{"$f":"LOOKUP(E8571,Temperature!Q:Q,Temperature!S:S)","v":31},"2016-12-31",0,0,24.3,1.66,0,1200,0,-0.2,-2.7999999999999973E-2,5.5999999999999947E-3,0,0,100,0,0,0,600,452.90308630720006,200,0,0,100,78,69.096913692799973,69.096913692799973,null,147.09691369279997,0,0,69.096913692799973,78,69.096913692799973,0]
["20161222:1345","2016-12-22T21:59:59.998","2016-12-22T21:59:59.998",2016,12,{"$f":"LOOKUP(E8572,Temperature!Q:Q,Temperature!R:R)","v":12},{"$f":"LOOKUP(E8572,Temperature!Q:Q,Temperature!S:S)","v":31},"2016-12-31",0,0,24.08,1.52,0,1200,0,-0.2,-3.6800000000000069E-2,7.3600000000000141E-3,0,0,100,0,0,0,600,522,200,0,0,100,78,0,0,null,78,0,0,0,78,0,0]
["20161222:1445","2016-12-22T22:59:59.998","2016-12-22T22:59:59.998",2016,12,{"$f":"LOOKUP(E8573,Temperature!Q:Q,Temperature!R:R)","v":12},{"$f":"LOOKUP(E8573,Temperature!Q:Q,Temperature!S:S)","v":31},"2016-12-31",0,0,23.89,1.52,0,1200,0,-0.2,-4.4399999999999974E-2,8.8799999999999955E-3,0,0,100,0,0,0,600,522,200,0,0,100,78,0,0,null,78,0,0,0,78,0,0]
["20161222:1545","2016-12-22T23:59:59.998","2016-12-22T23:59:59.998",2016,12,{"$f":"LOOKUP(E8574,Temperature!Q:Q,Temperature!R:R)","v":12},{"$f":"LOOKUP(E8574,Temperature!Q:Q,Temperature!S:S)","v":31},"2016-12-31",0,0,23.66,1.52,0,1200,0,-0.2,-5.3599999999999995E-2,1.072E-2,0,0,100,0,0,0,600,522,200,0,0,100,78,0,0,null,78,0,0,0,78,0,0]
["20161222:1645","2016-12-23T00:59:59.998","2016-12-23T00:59:59.998",2016,12,{"$f":"LOOKUP(E8575,Temperature!Q:Q,Temperature!R:R)","v":12},{"$f":"LOOKUP(E8575,Temperature!Q:Q,Temperature!S:S)","v":31},"2016-12-31",0,0,23.6,1.45,0,1200,0,-0.2,-5.5999999999999946E-2,1.1199999999999989E-2,0,0,100,0,0,0,600,522,200,0,0,100,78,0,0,null,78,0,0,0,78,0,0]
["20161222:1745","2016-12-23T01:59:59.998","2016-12-23T01:59:59.998",2016,12,{"$f":"LOOKUP(E8576,Temperature!Q:Q,Temperature!R:R)","v":12},{"$f":"LOOKUP(E8576,Temperature!Q:Q,Temperature!S:S)","v":31},"2016-12-31",0,0,23.45,1.59,0,1200,0,-0.2,-6.2000000000000027E-2,1.2400000000000007E-2,0,0,100,0,0,0,600,522,200,0,0,100,78,0,0,null,78,0,0,0,78,0,0]
["20161222:1845","2016-12-23T02:59:59.998","2016-12-23T02:59:59.998",2016,12,{"$f":"LOOKUP(E8577,Temperature!Q:Q,Temperature!R:R)","v":12},{"$f":"LOOKUP(E8577,Temperature!Q:Q,Temperature!S:S)","v":31},"2016-12-31",0,0,23.68,1.72,0,1200,0,-0.2,-5.2800000000000014E-2,1.0560000000000003E-2,0,0,100,0,0,0,600,522,200,0,0,100,78,0,0,null,78,0,0,0,78,0,0]
["20161222:1945","2016-12-23T03:59:59.998","2016-12-23T03:59:59.998",2016,12,{"$f":"LOOKUP(E8578,Temperature!Q:Q,Temperature!R:R)","v":12},{"$f":"LOOKUP(E8578,Temperature!Q:Q,Temperature!S:S)","v":31},"2016-12-31",0,0,23.69,1.52,0,1200,0,-0.2,-5.2399999999999947E-2,1.0479999999999989E-2,0,0,100,0,0,0,600,522,200,0,0,100,78,0,0,null,78,0,0,0,78,0,0]
["20161222:2045","2016-12-23T04:59:59.998","2016-12-23T04:59:59.998",2016,12,{"$f":"LOOKUP(E8579,Temperature!Q:Q,Temperature!R:R)","v":12},{"$f":"LOOKUP(E8579,Temperature!Q:Q,Temperature!S:S)","v":31},"2016-12-31",0,0,23.54,1.52,0,1200,0,-0.2,-5.8400000000000035E-2,1.1680000000000008E-2,0,0,100,0,0,0,600,522,200,0,0,100,78,0,0,null,78,0,0,0,78,0,0]
["20161222:2145","2016-12-23T05:59:59.998","2016-12-23T05:59:59.998",2016,12,{"$f":"LOOKUP(E8580,Temperature!Q:Q,Temperature!R:R)","v":12},{"$f":"LOOKUP(E8580,Temperature!Q:Q,Temperature!S:S)","v":31},"2016-12-31",0,0,23.53,1.52,0,1200,0,-0.2,-5.8799999999999956E-2,1.1759999999999993E-2,0,0,100,0,0,0,600,522,200,0,0,100,78,0,0,null,78,0,0,0,78,0,0]
["20161222:2245","2016-12-23T06:59:59.998","2016-12-23T06:59:59.998",2016,12,{"$f":"LOOKUP(E8581,Temperature!Q:Q,Temperature!R:R)","v":12},{"$f":"LOOKUP(E8581,Temperature!Q:Q,Temperature!S:S)","v":31},"2016-12-31",0,0,23.26,1.59,0,1200,0,-0.2,-6.959999999999994E-2,1.3919999999999988E-2,0,0,100,0,0,0,600,522,200,0,0,100,78,0,0,null,78,0,0,0,78,0,0]
["20161222:2345","2016-12-23T07:59:59.998","2016-12-23T07:59:59.998",2016,12,{"$f":"LOOKUP(E8582,Temperature!Q:Q,Temperature!R:R)","v":12},{"$f":"LOOKUP(E8582,Temperature!Q:Q,Temperature!S:S)","v":31},"2016-12-31",22.73,3.47,23.45,1.38,0,1200,22.73,-0.2,-6.2000000000000027E-2,1.2400000000000007E-2,23.011852000000001,20.250429759999999,100,4.6023703999999999,4.6023703999999999,0,600,522,200,0,0,95.397629600000002,78,0,0,null,78,0,0,0,78,4.6023703999999999,0]
["20161223:0045","2016-12-23T08:59:59.998","2016-12-23T08:59:59.998",2016,12,{"$f":"LOOKUP(E8583,Temperature!Q:Q,Temperature!R:R)","v":12},{"$f":"LOOKUP(E8583,Temperature!Q:Q,Temperature!S:S)","v":31},"2016-12-31",60.01,16.91,24.15,1.86,0,1200,60.01,-0.2,-3.4000000000000058E-2,6.8000000000000118E-3,60.418067999999991,53.16789983999999,100,12.0836136,12.0836136,0,600,522,200,0,0,87.916386399999993,78,0,0,null,78,0,0,0,78,12.0836136,0]
["20161223:0145","2016-12-23T09:59:59.998","2016-12-23T09:59:59.998",2016,12,{"$f":"LOOKUP(E8584,Temperature!Q:Q,Temperature!R:R)","v":12},{"$f":"LOOKUP(E8584,Temperature!Q:Q,Temperature!S:S)","v":31},"2016-12-31",37.28,29.87,24.91,1.86,0,1200,37.28,-0.2,-3.5999999999999943E-3,7.1999999999999885E-4,37.306841600000006,32.830020608000005,100,7.4613683200000018,7.4613683200000018,0,600,522,200,0,0,92.538631679999995,78,0,0,null,78,0,0,0,78,7.4613683200000018,0]
["20161223:0245","2016-12-23T10:59:59.998","2016-12-23T10:59:59.998",2016,12,{"$f":"LOOKUP(E8585,Temperature!Q:Q,Temperature!R:R)","v":12},{"$f":"LOOKUP(E8585,Temperature!Q:Q,Temperature!S:S)","v":31},"2016-12-31",306.58,41.92,25.67,2.0699999999999998,0,1200,306.58,-0.2,2.6800000000000067E-2,-5.3600000000000141E-3,304.9367312,268.34432345599998,100,60.987346240000001,60.987346240000001,0,600,522,200,0,0,39.012653759999999,78,0,0,null,78,0,0,0,78,60.987346240000001,0]
["20161223:0345","2016-12-23T11:59:59.998","2016-12-23T11:59:59.998",2016,12,{"$f":"LOOKUP(E8586,Temperature!Q:Q,Temperature!R:R)","v":12},{"$f":"LOOKUP(E8586,Temperature!Q:Q,Temperature!S:S)","v":31},"2016-12-31",710.15,52.12,26.33,2.41,0,1200,710.15,-0.2,5.3199999999999935E-2,-1.0639999999999988E-2,702.59400400000004,618.28272351999999,100,140.51880080000001,100,40.518800800000008,600,522,200,40.518800800000008,2.4311280480000028,0,78,0,0,null,78,40.518800800000008,2.4311280480000028,0,116.087672752,100,0]
["20161223:0445","2016-12-23T12:59:59.998","2016-12-23T12:59:59.998",2016,12,{"$f":"LOOKUP(E8587,Temperature!Q:Q,Temperature!R:R)","v":12},{"$f":"LOOKUP(E8587,Temperature!Q:Q,Temperature!S:S)","v":31},"2016-12-31",249.15,58.59,27.14,2.69,0,1200,249.15,-0.2,8.5600000000000023E-2,-1.7120000000000007E-2,244.88455200000001,215.49840576000003,100,48.976910400000001,48.976910400000001,0,600,483.912327248,200,0,0,51.023089599999999,78,38.087672752000003,38.087672752000003,null,116.087672752,0,0,38.087672752000003,78,87.064583152000012,0]
["20161223:0545","2016-12-23T13:59:59.998","2016-12-23T13:59:59.998",2016,12,{"$f":"LOOKUP(E8588,Temperature!Q:Q,Temperature!R:R)","v":12},{"$f":"LOOKUP(E8588,Temperature!Q:Q,Temperature!S:S)","v":31},"2016-12-31",281.74,58.88,26.95,3.38,0,1200,281.74,-0.2,7.7999999999999972E-2,-1.5599999999999996E-2,277.34485600000005,244.06347328000004,100,55.468971200000006,55.468971200000006,0,600,522,200,0,0,44.531028799999994,78,0,0,null,78,0,0,0,78,55.468971200000006,0]
["20161223:0645","2016-12-23T14:59:59.998","2016-12-23T14:59:59.998",2016,12,{"$f":"LOOKUP(E8589,Temperature!Q:Q,Temperature!R:R)","v":12},{"$f":"LOOKUP(E8589,Temperature!Q:Q,Temperature!S:S)","v":31},"2016-12-31",355.58,52.86,24.5,2.76,0,1200,355.58,-0.2,-0.02,4.0000000000000001E-3,357.00232,314.16204160000001,100,71.400463999999999,71.400463999999999,0,600,522,200,0,0,28.599536000000001,78,0,0,null,78,0,0,0,78,71.400463999999999,0]
["20161223:0745","2016-12-23T15:59:59.998","2016-12-23T15:59:59.998",2016,12,{"$f":"LOOKUP(E8590,Temperature!Q:Q,Temperature!R:R)","v":12},{"$f":"LOOKUP(E8590,Temperature!Q:Q,Temperature!S:S)","v":31},"2016-12-31",293.72000000000003,42.89,24.02,2.5499999999999998,0,1200,293.72000000000003,-0.2,-3.920000000000002E-2,7.840000000000005E-3,296.02276480000006,260.50003302400006,100,59.204552960000015,59.204552960000015,0,600,{"$f":"Y8590-AI8590","v":522},200,0,0,40.795447039999985,78,0,0,null,{"$f":"AM8589","v":78},0,0,0,78,59.204552960000015,0]
["20161223:0845","2016-12-23T16:59:59.998",{"$f":"C8590+1/24","v":"2016-12-23T16:59:59.998"},2016,12,{"$f":"LOOKUP(E8591,Temperature!Q:Q,Temperature!R:R)","v":12},{"$f":"LOOKUP(E8591,Temperature!Q:Q,Temperature!S:S)","v":31},"2016-12-31",428.69,30.96,23.75,2.5499999999999998,0,1200,428.69,-0.2,-0.05,1.0000000000000002E-2,432.9769,381.01967200000001,100,86.595380000000006,86.595380000000006,0,600,522,200,0,0,13.404619999999994,78,0,0,null,78,0,0,0,78,86.595380000000006,0]
["20161223:0945","2016-12-23T17:59:59.998","2016-12-23T17:59:59.998",2016,12,{"$f":"LOOKUP(E8592,Temperature!Q:Q,Temperature!R:R)","v":12},{"$f":"LOOKUP(E8592,Temperature!Q:Q,Temperature!S:S)","v":31},"2016-12-31",55.47,18.05,23.48,2.21,0,1200,55.47,-0.2,-6.0799999999999986E-2,1.2159999999999997E-2,56.144515199999994,49.407173375999996,100,11.228903039999999,11.228903039999999,0,600,522,200,0,0,88.771096959999994,78,0,0,null,78,0,0,0,78,11.228903039999999,0]
["20161223:1045","2016-12-23T18:59:59.998","2016-12-23T18:59:59.998",2016,12,{"$f":"LOOKUP(E8593,Temperature!Q:Q,Temperature!R:R)","v":12},{"$f":"LOOKUP(E8593,Temperature!Q:Q,Temperature!S:S)","v":31},"2016-12-31",16.93,4.6399999999999997,23.47,1.72,0,1200,16.93,-0.2,-6.1200000000000046E-2,1.224000000000001E-2,17.137223200000001,15.080756416000002,100,3.42744464,3.42744464,0,600,522,200,0,0,96.572555359999996,78,0,0,null,78,0,0,0,78,3.42744464,0]
["20161223:1145","2016-12-23T19:59:59.998","2016-12-23T19:59:59.998",2016,12,{"$f":"LOOKUP(E8594,Temperature!Q:Q,Temperature!R:R)","v":12},{"$f":"LOOKUP(E8594,Temperature!Q:Q,Temperature!S:S)","v":31},"2016-12-31",0,0,23.54,1.59,0,1200,0,-0.2,-5.8400000000000035E-2,1.1680000000000008E-2,0,0,100,0,0,0,600,522,200,0,0,100,78,0,0,null,78,0,0,0,78,0,0]
["20161223:1245","2016-12-23T20:59:59.998","2016-12-23T20:59:59.998",2016,12,{"$f":"LOOKUP(E8595,Temperature!Q:Q,Temperature!R:R)","v":12},{"$f":"LOOKUP(E8595,Temperature!Q:Q,Temperature!S:S)","v":31},"2016-12-31",0,0,23.39,1.93,0,1200,0,-0.2,-6.4399999999999971E-2,1.2879999999999996E-2,0,0,100,0,0,0,600,522,200,0,0,100,78,0,0,null,78,0,0,0,78,0,0]
["20161223:1345","2016-12-23T21:59:59.998","2016-12-23T21:59:59.998",2016,12,{"$f":"LOOKUP(E8596,Temperature!Q:Q,Temperature!R:R)","v":12},{"$f":"LOOKUP(E8596,Temperature!Q:Q,Temperature!S:S)","v":31},"2016-12-31",0,0,23.35,2.34,0,1200,0,-0.2,-6.5999999999999948E-2,1.319999999999999E-2,0,0,100,0,0,0,600,522,200,0,0,100,78,0,0,null,78,0,0,0,78,0,0]
["20161223:1445","2016-12-23T22:59:59.998","2016-12-23T22:59:59.998",2016,12,{"$f":"LOOKUP(E8597,Temperature!Q:Q,Temperature!R:R)","v":12},{"$f":"LOOKUP(E8597,Temperature!Q:Q,Temperature!S:S)","v":31},"2016-12-31",0,0,23.52,2.48,0,1200,0,-0.2,-5.9200000000000016E-2,1.1840000000000003E-2,0,0,100,0,0,0,600,522,200,0,0,100,78,0,0,null,78,0,0,0,78,0,0]
["20161223:1545","2016-12-23T23:59:59.998","2016-12-23T23:59:59.998",2016,12,{"$f":"LOOKUP(E8598,Temperature!Q:Q,Temperature!R:R)","v":12},{"$f":"LOOKUP(E8598,Temperature!Q:Q,Temperature!S:S)","v":31},"2016-12-31",0,0,23.47,2.62,0,1200,0,-0.2,-6.1200000000000046E-2,1.224000000000001E-2,0,0,100,0,0,0,600,522,200,0,0,100,78,0,0,null,78,0,0,0,78,0,0]
["20161223:1645","2016-12-24T00:59:59.998","2016-12-24T00:59:59.998",2016,12,{"$f":"LOOKUP(E8599,Temperature!Q:Q,Temperature!R:R)","v":12},{"$f":"LOOKUP(E8599,Temperature!Q:Q,Temperature!S:S)","v":31},"2016-12-31",0,0,23.45,2.48,0,1200,0,-0.2,-6.2000000000000027E-2,1.2400000000000007E-2,0,0,100,0,0,0,600,522,200,0,0,100,78,0,0,null,78,0,0,0,78,0,0]
["20161223:1745","2016-12-24T01:59:59.998","2016-12-24T01:59:59.998",2016,12,{"$f":"LOOKUP(E8600,Temperature!Q:Q,Temperature!R:R)","v":12},{"$f":"LOOKUP(E8600,Temperature!Q:Q,Temperature!S:S)","v":31},"2016-12-31",0,0,23.34,2.21,0,1200,0,-0.2,-6.6400000000000001E-2,1.328E-2,0,0,100,0,0,0,600,522,200,0,0,100,78,0,0,null,78,0,0,0,78,0,0]
["20161223:1845","2016-12-24T02:59:59.998","2016-12-24T02:59:59.998",2016,12,{"$f":"LOOKUP(E8601,Temperature!Q:Q,Temperature!R:R)","v":12},{"$f":"LOOKUP(E8601,Temperature!Q:Q,Temperature!S:S)","v":31},"2016-12-31",0,0,23.6,2.0699999999999998,0,1200,0,-0.2,-5.5999999999999946E-2,1.1199999999999989E-2,0,0,100,0,0,0,600,522,200,0,0,100,78,0,0,null,78,0,0,0,78,0,0]
["20161223:1945","2016-12-24T03:59:59.998","2016-12-24T03:59:59.998",2016,12,{"$f":"LOOKUP(E8602,Temperature!Q:Q,Temperature!R:R)","v":12},{"$f":"LOOKUP(E8602,Temperature!Q:Q,Temperature!S:S)","v":31},"2016-12-31",0,0,23.5,2.0699999999999998,0,1200,0,-0.2,-0.06,1.2E-2,0,0,100,0,0,0,600,522,200,0,0,100,78,0,0,null,78,0,0,0,78,0,0]
["20161223:2045","2016-12-24T04:59:59.998","2016-12-24T04:59:59.998",2016,12,{"$f":"LOOKUP(E8603,Temperature!Q:Q,Temperature!R:R)","v":12},{"$f":"LOOKUP(E8603,Temperature!Q:Q,Temperature!S:S)","v":31},"2016-12-31",0,0,23.52,1.93,0,1200,0,-0.2,-5.9200000000000016E-2,1.1840000000000003E-2,0,0,100,0,0,0,600,522,200,0,0,100,78,0,0,null,78,0,0,0,78,0,0]
["20161223:2145","2016-12-24T05:59:59.998","2016-12-24T05:59:59.998",2016,12,{"$f":"LOOKUP(E8604,Temperature!Q:Q,Temperature!R:R)","v":12},{"$f":"LOOKUP(E8604,Temperature!Q:Q,Temperature!S:S)","v":31},"2016-12-31",0,0,23.49,1.66,0,1200,0,-0.2,-6.0400000000000065E-2,1.2080000000000014E-2,0,0,100,0,0,0,600,522,200,0,0,100,78,0,0,null,78,0,0,0,78,0,0]
["20161223:2245","2016-12-24T06:59:59.998","2016-12-24T06:59:59.998",2016,12,{"$f":"LOOKUP(E8605,Temperature!Q:Q,Temperature!R:R)","v":12},{"$f":"LOOKUP(E8605,Temperature!Q:Q,Temperature!S:S)","v":31},"2016-12-31",0,0,23.41,1.45,0,1200,0,-0.2,-6.359999999999999E-2,1.2719999999999999E-2,0,0,100,0,0,0,600,522,200,0,0,100,78,0,0,null,78,0,0,0,78,0,0]
["20161223:2345","2016-12-24T07:59:59.998","2016-12-24T07:59:59.998",2016,12,{"$f":"LOOKUP(E8606,Temperature!Q:Q,Temperature!R:R)","v":12},{"$f":"LOOKUP(E8606,Temperature!Q:Q,Temperature!S:S)","v":31},"2016-12-31",79.540000000000006,3.37,23.44,1.31,0,1200,79.540000000000006,-0.2,-6.2399999999999949E-2,1.2479999999999991E-2,80.532659200000012,70.86874009600001,100,16.106531840000002,16.106531840000002,0,600,522,200,0,0,83.893468159999998,78,0,0,null,78,0,0,0,78,16.106531840000002,0]
["20161224:0045","2016-12-24T08:59:59.998","2016-12-24T08:59:59.998",2016,12,{"$f":"LOOKUP(E8607,Temperature!Q:Q,Temperature!R:R)","v":12},{"$f":"LOOKUP(E8607,Temperature!Q:Q,Temperature!S:S)","v":31},"2016-12-31",30.92,16.809999999999999,24.08,1.45,0,1200,30.92,-0.2,-3.6800000000000069E-2,7.3600000000000141E-3,31.147571200000002,27.409862656000001,100,6.2295142400000003,6.2295142400000003,0,600,522,200,0,0,93.77048576,78,0,0,null,78,0,0,0,78,6.2295142400000003,0]
["20161224:0145","2016-12-24T09:59:59.998","2016-12-24T09:59:59.998",2016,12,{"$f":"LOOKUP(E8608,Temperature!Q:Q,Temperature!R:R)","v":12},{"$f":"LOOKUP(E8608,Temperature!Q:Q,Temperature!S:S)","v":31},"2016-12-31",214.65,29.78,24.78,1.72,0,1200,214.65,-0.2,-8.7999999999999537E-3,1.7599999999999907E-3,215.027784,189.22444992000001,100,43.005556800000001,43.005556800000001,0,600,522,200,0,0,56.994443199999999,78,0,0,null,78,0,0,0,78,43.005556800000001,0]
["20161224:0245","2016-12-24T10:59:59.998","2016-12-24T10:59:59.998",2016,12,{"$f":"LOOKUP(E8609,Temperature!Q:Q,Temperature!R:R)","v":12},{"$f":"LOOKUP(E8609,Temperature!Q:Q,Temperature!S:S)","v":31},"2016-12-31",950.06,41.84,25.38,2.0699999999999998,0,1200,950.06,-0.2,1.519999999999996E-2,-3.0399999999999924E-3,947.17181759999994,833.51119948799999,100,189.43436351999998,100,89.434363519999977,600,522,200,89.434363519999977,5.3660618112000034,0,78,0,0,null,78,89.434363519999977,5.3660618112000034,0,162.06830170879996,100,0]
["20161224:0345","2016-12-24T11:59:59.998","2016-12-24T11:59:59.998",2016,12,{"$f":"LOOKUP(E8610,Temperature!Q:Q,Temperature!R:R)","v":12},{"$f":"LOOKUP(E8610,Temperature!Q:Q,Temperature!S:S)","v":31},"2016-12-31",535.12,52.06,26.76,3.45,0,1200,535.12,-0.2,7.040000000000006E-2,-1.4080000000000013E-2,527.58551039999998,464.27524915199996,100,105.51710208,100,5.5171020800000008,600,437.93169829120006,200,5.5171020800000008,0.33102612480000032,0,78,83.73727558399996,0,null,162.06830170879996,5.5171020800000008,0.33102612480000032,0,167.25437766399997,100,0]
["20161224:0445","2016-12-24T12:59:59.998","2016-12-24T12:59:59.998",2016,12,{"$f":"LOOKUP(E8611,Temperature!Q:Q,Temperature!R:R)","v":12},{"$f":"LOOKUP(E8611,Temperature!Q:Q,Temperature!S:S)","v":31},"2016-12-31",912.88,58.57,27.67,3.66,0,1200,912.88,-0.2,0.10680000000000006,-2.1360000000000014E-2,893.38088319999997,786.17517721599995,100,178.67617663999999,100,78.676176639999994,600,432.745622336,200,78.676176639999994,4.7205705984000037,0,78,84.533807065599973,0,null,167.25437766399997,78.676176639999994,4.7205705984000037,0,241.20998370559997,100,0]
["20161224:0545","2016-12-24T13:59:59.998","2016-12-24T13:59:59.998",2016,12,{"$f":"LOOKUP(E8612,Temperature!Q:Q,Temperature!R:R)","v":12},{"$f":"LOOKUP(E8612,Temperature!Q:Q,Temperature!S:S)","v":31},"2016-12-31",1007.23,58.92,27.85,3.45,0,1200,1007.23,-0.2,0.11400000000000006,-2.2800000000000015E-2,984.26515599999993,866.15333727999996,100,196.8530312,100,96.853031200000004,600,358.79001629440006,200,96.853031200000004,5.811181872000005,0,78,157.39880183359998,0,null,241.20998370559997,96.853031200000004,5.811181872000005,0,332.25183303359995,100,0]
["20161224:0645","2016-12-24T14:59:59.998","2016-12-24T14:59:59.998",2016,12,{"$f":"LOOKUP(E8613,Temperature!Q:Q,Temperature!R:R)","v":12},{"$f":"LOOKUP(E8613,Temperature!Q:Q,Temperature!S:S)","v":31},"2016-12-31",796.32,52.94,28.22,3.31,0,1200,796.32,-0.2,0.12879999999999994,-2.5759999999999991E-2,775.80679680000003,682.70998118400007,100,155.16135936000001,100,55.161359360000006,600,267.74816696640005,200,55.161359360000006,3.3096815616000033,0,78,250.94215147199995,0,null,332.25183303359995,55.161359360000006,3.3096815616000033,0,384.10351083199993,100,0]
["20161224:0745","2016-12-24T15:59:59.998","2016-12-24T15:59:59.998",2016,12,{"$f":"LOOKUP(E8614,Temperature!Q:Q,Temperature!R:R)","v":12},{"$f":"LOOKUP(E8614,Temperature!Q:Q,Temperature!S:S)","v":31},"2016-12-31",861.74,42.99,28.36,3.17,0,1200,861.74,-0.2,0.13439999999999996,-2.6879999999999994E-2,838.57642880000003,737.94725734400004,100,167.71528576,100,67.71528576,600,215.89648916800007,200,67.71528576,4.0629171456000037,0,78,302.04059368639992,0,null,384.10351083199993,67.71528576,4.0629171456000037,0,447.75587944639989,100,0]
["20161224:0845","2016-12-24T16:59:59.998","2016-12-24T16:59:59.998",2016,12,{"$f":"LOOKUP(E8615,Temperature!Q:Q,Temperature!R:R)","v":12},{"$f":"LOOKUP(E8615,Temperature!Q:Q,Temperature!S:S)","v":31},"2016-12-31",702.45,31.06,28.14,3.03,0,1200,702.45,-0.2,0.12560000000000002,-2.5120000000000003E-2,684.80445600000007,602.62792128000012,100,136.96089120000002,100,36.96089120000002,600,152.24412055360011,200,36.96089120000002,2.2176534720000034,0,78,367.53822597439989,0,null,447.75587944639989,36.96089120000002,2.2176534720000034,0,482.49911717439994,100,0]
["20161224:0945","2016-12-24T17:59:59.998","2016-12-24T17:59:59.998",2016,12,{"$f":"LOOKUP(E8616,Temperature!Q:Q,Temperature!R:R)","v":12},{"$f":"LOOKUP(E8616,Temperature!Q:Q,Temperature!S:S)","v":31},"2016-12-31",199.49,18.16,27.38,2.34,0,1200,199.49,-0.2,9.5199999999999965E-2,-1.9039999999999994E-2,195.69171040000003,172.20870515200002,100,39.138342080000008,39.138342080000008,0,600,117.50088282560006,200,0,0,60.861657919999992,78,404.49911717439994,60.861657919999992,null,482.49911717439994,0,0,60.861657919999992,421.63745925439997,100,0]
["20161224:1045","2016-12-24T18:59:59.998","2016-12-24T18:59:59.998",2016,12,{"$f":"LOOKUP(E8617,Temperature!Q:Q,Temperature!R:R)","v":12},{"$f":"LOOKUP(E8617,Temperature!Q:Q,Temperature!S:S)","v":31},"2016-12-31",22.01,4.75,26.62,2.21,0,1200,22.01,-0.2,6.4800000000000038E-2,-1.2960000000000008E-2,21.724750400000001,19.117780352,100,4.3449500800000003,4.3449500800000003,0,600,178.36254074560003,200,0,0,95.655049919999996,78,343.63745925439997,95.655049919999996,null,421.63745925439997,0,0,95.655049919999996,325.98240933439996,100,0]
["20161224:1145","2016-12-24T19:59:59.998","2016-12-24T19:59:59.998",2016,12,{"$f":"LOOKUP(E8618,Temperature!Q:Q,Temperature!R:R)","v":12},{"$f":"LOOKUP(E8618,Temperature!Q:Q,Temperature!S:S)","v":31},"2016-12-31",0,0,25.91,2,0,1200,0,-0.2,3.6400000000000009E-2,-7.2800000000000017E-3,0,0,100,0,0,0,600,274.01759066560004,200,0,0,100,78,247.98240933439996,100,null,325.98240933439996,0,0,100,225.98240933439996,100,0]
["20161224:1245","2016-12-24T20:59:59.998","2016-12-24T20:59:59.998",2016,12,{"$f":"LOOKUP(E8619,Temperature!Q:Q,Temperature!R:R)","v":12},{"$f":"LOOKUP(E8619,Temperature!Q:Q,Temperature!S:S)","v":31},"2016-12-31",0,0,25.42,1.93,0,1200,0,-0.2,1.6800000000000068E-2,-3.360000000000014E-3,0,0,100,0,0,0,600,374.01759066560004,200,0,0,100,78,147.98240933439996,100,null,225.98240933439996,0,0,100,125.98240933439996,100,0]
["20161224:1345","2016-12-24T21:59:59.998","2016-12-24T21:59:59.998",2016,12,{"$f":"LOOKUP(E8620,Temperature!Q:Q,Temperature!R:R)","v":12},{"$f":"LOOKUP(E8620,Temperature!Q:Q,Temperature!S:S)","v":31},"2016-12-31",0,0,24.96,2,0,1200,0,-0.2,-1.5999999999999658E-3,3.199999999999932E-4,0,0,100,0,0,0,600,474.01759066560004,200,0,0,100,78,47.982409334399961,47.982409334399961,null,125.98240933439996,0,0,47.982409334399961,78,47.982409334399961,0]
["20161224:1445","2016-12-24T22:59:59.998","2016-12-24T22:59:59.998",2016,12,{"$f":"LOOKUP(E8621,Temperature!Q:Q,Temperature!R:R)","v":12},{"$f":"LOOKUP(E8621,Temperature!Q:Q,Temperature!S:S)","v":31},"2016-12-31",0,0,24.69,1.86,0,1200,0,-0.2,-1.2399999999999949E-2,2.47999999999999E-3,0,0,100,0,0,0,600,522,200,0,0,100,78,0,0,null,78,0,0,0,78,0,0]
["20161224:1545","2016-12-24T23:59:59.998","2016-12-24T23:59:59.998",2016,12,{"$f":"LOOKUP(E8622,Temperature!Q:Q,Temperature!R:R)","v":12},{"$f":"LOOKUP(E8622,Temperature!Q:Q,Temperature!S:S)","v":31},"2016-12-31",0,0,24.43,1.66,0,1200,0,-0.2,-2.2800000000000011E-2,4.5600000000000024E-3,0,0,100,0,0,0,600,522,200,0,0,100,78,0,0,null,78,0,0,0,78,0,0]
["20161224:1645","2016-12-25T00:59:59.998","2016-12-25T00:59:59.998",2016,12,{"$f":"LOOKUP(E8623,Temperature!Q:Q,Temperature!R:R)","v":12},{"$f":"LOOKUP(E8623,Temperature!Q:Q,Temperature!S:S)","v":31},"2016-12-31",0,0,24.14,1.45,0,1200,0,-0.2,-3.4399999999999979E-2,6.8799999999999964E-3,0,0,100,0,0,0,600,522,200,0,0,100,78,0,0,null,78,0,0,0,78,0,0]
["20161224:1745","2016-12-25T01:59:59.998","2016-12-25T01:59:59.998",2016,12,{"$f":"LOOKUP(E8624,Temperature!Q:Q,Temperature!R:R)","v":12},{"$f":"LOOKUP(E8624,Temperature!Q:Q,Temperature!S:S)","v":31},"2016-12-31",0,0,23.82,1.31,0,1200,0,-0.2,-4.7199999999999992E-2,9.4399999999999987E-3,0,0,100,0,0,0,600,522,200,0,0,100,78,0,0,null,78,0,0,0,78,0,0]
["20161224:1845","2016-12-25T02:59:59.998","2016-12-25T02:59:59.998",2016,12,{"$f":"LOOKUP(E8625,Temperature!Q:Q,Temperature!R:R)","v":12},{"$f":"LOOKUP(E8625,Temperature!Q:Q,Temperature!S:S)","v":31},"2016-12-31",0,0,23.91,1.59,0,1200,0,-0.2,-4.3599999999999993E-2,8.7199999999999986E-3,0,0,100,0,0,0,600,522,200,0,0,100,78,0,0,null,78,0,0,0,78,0,0]
["20161224:1945","2016-12-25T03:59:59.998","2016-12-25T03:59:59.998",2016,12,{"$f":"LOOKUP(E8626,Temperature!Q:Q,Temperature!R:R)","v":12},{"$f":"LOOKUP(E8626,Temperature!Q:Q,Temperature!S:S)","v":31},"2016-12-31",0,0,23.76,1.52,0,1200,0,-0.2,-4.9599999999999936E-2,9.9199999999999879E-3,0,0,100,0,0,0,600,522,200,0,0,100,78,0,0,null,78,0,0,0,78,0,0]
["20161224:2045","2016-12-25T04:59:59.998","2016-12-25T04:59:59.998",2016,12,{"$f":"LOOKUP(E8627,Temperature!Q:Q,Temperature!R:R)","v":12},{"$f":"LOOKUP(E8627,Temperature!Q:Q,Temperature!S:S)","v":31},"2016-12-31",0,0,23.42,1.38,0,1200,0,-0.2,-6.3199999999999937E-2,1.2639999999999988E-2,0,0,100,0,0,0,600,522,200,0,0,100,78,0,0,null,78,0,0,0,78,0,0]
["20161224:2145","2016-12-25T05:59:59.998","2016-12-25T05:59:59.998",2016,12,{"$f":"LOOKUP(E8628,Temperature!Q:Q,Temperature!R:R)","v":12},{"$f":"LOOKUP(E8628,Temperature!Q:Q,Temperature!S:S)","v":31},"2016-12-31",0,0,23.16,1.38,0,1200,0,-0.2,-7.3599999999999999E-2,1.472E-2,0,0,100,0,0,0,600,522,200,0,0,100,78,0,0,null,78,0,0,0,78,0,0]
["20161224:2245","2016-12-25T06:59:59.998","2016-12-25T06:59:59.998",2016,12,{"$f":"LOOKUP(E8629,Temperature!Q:Q,Temperature!R:R)","v":12},{"$f":"LOOKUP(E8629,Temperature!Q:Q,Temperature!S:S)","v":31},"2016-12-31",0,0,23.1,1.45,0,1200,0,-0.2,-7.5999999999999943E-2,1.519999999999999E-2,0,0,100,0,0,0,600,522,200,0,0,100,78,0,0,null,78,0,0,0,78,0,0]
["20161224:2345","2016-12-25T07:59:59.998","2016-12-25T07:59:59.998",{"$f":"YEAR(B8630)","v":2016},12,{"$f":"LOOKUP(E8630,Temperature!Q:Q,Temperature!R:R)","v":12},{"$f":"LOOKUP(E8630,Temperature!Q:Q,Temperature!S:S)","v":31},"2016-12-31",17.28,3.26,23.14,1.24,0,1200,17.28,-0.2,-7.439999999999998E-2,1.4879999999999997E-2,17.537126400000002,15.432671232000002,100,3.5074252800000005,3.5074252800000005,0,600,522,200,0,0,96.492574719999993,78,0,0,null,78,0,0,0,78,{"$f":"W8630+AL8630","v":3.5074252800000005},0]
["20161225:0045",{"$f":"C8631","v":"2016-12-25T08:59:59.998"},"2016-12-25T08:59:59.998",2016,{"$f":"MONTH(B8631)","v":12},{"$f":"LOOKUP(E8631,Temperature!Q:Q,Temperature!R:R)","v":12},{"$f":"LOOKUP(E8631,Temperature!Q:Q,Temperature!S:S)","v":31},{"$f":"DATE(D8631,F8631,G8631)","v":"2016-12-31"},367.36,16.71,25.24,1.45,0,{"$f":"N8630","v":1200},{"$f":"IF(I8631>N8631,1000,I8631)","v":367.36},{"$f":"$P$6","v":-0.2},{"$f":"(K8631-$Q$6)/$Q$6","v":9.5999999999999367E-3},{"$f":"P8631*Q8631","v":-1.9199999999999875E-3},{"$f":"O8631*(1+R8631)","v":366.65466880000002},{"$f":"S8631*(1-$T$6)","v":322.65610854400001},{"$f":"$U$6","v":100},{"$f":"$V$6*S8631/1000","v":73.330933759999994},{"$f":"MIN(V8631,U8631)","v":73.330933759999994},{"$f":"V8631-W8631","v":0},{"$f":"$Y$6","v":600},522,{"$f":"$AA$6","v":200},{"$f":"MIN(AA8631,Z8631,X8631)","v":0},{"$f":"(1-$AC$6)*AB8631","v":0},{"$f":"U8631-W8631","v":26.669066240000006},{"$f":"MAX($Y$13*($AE$6),0)","v":78},{"$f":"MAX(AI8631-AE8631-AC8631,0)","v":0},{"$f":"MIN($AG$6,AF8631,AD8631)","v":0},null,78,{"$f":"AB8631","v":0},{"$f":"AC8631","v":0},{"$f":"AG8631","v":0},{"$f":"AI8631+AJ8631-AL8631-AK8631","v":78},73.330933759999994,{"$f":"V8631-W8631-AJ8631","v":0}]
["20161225:0145","2016-12-25T09:59:59.998","2016-12-25T09:59:59.998",2016,12,{"$f":"LOOKUP(E8632,Temperature!Q:Q,Temperature!R:R)","v":12},{"$f":"LOOKUP(E8632,Temperature!Q:Q,Temperature!S:S)","v":31},"2016-12-31",766.02,29.69,26.61,3.31,0,1200,766.02,-0.2,6.4399999999999971E-2,-1.2879999999999996E-2,756.15366240000003,665.41522291199999,100,151.23073248,100,51.23073248,600,522,200,51.23073248,3.0738439488000027,0,78,0,0,null,78,51.23073248,3.0738439488000027,0,126.1568885312,100,0]
["20161225:0245","2016-12-25T10:59:59.998","2016-12-25T10:59:59.998",2016,12,{"$f":"LOOKUP(E8633,Temperature!Q:Q,Temperature!R:R)","v":12},{"$f":"LOOKUP(E8633,Temperature!Q:Q,Temperature!S:S)","v":31},"2016-12-31",941.24,41.76,27.59,3.72,0,1200,941.24,-0.2,0.1036,-2.0720000000000002E-2,921.7375072000001,811.12900633600009,100,184.34750144000003,100,84.34750144000003,600,473.84311146879998,200,84.34750144000003,5.0608500864000066,0,78,43.096038444799987,0,null,126.1568885312,84.34750144000003,5.0608500864000066,0,205.44353988480003,100,0]
["20161225:0345","2016-12-25T11:59:59.998","2016-12-25T11:59:59.998",2016,12,{"$f":"LOOKUP(E8634,Temperature!Q:Q,Temperature!R:R)","v":12},{"$f":"LOOKUP(E8634,Temperature!Q:Q,Temperature!S:S)","v":31},"2016-12-31",961.22,52.01,28.28,3.93,0,1200,961.22,-0.2,0.13120000000000004,-2.624000000000001E-2,935.9975872,823.67787673600003,100,187.19951743999999,100,87.199517439999994,600,394.55646011519997,200,87.199517439999994,5.2319710464000044,0,78,122.21156883840003,0,null,205.44353988480003,87.199517439999994,5.2319710464000044,0,287.41108627839998,100,0]
["20161225:0445","2016-12-25T12:59:59.998","2016-12-25T12:59:59.998",2016,12,{"$f":"LOOKUP(E8635,Temperature!Q:Q,Temperature!R:R)","v":12},{"$f":"LOOKUP(E8635,Temperature!Q:Q,Temperature!S:S)","v":31},"2016-12-31",998.32,58.56,28.54,4,0,1200,998.32,-0.2,0.14159999999999998,-2.8319999999999998E-2,970.04757760000007,853.64186828800007,100,194.00951552000001,100,94.009515520000008,600,312.58891372160002,200,94.009515520000008,5.6405709312000054,0,78,203.77051534719996,0,null,287.41108627839998,94.009515520000008,5.6405709312000054,0,375.78003086719997,100,0]
["20161225:0545","2016-12-25T13:59:59.998","2016-12-25T13:59:59.998",2016,12,{"$f":"LOOKUP(E8636,Temperature!Q:Q,Temperature!R:R)","v":12},{"$f":"LOOKUP(E8636,Temperature!Q:Q,Temperature!S:S)","v":31},"2016-12-31",986.73,58.97,28.56,4.07,0,1200,986.73,-0.2,0.14239999999999994,-2.8479999999999991E-2,958.62792960000002,843.59257804800006,100,191.72558592000001,100,91.725585920000015,600,224.21996913280003,200,91.725585920000015,5.503535155200006,0,78,292.27649571199998,0,null,375.78003086719997,91.725585920000015,5.503535155200006,0,462.002081632,100,0]
["20161225:0645","2016-12-25T14:59:59.998","2016-12-25T14:59:59.998",2016,12,{"$f":"LOOKUP(E8637,Temperature!Q:Q,Temperature!R:R)","v":12},{"$f":"LOOKUP(E8637,Temperature!Q:Q,Temperature!S:S)","v":31},"2016-12-31",1049.96,53.02,28.5,3.38,0,1200,1049.96,-0.2,0.14000000000000001,-2.8000000000000004E-2,1020.56112,898.09378559999993,100,204.112224,100,104.112224,600,137.997918368,200,104.112224,6.2467334400000052,0,78,377.75534819199999,0,null,462.002081632,104.112224,6.2467334400000052,0,559.86757219200001,100,0]
["20161225:0745","2016-12-25T15:59:59.998","2016-12-25T15:59:59.998",2016,12,{"$f":"LOOKUP(E8638,Temperature!Q:Q,Temperature!R:R)","v":12},{"$f":"LOOKUP(E8638,Temperature!Q:Q,Temperature!S:S)","v":31},"2016-12-31",995.21,43.09,28.14,3.38,0,1200,995.21,-0.2,0.12560000000000002,-2.5120000000000003E-2,970.21032479999997,853.78508582400002,100,194.04206495999998,100,94.042064959999976,600,40.132427807999989,200,40.132427807999989,2.4079456684800014,0,78,479.45962652352,0,null,559.86757219200001,40.132427807999989,2.4079456684800014,0,597.59205433151999,100,53.909637151999988]
["20161225:0845","2016-12-25T16:59:59.998","2016-12-25T16:59:59.998",2016,12,{"$f":"LOOKUP(E8639,Temperature!Q:Q,Temperature!R:R)","v":12},{"$f":"LOOKUP(E8639,Temperature!Q:Q,Temperature!S:S)","v":31},"2016-12-31",815.11,31.17,27.74,3.31,0,1200,815.11,-0.2,0.10959999999999993,-2.1919999999999988E-2,797.24278880000008,701.5736541440001,100,159.44855776000003,100,59.448557760000028,600,2.4079456684800107,200,2.4079456684800107,0.14447674010880077,0,78,519.44757759141123,0,null,597.59205433151999,2.4079456684800107,0.14447674010880077,0,599.85552325989124,100,57.040612091520018]
["20161225:0945","2016-12-25T17:59:59.998","2016-12-25T17:59:59.998",2016,12,{"$f":"LOOKUP(E8640,Temperature!Q:Q,Temperature!R:R)","v":12},{"$f":"LOOKUP(E8640,Temperature!Q:Q,Temperature!S:S)","v":31},"2016-12-31",365.15,18.27,27.24,2.76,0,1200,365.15,-0.2,8.9599999999999944E-2,-1.7919999999999988E-2,358.60651200000001,315.57373056,100,71.721302399999999,71.721302399999999,0,600,0.14447674010875744,200,0,0,28.278697600000001,78,521.85552325989124,28.278697600000001,null,599.85552325989124,0,0,28.278697600000001,571.57682565989126,100,0]
["20161225:1045","2016-12-25T18:59:59.998","2016-12-25T18:59:59.998",2016,12,{"$f":"LOOKUP(E8641,Temperature!Q:Q,Temperature!R:R)","v":12},{"$f":"LOOKUP(E8641,Temperature!Q:Q,Temperature!S:S)","v":31},"2016-12-31",18.62,4.8600000000000003,26.38,2.48,0,1200,18.62,-0.2,5.5199999999999957E-2,-1.1039999999999993E-2,18.414435200000003,16.204702976000004,100,3.6828870400000007,3.6828870400000007,0,600,28.423174340108744,200,0,0,96.317112960000003,78,493.57682565989126,96.317112960000003,null,571.57682565989126,0,0,96.317112960000003,475.25971269989122,100,0]
["20161225:1145","2016-12-25T19:59:59.998","2016-12-25T19:59:59.998",2016,12,{"$f":"LOOKUP(E8642,Temperature!Q:Q,Temperature!R:R)","v":12},{"$f":"LOOKUP(E8642,Temperature!Q:Q,Temperature!S:S)","v":31},"2016-12-31",0,0,25.7,2.41,0,1200,0,-0.2,2.7999999999999973E-2,-5.5999999999999947E-3,0,0,100,0,0,0,600,124.74028730010878,200,0,0,100,78,397.25971269989122,100,null,475.25971269989122,0,0,100,375.25971269989122,100,0]
["20161225:1245","2016-12-25T20:59:59.998","2016-12-25T20:59:59.998",2016,12,{"$f":"LOOKUP(E8643,Temperature!Q:Q,Temperature!R:R)","v":12},{"$f":"LOOKUP(E8643,Temperature!Q:Q,Temperature!S:S)","v":31},"2016-12-31",0,0,25.22,2.34,0,1200,0,-0.2,8.7999999999999537E-3,-1.7599999999999907E-3,0,0,100,0,0,0,600,224.74028730010878,200,0,0,100,78,297.25971269989122,100,null,375.25971269989122,0,0,100,275.25971269989122,100,0]
["20161225:1345","2016-12-25T21:59:59.998","2016-12-25T21:59:59.998",2016,12,{"$f":"LOOKUP(E8644,Temperature!Q:Q,Temperature!R:R)","v":12},{"$f":"LOOKUP(E8644,Temperature!Q:Q,Temperature!S:S)","v":31},"2016-12-31",0,0,24.9,2.62,0,1200,0,-0.2,-4.0000000000000565E-3,8.0000000000001131E-4,0,0,100,0,0,0,600,324.74028730010878,200,0,0,100,78,197.25971269989122,100,null,275.25971269989122,0,0,100,175.25971269989122,100,0]
["20161225:1445","2016-12-25T22:59:59.998","2016-12-25T22:59:59.998",2016,12,{"$f":"LOOKUP(E8645,Temperature!Q:Q,Temperature!R:R)","v":12},{"$f":"LOOKUP(E8645,Temperature!Q:Q,Temperature!S:S)","v":31},"2016-12-31",0,0,24.62,2.5499999999999998,0,1200,0,-0.2,-1.519999999999996E-2,3.0399999999999924E-3,0,0,100,0,0,0,600,424.74028730010878,200,0,0,100,78,97.259712699891224,97.259712699891224,null,175.25971269989122,0,0,97.259712699891224,78,97.259712699891224,0]
["20161225:1545","2016-12-25T23:59:59.998","2016-12-25T23:59:59.998",2016,12,{"$f":"LOOKUP(E8646,Temperature!Q:Q,Temperature!R:R)","v":12},{"$f":"LOOKUP(E8646,Temperature!Q:Q,Temperature!S:S)","v":31},"2016-12-31",0,0,24.46,2.21,0,1200,0,-0.2,-2.1599999999999966E-2,4.3199999999999931E-3,0,0,100,0,0,0,600,522,200,0,0,100,78,0,0,null,78,0,0,0,78,0,0]
["20161225:1645","2016-12-26T00:59:59.998","2016-12-26T00:59:59.998",2016,12,{"$f":"LOOKUP(E8647,Temperature!Q:Q,Temperature!R:R)","v":12},{"$f":"LOOKUP(E8647,Temperature!Q:Q,Temperature!S:S)","v":31},"2016-12-31",0,0,24.22,1.72,0,1200,0,-0.2,-3.1200000000000047E-2,6.2400000000000094E-3,0,0,100,0,0,0,600,522,200,0,0,100,78,0,0,null,78,0,0,0,78,0,0]
["20161225:1745","2016-12-26T01:59:59.998","2016-12-26T01:59:59.998",2016,12,{"$f":"LOOKUP(E8648,Temperature!Q:Q,Temperature!R:R)","v":12},{"$f":"LOOKUP(E8648,Temperature!Q:Q,Temperature!S:S)","v":31},"2016-12-31",0,0,23.97,1.31,0,1200,0,-0.2,-4.1200000000000042E-2,8.2400000000000095E-3,0,0,100,0,0,0,600,522,200,0,0,100,78,0,0,null,78,0,0,0,78,0,0]
["20161225:1845","2016-12-26T02:59:59.998","2016-12-26T02:59:59.998",2016,12,{"$f":"LOOKUP(E8649,Temperature!Q:Q,Temperature!R:R)","v":12},{"$f":"LOOKUP(E8649,Temperature!Q:Q,Temperature!S:S)","v":31},"2016-12-31",0,0,24.04,0.97,0,1200,0,-0.2,-3.8400000000000031E-2,7.6800000000000063E-3,0,0,100,0,0,0,600,522,200,0,0,100,78,0,0,null,78,0,0,0,78,0,0]
["20161225:1945","2016-12-26T03:59:59.998","2016-12-26T03:59:59.998",2016,12,{"$f":"LOOKUP(E8650,Temperature!Q:Q,Temperature!R:R)","v":12},{"$f":"LOOKUP(E8650,Temperature!Q:Q,Temperature!S:S)","v":31},"2016-12-31",0,0,23.94,1.03,0,1200,0,-0.2,-4.2399999999999952E-2,8.479999999999991E-3,0,0,100,0,0,0,600,522,200,0,0,100,78,0,0,null,78,0,0,0,78,0,0]
["20161225:2045","2016-12-26T04:59:59.998","2016-12-26T04:59:59.998",2016,12,{"$f":"LOOKUP(E8651,Temperature!Q:Q,Temperature!R:R)","v":12},{"$f":"LOOKUP(E8651,Temperature!Q:Q,Temperature!S:S)","v":31},"2016-12-31",0,0,23.93,1.24,0,1200,0,-0.2,-4.2800000000000012E-2,8.5600000000000034E-3,0,0,100,0,0,0,600,522,200,0,0,100,78,0,0,null,78,0,0,0,78,0,0]
["20161225:2145","2016-12-26T05:59:59.998","2016-12-26T05:59:59.998",2016,12,{"$f":"LOOKUP(E8652,Temperature!Q:Q,Temperature!R:R)","v":12},{"$f":"LOOKUP(E8652,Temperature!Q:Q,Temperature!S:S)","v":31},"2016-12-31",0,0,23.69,1.45,0,1200,0,-0.2,-5.2399999999999947E-2,1.0479999999999989E-2,0,0,100,0,0,0,600,522,200,0,0,100,78,0,0,null,78,0,0,0,78,0,0]
["20161225:2245","2016-12-26T06:59:59.998","2016-12-26T06:59:59.998",2016,12,{"$f":"LOOKUP(E8653,Temperature!Q:Q,Temperature!R:R)","v":12},{"$f":"LOOKUP(E8653,Temperature!Q:Q,Temperature!S:S)","v":31},"2016-12-31",0,0,23.76,1.17,0,1200,0,-0.2,-4.9599999999999936E-2,9.9199999999999879E-3,0,0,100,0,0,0,600,522,200,0,0,100,78,0,0,null,78,0,0,0,78,0,0]
["20161225:2345","2016-12-26T07:59:59.998","2016-12-26T07:59:59.998",2016,12,{"$f":"LOOKUP(E8654,Temperature!Q:Q,Temperature!R:R)","v":12},{"$f":"LOOKUP(E8654,Temperature!Q:Q,Temperature!S:S)","v":31},"2016-12-31",338.41,3.16,23.77,1.03,0,1200,338.41,-0.2,-4.9200000000000015E-2,9.8400000000000033E-3,341.73995440000004,300.73115987200003,100,68.347990880000012,68.347990880000012,0,600,{"$f":"Y8654-AI8654","v":522},200,0,0,31.652009119999988,78,0,0,null,{"$f":"AM8653","v":78},0,0,0,78,68.347990880000012,0]
["20161226:0045","2016-12-26T08:59:59.998",{"$f":"C8654+1/24","v":"2016-12-26T08:59:59.998"},2016,12,{"$f":"LOOKUP(E8655,Temperature!Q:Q,Temperature!R:R)","v":12},{"$f":"LOOKUP(E8655,Temperature!Q:Q,Temperature!S:S)","v":31},"2016-12-31",393.12,16.62,24.2,1.17,0,1200,393.12,-0.2,-3.2000000000000028E-2,6.4000000000000064E-3,395.63596799999999,348.15965183999998,100,79.127193599999998,79.127193599999998,0,600,522,200,0,0,20.872806400000002,78,0,0,null,78,0,0,0,78,79.127193599999998,0]
["20161226:0145","2016-12-26T09:59:59.998","2016-12-26T09:59:59.998",2016,12,{"$f":"LOOKUP(E8656,Temperature!Q:Q,Temperature!R:R)","v":12},{"$f":"LOOKUP(E8656,Temperature!Q:Q,Temperature!S:S)","v":31},"2016-12-31",643.79,29.6,24.66,1.72,0,1200,643.79,-0.2,-1.3599999999999994E-2,2.7199999999999989E-3,645.54110879999996,568.07617574400001,100,129.10822175999999,100,29.108221759999992,600,522,200,29.108221759999992,1.7464933056000012,0,78,0,0,null,78,29.108221759999992,1.7464933056000012,0,105.36172845439999,100,0]
["20161226:0245","2016-12-26T10:59:59.998","2016-12-26T10:59:59.998",2016,12,{"$f":"LOOKUP(E8657,Temperature!Q:Q,Temperature!R:R)","v":12},{"$f":"LOOKUP(E8657,Temperature!Q:Q,Temperature!S:S)","v":31},"2016-12-31",816.71,41.69,25.63,1.86,0,1200,816.71,-0.2,2.5199999999999959E-2,-5.0399999999999924E-3,812.59378160000006,715.08252780800001,100,162.51875632000002,100,62.518756320000023,600,494.63827154559999,200,62.518756320000023,3.7511253792000048,0,78,23.61060307519999,0,null,105.36172845439999,62.518756320000023,3.7511253792000048,0,164.12935939520003,100,0]
["20161226:0345","2016-12-26T11:59:59.998","2016-12-26T11:59:59.998",2016,12,{"$f":"LOOKUP(E8658,Temperature!Q:Q,Temperature!R:R)","v":12},{"$f":"LOOKUP(E8658,Temperature!Q:Q,Temperature!S:S)","v":31},"2016-12-31",800.65,51.96,26.62,1.86,0,1200,800.65,-0.2,6.4800000000000038E-2,-1.2960000000000008E-2,790.27357600000005,695.44074688000001,100,158.0547152,100,58.054715200000004,600,435.87064060479997,200,58.054715200000004,3.4832829120000035,0,78,82.646076483200019,0,null,164.12935939520003,58.054715200000004,3.4832829120000035,0,218.70079168320004,100,0]
["20161226:0445","2016-12-26T12:59:59.998","2016-12-26T12:59:59.998",2016,12,{"$f":"LOOKUP(E8659,Temperature!Q:Q,Temperature!R:R)","v":12},{"$f":"LOOKUP(E8659,Temperature!Q:Q,Temperature!S:S)","v":31},"2016-12-31",604.82000000000005,58.56,27.56,1.93,0,1200,604.82000000000005,-0.2,0.10239999999999995,-2.0479999999999991E-2,592.43328640000004,521.34129203200007,100,118.48665728000002,100,18.486657280000017,600,381.29920831679999,200,18.486657280000017,1.109199436800002,0,78,139.59159224640004,0,null,218.70079168320004,18.486657280000017,1.109199436800002,0,236.07824952640004,100,0]
["20161226:0545","2016-12-26T13:59:59.998","2016-12-26T13:59:59.998",2016,12,{"$f":"LOOKUP(E8660,Temperature!Q:Q,Temperature!R:R)","v":12},{"$f":"LOOKUP(E8660,Temperature!Q:Q,Temperature!S:S)","v":31},"2016-12-31",762.52,59.02,28.15,2.2799999999999998,0,1200,762.52,-0.2,0.12599999999999995,-2.519999999999999E-2,743.30449599999997,654.10795647999998,100,148.66089919999999,100,48.660899199999989,600,363.92175047359996,200,48.660899199999989,2.9196539520000018,0,78,155.15859557440004,0,null,236.07824952640004,48.660899199999989,2.9196539520000018,0,281.81949477440003,100,0]
["20161226:0645","2016-12-26T14:59:59.998","2016-12-26T14:59:59.998",2016,12,{"$f":"LOOKUP(E8661,Temperature!Q:Q,Temperature!R:R)","v":12},{"$f":"LOOKUP(E8661,Temperature!Q:Q,Temperature!S:S)","v":31},"2016-12-31",397.48,53.11,25.91,2.21,0,1200,397.48,-0.2,3.6400000000000009E-2,-7.2800000000000017E-3,394.58634560000002,347.23598412800004,100,78.91726912,78.91726912,0,600,318.18050522559997,200,0,0,21.08273088,78,203.81949477440003,21.08273088,null,281.81949477440003,0,0,21.08273088,260.73676389440004,100,0]
["20161226:0745","2016-12-26T15:59:59.998","2016-12-26T15:59:59.998",2016,12,{"$f":"LOOKUP(E8662,Temperature!Q:Q,Temperature!R:R)","v":12},{"$f":"LOOKUP(E8662,Temperature!Q:Q,Temperature!S:S)","v":31},"2016-12-31",452.04,43.19,26.37,1.86,0,1200,452.04,-0.2,5.4800000000000043E-2,-1.096000000000001E-2,447.08564160000003,393.43536460800004,100,89.417128320000003,89.417128320000003,0,600,339.26323610559996,200,0,0,10.582871679999997,78,182.73676389440004,10.582871679999997,null,260.73676389440004,0,0,10.582871679999997,250.15389221440006,100,0]
["20161226:0845","2016-12-26T16:59:59.998","2016-12-26T16:59:59.998",2016,12,{"$f":"LOOKUP(E8663,Temperature!Q:Q,Temperature!R:R)","v":12},{"$f":"LOOKUP(E8663,Temperature!Q:Q,Temperature!S:S)","v":31},"2016-12-31",191.03,31.28,26.32,1.86,0,1200,191.03,-0.2,5.2800000000000014E-2,-1.0560000000000003E-2,189.01272320000001,166.33119641600001,100,37.802544640000001,37.802544640000001,0,600,349.84610778559994,200,0,0,62.197455359999999,78,172.15389221440006,62.197455359999999,null,250.15389221440006,0,0,62.197455359999999,187.95643685440007,100,0]
["20161226:0945","2016-12-26T17:59:59.998","2016-12-26T17:59:59.998",2016,12,{"$f":"LOOKUP(E8664,Temperature!Q:Q,Temperature!R:R)","v":12},{"$f":"LOOKUP(E8664,Temperature!Q:Q,Temperature!S:S)","v":31},"2016-12-31",119.68,18.38,25.14,2.0699999999999998,0,1200,119.68,-0.2,5.6000000000000225E-3,-1.1200000000000045E-3,119.5459584,105.200443392,100,23.909191679999999,23.909191679999999,0,600,412.04356314559993,200,0,0,76.090808320000008,78,109.95643685440007,76.090808320000008,null,187.95643685440007,0,0,76.090808320000008,111.86562853440006,100,0]
["20161226:1045","2016-12-26T18:59:59.998","2016-12-26T18:59:59.998",2016,12,{"$f":"LOOKUP(E8665,Temperature!Q:Q,Temperature!R:R)","v":12},{"$f":"LOOKUP(E8665,Temperature!Q:Q,Temperature!S:S)","v":31},"2016-12-31",16.93,4.97,24.5,1.17,0,1200,16.93,-0.2,-0.02,4.0000000000000001E-3,16.997720000000001,14.957993600000002,100,3.3995440000000001,3.3995440000000001,0,600,488.13437146559994,200,0,0,96.600455999999994,78,33.865628534400059,33.865628534400059,null,111.86562853440006,0,0,33.865628534400059,78,37.265172534400058,0]
["20161226:1145","2016-12-26T19:59:59.998","2016-12-26T19:59:59.998",2016,12,{"$f":"LOOKUP(E8666,Temperature!Q:Q,Temperature!R:R)","v":12},{"$f":"LOOKUP(E8666,Temperature!Q:Q,Temperature!S:S)","v":31},"2016-12-31",0,0,24.35,1.17,0,1200,0,-0.2,-2.5999999999999943E-2,5.1999999999999894E-3,0,0,100,0,0,0,600,522,200,0,0,100,78,0,0,null,78,0,0,0,78,0,0]
["20161226:1245","2016-12-26T20:59:59.998","2016-12-26T20:59:59.998",2016,12,{"$f":"LOOKUP(E8667,Temperature!Q:Q,Temperature!R:R)","v":12},{"$f":"LOOKUP(E8667,Temperature!Q:Q,Temperature!S:S)","v":31},"2016-12-31",0,0,24.24,1.1000000000000001,0,1200,0,-0.2,-3.0400000000000062E-2,6.0800000000000125E-3,0,0,100,0,0,0,600,522,200,0,0,100,78,0,0,null,78,0,0,0,78,0,0]
["20161226:1345","2016-12-26T21:59:59.998","2016-12-26T21:59:59.998",2016,12,{"$f":"LOOKUP(E8668,Temperature!Q:Q,Temperature!R:R)","v":12},{"$f":"LOOKUP(E8668,Temperature!Q:Q,Temperature!S:S)","v":31},"2016-12-31",0,0,24.07,1.17,0,1200,0,-0.2,-3.719999999999999E-2,7.4399999999999987E-3,0,0,100,0,0,0,600,522,200,0,0,100,78,0,0,null,78,0,0,0,78,0,0]
["20161226:1445","2016-12-26T22:59:59.998","2016-12-26T22:59:59.998",2016,12,{"$f":"LOOKUP(E8669,Temperature!Q:Q,Temperature!R:R)","v":12},{"$f":"LOOKUP(E8669,Temperature!Q:Q,Temperature!S:S)","v":31},"2016-12-31",0,0,24.02,1.24,0,1200,0,-0.2,-3.920000000000002E-2,7.840000000000005E-3,0,0,100,0,0,0,600,522,200,0,0,100,78,0,0,null,78,0,0,0,78,0,0]
["20161226:1545","2016-12-26T23:59:59.998","2016-12-26T23:59:59.998",2016,12,{"$f":"LOOKUP(E8670,Temperature!Q:Q,Temperature!R:R)","v":12},{"$f":"LOOKUP(E8670,Temperature!Q:Q,Temperature!S:S)","v":31},"2016-12-31",0,0,23.99,1.17,0,1200,0,-0.2,-4.0400000000000061E-2,8.0800000000000125E-3,0,0,100,0,0,0,600,522,200,0,0,100,78,0,0,null,78,0,0,0,78,0,0]
["20161226:1645","2016-12-27T00:59:59.998","2016-12-27T00:59:59.998",2016,12,{"$f":"LOOKUP(E8671,Temperature!Q:Q,Temperature!R:R)","v":12},{"$f":"LOOKUP(E8671,Temperature!Q:Q,Temperature!S:S)","v":31},"2016-12-31",0,0,23.92,1.03,0,1200,0,-0.2,-4.3199999999999933E-2,8.6399999999999862E-3,0,0,100,0,0,0,600,522,200,0,0,100,78,0,0,null,78,0,0,0,78,0,0]
["20161226:1745","2016-12-27T01:59:59.998","2016-12-27T01:59:59.998",2016,12,{"$f":"LOOKUP(E8672,Temperature!Q:Q,Temperature!R:R)","v":12},{"$f":"LOOKUP(E8672,Temperature!Q:Q,Temperature!S:S)","v":31},"2016-12-31",0,0,23.76,0.97,0,1200,0,-0.2,-4.9599999999999936E-2,9.9199999999999879E-3,0,0,100,0,0,0,600,522,200,0,0,100,78,0,0,null,78,0,0,0,78,0,0]
["20161226:1845","2016-12-27T02:59:59.998","2016-12-27T02:59:59.998",2016,12,{"$f":"LOOKUP(E8673,Temperature!Q:Q,Temperature!R:R)","v":12},{"$f":"LOOKUP(E8673,Temperature!Q:Q,Temperature!S:S)","v":31},"2016-12-31",0,0,23.84,0.9,0,1200,0,-0.2,-4.6400000000000004E-2,9.2800000000000018E-3,0,0,100,0,0,0,600,522,200,0,0,100,78,0,0,null,78,0,0,0,78,0,0]
["20161226:1945","2016-12-27T03:59:59.998","2016-12-27T03:59:59.998",2016,12,{"$f":"LOOKUP(E8674,Temperature!Q:Q,Temperature!R:R)","v":12},{"$f":"LOOKUP(E8674,Temperature!Q:Q,Temperature!S:S)","v":31},"2016-12-31",0,0,23.43,1.1000000000000001,0,1200,0,-0.2,-6.2800000000000009E-2,1.2560000000000002E-2,0,0,100,0,0,0,600,522,200,0,0,100,78,0,0,null,78,0,0,0,78,0,0]
["20161226:2045","2016-12-27T04:59:59.998","2016-12-27T04:59:59.998",2016,12,{"$f":"LOOKUP(E8675,Temperature!Q:Q,Temperature!R:R)","v":12},{"$f":"LOOKUP(E8675,Temperature!Q:Q,Temperature!S:S)","v":31},"2016-12-31",0,0,23.81,1.1000000000000001,0,1200,0,-0.2,-4.7600000000000052E-2,9.5200000000000111E-3,0,0,100,0,0,0,600,522,200,0,0,100,78,0,0,null,78,0,0,0,78,0,0]
["20161226:2145","2016-12-27T05:59:59.998","2016-12-27T05:59:59.998",2016,12,{"$f":"LOOKUP(E8676,Temperature!Q:Q,Temperature!R:R)","v":12},{"$f":"LOOKUP(E8676,Temperature!Q:Q,Temperature!S:S)","v":31},"2016-12-31",0,0,23.74,0.97,0,1200,0,-0.2,-5.0400000000000063E-2,1.0080000000000013E-2,0,0,100,0,0,0,600,522,200,0,0,100,78,0,0,null,78,0,0,0,78,0,0]
["20161226:2245","2016-12-27T06:59:59.998","2016-12-27T06:59:59.998",2016,12,{"$f":"LOOKUP(E8677,Temperature!Q:Q,Temperature!R:R)","v":12},{"$f":"LOOKUP(E8677,Temperature!Q:Q,Temperature!S:S)","v":31},"2016-12-31",0,0,23.43,0.83,0,1200,0,-0.2,-6.2800000000000009E-2,1.2560000000000002E-2,0,0,100,0,0,0,600,522,200,0,0,100,78,0,0,null,78,0,0,0,78,0,0]
["20161226:2345","2016-12-27T07:59:59.998","2016-12-27T07:59:59.998",2016,12,{"$f":"LOOKUP(E8678,Temperature!Q:Q,Temperature!R:R)","v":12},{"$f":"LOOKUP(E8678,Temperature!Q:Q,Temperature!S:S)","v":31},"2016-12-31",120.54,3.06,23.66,0.83,0,1200,120.54,-0.2,-5.3599999999999995E-2,1.072E-2,121.83218880000001,107.21232614400002,100,24.36643776,24.36643776,0,600,522,200,0,0,75.633562240000003,78,0,0,null,78,0,0,0,78,24.36643776,0]
["20161227:0045","2016-12-27T08:59:59.998","2016-12-27T08:59:59.998",2016,12,{"$f":"LOOKUP(E8679,Temperature!Q:Q,Temperature!R:R)","v":12},{"$f":"LOOKUP(E8679,Temperature!Q:Q,Temperature!S:S)","v":31},"2016-12-31",112.72,16.52,25.01,1.38,0,1200,112.72,-0.2,4.0000000000006252E-4,-8.0000000000012516E-5,112.71098240000001,99.185664512000002,100,22.542196480000001,22.542196480000001,0,600,522,200,0,0,77.457803519999999,78,0,0,null,78,0,0,0,78,22.542196480000001,0]
["20161227:0145","2016-12-27T09:59:59.998","2016-12-27T09:59:59.998",2016,12,{"$f":"LOOKUP(E8680,Temperature!Q:Q,Temperature!R:R)","v":12},{"$f":"LOOKUP(E8680,Temperature!Q:Q,Temperature!S:S)","v":31},"2016-12-31",568.41,29.52,25.83,2.48,0,1200,568.41,-0.2,3.3199999999999931E-2,-6.6399999999999862E-3,564.63575760000003,496.87946668800004,100,112.92715152000001,100,12.92715152000001,600,522,200,12.92715152000001,0.77562909120000123,0,78,0,0,null,78,12.92715152000001,0.77562909120000123,0,90.151522428800007,100,0]
["20161227:0245","2016-12-27T10:59:59.998","2016-12-27T10:59:59.998",2016,12,{"$f":"LOOKUP(E8681,Temperature!Q:Q,Temperature!R:R)","v":12},{"$f":"LOOKUP(E8681,Temperature!Q:Q,Temperature!S:S)","v":31},"2016-12-31",775.45,41.62,26.69,3.1,0,1200,775.45,-0.2,6.7600000000000049E-2,-1.3520000000000011E-2,764.96591600000011,673.17000608000012,100,152.99318320000003,100,52.993183200000033,600,509.84847757119996,200,52.993183200000033,3.1795909920000049,0,78,8.971931436800002,0,null,90.151522428800007,52.993183200000033,3.1795909920000049,0,139.96511463680002,100,0]
["20161227:0345","2016-12-27T11:59:59.998","2016-12-27T11:59:59.998",2016,12,{"$f":"LOOKUP(E8682,Temperature!Q:Q,Temperature!R:R)","v":12},{"$f":"LOOKUP(E8682,Temperature!Q:Q,Temperature!S:S)","v":31},"2016-12-31",831.48,51.92,27.32,3.1,0,1200,831.48,-0.2,9.2800000000000007E-2,-1.8560000000000004E-2,816.04773120000004,718.12200345600002,100,163.20954624000001,100,63.209546240000009,600,460.03488536319998,200,63.209546240000009,3.792572774400004,0,78,58.172541862400017,0,null,139.96511463680002,63.209546240000009,3.792572774400004,0,199.38208810240002,100,0]
["20161227:0445","2016-12-27T12:59:59.998","2016-12-27T12:59:59.998",2016,12,{"$f":"LOOKUP(E8683,Temperature!Q:Q,Temperature!R:R)","v":12},{"$f":"LOOKUP(E8683,Temperature!Q:Q,Temperature!S:S)","v":31},"2016-12-31",847.21,58.56,27.99,3.24,0,1200,847.21,-0.2,0.11959999999999994,-2.391999999999999E-2,826.9447368000001,727.71136838400014,100,165.38894736000003,100,65.388947360000031,600,400.61791189759998,200,65.388947360000031,3.9233368416000052,0,78,117.45875126080001,0,null,199.38208810240002,65.388947360000031,3.9233368416000052,0,260.84769862080003,100,0]
["20161227:0545","2016-12-27T13:59:59.998","2016-12-27T13:59:59.998",2016,12,{"$f":"LOOKUP(E8684,Temperature!Q:Q,Temperature!R:R)","v":12},{"$f":"LOOKUP(E8684,Temperature!Q:Q,Temperature!S:S)","v":31},"2016-12-31",649.05999999999995,59.08,28.24,3.45,0,1200,649.05999999999995,-0.2,0.12959999999999994,-2.5919999999999988E-2,632.23636479999993,556.36800102399991,100,126.44727295999999,100,26.447272959999992,600,339.15230137919997,200,26.447272959999992,1.586836377600001,0,78,181.26086224320002,0,null,260.84769862080003,26.447272959999992,1.586836377600001,0,285.70813520320007,100,0]
["20161227:0645","2016-12-27T14:59:59.998","2016-12-27T14:59:59.998",2016,12,{"$f":"LOOKUP(E8685,Temperature!Q:Q,Temperature!R:R)","v":12},{"$f":"LOOKUP(E8685,Temperature!Q:Q,Temperature!S:S)","v":31},"2016-12-31",552.04999999999995,53.2,27.95,3.52,0,1200,552.04999999999995,-0.2,0.11799999999999997,-2.3599999999999996E-2,539.02161999999998,474.33902560000001,100,107.80432399999999,100,7.804323999999994,600,314.29186479679993,200,7.804323999999994,0.46825944000000008,0,78,207.23987576320008,0,null,285.70813520320007,7.804323999999994,0.46825944000000008,0,293.04419976320008,100,0]
["20161227:0745","2016-12-27T15:59:59.998","2016-12-27T15:59:59.998",2016,12,{"$f":"LOOKUP(E8686,Temperature!Q:Q,Temperature!R:R)","v":12},{"$f":"LOOKUP(E8686,Temperature!Q:Q,Temperature!S:S)","v":31},"2016-12-31",92.75,43.3,26.03,3.17,0,1200,92.75,-0.2,4.1200000000000042E-2,-8.2400000000000095E-3,91.985739999999993,80.947451199999989,100,18.397147999999998,18.397147999999998,0,600,306.95580023679992,200,0,0,81.602851999999999,78,215.04419976320008,81.602851999999999,null,293.04419976320008,0,0,81.602851999999999,211.4413477632001,100,0]
["20161227:0845","2016-12-27T16:59:59.998","2016-12-27T16:59:59.998",2016,12,{"$f":"LOOKUP(E8687,Temperature!Q:Q,Temperature!R:R)","v":12},{"$f":"LOOKUP(E8687,Temperature!Q:Q,Temperature!S:S)","v":31},"2016-12-31",661.58,31.39,25.18,2.83,0,1200,661.58,-0.2,7.1999999999999885E-3,-1.4399999999999977E-3,660.6273248,581.35204582400002,100,132.12546496000002,100,32.125464960000016,600,388.5586522367999,200,32.125464960000016,1.9275278976000028,0,78,131.51381986560008,0,null,211.4413477632001,32.125464960000016,1.9275278976000028,0,241.6392848256001,100,0]
["20161227:0945","2016-12-27T17:59:59.998","2016-12-27T17:59:59.998",2016,12,{"$f":"LOOKUP(E8688,Temperature!Q:Q,Temperature!R:R)","v":12},{"$f":"LOOKUP(E8688,Temperature!Q:Q,Temperature!S:S)","v":31},"2016-12-31",77.290000000000006,18.489999999999998,25.02,2.62,0,1200,77.290000000000006,-0.2,7.9999999999998291E-4,-1.599999999999966E-4,77.277633600000001,68.004317568000005,100,15.45552672,15.45552672,0,600,358.3607151743999,200,0,0,84.544473280000005,78,163.6392848256001,84.544473280000005,null,241.6392848256001,0,0,84.544473280000005,157.09481154560009,100,0]
["20161227:1045","2016-12-27T18:59:59.998","2016-12-27T18:59:59.998",2016,12,{"$f":"LOOKUP(E8689,Temperature!Q:Q,Temperature!R:R)","v":12},{"$f":"LOOKUP(E8689,Temperature!Q:Q,Temperature!S:S)","v":31},"2016-12-31",17.78,5.08,24.65,2.21,0,1200,17.78,-0.2,-1.4000000000000058E-2,2.8000000000000117E-3,17.829784,15.690209920000001,100,3.5659567999999999,3.5659567999999999,0,600,442.90518845439988,200,0,0,96.434043200000005,78,79.094811545600095,79.094811545600095,null,157.09481154560009,0,0,79.094811545600095,78,82.66076834560009,0]
["20161227:1145","2016-12-27T19:59:59.998","2016-12-27T19:59:59.998",2016,12,{"$f":"LOOKUP(E8690,Temperature!Q:Q,Temperature!R:R)","v":12},{"$f":"LOOKUP(E8690,Temperature!Q:Q,Temperature!S:S)","v":31},"2016-12-31",0,0,23.78,1.59,0,1200,0,-0.2,-4.8799999999999955E-2,9.7599999999999909E-3,0,0,100,0,0,0,600,522,200,0,0,100,78,0,0,null,78,0,0,0,78,0,0]
["20161227:1245","2016-12-27T20:59:59.998","2016-12-27T20:59:59.998",2016,12,{"$f":"LOOKUP(E8691,Temperature!Q:Q,Temperature!R:R)","v":12},{"$f":"LOOKUP(E8691,Temperature!Q:Q,Temperature!S:S)","v":31},"2016-12-31",0,0,23.66,1.45,0,1200,0,-0.2,-5.3599999999999995E-2,1.072E-2,0,0,100,0,0,0,600,522,200,0,0,100,78,0,0,null,78,0,0,0,78,0,0]
["20161227:1345","2016-12-27T21:59:59.998","2016-12-27T21:59:59.998",2016,12,{"$f":"LOOKUP(E8692,Temperature!Q:Q,Temperature!R:R)","v":12},{"$f":"LOOKUP(E8692,Temperature!Q:Q,Temperature!S:S)","v":31},"2016-12-31",0,0,23.56,1.45,0,1200,0,-0.2,-5.7600000000000054E-2,1.1520000000000011E-2,0,0,100,0,0,0,600,522,200,0,0,100,78,0,0,null,78,0,0,0,78,0,0]
["20161227:1445","2016-12-27T22:59:59.998","2016-12-27T22:59:59.998",2016,12,{"$f":"LOOKUP(E8693,Temperature!Q:Q,Temperature!R:R)","v":12},{"$f":"LOOKUP(E8693,Temperature!Q:Q,Temperature!S:S)","v":31},"2016-12-31",0,0,23.54,1.45,0,1200,0,-0.2,-5.8400000000000035E-2,1.1680000000000008E-2,0,0,100,0,0,0,600,522,200,0,0,100,78,0,0,null,78,0,0,0,78,0,0]
["20161227:1545","2016-12-27T23:59:59.998","2016-12-27T23:59:59.998",{"$f":"YEAR(B8694)","v":2016},12,{"$f":"LOOKUP(E8694,Temperature!Q:Q,Temperature!R:R)","v":12},{"$f":"LOOKUP(E8694,Temperature!Q:Q,Temperature!S:S)","v":31},"2016-12-31",0,0,23.5,1.45,0,1200,0,-0.2,-0.06,1.2E-2,0,0,100,0,0,0,600,522,200,0,0,100,78,0,0,null,78,0,0,0,78,{"$f":"W8694+AL8694","v":0},0]
["20161227:1645",{"$f":"C8695","v":"2016-12-28T00:59:59.998"},"2016-12-28T00:59:59.998",2016,{"$f":"MONTH(B8695)","v":12},{"$f":"LOOKUP(E8695,Temperature!Q:Q,Temperature!R:R)","v":12},{"$f":"LOOKUP(E8695,Temperature!Q:Q,Temperature!S:S)","v":31},{"$f":"DATE(D8695,F8695,G8695)","v":"2016-12-31"},0,0,23.47,1.31,0,{"$f":"N8694","v":1200},{"$f":"IF(I8695>N8695,1000,I8695)","v":0},{"$f":"$P$6","v":-0.2},{"$f":"(K8695-$Q$6)/$Q$6","v":-6.1200000000000046E-2},{"$f":"P8695*Q8695","v":1.224000000000001E-2},{"$f":"O8695*(1+R8695)","v":0},{"$f":"S8695*(1-$T$6)","v":0},{"$f":"$U$6","v":100},{"$f":"$V$6*S8695/1000","v":0},{"$f":"MIN(V8695,U8695)","v":0},{"$f":"V8695-W8695","v":0},{"$f":"$Y$6","v":600},522,{"$f":"$AA$6","v":200},{"$f":"MIN(AA8695,Z8695,X8695)","v":0},{"$f":"(1-$AC$6)*AB8695","v":0},{"$f":"U8695-W8695","v":100},{"$f":"MAX($Y$13*($AE$6),0)","v":78},{"$f":"MAX(AI8695-AE8695-AC8695,0)","v":0},{"$f":"MIN($AG$6,AF8695,AD8695)","v":0},null,78,{"$f":"AB8695","v":0},{"$f":"AC8695","v":0},{"$f":"AG8695","v":0},{"$f":"AI8695+AJ8695-AL8695-AK8695","v":78},0,{"$f":"V8695-W8695-AJ8695","v":0}]
["20161227:1745","2016-12-28T01:59:59.998","2016-12-28T01:59:59.998",2016,12,{"$f":"LOOKUP(E8696,Temperature!Q:Q,Temperature!R:R)","v":12},{"$f":"LOOKUP(E8696,Temperature!Q:Q,Temperature!S:S)","v":31},"2016-12-31",0,0,23.37,1.24,0,1200,0,-0.2,-6.5199999999999966E-2,1.3039999999999994E-2,0,0,100,0,0,0,600,522,200,0,0,100,78,0,0,null,78,0,0,0,78,0,0]
["20161227:1845","2016-12-28T02:59:59.998","2016-12-28T02:59:59.998",2016,12,{"$f":"LOOKUP(E8697,Temperature!Q:Q,Temperature!R:R)","v":12},{"$f":"LOOKUP(E8697,Temperature!Q:Q,Temperature!S:S)","v":31},"2016-12-31",0,0,23.2,1.17,0,1200,0,-0.2,-7.2000000000000022E-2,1.4400000000000005E-2,0,0,100,0,0,0,600,522,200,0,0,100,78,0,0,null,78,0,0,0,78,0,0]
["20161227:1945","2016-12-28T03:59:59.998","2016-12-28T03:59:59.998",2016,12,{"$f":"LOOKUP(E8698,Temperature!Q:Q,Temperature!R:R)","v":12},{"$f":"LOOKUP(E8698,Temperature!Q:Q,Temperature!S:S)","v":31},"2016-12-31",0,0,23.04,1.31,0,1200,0,-0.2,-7.8400000000000039E-2,1.568000000000001E-2,0,0,100,0,0,0,600,522,200,0,0,100,78,0,0,null,78,0,0,0,78,0,0]
["20161227:2045","2016-12-28T04:59:59.998","2016-12-28T04:59:59.998",2016,12,{"$f":"LOOKUP(E8699,Temperature!Q:Q,Temperature!R:R)","v":12},{"$f":"LOOKUP(E8699,Temperature!Q:Q,Temperature!S:S)","v":31},"2016-12-31",0,0,22.97,1.38,0,1200,0,-0.2,-8.120000000000005E-2,1.6240000000000011E-2,0,0,100,0,0,0,600,522,200,0,0,100,78,0,0,null,78,0,0,0,78,0,0]
["20161227:2145","2016-12-28T05:59:59.998","2016-12-28T05:59:59.998",2016,12,{"$f":"LOOKUP(E8700,Temperature!Q:Q,Temperature!R:R)","v":12},{"$f":"LOOKUP(E8700,Temperature!Q:Q,Temperature!S:S)","v":31},"2016-12-31",0,0,22.9,1.38,0,1200,0,-0.2,-8.4000000000000061E-2,1.6800000000000013E-2,0,0,100,0,0,0,600,522,200,0,0,100,78,0,0,null,78,0,0,0,78,0,0]
["20161227:2245","2016-12-28T06:59:59.998","2016-12-28T06:59:59.998",2016,12,{"$f":"LOOKUP(E8701,Temperature!Q:Q,Temperature!R:R)","v":12},{"$f":"LOOKUP(E8701,Temperature!Q:Q,Temperature!S:S)","v":31},"2016-12-31",0,0,22.91,1.31,0,1200,0,-0.2,-8.3599999999999994E-2,1.6719999999999999E-2,0,0,100,0,0,0,600,522,200,0,0,100,78,0,0,null,78,0,0,0,78,0,0]
["20161227:2345","2016-12-28T07:59:59.998","2016-12-28T07:59:59.998",2016,12,{"$f":"LOOKUP(E8702,Temperature!Q:Q,Temperature!R:R)","v":12},{"$f":"LOOKUP(E8702,Temperature!Q:Q,Temperature!S:S)","v":31},"2016-12-31",102.91,2.96,22.98,1.31,0,1200,102.91,-0.2,-8.0799999999999983E-2,1.6159999999999997E-2,104.57302559999999,92.024262527999994,100,20.914605120000001,20.914605120000001,0,600,522,200,0,0,79.085394879999996,78,0,0,null,78,0,0,0,78,20.914605120000001,0]
["20161228:0045","2016-12-28T08:59:59.998","2016-12-28T08:59:59.998",2016,12,{"$f":"LOOKUP(E8703,Temperature!Q:Q,Temperature!R:R)","v":12},{"$f":"LOOKUP(E8703,Temperature!Q:Q,Temperature!S:S)","v":31},"2016-12-31",243.57,16.43,23.95,1.38,0,1200,243.57,-0.2,-4.200000000000003E-2,8.4000000000000064E-3,245.61598799999999,216.14206944,100,49.123197599999997,49.123197599999997,0,600,522,200,0,0,50.876802400000003,78,0,0,null,78,0,0,0,78,49.123197599999997,0]
["20161228:0145","2016-12-28T09:59:59.998","2016-12-28T09:59:59.998",2016,12,{"$f":"LOOKUP(E8704,Temperature!Q:Q,Temperature!R:R)","v":12},{"$f":"LOOKUP(E8704,Temperature!Q:Q,Temperature!S:S)","v":31},"2016-12-31",800.52,29.44,25.18,2.34,0,1200,800.52,-0.2,7.1999999999999885E-3,-1.4399999999999977E-3,799.36725119999994,703.44318105599996,100,159.87345023999998,100,59.873450239999983,600,522,200,59.873450239999983,3.5924070144000022,0,78,0,0,null,78,59.873450239999983,3.5924070144000022,0,134.28104322559997,100,0]
["20161228:0245","2016-12-28T10:59:59.998","2016-12-28T10:59:59.998",2016,12,{"$f":"LOOKUP(E8705,Temperature!Q:Q,Temperature!R:R)","v":12},{"$f":"LOOKUP(E8705,Temperature!Q:Q,Temperature!S:S)","v":31},"2016-12-31",909.23,41.56,26.17,2.5499999999999998,0,1200,909.23,-0.2,4.6800000000000071E-2,-9.3600000000000141E-3,900.71960720000004,792.63325433600005,100,180.14392144000001,100,80.143921440000014,600,465.7189567744,200,80.143921440000014,4.8086352864000048,0,78,51.472407939199968,0,null,134.28104322559997,80.143921440000014,4.8086352864000048,0,209.61632937919998,100,0]
["20161228:0345","2016-12-28T11:59:59.998","2016-12-28T11:59:59.998",2016,12,{"$f":"LOOKUP(E8706,Temperature!Q:Q,Temperature!R:R)","v":12},{"$f":"LOOKUP(E8706,Temperature!Q:Q,Temperature!S:S)","v":31},"2016-12-31",885.31,51.89,27.38,2.48,0,1200,885.31,-0.2,9.5199999999999965E-2,-1.9039999999999994E-2,868.45369759999994,764.23925388800001,100,173.69073951999999,100,73.690739519999994,600,390.38367062079999,200,73.690739519999994,4.4214443712000033,0,78,127.19488500799997,0,null,209.61632937919998,73.690739519999994,4.4214443712000033,0,278.88562452799999,100,0]
["20161228:0445","2016-12-28T12:59:59.998","2016-12-28T12:59:59.998",2016,12,{"$f":"LOOKUP(E8707,Temperature!Q:Q,Temperature!R:R)","v":12},{"$f":"LOOKUP(E8707,Temperature!Q:Q,Temperature!S:S)","v":31},"2016-12-31",956.07,58.58,28.24,2.5499999999999998,0,1200,956.07,-0.2,0.12959999999999994,-2.5919999999999988E-2,931.28866560000006,819.53402572800007,100,186.25773312000001,100,86.257733120000012,600,321.11437547200001,200,86.257733120000012,5.175463987200005,0,78,195.71016054079999,0,null,278.88562452799999,86.257733120000012,5.175463987200005,0,359.96789366079997,100,0]
["20161228:0545","2016-12-28T13:59:59.998","2016-12-28T13:59:59.998",2016,12,{"$f":"LOOKUP(E8708,Temperature!Q:Q,Temperature!R:R)","v":12},{"$f":"LOOKUP(E8708,Temperature!Q:Q,Temperature!S:S)","v":31},"2016-12-31",965.8,59.14,28.87,2.69,0,1200,965.8,-0.2,0.15480000000000005,-3.0960000000000012E-2,935.89883199999997,823.59097215999998,100,187.17976640000001,100,87.179766400000005,600,240.03210633920003,200,87.179766400000005,5.2307859840000051,0,78,276.73710767679995,0,null,359.96789366079997,87.179766400000005,5.2307859840000051,0,441.91687407679996,100,0]
["20161228:0645","2016-12-28T14:59:59.998","2016-12-28T14:59:59.998",2016,12,{"$f":"LOOKUP(E8709,Temperature!Q:Q,Temperature!R:R)","v":12},{"$f":"LOOKUP(E8709,Temperature!Q:Q,Temperature!S:S)","v":31},"2016-12-31",906.33,53.3,29.07,3.45,0,1200,906.33,-0.2,0.1628,-3.2559999999999999E-2,876.81989520000002,771.60150777600006,100,175.36397904,100,75.363979040000004,600,158.08312592320004,200,75.363979040000004,4.5218387424000044,0,78,359.39503533439995,0,null,441.91687407679996,75.363979040000004,4.5218387424000044,0,512.75901437440007,100,0]
["20161228:0745","2016-12-28T15:59:59.998","2016-12-28T15:59:59.998",2016,12,{"$f":"LOOKUP(E8710,Temperature!Q:Q,Temperature!R:R)","v":12},{"$f":"LOOKUP(E8710,Temperature!Q:Q,Temperature!S:S)","v":31},"2016-12-31",928.95,43.41,28.62,3.38,0,1200,928.95,-0.2,0.14480000000000004,-2.896000000000001E-2,902.04760800000008,793.80189504000009,100,180.40952160000001,100,80.409521600000005,600,87.240985625599933,200,80.409521600000005,4.8245712960000047,0,78,429.93444307840008,0,null,512.75901437440007,80.409521600000005,4.8245712960000047,0,588.34396467840008,100,0]
["20161228:0845","2016-12-28T16:59:59.998","2016-12-28T16:59:59.998",2016,12,{"$f":"LOOKUP(E8711,Temperature!Q:Q,Temperature!R:R)","v":12},{"$f":"LOOKUP(E8711,Temperature!Q:Q,Temperature!S:S)","v":31},"2016-12-31",693.37,31.51,28.1,3.45,0,1200,693.37,-0.2,0.12400000000000005,-2.4800000000000013E-2,676.17442399999993,595.03349311999989,100,135.2348848,100,35.234884800000003,600,11.656035321599916,200,11.656035321599916,0.69936211929599557,0,78,509.6446025591041,0,null,588.34396467840008,11.656035321599916,0.69936211929599557,0,599.30063788070402,100,23.578849478400087]
["20161228:0945","2016-12-28T17:59:59.998","2016-12-28T17:59:59.998",2016,12,{"$f":"LOOKUP(E8712,Temperature!Q:Q,Temperature!R:R)","v":12},{"$f":"LOOKUP(E8712,Temperature!Q:Q,Temperature!S:S)","v":31},"2016-12-31",126.4,18.61,26.98,3.86,0,1200,126.4,-0.2,7.920000000000002E-2,-1.5840000000000003E-2,124.39782400000001,109.47008512000001,100,24.879564800000004,24.879564800000004,0,600,0.69936211929598358,200,0,0,75.120435200000003,78,521.30063788070402,75.120435200000003,null,599.30063788070402,0,0,75.120435200000003,524.18020268070404,100,0]
["20161228:1045","2016-12-28T18:59:59.998","2016-12-28T18:59:59.998",2016,12,{"$f":"LOOKUP(E8713,Temperature!Q:Q,Temperature!R:R)","v":12},{"$f":"LOOKUP(E8713,Temperature!Q:Q,Temperature!S:S)","v":31},"2016-12-31",22.01,5.19,25.77,3.38,0,1200,22.01,-0.2,3.0799999999999984E-2,-6.1599999999999971E-3,21.874418400000003,19.249488192000005,100,4.3748836800000008,4.3748836800000008,0,600,75.819797319295958,200,0,0,95.625116320000004,78,446.18020268070404,95.625116320000004,null,524.18020268070404,0,0,95.625116320000004,428.55508636070402,100,0]
["20161228:1145","2016-12-28T19:59:59.998","2016-12-28T19:59:59.998",2016,12,{"$f":"LOOKUP(E8714,Temperature!Q:Q,Temperature!R:R)","v":12},{"$f":"LOOKUP(E8714,Temperature!Q:Q,Temperature!S:S)","v":31},"2016-12-31",0,0,25.09,2.76,0,1200,0,-0.2,3.5999999999999943E-3,-7.1999999999999885E-4,0,0,100,0,0,0,600,171.44491363929598,200,0,0,100,78,350.55508636070402,100,null,428.55508636070402,0,0,100,328.55508636070402,100,0]
["20161228:1245","2016-12-28T20:59:59.998","2016-12-28T20:59:59.998",2016,12,{"$f":"LOOKUP(E8715,Temperature!Q:Q,Temperature!R:R)","v":12},{"$f":"LOOKUP(E8715,Temperature!Q:Q,Temperature!S:S)","v":31},"2016-12-31",0,0,24.64,2.41,0,1200,0,-0.2,-1.4399999999999977E-2,2.8799999999999954E-3,0,0,100,0,0,0,600,271.44491363929598,200,0,0,100,78,250.55508636070402,100,null,328.55508636070402,0,0,100,228.55508636070402,100,0]
["20161228:1345","2016-12-28T21:59:59.998","2016-12-28T21:59:59.998",2016,12,{"$f":"LOOKUP(E8716,Temperature!Q:Q,Temperature!R:R)","v":12},{"$f":"LOOKUP(E8716,Temperature!Q:Q,Temperature!S:S)","v":31},"2016-12-31",0,0,24.48,2.0699999999999998,0,1200,0,-0.2,-2.0799999999999982E-2,4.1599999999999962E-3,0,0,100,0,0,0,600,371.44491363929598,200,0,0,100,78,150.55508636070402,100,null,228.55508636070402,0,0,100,128.55508636070402,100,0]
["20161228:1445","2016-12-28T22:59:59.998","2016-12-28T22:59:59.998",2016,12,{"$f":"LOOKUP(E8717,Temperature!Q:Q,Temperature!R:R)","v":12},{"$f":"LOOKUP(E8717,Temperature!Q:Q,Temperature!S:S)","v":31},"2016-12-31",0,0,24.19,1.79,0,1200,0,-0.2,-3.239999999999995E-2,6.4799999999999901E-3,0,0,100,0,0,0,600,471.44491363929598,200,0,0,100,78,50.555086360704024,50.555086360704024,null,128.55508636070402,0,0,50.555086360704024,78,50.555086360704024,0]
["20161228:1545","2016-12-28T23:59:59.998","2016-12-28T23:59:59.998",2016,12,{"$f":"LOOKUP(E8718,Temperature!Q:Q,Temperature!R:R)","v":12},{"$f":"LOOKUP(E8718,Temperature!Q:Q,Temperature!S:S)","v":31},"2016-12-31",0,0,23.89,1.45,0,1200,0,-0.2,-4.4399999999999974E-2,8.8799999999999955E-3,0,0,100,0,0,0,600,{"$f":"Y8718-AI8718","v":522},200,0,0,100,78,0,0,null,{"$f":"AM8717","v":78},0,0,0,78,0,0]
["20161228:1645","2016-12-29T00:59:59.998",{"$f":"C8718+1/24","v":"2016-12-29T00:59:59.998"},2016,12,{"$f":"LOOKUP(E8719,Temperature!Q:Q,Temperature!R:R)","v":12},{"$f":"LOOKUP(E8719,Temperature!Q:Q,Temperature!S:S)","v":31},"2016-12-31",0,0,23.46,1.38,0,1200,0,-0.2,-6.1599999999999967E-2,1.2319999999999994E-2,0,0,100,0,0,0,600,522,200,0,0,100,78,0,0,null,78,0,0,0,78,0,0]
["20161228:1745","2016-12-29T01:59:59.998","2016-12-29T01:59:59.998",2016,12,{"$f":"LOOKUP(E8720,Temperature!Q:Q,Temperature!R:R)","v":12},{"$f":"LOOKUP(E8720,Temperature!Q:Q,Temperature!S:S)","v":31},"2016-12-31",0,0,23.38,1.38,0,1200,0,-0.2,-6.4800000000000038E-2,1.2960000000000008E-2,0,0,100,0,0,0,600,522,200,0,0,100,78,0,0,null,78,0,0,0,78,0,0]
["20161228:1845","2016-12-29T02:59:59.998","2016-12-29T02:59:59.998",2016,12,{"$f":"LOOKUP(E8721,Temperature!Q:Q,Temperature!R:R)","v":12},{"$f":"LOOKUP(E8721,Temperature!Q:Q,Temperature!S:S)","v":31},"2016-12-31",0,0,23.46,1.59,0,1200,0,-0.2,-6.1599999999999967E-2,1.2319999999999994E-2,0,0,100,0,0,0,600,522,200,0,0,100,78,0,0,null,78,0,0,0,78,0,0]
["20161228:1945","2016-12-29T03:59:59.998","2016-12-29T03:59:59.998",2016,12,{"$f":"LOOKUP(E8722,Temperature!Q:Q,Temperature!R:R)","v":12},{"$f":"LOOKUP(E8722,Temperature!Q:Q,Temperature!S:S)","v":31},"2016-12-31",0,0,23.22,1.59,0,1200,0,-0.2,-7.1200000000000041E-2,1.424000000000001E-2,0,0,100,0,0,0,600,522,200,0,0,100,78,0,0,null,78,0,0,0,78,0,0]
["20161228:2045","2016-12-29T04:59:59.998","2016-12-29T04:59:59.998",2016,12,{"$f":"LOOKUP(E8723,Temperature!Q:Q,Temperature!R:R)","v":12},{"$f":"LOOKUP(E8723,Temperature!Q:Q,Temperature!S:S)","v":31},"2016-12-31",0,0,22.94,1.31,0,1200,0,-0.2,-8.2399999999999946E-2,1.6479999999999991E-2,0,0,100,0,0,0,600,522,200,0,0,100,78,0,0,null,78,0,0,0,78,0,0]
["20161228:2145","2016-12-29T05:59:59.998","2016-12-29T05:59:59.998",2016,12,{"$f":"LOOKUP(E8724,Temperature!Q:Q,Temperature!R:R)","v":12},{"$f":"LOOKUP(E8724,Temperature!Q:Q,Temperature!S:S)","v":31},"2016-12-31",0,0,22.61,1.31,0,1200,0,-0.2,-9.5600000000000018E-2,1.9120000000000005E-2,0,0,100,0,0,0,600,522,200,0,0,100,78,0,0,null,78,0,0,0,78,0,0]
["20161228:2245","2016-12-29T06:59:59.998","2016-12-29T06:59:59.998",2016,12,{"$f":"LOOKUP(E8725,Temperature!Q:Q,Temperature!R:R)","v":12},{"$f":"LOOKUP(E8725,Temperature!Q:Q,Temperature!S:S)","v":31},"2016-12-31",0,0,22.5,1.38,0,1200,0,-0.2,-0.1,2.0000000000000004E-2,0,0,100,0,0,0,600,522,200,0,0,100,78,0,0,null,78,0,0,0,78,0,0]
["20161228:2345","2016-12-29T07:59:59.998","2016-12-29T07:59:59.998",2016,12,{"$f":"LOOKUP(E8726,Temperature!Q:Q,Temperature!R:R)","v":12},{"$f":"LOOKUP(E8726,Temperature!Q:Q,Temperature!S:S)","v":31},"2016-12-31",261.93,2.87,22.53,1.31,0,1200,261.93,-0.2,-9.8799999999999957E-2,1.9759999999999993E-2,267.10573679999999,235.05304838399999,100,53.421147359999992,53.421147359999992,0,600,522,200,0,0,46.578852640000008,78,0,0,null,78,0,0,0,78,53.421147359999992,0]
["20161229:0045","2016-12-29T08:59:59.998","2016-12-29T08:59:59.998",2016,12,{"$f":"LOOKUP(E8727,Temperature!Q:Q,Temperature!R:R)","v":12},{"$f":"LOOKUP(E8727,Temperature!Q:Q,Temperature!S:S)","v":31},"2016-12-31",76.14,16.34,24.2,1.45,0,1200,76.14,-0.2,-3.2000000000000028E-2,6.4000000000000064E-3,76.627296000000001,67.432020480000006,100,15.325459200000001,15.325459200000001,0,600,522,200,0,0,84.674540800000003,78,0,0,null,78,0,0,0,78,15.325459200000001,0]
["20161229:0145","2016-12-29T09:59:59.998","2016-12-29T09:59:59.998",2016,12,{"$f":"LOOKUP(E8728,Temperature!Q:Q,Temperature!R:R)","v":12},{"$f":"LOOKUP(E8728,Temperature!Q:Q,Temperature!S:S)","v":31},"2016-12-31",524.95000000000005,29.36,25.4,2.97,0,1200,524.95000000000005,-0.2,1.5999999999999945E-2,-3.1999999999999893E-3,523.27016000000003,460.47774080000005,100,104.654032,100,4.6540320000000008,600,522,200,4.6540320000000008,0.27924192000000031,0,78,0,0,null,78,4.6540320000000008,0.27924192000000031,0,82.374790079999997,100,0]
["20161229:0245","2016-12-29T10:59:59.998","2016-12-29T10:59:59.998",2016,12,{"$f":"LOOKUP(E8729,Temperature!Q:Q,Temperature!R:R)","v":12},{"$f":"LOOKUP(E8729,Temperature!Q:Q,Temperature!S:S)","v":31},"2016-12-31",680.04,41.5,26.42,3.38,0,1200,680.04,-0.2,5.6800000000000066E-2,-1.1360000000000014E-2,672.31474559999992,591.6369761279999,100,134.46294911999996,100,34.462949119999962,600,517.62520991999997,200,34.462949119999962,2.0677769471999996,0,78,2.3070131327999972,0,null,82.374790079999997,34.462949119999962,2.0677769471999996,0,114.76996225279996,100,0]
["20161229:0345","2016-12-29T11:59:59.998","2016-12-29T11:59:59.998",2016,12,{"$f":"LOOKUP(E8730,Temperature!Q:Q,Temperature!R:R)","v":12},{"$f":"LOOKUP(E8730,Temperature!Q:Q,Temperature!S:S)","v":31},"2016-12-31",762.67,51.86,27.28,3.66,0,1200,762.67,-0.2,9.1200000000000045E-2,-1.824000000000001E-2,748.75889919999997,658.90783129599993,100,149.75177984000001,100,49.751779840000012,600,485.23003774720007,200,49.751779840000012,2.9851067904000033,0,78,33.784855462399953,0,null,114.76996225279996,49.751779840000012,2.9851067904000033,0,161.53663530239996,100,0]
["20161229:0445","2016-12-29T12:59:59.998","2016-12-29T12:59:59.998",2016,12,{"$f":"LOOKUP(E8731,Temperature!Q:Q,Temperature!R:R)","v":12},{"$f":"LOOKUP(E8731,Temperature!Q:Q,Temperature!S:S)","v":31},"2016-12-31",715.75,58.6,27.96,4.07,0,1200,715.75,-0.2,0.11840000000000003,-2.3680000000000007E-2,698.80103999999994,614.94491519999997,100,139.76020799999998,100,39.760207999999977,600,438.46336469760001,200,39.760207999999977,2.3856124800000007,0,78,81.151022822399952,0,null,161.53663530239996,39.760207999999977,2.3856124800000007,0,198.91123082239994,100,0]
["20161229:0545","2016-12-29T13:59:59.998","2016-12-29T13:59:59.998",2016,12,{"$f":"LOOKUP(E8732,Temperature!Q:Q,Temperature!R:R)","v":12},{"$f":"LOOKUP(E8732,Temperature!Q:Q,Temperature!S:S)","v":31},"2016-12-31",865.17,59.22,27.92,4.1399999999999997,0,1200,865.17,-0.2,0.11680000000000007,-2.3360000000000016E-2,844.9596287999999,743.56447334399991,100,168.99192575999999,100,68.991925759999987,600,401.08876917760006,200,68.991925759999987,4.1395155456000028,0,78,116.77171527679994,0,null,198.91123082239994,68.991925759999987,4.1395155456000028,0,263.76364103679992,100,0]
["20161229:0645","2016-12-29T14:59:59.998","2016-12-29T14:59:59.998",2016,12,{"$f":"LOOKUP(E8733,Temperature!Q:Q,Temperature!R:R)","v":12},{"$f":"LOOKUP(E8733,Temperature!Q:Q,Temperature!S:S)","v":31},"2016-12-31",768.17,53.41,28,4,0,1200,768.17,-0.2,0.12,-2.4E-2,749.7339199999999,659.76584959999991,100,149.94678399999998,100,49.94678399999998,600,336.23635896320008,200,49.94678399999998,2.9968070400000015,0,78,182.76683399679993,0,null,263.76364103679992,49.94678399999998,2.9968070400000015,0,310.71361799679988,100,0]
["20161229:0745","2016-12-29T15:59:59.998","2016-12-29T15:59:59.998",2016,12,{"$f":"LOOKUP(E8734,Temperature!Q:Q,Temperature!R:R)","v":12},{"$f":"LOOKUP(E8734,Temperature!Q:Q,Temperature!S:S)","v":31},"2016-12-31",835.9,43.53,27.65,3.72,0,1200,835.9,-0.2,0.10599999999999994,-2.119999999999999E-2,818.17891999999995,719.99744959999998,100,163.63578399999997,100,63.635783999999973,600,289.28638200320012,200,63.635783999999973,3.8181470400000017,0,78,228.89547095679987,0,null,310.71361799679988,63.635783999999973,3.8181470400000017,0,370.5312549567999,100,0]
["20161229:0845","2016-12-29T16:59:59.998","2016-12-29T16:59:59.998",2016,12,{"$f":"LOOKUP(E8735,Temperature!Q:Q,Temperature!R:R)","v":12},{"$f":"LOOKUP(E8735,Temperature!Q:Q,Temperature!S:S)","v":31},"2016-12-31",55.47,31.62,27.29,3.52,0,1200,55.47,-0.2,9.1599999999999959E-2,-1.8319999999999993E-2,54.4537896,47.919334847999998,100,10.89075792,10.89075792,0,600,229.4687450432001,200,0,0,89.109242080000001,78,292.5312549567999,89.109242080000001,null,370.5312549567999,0,0,89.109242080000001,281.4220128767999,100,0]
["20161229:0945","2016-12-29T17:59:59.998","2016-12-29T17:59:59.998",2016,12,{"$f":"LOOKUP(E8736,Temperature!Q:Q,Temperature!R:R)","v":12},{"$f":"LOOKUP(E8736,Temperature!Q:Q,Temperature!S:S)","v":31},"2016-12-31",239.03,18.72,26.68,3.1,0,1200,239.03,-0.2,6.7199999999999982E-2,-1.3439999999999997E-2,235.8174368,207.51934438399999,100,47.163487359999998,47.163487359999998,0,600,318.5779871232001,200,0,0,52.836512640000002,78,203.4220128767999,52.836512640000002,null,281.4220128767999,0,0,52.836512640000002,228.5855002367999,100,0]
["20161229:1045","2016-12-29T18:59:59.998","2016-12-29T18:59:59.998",2016,12,{"$f":"LOOKUP(E8737,Temperature!Q:Q,Temperature!R:R)","v":12},{"$f":"LOOKUP(E8737,Temperature!Q:Q,Temperature!S:S)","v":31},"2016-12-31",16.93,5.31,25.9,2.9,0,1200,16.93,-0.2,3.5999999999999942E-2,-7.1999999999999885E-3,16.808104,14.79113152,100,3.3616208000000003,3.3616208000000003,0,600,371.41449976320007,200,0,0,96.638379200000003,78,150.5855002367999,96.638379200000003,null,228.5855002367999,0,0,96.638379200000003,131.9471210367999,100,0]
["20161229:1145","2016-12-29T19:59:59.998","2016-12-29T19:59:59.998",2016,12,{"$f":"LOOKUP(E8738,Temperature!Q:Q,Temperature!R:R)","v":12},{"$f":"LOOKUP(E8738,Temperature!Q:Q,Temperature!S:S)","v":31},"2016-12-31",0,0,25.29,2.62,0,1200,0,-0.2,1.1599999999999966E-2,-2.3199999999999935E-3,0,0,100,0,0,0,600,468.0528789632001,200,0,0,100,78,53.947121036799899,53.947121036799899,null,131.9471210367999,0,0,53.947121036799899,78,53.947121036799899,0]
["20161229:1245","2016-12-29T20:59:59.998","2016-12-29T20:59:59.998",2016,12,{"$f":"LOOKUP(E8739,Temperature!Q:Q,Temperature!R:R)","v":12},{"$f":"LOOKUP(E8739,Temperature!Q:Q,Temperature!S:S)","v":31},"2016-12-31",0,0,24.75,2.21,0,1200,0,-0.2,-0.01,2E-3,0,0,100,0,0,0,600,522,200,0,0,100,78,0,0,null,78,0,0,0,78,0,0]
["20161229:1345","2016-12-29T21:59:59.998","2016-12-29T21:59:59.998",2016,12,{"$f":"LOOKUP(E8740,Temperature!Q:Q,Temperature!R:R)","v":12},{"$f":"LOOKUP(E8740,Temperature!Q:Q,Temperature!S:S)","v":31},"2016-12-31",0,0,24.42,2,0,1200,0,-0.2,-2.3199999999999932E-2,4.639999999999987E-3,0,0,100,0,0,0,600,522,200,0,0,100,78,0,0,null,78,0,0,0,78,0,0]
["20161229:1445","2016-12-29T22:59:59.998","2016-12-29T22:59:59.998",2016,12,{"$f":"LOOKUP(E8741,Temperature!Q:Q,Temperature!R:R)","v":12},{"$f":"LOOKUP(E8741,Temperature!Q:Q,Temperature!S:S)","v":31},"2016-12-31",0,0,24.05,2.14,0,1200,0,-0.2,-3.7999999999999971E-2,7.5999999999999948E-3,0,0,100,0,0,0,600,522,200,0,0,100,78,0,0,null,78,0,0,0,78,0,0]
["20161229:1545","2016-12-29T23:59:59.998","2016-12-29T23:59:59.998",2016,12,{"$f":"LOOKUP(E8742,Temperature!Q:Q,Temperature!R:R)","v":12},{"$f":"LOOKUP(E8742,Temperature!Q:Q,Temperature!S:S)","v":31},"2016-12-31",0,0,23.84,2.21,0,1200,0,-0.2,-4.6400000000000004E-2,9.2800000000000018E-3,0,0,100,0,0,0,600,522,200,0,0,100,78,0,0,null,78,0,0,0,78,0,0]
["20161229:1645","2016-12-30T00:59:59.998","2016-12-30T00:59:59.998",2016,12,{"$f":"LOOKUP(E8743,Temperature!Q:Q,Temperature!R:R)","v":12},{"$f":"LOOKUP(E8743,Temperature!Q:Q,Temperature!S:S)","v":31},"2016-12-31",0,0,23.67,2.21,0,1200,0,-0.2,-5.3199999999999935E-2,1.0639999999999988E-2,0,0,100,0,0,0,600,522,200,0,0,100,78,0,0,null,78,0,0,0,78,0,0]
["20161229:1745","2016-12-30T01:59:59.998","2016-12-30T01:59:59.998",2016,12,{"$f":"LOOKUP(E8744,Temperature!Q:Q,Temperature!R:R)","v":12},{"$f":"LOOKUP(E8744,Temperature!Q:Q,Temperature!S:S)","v":31},"2016-12-31",0,0,23.5,1.93,0,1200,0,-0.2,-0.06,1.2E-2,0,0,100,0,0,0,600,522,200,0,0,100,78,0,0,null,78,0,0,0,78,0,0]
["20161229:1845","2016-12-30T02:59:59.998","2016-12-30T02:59:59.998",2016,12,{"$f":"LOOKUP(E8745,Temperature!Q:Q,Temperature!R:R)","v":12},{"$f":"LOOKUP(E8745,Temperature!Q:Q,Temperature!S:S)","v":31},"2016-12-31",0,0,23.68,1.59,0,1200,0,-0.2,-5.2800000000000014E-2,1.0560000000000003E-2,0,0,100,0,0,0,600,522,200,0,0,100,78,0,0,null,78,0,0,0,78,0,0]
["20161229:1945","2016-12-30T03:59:59.998","2016-12-30T03:59:59.998",2016,12,{"$f":"LOOKUP(E8746,Temperature!Q:Q,Temperature!R:R)","v":12},{"$f":"LOOKUP(E8746,Temperature!Q:Q,Temperature!S:S)","v":31},"2016-12-31",0,0,23.45,1.59,0,1200,0,-0.2,-6.2000000000000027E-2,1.2400000000000007E-2,0,0,100,0,0,0,600,522,200,0,0,100,78,0,0,null,78,0,0,0,78,0,0]
["20161229:2045","2016-12-30T04:59:59.998","2016-12-30T04:59:59.998",2016,12,{"$f":"LOOKUP(E8747,Temperature!Q:Q,Temperature!R:R)","v":12},{"$f":"LOOKUP(E8747,Temperature!Q:Q,Temperature!S:S)","v":31},"2016-12-31",0,0,23.29,1.86,0,1200,0,-0.2,-6.840000000000003E-2,1.3680000000000006E-2,0,0,100,0,0,0,600,522,200,0,0,100,78,0,0,null,78,0,0,0,78,0,0]
["20161229:2145","2016-12-30T05:59:59.998","2016-12-30T05:59:59.998",2016,12,{"$f":"LOOKUP(E8748,Temperature!Q:Q,Temperature!R:R)","v":12},{"$f":"LOOKUP(E8748,Temperature!Q:Q,Temperature!S:S)","v":31},"2016-12-31",0,0,23.45,2.2799999999999998,0,1200,0,-0.2,-6.2000000000000027E-2,1.2400000000000007E-2,0,0,100,0,0,0,600,522,200,0,0,100,78,0,0,null,78,0,0,0,78,0,0]
["20161229:2245","2016-12-30T06:59:59.998","2016-12-30T06:59:59.998",2016,12,{"$f":"LOOKUP(E8749,Temperature!Q:Q,Temperature!R:R)","v":12},{"$f":"LOOKUP(E8749,Temperature!Q:Q,Temperature!S:S)","v":31},"2016-12-31",0,0,23.6,2.34,0,1200,0,-0.2,-5.5999999999999946E-2,1.1199999999999989E-2,0,0,100,0,0,0,600,522,200,0,0,100,78,0,0,null,78,0,0,0,78,0,0]
["20161229:2345","2016-12-30T07:59:59.998","2016-12-30T07:59:59.998",2016,12,{"$f":"LOOKUP(E8750,Temperature!Q:Q,Temperature!R:R)","v":12},{"$f":"LOOKUP(E8750,Temperature!Q:Q,Temperature!S:S)","v":31},"2016-12-31",227.05,2.77,23.58,2,0,1200,227.05,-0.2,-5.6800000000000066E-2,1.1360000000000014E-2,229.62928800000003,202.07377344000002,100,45.925857600000001,45.925857600000001,0,600,522,200,0,0,54.074142399999999,78,0,0,null,78,0,0,0,78,45.925857600000001,0]
["20161230:0045","2016-12-30T08:59:59.998","2016-12-30T08:59:59.998",2016,12,{"$f":"LOOKUP(E8751,Temperature!Q:Q,Temperature!R:R)","v":12},{"$f":"LOOKUP(E8751,Temperature!Q:Q,Temperature!S:S)","v":31},"2016-12-31",235.49,16.260000000000002,24.44,2.41,0,1200,235.49,-0.2,-2.2399999999999948E-2,4.4799999999999901E-3,236.54499520000002,208.159595776,100,47.308999040000003,47.308999040000003,0,600,522,200,0,0,52.691000959999997,78,0,0,null,78,0,0,0,78,47.308999040000003,0]
["20161230:0145","2016-12-30T09:59:59.998","2016-12-30T09:59:59.998",2016,12,{"$f":"LOOKUP(E8752,Temperature!Q:Q,Temperature!R:R)","v":12},{"$f":"LOOKUP(E8752,Temperature!Q:Q,Temperature!S:S)","v":31},"2016-12-31",350.72,29.29,25.22,3.52,0,1200,350.72,-0.2,8.7999999999999537E-3,-1.7599999999999907E-3,350.10273280000001,308.09040486399999,100,70.02054656,70.02054656,0,600,522,200,0,0,29.97945344,78,0,0,null,78,0,0,0,78,70.02054656,0]
["20161230:0245","2016-12-30T10:59:59.998","2016-12-30T10:59:59.998",2016,12,{"$f":"LOOKUP(E8753,Temperature!Q:Q,Temperature!R:R)","v":12},{"$f":"LOOKUP(E8753,Temperature!Q:Q,Temperature!S:S)","v":31},"2016-12-31",331.22,41.45,26.18,3.45,0,1200,331.22,-0.2,4.7199999999999992E-2,-9.4399999999999987E-3,328.09328320000003,288.72208921600003,100,65.618656639999998,65.618656639999998,0,600,522,200,0,0,34.381343360000002,78,0,0,null,78,0,0,0,78,65.618656639999998,0]
["20161230:0345","2016-12-30T11:59:59.998","2016-12-30T11:59:59.998",2016,12,{"$f":"LOOKUP(E8754,Temperature!Q:Q,Temperature!R:R)","v":12},{"$f":"LOOKUP(E8754,Temperature!Q:Q,Temperature!S:S)","v":31},"2016-12-31",213.68,51.84,26.84,3.66,0,1200,213.68,-0.2,7.3599999999999999E-2,-1.472E-2,210.53463040000003,185.27047475200001,100,42.106926080000008,42.106926080000008,0,600,522,200,0,0,57.893073919999992,78,0,0,null,78,0,0,0,78,42.106926080000008,0]
["20161230:0445","2016-12-30T12:59:59.998","2016-12-30T12:59:59.998",2016,12,{"$f":"LOOKUP(E8755,Temperature!Q:Q,Temperature!R:R)","v":12},{"$f":"LOOKUP(E8755,Temperature!Q:Q,Temperature!S:S)","v":31},"2016-12-31",788.47,58.62,27.02,3.79,0,1200,788.47,-0.2,8.0799999999999983E-2,-1.6159999999999997E-2,775.72832480000011,682.64092582400008,100,155.14566496000003,100,55.145664960000033,600,522,200,55.145664960000033,3.3087398976000051,0,78,0,0,null,78,55.145664960000033,3.3087398976000051,0,129.83692506240004,100,0]
["20161230:0545","2016-12-30T13:59:59.998","2016-12-30T13:59:59.998",2016,12,{"$f":"LOOKUP(E8756,Temperature!Q:Q,Temperature!R:R)","v":12},{"$f":"LOOKUP(E8756,Temperature!Q:Q,Temperature!S:S)","v":31},"2016-12-31",137.30000000000001,59.3,26.66,3.79,0,1200,137.30000000000001,-0.2,6.6400000000000001E-2,-1.328E-2,135.47665600000002,119.21945728000001,100,27.095331200000004,27.095331200000004,0,600,470.16307493759996,200,0,0,72.904668799999996,78,51.836925062400041,51.836925062400041,null,129.83692506240004,0,0,51.836925062400041,78,78.932256262400045,0]
["20161230:0645","2016-12-30T14:59:59.998","2016-12-30T14:59:59.998",2016,12,{"$f":"LOOKUP(E8757,Temperature!Q:Q,Temperature!R:R)","v":12},{"$f":"LOOKUP(E8757,Temperature!Q:Q,Temperature!S:S)","v":31},"2016-12-31",614.94000000000005,53.52,26.7,3.93,0,1200,614.94000000000005,-0.2,6.7999999999999977E-2,-1.3599999999999996E-2,606.57681600000012,533.78759808000007,100,121.31536320000002,100,21.315363200000021,600,522,200,21.315363200000021,1.2789217920000024,0,78,0,0,null,78,21.315363200000021,1.2789217920000024,0,98.036441408000016,100,0]
["20161230:0745","2016-12-30T15:59:59.998","2016-12-30T15:59:59.998",{"$f":"YEAR(B8758)","v":2016},12,{"$f":"LOOKUP(E8758,Temperature!Q:Q,Temperature!R:R)","v":12},{"$f":"LOOKUP(E8758,Temperature!Q:Q,Temperature!S:S)","v":31},"2016-12-31",467.55,43.65,25.68,3.52,0,1200,467.55,-0.2,2.7199999999999988E-2,-5.4399999999999978E-3,465.006528,409.20574463999998,100,93.001305600000009,93.001305600000009,0,600,501.96355859199997,200,0,0,6.9986943999999909,78,20.036441408000016,6.9986943999999909,null,98.036441408000016,0,0,6.9986943999999909,91.037747008000025,{"$f":"W8758+AL8758","v":100},0]
["20161230:0845",{"$f":"C8759","v":"2016-12-30T16:59:59.998"},"2016-12-30T16:59:59.998",2016,{"$f":"MONTH(B8759)","v":12},{"$f":"LOOKUP(E8759,Temperature!Q:Q,Temperature!R:R)","v":12},{"$f":"LOOKUP(E8759,Temperature!Q:Q,Temperature!S:S)","v":31},{"$f":"DATE(D8759,F8759,G8759)","v":"2016-12-31"},40.92,31.75,25.87,3.24,0,{"$f":"N8758","v":1200},{"$f":"IF(I8759>N8759,1000,I8759)","v":40.92},{"$f":"$P$6","v":-0.2},{"$f":"(K8759-$Q$6)/$Q$6","v":3.4800000000000039E-2},{"$f":"P8759*Q8759","v":-6.9600000000000078E-3},{"$f":"O8759*(1+R8759)","v":40.635196800000003},{"$f":"S8759*(1-$T$6)","v":35.758973184000006},{"$f":"$U$6","v":100},{"$f":"$V$6*S8759/1000","v":8.1270393600000013},{"$f":"MIN(V8759,U8759)","v":8.1270393600000013},{"$f":"V8759-W8759","v":0},{"$f":"$Y$6","v":600},508.962252992,{"$f":"$AA$6","v":200},{"$f":"MIN(AA8759,Z8759,X8759)","v":0},{"$f":"(1-$AC$6)*AB8759","v":0},{"$f":"U8759-W8759","v":91.872960640000002},{"$f":"MAX($Y$13*($AE$6),0)","v":78},{"$f":"MAX(AI8759-AE8759-AC8759,0)","v":13.037747008000025},{"$f":"MIN($AG$6,AF8759,AD8759)","v":13.037747008000025},null,91.037747008000025,{"$f":"AB8759","v":0},{"$f":"AC8759","v":0},{"$f":"AG8759","v":13.037747008000025},{"$f":"AI8759+AJ8759-AL8759-AK8759","v":78},21.164786368000026,{"$f":"V8759-W8759-AJ8759","v":0}]
["20161230:0945","2016-12-30T17:59:59.998","2016-12-30T17:59:59.998",2016,12,{"$f":"LOOKUP(E8760,Temperature!Q:Q,Temperature!R:R)","v":12},{"$f":"LOOKUP(E8760,Temperature!Q:Q,Temperature!S:S)","v":31},"2016-12-31",22.73,18.84,25.56,3.38,0,1200,22.73,-0.2,2.2399999999999948E-2,-4.4799999999999901E-3,22.6281696,19.912789247999999,100,4.5256339200000006,4.5256339200000006,0,600,522,200,0,0,95.474366079999996,78,0,0,null,78,0,0,0,78,4.5256339200000006,0]
["20161230:1045","2016-12-30T18:59:59.998","2016-12-30T18:59:59.998",2016,12,{"$f":"LOOKUP(E8761,Temperature!Q:Q,Temperature!R:R)","v":12},{"$f":"LOOKUP(E8761,Temperature!Q:Q,Temperature!S:S)","v":31},"2016-12-31",4.2300000000000004,5.42,25.06,3.45,0,1200,4.2300000000000004,-0.2,2.399999999999949E-3,-4.7999999999998982E-4,4.2279696000000007,3.7206132480000007,100,0.84559392000000011,0.84559392000000011,0,600,522,200,0,0,99.154406080000001,78,0,0,null,78,0,0,0,78,0.84559392000000011,0]
["20161230:1145","2016-12-30T19:59:59.998","2016-12-30T19:59:59.998",2016,12,{"$f":"LOOKUP(E8762,Temperature!Q:Q,Temperature!R:R)","v":12},{"$f":"LOOKUP(E8762,Temperature!Q:Q,Temperature!S:S)","v":31},"2016-12-31",0,0,24.73,3.17,0,1200,0,-0.2,-1.0799999999999983E-2,2.1599999999999966E-3,0,0,100,0,0,0,600,522,200,0,0,100,78,0,0,null,78,0,0,0,78,0,0]
["20161230:1245","2016-12-30T20:59:59.998","2016-12-30T20:59:59.998",2016,12,{"$f":"LOOKUP(E8763,Temperature!Q:Q,Temperature!R:R)","v":12},{"$f":"LOOKUP(E8763,Temperature!Q:Q,Temperature!S:S)","v":31},"2016-12-31",0,0,24.78,2.83,0,1200,0,-0.2,-8.7999999999999537E-3,1.7599999999999907E-3,0,0,100,0,0,0,600,522,200,0,0,100,78,0,0,null,78,0,0,0,78,0,0]
["20161230:1345","2016-12-30T21:59:59.998","2016-12-30T21:59:59.998",2016,12,{"$f":"LOOKUP(E8764,Temperature!Q:Q,Temperature!R:R)","v":12},{"$f":"LOOKUP(E8764,Temperature!Q:Q,Temperature!S:S)","v":31},"2016-12-31",0,0,24.7,2.76,0,1200,0,-0.2,-1.2000000000000028E-2,2.4000000000000059E-3,0,0,100,0,0,0,600,522,200,0,0,100,78,0,0,null,78,0,0,0,78,0,0]
["20161230:1445","2016-12-30T22:59:59.998","2016-12-30T22:59:59.998",2016,12,{"$f":"LOOKUP(E8765,Temperature!Q:Q,Temperature!R:R)","v":12},{"$f":"LOOKUP(E8765,Temperature!Q:Q,Temperature!S:S)","v":31},"2016-12-31",0,0,24.48,2.83,0,1200,0,-0.2,-2.0799999999999982E-2,4.1599999999999962E-3,0,0,100,0,0,0,600,522,200,0,0,100,78,0,0,null,78,0,0,0,78,0,0]
["20161230:1545","2016-12-30T23:59:59.998","2016-12-30T23:59:59.998",2016,12,{"$f":"LOOKUP(E8766,Temperature!Q:Q,Temperature!R:R)","v":12},{"$f":"LOOKUP(E8766,Temperature!Q:Q,Temperature!S:S)","v":31},"2016-12-31",0,0,24.32,2.97,0,1200,0,-0.2,-2.7199999999999988E-2,5.4399999999999978E-3,0,0,100,0,0,0,600,522,200,0,0,100,78,0,0,null,78,0,0,0,78,0,0]
["20161230:1645","2016-12-31T00:59:59.998","2016-12-31T00:59:59.998",2016,12,{"$f":"LOOKUP(E8767,Temperature!Q:Q,Temperature!R:R)","v":12},{"$f":"LOOKUP(E8767,Temperature!Q:Q,Temperature!S:S)","v":31},"2016-12-31",0,0,24.15,2.97,0,1200,0,-0.2,-3.4000000000000058E-2,6.8000000000000118E-3,0,0,100,0,0,0,600,522,200,0,0,100,78,0,0,null,78,0,0,0,78,0,0]
["20161230:1745","2016-12-31T01:59:59.998","2016-12-31T01:59:59.998",2016,12,{"$f":"LOOKUP(E8768,Temperature!Q:Q,Temperature!R:R)","v":12},{"$f":"LOOKUP(E8768,Temperature!Q:Q,Temperature!S:S)","v":31},"2016-12-31",0,0,23.78,2.48,0,1200,0,-0.2,-4.8799999999999955E-2,9.7599999999999909E-3,0,0,100,0,0,0,600,522,200,0,0,100,78,0,0,null,78,0,0,0,78,0,0]
["20161230:1845","2016-12-31T02:59:59.998","2016-12-31T02:59:59.998",2016,12,{"$f":"LOOKUP(E8769,Temperature!Q:Q,Temperature!R:R)","v":12},{"$f":"LOOKUP(E8769,Temperature!Q:Q,Temperature!S:S)","v":31},"2016-12-31",0,0,23.94,2.62,0,1200,0,-0.2,-4.2399999999999952E-2,8.479999999999991E-3,0,0,100,0,0,0,600,522,200,0,0,100,78,0,0,null,78,0,0,0,78,0,0]
["20161230:1945","2016-12-31T03:59:59.998","2016-12-31T03:59:59.998",2016,12,{"$f":"LOOKUP(E8770,Temperature!Q:Q,Temperature!R:R)","v":12},{"$f":"LOOKUP(E8770,Temperature!Q:Q,Temperature!S:S)","v":31},"2016-12-31",0,0,23.7,2.62,0,1200,0,-0.2,-5.2000000000000025E-2,1.0400000000000006E-2,0,0,100,0,0,0,600,522,200,0,0,100,78,0,0,null,78,0,0,0,78,0,0]
["20161230:2045","2016-12-31T04:59:59.998","2016-12-31T04:59:59.998",2016,12,{"$f":"LOOKUP(E8771,Temperature!Q:Q,Temperature!R:R)","v":12},{"$f":"LOOKUP(E8771,Temperature!Q:Q,Temperature!S:S)","v":31},"2016-12-31",0,0,23.71,2.48,0,1200,0,-0.2,-5.1599999999999965E-2,1.0319999999999994E-2,0,0,100,0,0,0,600,522,200,0,0,100,78,0,0,null,78,0,0,0,78,0,0]
["20161230:2145","2016-12-31T05:59:59.998","2016-12-31T05:59:59.998",2016,12,{"$f":"LOOKUP(E8772,Temperature!Q:Q,Temperature!R:R)","v":12},{"$f":"LOOKUP(E8772,Temperature!Q:Q,Temperature!S:S)","v":31},"2016-12-31",0,0,23.56,2.48,0,1200,0,-0.2,-5.7600000000000054E-2,1.1520000000000011E-2,0,0,100,0,0,0,600,522,200,0,0,100,78,0,0,null,78,0,0,0,78,0,0]
["20161230:2245","2016-12-31T06:59:59.998","2016-12-31T06:59:59.998",2016,12,{"$f":"LOOKUP(E8773,Temperature!Q:Q,Temperature!R:R)","v":12},{"$f":"LOOKUP(E8773,Temperature!Q:Q,Temperature!S:S)","v":31},"2016-12-31",0,0,23.48,2.83,0,1200,0,-0.2,-6.0799999999999986E-2,1.2159999999999997E-2,0,0,100,0,0,0,600,522,200,0,0,100,78,0,0,null,78,0,0,0,78,0,0]
["20161230:2345","2016-12-31T07:59:59.998","2016-12-31T07:59:59.998",2016,12,{"$f":"LOOKUP(E8774,Temperature!Q:Q,Temperature!R:R)","v":12},{"$f":"LOOKUP(E8774,Temperature!Q:Q,Temperature!S:S)","v":31},"2016-12-31",60.06,2.68,23.51,2.76,0,1200,60.06,-0.2,-5.9599999999999938E-2,1.1919999999999988E-2,60.7759152,53.482805376000002,100,12.155183040000001,12.155183040000001,0,600,522,200,0,0,87.844816960000003,78,0,0,null,78,0,0,0,78,12.155183040000001,0]
["20161231:0045","2016-12-31T08:59:59.998","2016-12-31T08:59:59.998",2016,12,{"$f":"LOOKUP(E8775,Temperature!Q:Q,Temperature!R:R)","v":12},{"$f":"LOOKUP(E8775,Temperature!Q:Q,Temperature!S:S)","v":31},"2016-12-31",34.549999999999997,16.18,23.67,2.2799999999999998,0,1200,34.549999999999997,-0.2,-5.3199999999999935E-2,1.0639999999999988E-2,34.917611999999998,30.727498559999997,100,6.9835224,6.9835224,0,600,522,200,0,0,93.016477600000002,78,0,0,null,78,0,0,0,78,6.9835224,0]
["20161231:0145","2016-12-31T09:59:59.998","2016-12-31T09:59:59.998",2016,12,{"$f":"LOOKUP(E8776,Temperature!Q:Q,Temperature!R:R)","v":12},{"$f":"LOOKUP(E8776,Temperature!Q:Q,Temperature!S:S)","v":31},"2016-12-31",80.930000000000007,29.22,24.09,2.76,0,1200,80.930000000000007,-0.2,-3.6400000000000009E-2,7.2800000000000017E-3,81.519170400000007,71.736869952000006,100,16.303834080000001,16.303834080000001,0,600,522,200,0,0,83.696165919999999,78,0,0,null,78,0,0,0,78,16.303834080000001,0]
["20161231:0245","2016-12-31T10:59:59.998","2016-12-31T10:59:59.998",2016,12,{"$f":"LOOKUP(E8777,Temperature!Q:Q,Temperature!R:R)","v":12},{"$f":"LOOKUP(E8777,Temperature!Q:Q,Temperature!S:S)","v":31},"2016-12-31",169.13,41.4,24.47,3.31,0,1200,169.13,-0.2,-2.1200000000000045E-2,4.2400000000000094E-3,169.8471112,149.465457856,100,33.96942224,33.96942224,0,600,522,200,0,0,66.03057776,78,0,0,null,78,0,0,0,78,33.96942224,0]
["20161231:0345","2016-12-31T11:59:59.998","2016-12-31T11:59:59.998",2016,12,{"$f":"LOOKUP(E8778,Temperature!Q:Q,Temperature!R:R)","v":12},{"$f":"LOOKUP(E8778,Temperature!Q:Q,Temperature!S:S)","v":31},"2016-12-31",378.32,51.82,24.32,3.38,0,1200,378.32,-0.2,-2.7199999999999988E-2,5.4399999999999978E-3,380.37806079999996,334.73269350399994,100,76.075612159999991,76.075612159999991,0,600,522,200,0,0,23.924387840000009,78,0,0,null,78,0,0,0,78,76.075612159999991,0]
["20161231:0445","2016-12-31T12:59:59.998","2016-12-31T12:59:59.998",2016,12,{"$f":"LOOKUP(E8779,Temperature!Q:Q,Temperature!R:R)","v":12},{"$f":"LOOKUP(E8779,Temperature!Q:Q,Temperature!S:S)","v":31},"2016-12-31",366.12,58.66,25.45,3.38,0,1200,366.12,-0.2,1.7999999999999971E-2,-3.5999999999999943E-3,364.80196799999999,321.02573183999999,100,72.960393599999989,72.960393599999989,0,600,522,200,0,0,27.039606400000011,78,0,0,null,78,0,0,0,78,72.960393599999989,0]
["20161231:0545","2016-12-31T13:59:59.998","2016-12-31T13:59:59.998",2016,12,{"$f":"LOOKUP(E8780,Temperature!Q:Q,Temperature!R:R)","v":12},{"$f":"LOOKUP(E8780,Temperature!Q:Q,Temperature!S:S)","v":31},"2016-12-31",466.91,59.39,25.9,4,0,1200,466.91,-0.2,3.5999999999999942E-2,-7.1999999999999885E-3,463.54824800000006,407.92245824000003,100,92.709649600000006,92.709649600000006,0,600,522,200,0,0,7.2903503999999941,78,0,0,null,78,0,0,0,78,92.709649600000006,0]
["20161231:0645","2016-12-31T14:59:59.998","2016-12-31T14:59:59.998",2016,12,{"$f":"LOOKUP(E8781,Temperature!Q:Q,Temperature!R:R)","v":12},{"$f":"LOOKUP(E8781,Temperature!Q:Q,Temperature!S:S)","v":31},"2016-12-31",422.55,53.64,25.89,4.07,0,1200,422.55,-0.2,3.5600000000000021E-2,-7.1200000000000048E-3,419.54144400000001,369.19647072000004,100,83.908288800000008,83.908288800000008,0,600,522,200,0,0,16.091711199999992,78,0,0,null,78,0,0,0,78,83.908288800000008,0]
["20161231:0745","2016-12-31T15:59:59.998","2016-12-31T15:59:59.998",2016,12,{"$f":"LOOKUP(E8782,Temperature!Q:Q,Temperature!R:R)","v":12},{"$f":"LOOKUP(E8782,Temperature!Q:Q,Temperature!S:S)","v":31},"2016-12-31",361.95,43.78,26.21,4.1399999999999997,0,1200,361.95,-0.2,4.8400000000000033E-2,-9.680000000000008E-3,358.446324,315.43276512,100,71.689264800000004,71.689264800000004,0,600,{"$f":"Y8782-AI8782","v":522},200,0,0,28.310735199999996,78,0,0,null,{"$f":"AM8781","v":78},0,0,0,78,71.689264800000004,0]
["20161231:0845","2016-12-31T16:59:59.998",{"$f":"C8782+1/24","v":"2016-12-31T16:59:59.998"},2016,12,{"$f":"LOOKUP(E8783,Temperature!Q:Q,Temperature!R:R)","v":12},{"$f":"LOOKUP(E8783,Temperature!Q:Q,Temperature!S:S)","v":31},"2016-12-31",253.98,31.87,24.68,4.21,0,1200,253.98,-0.2,-1.2800000000000011E-2,2.5600000000000024E-3,254.63018879999996,224.07456614399996,100,50.926037759999993,50.926037759999993,0,600,522,200,0,0,49.073962240000007,78,0,0,null,78,0,0,0,78,50.926037759999993,0]
["20161231:0945","2016-12-31T17:59:59.998","2016-12-31T17:59:59.998",2016,12,{"$f":"LOOKUP(E8784,Temperature!Q:Q,Temperature!R:R)","v":12},{"$f":"LOOKUP(E8784,Temperature!Q:Q,Temperature!S:S)","v":31},"2016-12-31",343.51,18.96,24.41,3.52,0,1200,343.51,-0.2,-2.3599999999999996E-2,4.7199999999999994E-3,345.1313672,303.71560313600003,100,69.026273440000011,69.026273440000011,0,600,522,200,0,0,30.973726559999989,78,0,0,null,78,0,0,0,78,69.026273440000011,0]
["20161231:1045","2016-12-31T18:59:59.998","2016-12-31T18:59:59.998",2016,12,{"$f":"LOOKUP(E8785,Temperature!Q:Q,Temperature!R:R)","v":12},{"$f":"LOOKUP(E8785,Temperature!Q:Q,Temperature!S:S)","v":31},"2016-12-31",22.85,5.54,24.1,3.38,0,1200,22.85,-0.2,-3.5999999999999942E-2,7.1999999999999885E-3,23.014520000000005,20.252777600000005,100,4.6029040000000006,4.6029040000000006,0,600,522,200,0,0,95.397096000000005,78,0,0,null,78,0,0,0,78,4.6029040000000006,0]
["20161231:1145","2016-12-31T19:59:59.998","2016-12-31T19:59:59.998",2016,12,{"$f":"LOOKUP(E8786,Temperature!Q:Q,Temperature!R:R)","v":12},{"$f":"LOOKUP(E8786,Temperature!Q:Q,Temperature!S:S)","v":31},"2016-12-31",0,0,23.78,2.9,0,1200,0,-0.2,-4.8799999999999955E-2,9.7599999999999909E-3,0,0,100,0,0,0,600,522,200,0,0,100,78,0,0,null,78,0,0,0,78,0,0]
["20161231:1245","2016-12-31T20:59:59.998","2016-12-31T20:59:59.998",2016,12,{"$f":"LOOKUP(E8787,Temperature!Q:Q,Temperature!R:R)","v":12},{"$f":"LOOKUP(E8787,Temperature!Q:Q,Temperature!S:S)","v":31},"2016-12-31",0,0,23.87,2.83,0,1200,0,-0.2,-4.5199999999999962E-2,9.0399999999999925E-3,0,0,100,0,0,0,600,522,200,0,0,100,78,0,0,null,78,0,0,0,78,0,0]
["20161231:1345","2016-12-31T21:59:59.998","2016-12-31T21:59:59.998",2016,12,{"$f":"LOOKUP(E8788,Temperature!Q:Q,Temperature!R:R)","v":12},{"$f":"LOOKUP(E8788,Temperature!Q:Q,Temperature!S:S)","v":31},"2016-12-31",0,0,23.5,2.83,0,1200,0,-0.2,-0.06,1.2E-2,0,0,100,0,0,0,600,522,200,0,0,100,78,0,0,null,78,0,0,0,78,0,0]
["20161231:1445","2016-12-31T22:59:59.998","2016-12-31T22:59:59.998",2016,12,{"$f":"LOOKUP(E8789,Temperature!Q:Q,Temperature!R:R)","v":12},{"$f":"LOOKUP(E8789,Temperature!Q:Q,Temperature!S:S)","v":31},"2016-12-31",0,0,23.49,2.41,0,1200,0,-0.2,-6.0400000000000065E-2,1.2080000000000014E-2,0,0,100,0,0,0,600,522,200,0,0,100,78,0,0,null,78,0,0,0,78,0,0]
["20161231:1545","2016-12-31T23:59:59.998","2016-12-31T23:59:59.998",2017,1,{"$f":"LOOKUP(E8790,Temperature!Q:Q,Temperature!R:R)","v":3},{"$f":"LOOKUP(E8790,Temperature!Q:Q,Temperature!S:S)","v":31},"2017-03-31",0,0,23.06,2.5499999999999998,0,1200,0,-0.2,-7.7600000000000058E-2,1.5520000000000013E-2,0,0,100,0,0,0,600,522,200,0,0,100,78,0,0,null,78,0,0,0,78,0,0]
["20161231:1645","2017-01-01T00:59:59.998","2017-01-01T00:59:59.998",2017,1,{"$f":"LOOKUP(E8791,Temperature!Q:Q,Temperature!R:R)","v":3},{"$f":"LOOKUP(E8791,Temperature!Q:Q,Temperature!S:S)","v":31},"2017-03-31",0,0,23.02,2.76,0,1200,0,-0.2,-7.920000000000002E-2,1.5840000000000003E-2,0,0,100,0,0,0,600,522,200,0,0,100,78,0,0,null,78,0,0,0,78,0,0]
["20161231:1745","2017-01-01T01:59:59.998","2017-01-01T01:59:59.998",2017,1,{"$f":"LOOKUP(E8792,Temperature!Q:Q,Temperature!R:R)","v":3},{"$f":"LOOKUP(E8792,Temperature!Q:Q,Temperature!S:S)","v":31},"2017-03-31",0,0,23.03,2.76,0,1200,0,-0.2,-7.8799999999999953E-2,1.5759999999999993E-2,0,0,100,0,0,0,600,522,200,0,0,100,78,0,0,null,78,0,0,0,78,0,0]
["20161231:1845","2017-01-01T02:59:59.998","2017-01-01T02:59:59.998",2017,1,{"$f":"LOOKUP(E8793,Temperature!Q:Q,Temperature!R:R)","v":3},{"$f":"LOOKUP(E8793,Temperature!Q:Q,Temperature!S:S)","v":31},"2017-03-31",0,0,23.26,2.69,0,1200,0,-0.2,-6.959999999999994E-2,1.3919999999999988E-2,0,0,100,0,0,0,600,522,200,0,0,100,78,0,0,null,78,0,0,0,78,0,0]
["20161231:1945","2017-01-01T03:59:59.998","2017-01-01T03:59:59.998",2017,1,{"$f":"LOOKUP(E8794,Temperature!Q:Q,Temperature!R:R)","v":3},{"$f":"LOOKUP(E8794,Temperature!Q:Q,Temperature!S:S)","v":31},"2017-03-31",0,0,23.4,2.69,0,1200,0,-0.2,-6.4000000000000057E-2,1.2800000000000013E-2,0,0,100,0,0,0,600,522,200,0,0,100,78,0,0,null,78,0,0,0,78,0,0]
["20161231:2045","2017-01-01T04:59:59.998","2017-01-01T04:59:59.998",2017,1,{"$f":"LOOKUP(E8795,Temperature!Q:Q,Temperature!R:R)","v":3},{"$f":"LOOKUP(E8795,Temperature!Q:Q,Temperature!S:S)","v":31},"2017-03-31",0,0,23.11,2.69,0,1200,0,-0.2,-7.5600000000000028E-2,1.5120000000000007E-2,0,0,100,0,0,0,600,522,200,0,0,100,78,0,0,null,78,0,0,0,78,0,0]
["20161231:2145","2017-01-01T05:59:59.998","2017-01-01T05:59:59.998",2017,1,{"$f":"LOOKUP(E8796,Temperature!Q:Q,Temperature!R:R)","v":3},{"$f":"LOOKUP(E8796,Temperature!Q:Q,Temperature!S:S)","v":31},"2017-03-31",0,0,23.4,3.03,0,1200,0,-0.2,-6.4000000000000057E-2,1.2800000000000013E-2,0,0,100,0,0,0,600,522,200,0,0,100,78,0,0,null,78,0,0,0,78,0,0]
["20161231:2245","2017-01-01T06:59:59.998",{"$f":"C8796+1/24","v":"2017-01-01T06:59:59.998"},2017,1,{"$f":"LOOKUP(E8797,Temperature!Q:Q,Temperature!R:R)","v":3},{"$f":"LOOKUP(E8797,Temperature!Q:Q,Temperature!S:S)","v":31},"2017-03-31",0,0,23.13,3.38,0,1200,0,-0.2,-7.4800000000000033E-2,1.4960000000000008E-2,0,0,100,0,0,0,600,{"$f":"Y8797-AI8797","v":522},200,0,0,100,78,{"$f":"MAX(AI8797-AE8797,0)","v":0},0,null,78,0,0,0,78,0,0]
[]
["G(i): Global irradiance on the inclined plane (plane of the array) (W/m2)"]
["H_sun: Sun height (degree)"]
["T2m: 2-m air temperature (degree Celsius)"]
["WS10m: 10-m total wind speed (m/s)"]
["Int: 1 means solar radiation values are reconstructed"]
[]
[]
[]
["PVGIS (c) European Union",null,null,null,null,null,null,null," 2001-2022"]

{"sheet":"Temperature","index":7,"n_rows":42,"n_cols":19,"rows_kept":42,"cut":false,"hidden":false,"merged":[]}
[]
[]
[]
[]
[]
[null,null,null,null,null,null,"Percent","Percent"]
[null,null,null,null,"Temp C","STC Temp","vs STC","Change prod"]
[null,null,null,null,{"$f":"Inputs!$G$7","v":-0.2},25,null,null,null,null,null,"Effect"]
[null,null,null,50,{"$f":"$E$8","v":-0.2},{"$f":"F8","v":25},{"$f":"D9/F9-1","v":1},{"$f":"G9*E9","v":-0.2},null,null,{"$f":"D9","v":50},{"$f":"H9","v":-0.2}]
[null,null,null,{"$f":"D9-1","v":49},{"$f":"$E$8","v":-0.2},{"$f":"F9","v":25},{"$f":"D10/F10-1","v":0.96},{"$f":"G10*E10","v":-0.192},null,null,{"$f":"D10","v":49},{"$f":"H10","v":-0.192}]
[null,null,null,{"$f":"D10-1","v":48},-0.2,25,0.91999999999999993,-0.184,null,null,48,-0.184]
[null,null,null,47,-0.2,25,0.87999999999999989,-0.17599999999999999,null,null,47,-0.17599999999999999]
[null,null,null,46,-0.2,25,0.84000000000000008,-0.16800000000000004,null,null,46,-0.16800000000000004]
[null,null,null,45,-0.2,25,0.8,-0.16000000000000003,null,null,45,-0.16000000000000003]
[null,null,null,44,-0.2,25,0.76,-0.15200000000000002,null,null,44,-0.15200000000000002]
[null,null,null,43,-0.2,25,0.72,-0.14399999999999999,null,null,43,-0.14399999999999999]
[null,null,null,42,-0.2,25,0.67999999999999994,-0.13599999999999998,null,null,42,-0.13599999999999998]
[null,null,null,41,-0.2,25,0.6399999999999999,-0.12799999999999997,null,null,41,-0.12799999999999997]
[null,null,null,40,-0.2,25,0.60000000000000009,-0.12000000000000002,null,null,40,-0.12000000000000002]
[null,null,null,39,-0.2,25,0.56000000000000005,-0.11200000000000002,null,null,39,-0.11200000000000002,null,null,null,null,"Month","Qtr","Day"]
[null,null,null,38,-0.2,25,0.52,-0.10400000000000001,null,null,38,-0.10400000000000001,null,null,null,null,1,3,31]
[null,null,null,37,-0.2,25,0.48,-9.6000000000000002E-2,null,null,37,-9.6000000000000002E-2,null,null,null,null,2,3,31]
[null,null,null,36,-0.2,25,0.43999999999999995,-8.7999999999999995E-2,null,null,36,-8.7999999999999995E-2,null,null,null,null,3,3,31]
[null,null,null,35,-0.2,25,0.39999999999999991,-7.9999999999999988E-2,null,null,35,-7.9999999999999988E-2,null,null,null,null,4,6,30]
[null,null,null,34,-0.2,25,0.3600000000000001,-7.2000000000000022E-2,null,null,34,-7.2000000000000022E-2,null,null,null,null,5,6,30]
[null,null,null,33,-0.2,25,0.32000000000000006,-6.4000000000000015E-2,null,null,33,-6.4000000000000015E-2,null,null,null,null,6,6,30]
[null,null,null,32,-0.2,25,0.28000000000000003,-5.6000000000000008E-2,null,null,32,-5.6000000000000008E-2,null,null,null,null,7,9,30]
[null,null,null,31,-0.2,25,0.24,-4.8000000000000001E-2,null,null,31,-4.8000000000000001E-2,null,null,null,null,8,9,30]
[null,null,null,30,-0.2,25,0.19999999999999996,-3.9999999999999994E-2,null,null,30,-3.9999999999999994E-2,null,null,null,null,9,9,30]
[null,null,null,29,-0.2,25,0.15999999999999992,-3.1999999999999987E-2,null,null,29,-3.1999999999999987E-2,null,null,null,null,10,12,31]
[null,null,null,28,-0.2,25,0.12000000000000011,-2.4000000000000021E-2,null,null,28,-2.4000000000000021E-2,null,null,null,null,11,12,31]
[null,null,null,27,-0.2,25,8.0000000000000071E-2,-1.6000000000000014E-2,null,null,27,-1.6000000000000014E-2,null,null,null,null,12,12,31]
[null,null,null,26,-0.2,25,4.0000000000000036E-2,-8.0000000000000071E-3,null,null,26,-8.0000000000000071E-3]
[null,null,null,25,-0.2,25,0,0,null,null,25,0]
[null,null,null,24,-0.2,25,-4.0000000000000036E-2,8.0000000000000071E-3,null,null,24,8.0000000000000071E-3]
[null,null,null,23,-0.2,25,-7.999999999999996E-2,1.5999999999999993E-2,null,null,23,1.5999999999999993E-2]
[null,null,null,22,-0.2,25,-0.12,2.4E-2,null,null,22,2.4E-2]
[null,null,null,21,-0.2,25,-0.16000000000000003,3.2000000000000008E-2,null,null,21,3.2000000000000008E-2]
[null,null,null,20,-0.2,25,-0.19999999999999996,3.9999999999999994E-2,null,null,20,3.9999999999999994E-2]
[null,null,null,19,-0.2,25,-0.24,4.8000000000000001E-2,null,null,19,4.8000000000000001E-2]
[null,null,null,18,-0.2,25,-0.28000000000000003,5.6000000000000008E-2,null,null,18,5.6000000000000008E-2]
[null,null,null,17,-0.2,25,-0.31999999999999995,6.3999999999999987E-2,null,null,17,6.3999999999999987E-2]