{"text_format":"1","workbook":"xlsx","n_sheets":14,"sheets":["Objectives","Very Simple Analysis","LCOS","Simple Battery Dispatch","Thailan PV GIS","Thailand Hourly Solar","Thailand One Week","System Analysis Summary","System Input","System Hourly","Graph Data","System Cost","Hourly Solar from PVGIS","Hourly Loads"],"not_rendered":{"charts":4,"images":4,"macros":1,"external_links":1,"defined_names":6,"comments":2,"pivot_tables":0},"unopened":[],"bounds":{"document_bytes":16777216,"sheet_cells":100000,"rows_first":2000,"rows_last":500,"rows_between":2000,"halvings":0,"cell_chars":16384,"cell_head_chars":4096},"cells_cut":0,"cells_raw":0,"read":"whole","date_system":"1900"}

{"sheet":"Objectives","index":0,"n_rows":0,"n_cols":0,"rows_kept":0,"cut":false,"hidden":false,"merged":[]}

{"sheet":"Very Simple Analysis","index":1,"n_rows":29,"n_cols":8,"rows_kept":29,"cut":false,"hidden":false,"merged":[]}
[null,null,null,null,null,"Solar Only","Storage Batery","Ancillary Service"]
[]
[null,null,null,"Electricity Battery","Euro/kWh",null,350,350]
[null,null,null,"Solar Cost","Euro/kW",800]
[]
[null,null,null,"Capacity","kW",400,400,400]
[null,null,null,"Solar Hours per Day","Hours",6,6,0.25]
[null,null,null,"kWh for Cycle","kWh"]
[]
[null,null,null,"O&M Cost","Euro/kWy",10]
[null,null,null,"O&M Cost","% of Cap",null,0.02,0.01]
[]
[null,null,null,"Total Capital Cost","Euro",{"$f":"F4*F6","v":320000},{"$f":"G3*G8","v":0},{"$f":"H3*H8","v":0}]
[]
[null,null,null,"Life","Years",35,15,25]
[null,null,null,"Real IRR","%",0.04,0.04,0.04]
[null,null,null,"Capital Recovery","Euro"]
[]
[null,null,null,"O&M Cost","Euro",{"$f":"F10*F6","v":4000},{"$f":"G11*G13","v":0},{"$f":"H11*H13","v":0}]
[null,null,null,"Total Cost","Euro",{"$f":"F19+F17","v":4000},{"$f":"G19+G17","v":0},{"$f":"H19+H17","v":0}]
[]
[null,null,null,"Charging Cost","Euro",null,{"$f":"F20","v":4000},{"$f":"G22","v":4000}]
[null,null,null,"Total Cost","Euro"]
[]
[null,null,null,"Production","kWd",{"$f":"F8","v":0},{"$f":"G8","v":0},{"$f":"F20","v":4000}]
[null,null,null,"Production","kWy",{"$f":"F25*365","v":0},{"$f":"G25*365","v":0},{"$f":"F26","v":0}]
[]
[null,null,null,"LCOE","Euro/kWh"]
[null,null,null,"LCOE","Euro/MWH"]

{"sheet":"LCOS","index":2,"n_rows":42,"n_cols":17,"rows_kept":42,"cut":false,"hidden":false,"merged":[]}
[]
[null,null,"LCOE Cost",null,null,null,null,null,{"$f":"I42","v":0},null,{"$f":"K42","v":0},null,null,null,null,null,false]
[null,null,null,null,null,null,null,null,null,null," "]
[null,null,null,null,null,"Solar no battery","Solar for battery","Battery","Solar+Battery","NGCC","NGCC with Solar"]
[null,null,"Production"]
[null,null,null,"Solar Hours","hour",6]
[null,null,null,"Battery Duration","hour",null,null,3]
[null,null,null,"Capacity Factor","%",null,{"$f":"F8","v":0},null,{"$f":"H8+G8","v":0},{"$f":"I8-F8","v":0},{"$f":"F8+G8","v":0}]
[null,null,null,"Capacity ","kW",100,{"$f":"G12/(G8*8760)","v":{"$error":"#DIV/0!"}},100,null,100,100,null,"Gen = Cap Fac x 8760 x Cap"]
[null,null,null,"Capacity in MWh","kWh",null,null,{"$f":"H9*H7","v":300}]
[null,null,null,null,null,null,null,null,null,null,null,null,"Cap = Gen/Cap Fac x 8760"]
[null,null,null,"Annual Production","kWh",null,{"$f":"H12","v":0},{"$f":"H9*H8*8760","v":0},{"$f":"H12+F12","v":0},{"$f":"J9*J8*8766","v":0},{"$f":"J12+F12","v":0}]
[]
[null,null,"Investment Cost"]
[null,null,null,"Cost per kW","Euro/kW",750,750,0,null,1000]
[null,null,null,"Cost per kWh","Euro/kWh",0,0,300,null,0,0]
[]
[null,null,null,"Total Capital Expenditure","Euro",null,null,null,null,{"$f":"J15*J9","v":100000},{"$f":"K15*K9*10^3","v":0}]
[null,null,null,"Project Life","year",{"$f":"G19","v":30},30,15,null,25]
[null,null,null,"Required IRR (WACC)","%",0.05,{"$f":"F20","v":0.05},{"$f":"G20","v":0.05},null,{"$f":"G20","v":0.05}]
[]
[null,null,null,"Carrying Charges","Euro",null,null,null,null,{"$f":"PMT(J20,J19,-J18)","v":7095.2457299229618},{"$f":"J22+F22","v":7095.2457299229618}]
[]
[null,null,"O&M Cost"]
[null,null,null,"Fixed O&M / kWy","Euro/kWy",10,10,2.5000000000000001E-2,null,8]
[null,null,null,"total fixed O&M","Euro  ",{"$f":"F25*F9","v":1000},{"$f":"G25*G9","v":{"$error":"#DIV/0!"}},{"$f":"H25*H18","v":0},null,{"$f":"J25*J9","v":800}]
[]
[null,null,null,"Variable O&M / MWh","Euro/MWH",null,0,0,null,5]
[null,null,null,"Total Variable O&M",null,null,null,null,null,{"$f":"J28*J12/1000","v":0}]
[]
[null,null,null,"Heat Rate","mmbtu/MWh",null,null,null,null,6.8]
[null,null,null,"Gas Price","Euro/mmbtu",null,null,null,null,10]
[null,null,null,"Gas Cost","Euro/MWh"]
[null,null,null,"Total Gas Cost","Euro",null,null,null,null,{"$f":"J33*J12/1000","v":0}]
[]
[null,null,null,"Total O&M Cost","Euro",{"$f":"F26+F29+F34","v":1000},{"$f":"G26+G29+G34","v":{"$error":"#DIV/0!"}},{"$f":"H26+H29+H34","v":0},{"$f":"F36+G36+H36","v":{"$error":"#DIV/0!"}},{"$f":"J26+J29+J34","v":800},{"$f":"J36+F36","v":1800}]
[]
[null,null,"Total LCOE"]
[null,null,null,"Total Cost","Euro"]
[null,null,null,"Total Production","kWh",{"$f":"F12","v":0},{"$f":"G12","v":0},0,{"$f":"I39/I12*1000","v":{"$error":"#DIV/0!"}},0,0]
[null,null,null,null,null,null,{"$f":"G4","v":"Solar for battery"},{"$f":"H4","v":"Battery"},null,{"$f":"J4","v":"NGCC"}]
[null,null,null,"Total LCOE","Euro/MWH"]

{"sheet":"Simple Battery Dispatch","index":3,"n_rows":29,"n_cols":20,"rows_kept":29,"cut":false,"hidden":false,"merged":[]}
[]
[null,"Inputs"]
[null,null,null,"Depth of Discharge","%",0.1]
[null,null,null,"Round Trip Efficiency","%",0.95]
[null,null,null,"Battery Capacity - Storage","kWh",400]
[null,null,null,"Battery Capacity","kW ",100]
[]
[null,"Energy Supply and Demand"]
[null,null,null,null,null,null,1,2,3,4,5,6,7,8,9,10,11,12,13,14]
[null,null,null,"Energy Available for Charge","kWh",null,0,0,200,150,100,100,0,0,0,0,200,50,50]
[null,null,null,"Energy Desired for Discharge","kWh",null,100,60,0,0,0,0,20,100,300,200,0,0,0]
[]
[]
[null,"Battery Availability"]
[null,null,null,"Minimum Storage","kWh",{"$f":"F5*F3","v":40},null,null,null,null,null,null,null,null,null,null,null,null,null,"=$F$13"]
[null,null,null,"Less: Opening Balance","kWh",null,null,null,null,null,null,null,null,null,null,null,null,null,null,"=S22"]
[null,null,null,"Max to Discharge","kWh",null,null,null,null,null,null,null,null,null,null,null,null,null,null,"=S14-S13"]
[]
[null,null,null,"Charge after RTE","kWh",{"$f":"F4","v":0.95},null,null,null,null,null,null,null,null,null,null,null,null,null,"=S9*$F$17"]
[]
[null,null,null,"Capacity","kWh",{"$f":"F5","v":400},null,null,null,null,null,null,null,null,null,null,null,null,null,"=$F$18"]
[null,null,null,"Less: Opening Balance","kWh",null,null,null,null,null,null,null,null,null,null,null,null,null,null,"=S22"]
[null,null,null,"Maximum to Charge","kWh",null,null,null,null,null,null,null,null,null,null,null,null,null,null,"=S18-S19"]
[]
[null,"Battery Balance"]
[null,null,null,"Opening Balance","kWh",null,null,null,null,null,null,null,null,null,null,null,null,null,null,"=R25"]
[null,null,null,"Add: Charge","kW ",null,null,null,null,null,null,null,null,null,null,null,null,null,null,"=MIN(S20,S17)"]
[null,null,null,"Less: Discharge","kW",null,null,null,null,null,null,null,null,null,null,null,null,null,null,"=MIN(S15,S10)"]
[null,null,null,"Closing","kWh",50,null,null,null,null,null,null,null,null,null,null,null,null,null,"=S22+S23-S24"]

{"sheet":"Thailan PV GIS","index":4,"n_rows":76,"n_cols":22,"rows_kept":76,"cut":false,"hidden":false,"merged":[]}
[]
[]
[]
[]
[]
[]
[]
[]
[]
[]
[]
[]
[]
[]
[]
[]
[]
[]
[]
[]
[]
[]
[]
[]
[]
[]
[]
[]
[]
[]
[]
[]
[]
[]
[null,null,null,null,null,null,null,null,null,null,null,null,null,null,null,null,null,null,null,null,2052,"kwh/m3"]
[null,null,null,null,null,null,null,null,null,null,null,null,null,null,null,null,null,null,null,null,{"$f":"U35*1000","v":2052000},"wh/m3"]
[null,null,null,null,null,null,null,null,null,null,null,null,null,null,null,null,null,null,null,null,{"$f":"U36/8760","v":234.24657534246575},"w/m3"]
[]
[]
[]
[]
[]
[]
[]
[]
[]
[]
[]
[]
[]
[]
[]
[]
[]
[]
[]
[]
[]
[]
[]
[]
[]
[]
[]
[]
[]
[]
[]
[]
[]
[]
[]
[]
[null,null,null,null,null,null,null,null,null,null,null,null,null,null,null,null,null,null,null,null,2448,"kwh/m3"]
[null,null,null,null,null,null,null,null,null,null,null,null,null,null,null,null,null,null,null,null,{"$f":"U74*1000","v":2448000},"wh/m3"]
[null,null,null,null,null,null,null,null,null,null,null,null,null,null,null,null,null,null,null,null,{"$f":"U75/8760","v":279.45205479452056},"w/m3"]

{"sheet":"Thailand Hourly Solar","index":5,"n_rows":8803,"n_cols":11,"rows_kept":8803,"cut":false,"hidden":false,"merged":[]}
["Latitude (decimal degrees):\t15.389"]
["Longitude (decimal degrees):\t103.574"]
["Elevation (m):\t129"]
["Radiation database:\tPVGIS-SARAH"]
[null,null,null,null,null,"Track",true]
[]
["Slope: 41 deg. (optimum)"]
["Azimuth: - deg. ",null,null,null,"Track","No Track"]
["time","Hour","2016-01-01",null,"G(i)","G(i)",null,"H_sun","T2m","WS10m","Int"]
["20151231:2346",7,{"$f":"C9+7/24","v":"2016-01-01T07:00:00"},{"$f":"C10","v":42370.291666666664},29.78,32.36,null,2.21,18.37,3.72,0]
["20160101:0046",{"$f":"IF(B10=24,1,B10+1)","v":8},null,null,537.91,265.97000000000003,null,15.09,19.59,4.1399999999999997,0]
["20160101:0146",{"$f":"IF(B11=24,1,B11+1)","v":9},null,null,790.3,510.12,null,27.22,21.48,4.6900000000000004,0]
["20160101:0246",10,null,null,960.7,733.4,null,38.04,23.52,4.9000000000000004,0]
["20160101:0346",11,null,null,1042.9000000000001,895.74,null,46.55,25.43,4.6900000000000004,0]
["20160101:0446",12,null,null,1034.04,948.66,null,51.19,27.03,4.41,0]
["20160101:0546",13,null,null,1019.92,936.91,null,50.56,28.14,4.28,0]
["20160101:0646",14,null,null,870,767.69,null,44.88,28.99,4.28,0]
["20160101:0746",15,null,null,700.45,576.65,null,35.72,29.29,4.21,0]
["20160101:0846",16,null,null,111,120.6,null,24.53,29.19,4.1399999999999997,0]
["20160101:0946",17,null,null,178.41,128.31,null,12.19,28.52,3.79,0]
["20160101:1046",18,null,null,0,0,null,0,26.87,3.59,0]
["20160101:1146",19,null,null,0,0,null,0,25.53,4.55,0]
["20160101:1246",20,null,null,0,0,null,0,24.33,4.62,0]
["20160101:1346",21,null,null,0,0,null,0,23.26,4.28,0]
["20160101:1446",22,null,null,0,0,null,0,22.38,4.34,0]
["20160101:1546",23,null,null,0,0,null,0,21.5,4.21,0]
["20160101:1646",24,null,null,0,0,null,0,20.76,3.93,0]
["20160101:1746",1,null,null,0,0,null,0,20.21,3.72,0]
["20160101:1846",2,null,null,0,0,null,0,19.88,3.59,0]
["20160101:1946",3,null,null,0,0,null,0,19.52,3.45,0]
["20160101:2046",4,null,null,0,0,null,0,19.22,3.24,0]
["20160101:2146",5,null,null,0,0,null,0,19.010000000000002,3.17,0]
["20160101:2246",6,null,null,0,0,null,0,18.77,2.97,0]
["20160101:2346",7,null,null,27.07,29.41,null,2.13,18.97,2.62,0]
["20160102:0046",8,null,null,451.91,236.55,null,15.03,20.14,3.52,0]
["20160102:0146",9,null,null,758.62,494.34,null,27.18,21.95,3.72,0]
["20160102:0246",10,null,null,960.95,732.99,null,38.03,24.04,3.38,0]
["20160102:0346",11,null,null,1042.54,895.21,null,46.57,26.06,2.97,0]
["20160102:0446",12,null,null,1047.6199999999999,960.65,null,51.26,27.78,2.62,0]
["20160102:0546",13,null,null,1048.1400000000001,961.92,null,50.66,29.04,2.34,0]
["20160102:0646",14,null,null,927.39,811.28,null,45.01,29.42,2.21,0]
["20160102:0746",15,null,null,701.97,578.54,null,35.85,29.8,2.2799999999999998,0]
["20160102:0846",16,null,null,736.71,492.27,null,24.66,29.68,2.34,0]
["20160102:0946",17,null,null,157.62,119.03,null,12.32,29.05,2.34,0]
["20160102:1046",18,null,null,0,0,null,0,27.31,2.21,0]
["20160102:1146",19,null,null,0,0,null,0,25.97,2.21,0]
["20160102:1246",20,null,null,0,0,null,0,25.02,2.2799999999999998,0]
["20160102:1346",21,null,null,0,0,null,0,24.26,2.2799999999999998,0]
["20160102:1446",22,null,null,0,0,null,0,23.76,2.34,0]
["20160102:1546",23,null,null,0,0,null,0,23.33,2.48,0]
["20160102:1646",24,null,null,0,0,null,0,22.75,2.83,0]
["20160102:1746",1,null,null,0,0,null,0,22.27,2.83,0]
["20160102:1846",2,null,null,0,0,null,0,21.72,2.69,0]
["20160102:1946",3,null,null,0,0,null,0,20.92,2.62,0]
["20160102:2046",4,null,null,0,0,null,0,20.23,2.48,0]
["20160102:2146",5,null,null,0,0,null,0,19.670000000000002,2.2799999999999998,0]
["20160102:2246",6,null,null,0,0,null,0,19.25,2.14,0]
["20160102:2346",7,null,null,25.27,27.45,null,2.06,19.11,1.93,0]
["20160103:0046",8,null,null,487.14,247.69,null,14.98,20.82,2.41,0]
["20160103:0146",9,null,null,757.04,492.75,null,27.15,23.23,2.48,0]
["20160103:0246",10,null,null,961.09,732.52,null,38.020000000000003,25.79,2.14,0]
["20160103:0346",11,null,null,1014.58,873.49,null,46.6,28.16,2.14,0]
["20160103:0446",12,null,null,991.24,912.89,null,51.33,29.77,1.93,0]
["20160103:0546",13,null,null,975.09,900.3,null,50.78,30.67,1.45,0]
["20160103:0646",14,null,null,951.28,830.13,null,45.14,31.14,0.55000000000000004,0]
["20160103:0746",15,null,null,882.79,692.85,null,35.99,30.97,0.21,0]
["20160103:0846",16,null,null,707.64,478.8,null,24.79,30.82,0.21,0]
["20160103:0946",17,null,null,445.71,237.42,null,12.45,30.4,0.34,0]
["20160103:1046",18,null,null,0,0,null,0,29.17,0.69,0]
["20160103:1146",19,null,null,0,0,null,0,27.51,1.17,0]
["20160103:1246",20,null,null,0,0,null,0,26.04,1.86,0]
["20160103:1346",21,null,null,0,0,null,0,24.9,2.14,0]
["20160103:1446",22,null,null,0,0,null,0,24.1,2.14,0]
["20160103:1546",23,null,null,0,0,null,0,23.51,2.21,0]
["20160103:1646",24,null,null,0,0,null,0,22.96,2.21,0]
["20160103:1746",{"$f":"IF(B75=24,1,B75+1)","v":1},null,null,0,0,null,0,22.49,2.14,0]
["20160103:1846",2,null,null,0,0,null,0,22.13,2.2799999999999998,0]
["20160103:1946",3,null,null,0,0,null,0,21.76,2.2799999999999998,0]
["20160103:2046",4,null,null,0,0,null,0,21.41,2.2799999999999998,0]
["20160103:2146",5,null,null,0,0,null,0,21.04,2.2799999999999998,0]
["20160103:2246",6,null,null,0,0,null,0,20.65,2.14,0]
["20160103:2346",7,null,null,37.9,41.18,null,2,20.41,2,0]
["20160104:0046",8,null,null,442.95,231.85,null,14.93,22.36,2.0699999999999998,0]
["20160104:0146",9,null,null,757.66,492.43,null,27.11,25.18,2.0699999999999998,0]
["20160104:0246",10,null,null,961.13,732.01,null,38.020000000000003,27.95,2.0699999999999998,0]
["20160104:0346",11,null,null,1028.56,884.06,null,46.64,29.89,1.93,0]
["20160104:0446",12,null,null,1048,961.72,null,51.42,30.98,1.17,0]
["20160104:0546",13,null,null,1035.42,952.54,null,50.9,31.68,0.62,0]
["20160104:0646",14,null,null,1021.86,885.56,null,45.28,32.03,1.1000000000000001,0]
["20160104:0746",15,null,null,908.68,710.57,null,36.130000000000003,31.96,0.97,0]
["20160104:0846",16,null,null,795.79,524.82000000000005,null,24.93,31.7,0.76,0]
["20160104:0946",17,null,null,225.65,151.19999999999999,null,12.58,31.22,0.34,0]
["20160104:1046",18,null,null,0,0,null,0,30.07,0.28000000000000003,0]
["20160104:1146",19,null,null,0,0,null,0,28.52,0.69,0]
["20160104:1246",20,null,null,0,0,null,0,26.85,1.24,0]
["20160104:1346",21,null,null,0,0,null,0,25.67,1.45,0]
["20160104:1446",22,null,null,0,0,null,0,24.59,1.45,0]
["20160104:1546",23,null,null,0,0,null,0,23.72,1.38,0]
["20160104:1646",24,null,null,0,0,null,0,23.1,1.31,0]
["20160104:1746",1,null,null,0,0,null,0,22.51,1.24,0]
["20160104:1846",2,null,null,0,0,null,0,24.07,0.62,0]
["20160104:1946",3,null,null,0,0,null,0,23.43,0.55000000000000004,0]
["20160104:2046",4,null,null,0,0,null,0,22.9,0.34,0]
["20160104:2146",5,null,null,0,0,null,0,22.54,0.34,0]
["20160104:2246",6,null,null,0,0,null,0,21.34,0.9,0]
["20160104:2346",7,null,null,19.850000000000001,21.57,null,1.94,20.76,1.03,0]
["20160105:0046",8,null,null,297.05,181.84,null,14.88,23.9,0.41,0]
["20160105:0146",9,null,null,626.9,431.55,null,27.09,27.05,0.41,0]
["20160105:0246",10,null,null,882.76,683.27,null,38.020000000000003,29.26,0.34,0]
["20160105:0346",11,null,null,1014.84,873.44,null,46.68,30.85,0.34,0]
["20160105:0446",12,null,null,1020.31,938.28,null,51.51,31.69,0.76,0]
["20160105:0546",13,null,null,1034.94,952.95,null,51.03,32.4,1.17,0]
["20160105:0646",14,null,null,1007.59,875.43,null,45.43,32.24,1.45,0]
["20160105:0746",15,null,null,964.16,747.53,null,36.28,32.31,1.52,0]
["20160105:0846",16,null,null,810.89,533.69000000000005,null,25.07,32.03,1.38,0]
["20160105:0946",17,null,null,261.75,167.43,null,12.71,31.54,1.1000000000000001,0]
["20160105:1046",18,null,null,0,0,null,0,30.28,1.38,0]
["20160105:1146",19,null,null,0,0,null,0,28.66,1.93,0]
["20160105:1246",20,null,null,0,0,null,0,27.3,2.0699999999999998,0]
["20160105:1346",21,null,null,0,0,null,0,26.24,2.14,0]
["20160105:1446",22,null,null,0,0,null,0,25.48,2.0699999999999998,0]
["20160105:1546",23,null,null,0,0,null,0,24.76,2.0699999999999998,0]
["20160105:1646",24,null,null,0,0,null,0,24.13,2.0699999999999998,0]
["20160105:1746",1,null,null,0,0,null,0,23.6,2,0]
["20160105:1846",2,null,null,0,0,null,0,23.27,2.0699999999999998,0]
["20160105:1946",3,null,null,0,0,null,0,23.16,1.93,0]
["20160105:2046",4,null,null,0,0,null,0,22.82,1.66,0]
["20160105:2146",5,null,null,0,0,null,0,22.68,0.97,0]
["20160105:2246",6,null,null,0,0,null,0,23.39,0.21,0]
["20160105:2346",7,null,null,6.32,6.86,null,1.88,22.64,0.76,0]
["20160106:0046",8,null,null,55.95,60.79,null,14.84,24.51,0.41,0]
["20160106:0146",9,null,null,455.97,349.08,null,27.07,26.48,1.1000000000000001,0]
["20160106:0246",10,null,null,867.62,673.76,null,38.03,28.03,1.59,0]
["20160106:0346",11,null,null,962.92,834.22,null,46.73,29.85,1.86,0]
["20160106:0446",12,null,null,735.51,705.36,null,51.6,31.19,2,0]
["20160106:0546",13,null,null,758.01,724.7,null,51.17,32.090000000000003,1.45,0]
["20160106:0646",14,null,null,882.99,781.66,null,45.58,31.4,0.97,0]
["20160106:0746",15,null,null,797.33,641.92999999999995,null,36.43,31.46,0.83,0]
["20160106:0846",16,null,null,450.18,349.88,null,25.22,31.4,0.97,0]
["20160106:0946",{"$f":"IF(B139=24,1,B139+1)","v":17},null,null,73.61,74.37,null,12.85,30.87,0.97,0]
["20160106:1046",18,null,null,0,0,null,0,29.81,1.31,0]
["20160106:1146",19,null,null,0,0,null,0,28.46,1.45,0]
["20160106:1246",20,null,null,0,0,null,0,27.45,1.79,0]
["20160106:1346",21,null,null,0,0,null,0,26.33,2.0699999999999998,0]
["20160106:1446",22,null,null,0,0,null,0,25.47,2.14,0]
["20160106:1546",23,null,null,0,0,null,0,24.86,2.21,0]
["20160106:1646",24,null,null,0,0,null,0,24.15,2.21,0]
["20160106:1746",1,null,null,0,0,null,0,23.54,2.0699999999999998,0]
["20160106:1846",2,null,null,0,0,null,0,23.23,2.0699999999999998,0]
["20160106:1946",3,null,null,0,0,null,0,22.82,2.21,0]
["20160106:2046",4,null,null,0,0,null,0,22.54,2.34,0]
["20160106:2146",5,null,null,0,0,null,0,22.23,2.2799999999999998,0]
["20160106:2246",6,null,null,0,0,null,0,21.81,2.34,0]
["20160106:2346",7,null,null,14.44,15.69,null,1.82,21.5,2.2799999999999998,0]
["20160107:0046",8,null,null,105.47,98.38,null,14.8,23.05,2.62,0]
["20160107:0146",9,null,null,573.76,405.15,null,27.05,25.26,3.03,0]
["20160107:0246",10,null,null,827.19,649.25,null,38.04,27.3,3.17,0]
["20160107:0346",11,null,null,677.57,626.23,null,46.79,29.53,3.1,0]
["20160107:0446",12,null,null,767.32,731.5,null,51.71,31.12,2.62,0]
["20160107:0546",13,null,null,682.63,663.82,null,51.31,31.62,2.14,0]
["20160107:0646",14,null,null,730.63,669.3,null,45.73,30.52,1.72,0]
["20160107:0746",15,null,null,944.86,737.35,null,36.58,30.47,1.72,0]
["20160107:0846",16,null,null,703.49,481.23,null,25.36,30.3,2,0]
["20160107:0946",17,null,null,60.13,62.64,null,12.98,29.83,1.93,0]
["20160107:1046",18,null,null,0,0,null,0,28.48,1.93,0]
["20160107:1146",19,null,null,0,0,null,0,27.24,1.93,0]
["20160107:1246",20,null,null,0,0,null,0,26.34,2,0]
["20160107:1346",21,null,null,0,0,null,0,25.53,1.93,0]
["20160107:1446",22,null,null,0,0,null,0,24.95,1.79,0]
["20160107:1546",23,null,null,0,0,null,0,24.26,1.66,0]
["20160107:1646",24,null,null,0,0,null,0,23.59,1.45,0]
["20160107:1746",1,null,null,0,0,null,0,22.71,1.24,0]
["20160107:1846",2,null,null,0,0,null,0,22.79,1.45,0]
["20160107:1946",3,null,null,0,0,null,0,22.43,1.86,0]
["20160107:2046",4,null,null,0,0,null,0,22.53,2.41,0]
["20160107:2146",5,null,null,0,0,null,0,22.61,2.83,0]
["20160107:2246",6,null,null,0,0,null,0,22.18,2.5499999999999998,0]
["20160107:2346",7,null,null,10.83,11.77,null,1.77,21.8,2.2799999999999998,0]
["20160108:0046",8,null,null,28.88,31.38,null,14.77,22.91,2.69,0]
["20160108:0146",9,null,null,316.02,274.14,null,27.04,24.53,2.9,0]
["20160108:0246",10,null,null,484.39,438.46,null,38.06,26.86,2.76,0]
["20160108:0346",11,null,null,978.1,845.48,null,46.85,28.8,2.48,0]
["20160108:0446",12,null,null,1021.21,940.61,null,51.82,30.6,2.2799999999999998,0]
["20160108:0546",13,null,null,1043.58,963.32,null,51.46,31.17,1.52,0]
["20160108:0646",14,null,null,1018.14,887.05,null,45.89,30.01,1.59,0]
["20160108:0746",15,null,null,353.86,347.97,null,36.74,30.13,1.66,0]
["20160108:0846",16,null,null,751.79,506.81,null,25.51,29.81,1.59,0]
["20160108:0946",17,null,null,111.43,98.47,null,13.12,29.48,1.52,0]
["20160108:1046",18,null,null,0,0,null,0,28.56,1.31,0]
["20160108:1146",19,null,null,0,0,null,0,27.5,1.17,0]
["20160108:1246",20,null,null,0,0,null,0,26.55,1.24,0]
["20160108:1346",21,null,null,0,0,null,0,25.62,1.24,0]
["20160108:1446",22,null,null,0,0,null,0,24.87,1.03,0]
["20160108:1546",23,null,null,0,0,null,0,24.58,1.17,0]
["20160108:1646",24,null,null,0,0,null,0,24.49,1.38,0]
["20160108:1746",1,null,null,0,0,null,0,24.44,1.17,0]
["20160108:1846",2,null,null,0,0,null,0,24.55,1.1000000000000001,0]
["20160108:1946",3,null,null,0,0,null,0,24.55,1.1000000000000001,0]
["20160108:2046",4,null,null,0,0,null,0,24.59,1.17,0]
["20160108:2146",5,null,null,0,0,null,0,24.68,1.24,0]
["20160108:2246",6,null,null,0,0,null,0,24.63,1.59,0]
["20160108:2346",7,null,null,10.83,11.77,null,1.72,24.61,1.59,0]
["20160109:0046",8,null,null,288.57,176.25,null,14.74,25.2,1.72,0]
["20160109:0146",{"$f":"IF(B203=24,1,B203+1)","v":9},null,null,332.06,283.16000000000003,null,27.03,26.25,1.79,0]
["20160109:0246",10,null,null,643.16,538.16999999999996,null,38.090000000000003,27.27,1.93,0]
["20160109:0346",11,null,null,487.97,482.66,null,46.92,28.49,2.21,0]
["20160109:0446",12,null,null,432.01,449.91,null,51.94,29.24,2.2799999999999998,0]
["20160109:0546",13,null,null,313.67,336.92,null,51.61,29.66,2.14,0]
["20160109:0646",14,null,null,443.26,447.36,null,46.06,29.82,2.14,0]
["20160109:0746",15,null,null,262.89,273.94,null,36.9,29.62,1.93,0]
["20160109:0846",16,null,null,166.58,172.2,null,25.66,29.91,1.79,0]
["20160109:0946",17,null,null,25.27,27.45,null,13.26,27.42,1.79,0]
["20160109:1046",18,null,null,0,0,null,0.19,25.9,2.14,0]
["20160109:1146",19,null,null,0,0,null,0,24.91,0.83,0]
["20160109:1246",20,null,null,0,0,null,0,24.61,0.48,0]
["20160109:1346",21,null,null,0,0,null,0,24.31,1.03,0]
["20160109:1446",22,null,null,0,0,null,0,23.76,0.83,0]
["20160109:1546",23,null,null,0,0,null,0,23.58,1.03,0]
["20160109:1646",24,null,null,0,0,null,0,23.3,0.48,0]
["20160109:1746",1,null,null,0,0,null,0,22.9,0.83,0]
["20160109:1846",2,null,null,0,0,null,0,23.26,1.93,0]
["20160109:1946",3,null,null,0,0,null,0,23.36,2,0]
["20160109:2046",4,null,null,0,0,null,0,23.13,2.0699999999999998,0]
["20160109:2146",5,null,null,0,0,null,0,22.89,2,0]
["20160109:2246",6,null,null,0,0,null,0,22.69,1.86,0]
["20160109:2346",7,null,null,10.83,11.77,null,1.68,22.48,1.72,0]
["20160110:0046",8,null,null,27.98,30.4,null,14.71,24.34,1.79,0]
["20160110:0146",9,null,null,428.7,334.05,null,27.03,26.66,2.21,0]
["20160110:0246",10,null,null,762.15,609.26,null,38.119999999999997,28.81,2.69,0]
["20160110:0346",11,null,null,764.89,689.84,null,47,30.24,2.76,0]
["20160110:0446",12,null,null,530.59,537.23,null,52.07,31.04,2.62,0]
["20160110:0546",13,null,null,504.55,515.19000000000005,null,51.78,31.66,2.5499999999999998,0]
["20160110:0646",14,null,null,603.95000000000005,575.92999999999995,null,46.23,31.09,2.83,0]
["20160110:0746",15,null,null,575.05999999999995,503.88,null,37.07,31.06,2.69,0]
["20160110:0846",16,null,null,343.74,293.23,null,25.82,30.87,2.48,0]
["20160110:0946",17,null,null,61.82,64.569999999999993,null,13.4,30.18,1.72,0]
["20160110:1046",18,null,null,0,0,null,0.32,29.23,1.45,0]
["20160110:1146",19,null,null,0,0,null,0,28.31,1.24,0]
["20160110:1246",20,null,null,0,0,null,0,27.16,0.97,0]
["20160110:1346",21,null,null,0,0,null,0,26.38,0.97,0]
["20160110:1446",22,null,null,0,0,null,0,25.2,1.24,0]
["20160110:1546",23,null,null,0,0,null,0,24.33,1.45,0]
["20160110:1646",24,null,null,0,0,null,0,23.91,1.52,0]
["20160110:1746",1,null,null,0,0,null,0,23.51,1.52,0]
["20160110:1846",2,null,null,0,0,null,0,23.45,1.59,0]
["20160110:1946",3,null,null,0,0,null,0,23.22,1.52,0]
["20160110:2046",4,null,null,0,0,null,0,23.03,1.31,0]
["20160110:2146",5,null,null,0,0,null,0,22.56,1.38,0]
["20160110:2246",6,null,null,0,0,null,0,22.17,1.31,0]
["20160110:2346",7,null,null,10.83,11.77,null,1.64,21.91,1.17,0]
["20160111:0046",8,null,null,222.28,150.97,null,14.69,24.16,0.97,0]
["20160111:0146",9,null,null,602.83000000000004,417.32,null,27.04,26.22,0.9,0]
["20160111:0246",10,null,null,746.14,599.64,null,38.159999999999997,28.45,0.97,0]
["20160111:0346",11,null,null,940.99,818.16,null,47.08,30.08,1.59,0]
["20160111:0446",12,null,null,971.45,900.21,null,52.2,31.24,1.93,0]
["20160111:0546",13,null,null,833.01,789.3,null,51.94,31.76,2.0699999999999998,0]
["20160111:0646",14,null,null,896.57,796.9,null,46.41,31.59,2.34,0]
["20160111:0746",15,null,null,959.59,751.67,null,37.24,31.29,2.21,0]
["20160111:0846",16,null,null,737.38,503.03,null,25.97,30.98,1.79,0]
["20160111:0946",17,null,null,109.01,99.27,null,13.55,30.51,0.97,0]
["20160111:1046",18,null,null,0,0,null,0.45,29.52,0.97,0]
["20160111:1146",19,null,null,0,0,null,0,28.53,1.59,0]
["20160111:1246",20,null,null,0,0,null,0,27.54,1.72,0]
["20160111:1346",21,null,null,0,0,null,0,26.9,1.59,0]
["20160111:1446",22,null,null,0,0,null,0,26.43,1.38,0]
["20160111:1546",23,null,null,0,0,null,0,25.8,1.17,0]
["20160111:1646",24,null,null,0,0,null,0,24.94,1.03,0]
["20160111:1746",{"$f":"IF(B267=24,1,B267+1)","v":1},null,null,0,0,null,0,24.21,0.97,0]
["20160111:1846",2,null,null,0,0,null,0,23.44,1.38,0]
["20160111:1946",3,null,null,0,0,null,0,23.28,1.38,0]
["20160111:2046",4,null,null,0,0,null,0,23.12,1.52,0]
["20160111:2146",5,null,null,0,0,null,0,23.15,1.72,0]
["20160111:2246",6,null,null,0,0,null,0,23.1,2.21,0]
["20160111:2346",7,null,null,10.83,11.77,null,1.6,23.09,2.41,0]
["20160112:0046",8,null,null,172.13,130.51,null,14.67,23.88,3.03,0]
["20160112:0146",9,null,null,522.51,379.1,null,27.04,25.32,3.1,0]
["20160112:0246",10,null,null,868.52,672.29,null,38.200000000000003,27.32,3.03,0]
["20160112:0346",11,null,null,941.3,818.52,null,47.17,28.94,2.76,0]
["20160112:0446",12,null,null,716.22,692.18,null,52.34,29.42,2.0699999999999998,0]
["20160112:0546",13,null,null,592.72,591.69000000000005,null,52.12,30.13,1.52,0]
["20160112:0646",14,null,null,440.61,446.18,null,46.59,30.29,0.9,0]
["20160112:0746",15,null,null,507.31,460.23,null,37.409999999999997,30.64,0.83,0]
["20160112:0846",16,null,null,357.92,303.11,null,26.13,30.41,0.97,0]
["20160112:0946",17,null,null,151.4,123,null,13.69,30.06,0.9,0]
["20160112:1046",18,null,null,0,0,null,0.57999999999999996,29.31,1.1000000000000001,0]
["20160112:1146",19,null,null,0,0,null,0,28.29,1.52,0]
["20160112:1246",20,null,null,0,0,null,0,27.4,1.79,0]
["20160112:1346",21,null,null,0,0,null,0,26.56,1.86,0]
["20160112:1446",22,null,null,0,0,null,0,25.91,2,0]
["20160112:1546",23,null,null,0,0,null,0,25.53,2.21,0]
["20160112:1646",24,null,null,0,0,null,0,25.19,2.97,0]
["20160112:1746",1,null,null,0,0,null,0,24.8,3.52,0]
["20160112:1846",2,null,null,0,0,null,0,24.21,3.1,0]
["20160112:1946",3,null,null,0,0,null,0,23.5,2.97,0]
["20160112:2046",4,null,null,0,0,null,0,23.03,2.9,0]
["20160112:2146",5,null,null,0,0,null,0,22.51,2.9,0]
["20160112:2246",6,null,null,0,0,null,0,22.08,2.97,0]
["20160112:2346",7,null,null,10.83,11.77,null,1.57,22.08,2.69,0]
["20160113:0046",8,null,null,281.62,172.52,null,14.66,22.96,3.1,0]
["20160113:0146",9,null,null,250.85,234.63,null,27.06,24.84,3.1,0]
["20160113:0246",10,null,null,748.06,600.76,null,38.25,26.77,2.83,0]
["20160113:0346",11,null,null,613.54,579.96,null,47.26,28.39,2.62,0]
["20160113:0446",12,null,null,794.52,756.16,null,52.49,29.76,2.21,0]
["20160113:0546",13,null,null,1018.7,947.12,null,52.3,30.09,1.86,0]
["20160113:0646",14,null,null,683,638.42999999999995,null,46.78,30.15,1.24,0]
["20160113:0746",15,null,null,255.76,268.66000000000003,null,37.58,30.46,1.17,0]
["20160113:0846",16,null,null,452.26,356.87,null,26.29,30.15,1.24,0]
["20160113:0946",17,null,null,59.56,64.709999999999994,null,13.84,29.81,1.72,0]
["20160113:1046",18,null,null,0,0,null,0.71,28.77,1.93,0]
["20160113:1146",19,null,null,0,0,null,0,27.66,2,0]
["20160113:1246",20,null,null,0,0,null,0,27.16,1.79,0]
["20160113:1346",21,null,null,0,0,null,0,26.58,2,0]
["20160113:1446",22,null,null,0,0,null,0,25.74,2.41,0]
["20160113:1546",23,null,null,0,0,null,0,25.18,2.5499999999999998,0]
["20160113:1646",24,null,null,0,0,null,0,24.78,2.62,0]
["20160113:1746",1,null,null,0,0,null,0,24.35,2.62,0]
["20160113:1846",2,null,null,0,0,null,0,24.15,2.69,0]
["20160113:1946",3,null,null,0,0,null,0,23.61,2.5499999999999998,0]
["20160113:2046",4,null,null,0,0,null,0,23.05,2.41,0]
["20160113:2146",5,null,null,0,0,null,0,22.7,2.2799999999999998,0]
["20160113:2246",6,null,null,0,0,null,0,22.37,2.0699999999999998,0]
["20160113:2346",7,null,null,10.83,11.77,null,1.54,22.36,1.93,0]
["20160114:0046",8,null,null,281.75,172.31,null,14.65,23.26,2.62,0]
["20160114:0146",9,null,null,551.63,392.74,null,27.07,24.69,2.14,0]
["20160114:0246",10,null,null,868.72,671.89,null,38.299999999999997,26.45,1.93,0]
["20160114:0346",11,null,null,927.25,808.77,null,47.36,28.26,1.86,0]
["20160114:0446",12,null,null,748.92,719.74,null,52.64,29.33,1.52,0]
["20160114:0546",13,null,null,757.09,729.41,null,52.49,30.15,1.1000000000000001,0]
["20160114:0646",14,null,null,538.67999999999995,527.36,null,46.97,31.4,0.41,0]
["20160114:0746",15,null,null,836.79,675.58,null,37.76,31.55,0.62,0]
["20160114:0846",16,null,null,553.70000000000005,412.07,null,26.45,31.55,0.69,0]
["20160114:0946",{"$f":"IF(B331=24,1,B331+1)","v":17},null,null,269.89999999999998,178.37,null,13.98,31.1,0.62,0]
["20160114:1046",18,null,null,0,0,null,0.84,30.08,0.41,0]
["20160114:1146",19,null,null,0,0,null,0,29.29,0.62,0]
["20160114:1246",20,null,null,0,0,null,0,28.06,0.69,0]
["20160114:1346",21,null,null,0,0,null,0,27.46,0.55000000000000004,0]
["20160114:1446",22,null,null,0,0,null,0,27.18,0.41,0]
["20160114:1546",23,null,null,0,0,null,0,26.55,0.48,0]
["20160114:1646",24,null,null,0,0,null,0,26.08,0.28000000000000003,0]
["20160114:1746",1,null,null,0,0,null,0,25.65,0.14000000000000001,0]
["20160114:1846",2,null,null,0,0,null,0,24.22,0.97,0]
["20160114:1946",3,null,null,0,0,null,0,24.45,0.83,0]
["20160114:2046",4,null,null,0,0,null,0,24.9,0.28000000000000003,0]
["20160114:2146",5,null,null,0,0,null,0,23.97,0.76,0]
["20160114:2246",6,null,null,0,0,null,0,23.01,1.1000000000000001,0]
["20160114:2346",7,null,null,10.83,11.77,null,1.51,23.14,0.76,0]
["20160115:0046",8,null,null,222.69,150.41999999999999,null,14.64,25.32,0.28000000000000003,0]
["20160115:0146",9,null,null,474.6,355.57,null,27.1,27.83,0.48,0]
["20160115:0246",10,null,null,869.1,672.11,null,38.36,29.83,0.97,0]
["20160115:0346",11,null,null,1002.96,865.39,null,47.47,31.03,1.31,0]
["20160115:0446",12,null,null,912.2,853.61,null,52.8,31.97,1.52,0]
["20160115:0546",13,null,null,645.37,637.66999999999996,null,52.68,32.58,1.86,0]
["20160115:0646",14,null,null,909.48,811.08,null,47.17,32.869999999999997,1.59,0]
["20160115:0746",15,null,null,230.58,245.72,null,37.950000000000003,32.76,1.59,0]
["20160115:0846",16,null,null,167.22,174.46,null,26.62,32.79,1.52,0]
["20160115:0946",17,null,null,220.28,157.9,null,14.13,32.32,1.38,0]
["20160115:1046",18,null,null,0,0,null,0.98,31.27,1.24,0]
["20160115:1146",19,null,null,0,0,null,0,30.31,1.03,0]
["20160115:1246",20,null,null,0,0,null,0,29.23,0.62,0]
["20160115:1346",21,null,null,0,0,null,0,27.9,0.9,0]
["20160115:1446",22,null,null,0,0,null,0,27.4,2.14,0]
["20160115:1546",23,null,null,0,0,null,0,26.97,2.34,0]
["20160115:1646",24,null,null,0,0,null,0,26.61,2.0699999999999998,0]
["20160115:1746",1,null,null,0,0,null,0,26.34,2.0699999999999998,0]
["20160115:1846",2,null,null,0,0,null,0,25.74,1.93,0]
["20160115:1946",3,null,null,0,0,null,0,25.53,2.0699999999999998,0]
["20160115:2046",4,null,null,0,0,null,0,25.12,2.34,0]
["20160115:2146",5,null,null,0,0,null,0,25.05,2,0]
["20160115:2246",6,null,null,0,0,null,0,24.72,1.66,0]
["20160115:2346",7,null,null,10.83,11.77,null,1.49,24.58,1.38,0]
["20160116:0046",8,null,null,67.86,71.08,null,14.64,25.64,1.59,0]
["20160116:0146",9,null,null,502.92,369.36,null,27.12,27.73,2.0699999999999998,0]
["20160116:0246",10,null,null,789.27,624.6,null,38.43,29.39,2.48,0]
["20160116:0346",11,null,null,974.51,844.34,null,47.59,31.09,2.9,0]
["20160116:0446",12,null,null,1003.19,930.99,null,52.97,32.29,3.17,0]
["20160116:0546",13,null,null,845.44,804.07,null,52.88,33.07,3.1,0]
["20160116:0646",14,null,null,561.67999999999995,546.98,null,47.37,33.4,3.24,0]
["20160116:0746",15,null,null,569.96,505.4,null,38.130000000000003,32.65,3.17,0]
["20160116:0846",16,null,null,640.49,458.9,null,26.78,30.38,3.1,0]
["20160116:0946",17,null,null,225.36,161.36000000000001,null,14.28,27.49,2.9,0]
["20160116:1046",18,null,null,0,0,null,1.1100000000000001,26.38,1.24,0]
["20160116:1146",19,null,null,0,0,null,0,26.03,0.97,0]
["20160116:1246",20,null,null,0,0,null,0,25.63,1.45,0]
["20160116:1346",21,null,null,0,0,null,0,25.47,1.93,0]
["20160116:1446",22,null,null,0,0,null,0,25.39,2.34,0]
["20160116:1546",23,null,null,0,0,null,0,25.19,2.76,0]
["20160116:1646",24,null,null,0,0,null,0,25.04,2.9,0]
["20160116:1746",1,null,null,0,0,null,0,24.83,2.69,0]
["20160116:1846",2,null,null,0,0,null,0,25.2,2.2799999999999998,0]
["20160116:1946",3,null,null,0,0,null,0,24.9,1.93,0]
["20160116:2046",4,null,null,0,0,null,0,24.5,1.79,0]
["20160116:2146",5,null,null,0,0,null,0,24.2,1.72,0]
["20160116:2246",6,null,null,0,0,null,0,23.99,1.66,0]
["20160116:2346",7,null,null,10.83,11.77,null,1.47,23.91,1.38,0]
["20160117:0046",8,null,null,382.64,205.03,null,14.65,25.89,1.38,0]
["20160117:0146",{"$f":"IF(B395=24,1,B395+1)","v":9},null,null,732.88,473.66,null,27.16,28.14,2.0699999999999998,0]
["20160117:0246",10,null,null,933.13,710.13,null,38.5,29.88,2.48,0]
["20160117:0346",11,null,null,1019.56,878.83,null,47.71,31.16,2.69,0]
["20160117:0446",12,null,null,1059.8399999999999,981.39,null,53.14,31.99,3.1,0]
["20160117:0546",13,null,null,1027.75,959.99,null,53.09,32.49,3.1,0]
["20160117:0646",14,null,null,974.37,863.59,null,47.57,33.25,3.24,0]
["20160117:0746",15,null,null,900.1,719.85,null,38.32,32.82,3.17,0]
["20160117:0846",16,null,null,544.58000000000004,410.05,null,26.95,32.39,3.03,0]
["20160117:0946",17,null,null,143.02000000000001,121.36,null,14.43,31.35,2.62,0]
["20160117:1046",18,null,null,0,0,null,1.24,30.3,1.59,0]
["20160117:1146",19,null,null,0,0,null,0,29.51,1.38,0]
["20160117:1246",20,null,null,0,0,null,0,28.61,1.79,0]
["20160117:1346",21,null,null,0,0,null,0,27.66,2.0699999999999998,0]
["20160117:1446",22,null,null,0,0,null,0,27.33,2.14,0]
["20160117:1546",23,null,null,0,0,null,0,26.97,2.14,0]
["20160117:1646",24,null,null,0,0,null,0,26.63,2.14,0]
["20160117:1746",1,null,null,0,0,null,0,26.13,2.21,0]
["20160117:1846",2,null,null,0,0,null,0,25.84,2.14,0]
["20160117:1946",3,null,null,0,0,null,0,25.35,1.93,0]
["20160117:2046",4,null,null,0,0,null,0,24.92,1.59,0]
["20160117:2146",5,null,null,0,0,null,0,24.44,1.52,0]
["20160117:2246",6,null,null,0,0,null,0,24.04,1.52,0]
["20160117:2346",7,null,null,10.83,11.77,null,1.46,23.77,1.38,0]
["20160118:0046",8,null,null,351.03,194.41,null,14.66,25.72,0.83,0]
["20160118:0146",9,null,null,680.09,449.68,null,27.19,27.63,0.55000000000000004,0]
["20160118:0246",10,null,null,911.23,697.11,null,38.57,29.47,0.21,0]
["20160118:0346",11,null,null,1004.73,867.82,null,47.83,30.58,0.28000000000000003,0]
["20160118:0446",12,null,null,1011.54,940.08,null,53.32,31.66,0.62,0]
["20160118:0546",13,null,null,984.31,923.25,null,53.3,32.44,0.83,0]
["20160118:0646",14,null,null,792.37,725.46,null,47.78,32.44,0.76,0]
["20160118:0746",15,null,null,495.98,456.89,null,38.51,32.46,0.48,0]
["20160118:0846",16,null,null,352.83,304.52999999999997,null,27.12,32.17,0.34,0]
["20160118:0946",17,null,null,79.02,80.94,null,14.57,31.64,0.55000000000000004,0]
["20160118:1046",18,null,null,0,0,null,1.37,30.66,1.66,0]
["20160118:1146",19,null,null,0,0,null,0,29.38,2.0699999999999998,0]
["20160118:1246",20,null,null,0,0,null,0,28.2,2.69,0]
["20160118:1346",21,null,null,0,0,null,0,27.45,2.9,0]
["20160118:1446",22,null,null,0,0,null,0,26.83,2.83,0]
["20160118:1546",23,null,null,0,0,null,0,26.34,2.76,0]
["20160118:1646",24,null,null,0,0,null,0,25.82,2.76,0]
["20160118:1746",1,null,null,0,0,null,0,25.21,2.9,0]
["20160118:1846",2,null,null,0,0,null,0,25.23,2.62,0]
["20160118:1946",3,null,null,0,0,null,0,24.57,2.48,0]
["20160118:2046",4,null,null,0,0,null,0,24.13,2.34,0]
["20160118:2146",5,null,null,0,0,null,0,23.65,2.21,0]
["20160118:2246",6,null,null,0,0,null,0,23.34,2.2799999999999998,0]
["20160118:2346",7,null,null,10.83,11.77,null,1.45,23.17,2.21,0]
["20160119:0046",8,null,null,53.24,57.85,null,14.67,23.96,2.62,0]
["20160119:0146",9,null,null,129.59,139.54,null,27.24,25.39,2.69,0]
["20160119:0246",10,null,null,671.79,555.29999999999995,null,38.65,26.87,2.41,0]
["20160119:0346",11,null,null,811.3,725.98,null,47.96,28.14,2,0]
["20160119:0446",12,null,null,891.3,839.42,null,53.51,29.18,1.17,0]
["20160119:0546",13,null,null,642.67999999999995,638.01,null,53.52,28.72,0.76,0]
["20160119:0646",14,null,null,761.66,703.22,null,48,31.4,0.48,0]
["20160119:0746",15,null,null,484.57,449.33,null,38.700000000000003,31.77,1.03,0]
["20160119:0846",16,null,null,527.91999999999996,403.08,null,27.29,31.38,1.93,0]
["20160119:0946",17,null,null,102.62,98.96,null,14.72,30.41,3.17,0]
["20160119:1046",18,null,null,0,0,null,1.5,28.01,1.59,0]
["20160119:1146",19,null,null,0,0,null,0,26.57,1.1000000000000001,0]
["20160119:1246",20,null,null,0,0,null,0,25.79,1.52,0]
["20160119:1346",21,null,null,0,0,null,0,25.19,1.59,0]
["20160119:1446",22,null,null,0,0,null,0,24.74,1.52,0]
["20160119:1546",23,null,null,0,0,null,0,24.28,2.14,0]
["20160119:1646",24,null,null,0,0,null,0,24,2.14,0]
["20160119:1746",{"$f":"IF(B459=24,1,B459+1)","v":1},null,null,0,0,null,0,23.71,1.93,0]
["20160119:1846",2,null,null,0,0,null,0,23.42,1.93,0]
["20160119:1946",3,null,null,0,0,null,0,22.99,1.86,0]
["20160119:2046",4,null,null,0,0,null,0,22.74,1.66,0]
["20160119:2146",5,null,null,0,0,null,0,22.53,1.38,0]
["20160119:2246",6,null,null,0,0,null,0,22.49,1.31,0]
["20160119:2346",7,null,null,10.83,11.77,null,1.44,22.46,1.52,0]
["20160120:0046",8,null,null,314.75,181.96,null,14.68,22.75,1.79,0]
["20160120:0146",9,null,null,229.31,220.78,null,27.28,23.63,1.59,0]
["20160120:0246",10,null,null,776.19,617.1,null,38.74,25.08,1.17,0]
["20160120:0346",11,null,null,946.1,824.63,null,48.1,26.82,0.9,0]
["20160120:0446",12,null,null,853.98,809.55,null,53.7,27.7,0.21,0]
["20160120:0546",13,null,null,437.18,457.93,null,53.74,28.65,7.0000000000000007E-2,0]
["20160120:0646",14,null,null,819.77,748.42,null,48.21,29.97,1.03,0]
["20160120:0746",15,null,null,534.54,484.66,null,38.89,29.88,1.17,0]
["20160120:0846",16,null,null,482.43,379.8,null,27.46,29.88,1.45,0]
["20160120:0946",17,null,null,159.31,132.11000000000001,null,14.87,29.49,1.17,0]
["20160120:1046",18,null,null,0,0,null,1.63,28.65,1.52,0]
["20160120:1146",19,null,null,0,0,null,0,27.6,1.79,0]
["20160120:1246",20,null,null,0,0,null,0,26.92,1.79,0]
["20160120:1346",21,null,null,0,0,null,0,26.25,1.72,0]
["20160120:1446",22,null,null,0,0,null,0,25.78,1.52,0]
["20160120:1546",23,null,null,0,0,null,0,25.3,1.38,0]
["20160120:1646",24,null,null,0,0,null,0,24.87,1.38,0]
["20160120:1746",1,null,null,0,0,null,0,24.42,1.52,0]
["20160120:1846",2,null,null,0,0,null,0,24.12,1.66,0]
["20160120:1946",3,null,null,0,0,null,0,23.73,1.59,0]
["20160120:2046",4,null,null,0,0,null,0,23.43,1.52,0]
["20160120:2146",5,null,null,0,0,null,0,23.12,1.45,0]
["20160120:2246",6,null,null,0,0,null,0,22.94,1.31,0]
["20160120:2346",7,null,null,10.83,11.77,null,1.44,22.69,1.31,0]
["20160121:0046",8,null,null,222.16,149.27000000000001,null,14.71,24.45,1.66,0]
["20160121:0146",9,null,null,637.23,429.95,null,27.33,26.8,1.72,0]
["20160121:0246",10,null,null,921.15,702.88,null,38.83,28.86,1.72,0]
["20160121:0346",11,null,null,1028.54,887.43,null,48.25,30.3,1.17,0]
["20160121:0446",12,null,null,808.38,772.96,null,53.9,31.27,0.55000000000000004,0]
["20160121:0546",13,null,null,779.91,754.32,null,53.97,31.61,0.34,0]
["20160121:0646",14,null,null,733.54,683.9,null,48.44,31.28,0.34,0]
["20160121:0746",15,null,null,875.08,707.97,null,39.090000000000003,31.47,0.62,0]
["20160121:0846",16,null,null,686.37,487.59,null,27.63,31.74,0.83,0]
["20160121:0946",17,null,null,43.32,47.06,null,15.02,31.42,0.9,0]
["20160121:1046",18,null,null,0,0,null,1.77,29.98,0.9,0]
["20160121:1146",19,null,null,0,0,null,0,29.07,0.9,0]
["20160121:1246",20,null,null,0,0,null,0,28.35,1.1000000000000001,0]
["20160121:1346",21,null,null,0,0,null,0,27.47,1.1000000000000001,0]
["20160121:1446",22,null,null,0,0,null,0,26.66,1.17,0]
["20160121:1546",23,null,null,0,0,null,0,25.99,1.03,0]
["20160121:1646",24,null,null,0,0,null,0,25.41,1.1000000000000001,0]
["20160121:1746",1,null,null,0,0,null,0,25.02,1.24,0]
["20160121:1846",2,null,null,0,0,null,0,24.9,1.59,0]
["20160121:1946",3,null,null,0,0,null,0,24.9,1.66,0]
["20160121:2046",4,null,null,0,0,null,0,24.82,1.59,0]
["20160121:2146",5,null,null,0,0,null,0,24.52,1.31,0]
["20160121:2246",6,null,null,0,0,null,0,24.02,1.24,0]
["20160121:2346",7,null,null,10.83,11.77,null,1.44,23.79,1.1000000000000001,0]
["20160122:0046",8,null,null,171.83,129.38,null,14.73,26.18,0.83,0]
["20160122:0146",9,null,null,584.91999999999996,406.45,null,27.39,28.32,1.1000000000000001,0]
["20160122:0246",10,null,null,921.29,702.87,null,38.93,29.89,1.31,0]
["20160122:0346",11,null,null,1014.96,877.55,null,48.4,31.15,1.17,0]
["20160122:0446",12,null,null,1040.78,969.9,null,54.1,31.79,0.76,0]
["20160122:0546",13,null,null,1037.0899999999999,975.34,null,54.21,31.79,0.62,0]
["20160122:0646",14,null,null,789.7,727.54,null,48.66,32.81,0.69,0]
["20160122:0746",15,null,null,133.56,145.11000000000001,null,39.29,33.200000000000003,0.41,0]
["20160122:0846",16,null,null,760.16,526.63,null,27.8,33.1,0.48,0]
["20160122:0946",{"$f":"IF(B523=24,1,B523+1)","v":17},null,null,300.45,199.1,null,15.17,32.69,0.83,0]
["20160122:1046",18,null,null,0,0,null,1.9,30.82,1.45,0]
["20160122:1146",19,null,null,0,0,null,0,29.59,1.59,0]
["20160122:1246",20,null,null,0,0,null,0,28.69,1.72,0]
["20160122:1346",21,null,null,0,0,null,0,28.11,1.66,0]
["20160122:1446",22,null,null,0,0,null,0,27.63,1.52,0]
["20160122:1546",23,null,null,0,0,null,0,26.97,1.52,0]
["20160122:1646",24,null,null,0,0,null,0,26.39,1.45,0]
["20160122:1746",1,null,null,0,0,null,0,25.8,1.59,0]
["20160122:1846",2,null,null,0,0,null,0,25.53,1.38,0]
["20160122:1946",3,null,null,0,0,null,0,25.2,1.45,0]
["20160122:2046",4,null,null,0,0,null,0,25.01,1.72,0]
["20160122:2146",5,null,null,0,0,null,0,24.89,2.34,0]
["20160122:2246",6,null,null,0,0,null,0,24.55,2.9,0]
["20160122:2346",7,null,null,10.83,11.77,null,1.44,24.15,3.1,0]
["20160123:0046",8,null,null,153.71,121.39,null,14.76,24.49,3.93,0]
["20160123:0146",9,null,null,447.16,342.25,null,27.45,24.86,4.28,0]
["20160123:0246",10,null,null,842.63,656.22,null,39.03,25.89,4.62,0]
["20160123:0346",11,null,null,970.84,844.6,null,48.55,26.8,4.6900000000000004,0]
["20160123:0446",12,null,null,947.42,890.18,null,54.32,28.18,4.76,0]
["20160123:0546",13,null,null,843.22,809.27,null,54.45,29.71,4.97,0]
["20160123:0646",14,null,null,903.92,816.26,null,48.89,32.159999999999997,4.34,0]
["20160123:0746",15,null,null,789.41,654.99,null,39.49,32.15,4.62,0]
["20160123:0846",16,null,null,35.200000000000003,38.24,null,27.97,31.26,5.52,0]
["20160123:0946",17,null,null,17.149999999999999,18.63,null,15.32,29.5,6,0]
["20160123:1046",18,null,null,0,0,null,2.0299999999999998,26.83,6.62,0]
["20160123:1146",19,null,null,0,0,null,0,24.35,6.34,0]
["20160123:1246",20,null,null,0,0,null,0,21.96,6.07,0]
["20160123:1346",21,null,null,0,0,null,0,20.04,6.07,0]
["20160123:1446",22,null,null,0,0,null,0,18.66,6.07,0]
["20160123:1546",23,null,null,0,0,null,0,17.59,5.86,0]
["20160123:1646",24,null,null,0,0,null,0,16.829999999999998,5.86,0]
["20160123:1746",1,null,null,0,0,null,0,16.29,5.59,0]
["20160123:1846",2,null,null,0,0,null,0,17.05,5.66,0]
["20160123:1946",3,null,null,0,0,null,0,16.43,5.45,0]
["20160123:2046",4,null,null,0,0,null,0,15.77,5.31,0]
["20160123:2146",5,null,null,0,0,null,0,15.12,5.24,0]
["20160123:2246",6,null,null,0,0,null,0,14.92,5.31,0]
["20160123:2346",7,null,null,10.83,11.77,null,1.45,14.97,5.45,0]
["20160124:0046",8,null,null,15.34,16.670000000000002,null,14.79,15.35,5.66,0]
["20160124:0146",9,null,null,62.27,67.650000000000006,null,27.51,15.69,6.14,0]
["20160124:0246",10,null,null,74.900000000000006,81.38,null,39.14,15.98,6.28,0]
["20160124:0346",11,null,null,211.17,229.44,null,48.71,16.670000000000002,6.76,0]
["20160124:0446",12,null,null,86.63,94.13,null,54.53,17.489999999999998,7.1,0]
["20160124:0546",13,null,null,101.98,110.8,null,54.69,18.190000000000001,7.38,0]
["20160124:0646",14,null,null,62.27,67.650000000000006,null,49.12,17.03,6.9,0]
["20160124:0746",15,null,null,51.44,55.89,null,39.69,16.71,7.03,0]
["20160124:0846",16,null,null,66.78,72.56,null,28.15,16.11,7.17,0]
["20160124:0946",17,null,null,90.54,91.32,null,15.47,15.28,7.03,0]
["20160124:1046",18,null,null,0,0,null,2.15,14.22,6.69,0]
["20160124:1146",19,null,null,0,0,null,0,13.46,6.76,0]
["20160124:1246",20,null,null,0,0,null,0,12.91,6.76,0]
["20160124:1346",21,null,null,0,0,null,0,12.46,6.69,0]
["20160124:1446",22,null,null,0,0,null,0,12.21,6.69,0]
["20160124:1546",23,null,null,0,0,null,0,12.1,6.55,0]
["20160124:1646",24,null,null,0,0,null,0,11.96,6.07,0]
["20160124:1746",1,null,null,0,0,null,0,11.98,5.86,0]
["20160124:1846",2,null,null,0,0,null,0,11.94,5.93,0]
["20160124:1946",3,null,null,0,0,null,0,11.97,5.86,0]
["20160124:2046",4,null,null,0,0,null,0,11.97,5.72,0]
["20160124:2146",5,null,null,0,0,null,0,11.96,5.59,0]
["20160124:2246",6,null,null,0,0,null,0,11.97,5.45,0]
["20160124:2346",7,null,null,10.83,11.77,null,1.47,11.99,5.38,0]
["20160125:0046",8,null,null,15.34,16.670000000000002,null,14.83,12.33,5.72,0]
["20160125:0146",{"$f":"IF(B587=24,1,B587+1)","v":9},null,null,49.63,53.93,null,27.58,13.53,6.48,0]
["20160125:0246",10,null,null,165.15,179.43,null,39.25,14.95,6.69,0]
["20160125:0346",11,null,null,343.9,362.26,null,48.88,16.68,6.76,0]
["20160125:0446",12,null,null,757.94,734.58,null,54.76,18.22,6.55,0]
["20160125:0546",13,null,null,822.72,794.37,null,54.94,19.34,6.34,0]
["20160125:0646",14,null,null,406.91,422.26,null,49.36,19.88,5.93,0]
["20160125:0746",15,null,null,200.27,216.35,null,39.9,19.52,5.72,0]
["20160125:0846",16,null,null,361.54,314.83999999999997,null,28.32,18.86,5.38,0]
["20160125:0946",17,null,null,84.93,87.65,null,15.62,18.37,5.17,0]
["20160125:1046",18,null,null,0,0,null,2.2799999999999998,17.88,4.97,0]
["20160125:1146",19,null,null,0,0,null,0,17.170000000000002,5.59,0]
["20160125:1246",20,null,null,0,0,null,0,16.21,5.72,0]
["20160125:1346",21,null,null,0,0,null,0,15.15,5.31,0]
["20160125:1446",22,null,null,0,0,null,0,14.32,4.9000000000000004,0]
["20160125:1546",23,null,null,0,0,null,0,13.74,4.83,0]
["20160125:1646",24,null,null,0,0,null,0,13.42,4.83,0]
["20160125:1746",1,null,null,0,0,null,0,13.28,4.62,0]
["20160125:1846",2,null,null,0,0,null,0,12.66,3.86,0]
["20160125:1946",3,null,null,0,0,null,0,12.43,3.38,0]
["20160125:2046",4,null,null,0,0,null,0,12.36,3.38,0]
["20160125:2146",5,null,null,0,0,null,0,12.29,3.52,0]
["20160125:2246",6,null,null,0,0,null,0,12.31,3.52,0]
["20160125:2346",7,null,null,10.83,11.77,null,1.49,12.45,3.45,0]
["20160126:0046",8,null,null,159.19999999999999,124.45,null,14.88,13.25,4.34,0]
["20160126:0146",9,null,null,87.54,95.11,null,27.66,14.47,4.6900000000000004,0]
["20160126:0246",10,null,null,328.6,330.02,null,39.369999999999997,15.88,4.9000000000000004,0]
["20160126:0346",11,null,null,272.64999999999998,293.63,null,49.05,17.05,4.55,0]
["20160126:0446",12,null,null,197.64,214.73,null,54.99,18.579999999999998,4.34,0]
["20160126:0546",13,null,null,497.79,515.67999999999995,null,55.2,20.27,4.21,0]
["20160126:0646",14,null,null,641.29,616.84,null,49.6,21.9,3.72,0]
["20160126:0746",15,null,null,111.9,121.58,null,40.1,22.48,3.52,0]
["20160126:0846",16,null,null,242.83,238.13,null,28.5,22.56,3.72,0]
["20160126:0946",17,null,null,245.32,177.85,null,15.77,21.92,3.86,0]
["20160126:1046",18,null,null,1.8,1.96,null,2.41,20.76,3.31,0]
["20160126:1146",19,null,null,0,0,null,0,19.510000000000002,3.45,0]
["20160126:1246",20,null,null,0,0,null,0,18.690000000000001,3.79,0]
["20160126:1346",21,null,null,0,0,null,0,17.95,3.86,0]
["20160126:1446",22,null,null,0,0,null,0,17.47,3.79,0]
["20160126:1546",23,null,null,0,0,null,0,16.920000000000002,3.79,0]
["20160126:1646",24,null,null,0,0,null,0,16.47,3.86,0]
["20160126:1746",1,null,null,0,0,null,0,16.05,3.93,0]
["20160126:1846",2,null,null,0,0,null,0,15.58,3.59,0]
["20160126:1946",3,null,null,0,0,null,0,15.13,3.45,0]
["20160126:2046",4,null,null,0,0,null,0,14.79,2.62,0]
["20160126:2146",5,null,null,0,0,null,0,14.34,2.83,0]
["20160126:2246",6,null,null,0,0,null,0,14.1,2.69,0]
["20160126:2346",7,null,null,10.83,11.77,null,1.51,13.9,2.62,0]
["20160127:0046",8,null,null,56.85,61.77,null,14.92,15.04,3.45,0]
["20160127:0146",9,null,null,750.03,479,null,27.74,16.809999999999999,3.52,0]
["20160127:0246",10,null,null,831.01,650.16,null,39.49,18.8,3.24,0]
["20160127:0346",11,null,null,943.54,826.65,null,49.23,21.12,2.69,0]
["20160127:0446",12,null,null,813.55,782.35,null,55.22,22.55,2.41,0]
["20160127:0546",13,null,null,666.89,664.44,null,55.46,23.92,2.2799999999999998,0]
["20160127:0646",14,null,null,657.9,630.66999999999996,null,49.84,24.49,2.0699999999999998,0]
["20160127:0746",15,null,null,974.05,780.17,null,40.31,25.15,2.2799999999999998,0]
["20160127:0846",16,null,null,638.99,468.75,null,28.67,25.31,2.2799999999999998,0]
["20160127:0946",17,null,null,304.70999999999998,204.33,null,15.92,24.85,2.21,0]
["20160127:1046",18,null,null,4.51,4.9000000000000004,null,2.54,23.81,1.93,0]
["20160127:1146",19,null,null,0,0,null,0,22.64,1.93,0]
["20160127:1246",20,null,null,0,0,null,0,21.74,2.21,0]
["20160127:1346",21,null,null,0,0,null,0,20.96,2.48,0]
["20160127:1446",22,null,null,0,0,null,0,20.399999999999999,2.69,0]
["20160127:1546",23,null,null,0,0,null,0,19.87,2.76,0]
["20160127:1646",24,null,null,0,0,null,0,19.16,2.62,0]
["20160127:1746",{"$f":"IF(B651=24,1,B651+1)","v":1},null,null,0,0,null,0,18.670000000000002,2.48,0]
["20160127:1846",2,null,null,0,0,null,0,18.510000000000002,2.34,0]
["20160127:1946",3,null,null,0,0,null,0,18.309999999999999,2.0699999999999998,0]
["20160127:2046",4,null,null,0,0,null,0,18.04,1.86,0]
["20160127:2146",5,null,null,0,0,null,0,17.78,1.72,0]
["20160127:2246",6,null,null,0,0,null,0,17.510000000000002,1.72,0]
["20160127:2346",7,null,null,10.83,11.77,null,1.53,17.34,1.52,0]
["20160128:0046",8,null,null,110.01,100.08,null,14.97,18.71,2,0]
["20160128:0146",9,null,null,642.91,432.16,null,27.82,20.62,2.0699999999999998,0]
["20160128:0246",10,null,null,928.49,708.01,null,39.61,22.76,2,0]
["20160128:0346",11,null,null,1018.58,884.02,null,49.41,25.03,1.86,0]
["20160128:0446",12,null,null,1035.55,972.89,null,55.46,26.94,1.31,0]
["20160128:0546",13,null,null,697.26,691.23,null,55.73,28.19,1.24,0]
["20160128:0646",14,null,null,1037.83,929.46,null,50.08,29.01,1.17,0]
["20160128:0746",15,null,null,952.9,767.15,null,40.520000000000003,29.41,0.83,0]
["20160128:0846",16,null,null,551.54,423.94,null,28.85,29.46,0.69,0]
["20160128:0946",17,null,null,282.69,195.7,null,16.059999999999999,29.1,0.97,0]
["20160128:1046",18,null,null,1.8,1.96,null,2.66,27.82,2,0]
["20160128:1146",19,null,null,0,0,null,0,25.95,2.2799999999999998,0]
["20160128:1246",20,null,null,0,0,null,0,25.01,2.5499999999999998,0]
["20160128:1346",21,null,null,0,0,null,0,24.21,2.83,0]
["20160128:1446",22,null,null,0,0,null,0,23.36,2.76,0]
["20160128:1546",23,null,null,0,0,null,0,22.64,2.48,0]
["20160128:1646",24,null,null,0,0,null,0,21.93,2.21,0]
["20160128:1746",1,null,null,0,0,null,0,21.39,2.0699999999999998,0]
["20160128:1846",2,null,null,0,0,null,0,21.4,1.86,0]
["20160128:1946",3,null,null,0,0,null,0,20.96,1.86,0]
["20160128:2046",4,null,null,0,0,null,0,20.56,1.86,0]
["20160128:2146",5,null,null,0,0,null,0,20.21,1.72,0]
["20160128:2246",6,null,null,0,0,null,0,19.829999999999998,1.59,0]
["20160128:2346",7,null,null,10.83,11.77,null,1.57,19.600000000000001,1.38,0]
["20160129:0046",8,null,null,299.07,176.52,null,15.03,21.73,1.52,0]
["20160129:0146",9,null,null,652.95000000000005,436.64,null,27.91,24.07,1.79,0]
["20160129:0246",10,null,null,913.6,699.36,null,39.75,26.39,1.86,0]
["20160129:0346",11,null,null,1040.56,901.8,null,49.6,28.38,1.93,0]
["20160129:0446",12,null,null,1049.1199999999999,986.56,null,55.71,29.83,1.52,0]
["20160129:0546",13,null,null,1072.49,1019.45,null,56,30.66,1.24,0]
["20160129:0646",14,null,null,1052.94,943.51,null,50.33,31.44,0.97,0]
["20160129:0746",15,null,null,890.99,727.23,null,40.729999999999997,31.61,1.38,0]
["20160129:0846",16,null,null,787.76,547.4,null,29.02,31.47,1.45,0]
["20160129:0946",17,null,null,325.91000000000003,215.03,null,16.21,30.95,0.97,0]
["20160129:1046",18,null,null,6.32,6.86,null,2.79,30.23,0.28000000000000003,0]
["20160129:1146",19,null,null,0,0,null,0,28.63,0.83,0]
["20160129:1246",20,null,null,0,0,null,0,26.91,1.31,0]
["20160129:1346",21,null,null,0,0,null,0,26.01,1.72,0]
["20160129:1446",22,null,null,0,0,null,0,25,2,0]
["20160129:1546",23,null,null,0,0,null,0,24.45,2,0]
["20160129:1646",24,null,null,0,0,null,0,23.78,2.0699999999999998,0]
["20160129:1746",1,null,null,0,0,null,0,23.34,2.14,0]
["20160129:1846",2,null,null,0,0,null,0,23.07,1.66,0]
["20160129:1946",3,null,null,0,0,null,0,22.56,1.86,0]
["20160129:2046",4,null,null,0,0,null,0,22.52,2.21,0]
["20160129:2146",5,null,null,0,0,null,0,22.36,2.41,0]
["20160129:2246",6,null,null,0,0,null,0,21.98,2.5499999999999998,0]
["20160129:2346",7,null,null,10.83,11.77,null,1.6,21.81,2.62,0]
["20160130:0046",8,null,null,214.4,147.15,null,15.09,23.03,3.31,0]
["20160130:0146",9,null,null,528.19000000000005,381.19,null,28,25.02,3.52,0]
["20160130:0246",10,null,null,778.65,620.47,null,39.880000000000003,27.18,3.59,0]
["20160130:0346",11,null,null,960.87,841.55,null,49.79,29.02,3.66,0]
["20160130:0446",12,null,null,994.8,939.47,null,55.96,29.97,3.03,0]
["20160130:0546",13,null,null,1019.3,971.98,null,56.27,30.51,2.21,0]
["20160130:0646",14,null,null,589.70000000000005,578.87,null,50.58,30.86,0.83,0]
["20160130:0746",15,null,null,530.97,489.79,null,40.94,31.2,0.41,0]
["20160130:0846",16,null,null,476.95,384.99,null,29.2,31.2,0.55000000000000004,0]
["20160130:0946",{"$f":"IF(B715=24,1,B715+1)","v":17},null,null,360.96,230.75,null,16.36,31.03,1.03,0]
["20160130:1046",18,null,null,7.22,7.84,null,2.91,29.95,1.38,0]
["20160130:1146",19,null,null,0,0,null,0,28.5,1.79,0]
["20160130:1246",20,null,null,0,0,null,0,27.29,1.93,0]
["20160130:1346",21,null,null,0,0,null,0,26.39,2.0699999999999998,0]
["20160130:1446",22,null,null,0,0,null,0,25.92,2.14,0]
["20160130:1546",23,null,null,0,0,null,0,25.45,2.41,0]
["20160130:1646",24,null,null,0,0,null,0,24.95,2.69,0]
["20160130:1746",1,null,null,0,0,null,0,24.37,2.48,0]
["20160130:1846",2,null,null,0,0,null,0,24.66,2.14,0]
["20160130:1946",3,null,null,0,0,null,0,24.1,1.79,0]
["20160130:2046",4,null,null,0,0,null,0,23.44,1.72,0]
["20160130:2146",5,null,null,0,0,null,0,22.88,1.79,0]
["20160130:2246",6,null,null,0,0,null,0,22.31,1.86,0]
["20160130:2346",7,null,null,11.73,12.75,null,1.64,21.99,2.21,0]
["20160131:0046",8,null,null,193.27,138.87,null,15.15,23.6,2.76,0]
["20160131:0146",9,null,null,529.47,381.73,null,28.1,25.92,2.62,0]
["20160131:0246",10,null,null,844.3,658.95,null,40.020000000000003,28.34,2.48,0]
["20160131:0346",11,null,null,985.04,860.73,null,49.99,30.16,2.41,0]
["20160131:0446",12,null,null,1023.47,966.4,null,56.22,31.62,1.86,0]
["20160131:0546",13,null,null,983.88,941.56,null,56.55,32.270000000000003,1.17,0]
["20160131:0646",14,null,null,810.54,753.11,null,50.83,32.76,0.55000000000000004,0]
["20160131:0746",15,null,null,683.09,593.22,null,41.15,32.89,0.69,0]
["20160131:0846",16,null,null,801.38,556.51,null,29.37,32.5,0.83,0]
["20160131:0946",17,null,null,203.07,161.57,null,16.5,31.94,0.62,0]
["20160131:1046",18,null,null,9.02,9.8000000000000007,null,3.03,30.99,0.69,0]
["20160131:1146",19,null,null,0,0,null,0,29.74,0.34,0]
["20160131:1246",20,null,null,0,0,null,0,28.26,1.79,0]
["20160131:1346",21,null,null,0,0,null,0,27.06,1.86,0]
["20160131:1446",22,null,null,0,0,null,0,26.53,1.45,0]
["20160131:1546",23,null,null,0,0,null,0,26.03,1.52,0]
["20160131:1646",24,null,null,0,0,null,0,25.62,1.38,0]
["20160131:1746",1,null,null,0,0,null,0,25.16,1.31,0]
["20160131:1846",2,null,null,0,0,null,0,24.92,1.24,0]
["20160131:1946",3,null,null,0,0,null,0,24.52,1.1000000000000001,0]
["20160131:2046",4,null,null,0,0,null,0,24.15,1.03,0]
["20160131:2146",5,null,null,0,0,null,0,23.71,1.24,0]
["20160131:2246",6,null,null,0,0,null,0,23.02,1.79,0]
["20160131:2346",7,null,null,10.83,11.77,null,1.68,22.82,2.48,0]
["20160201:0046",8,null,null,137.38999999999999,115.63,null,15.22,23.73,2.76,0]
["20160201:0146",9,null,null,502.87,372.14,null,28.2,25.01,3.66,0]
["20160201:0246",10,null,null,867.99,676.34,null,40.17,26.21,3.86,0]
["20160201:0346",11,null,null,786.9,717.6,null,50.19,27.59,3.79,0]
["20160201:0446",12,null,null,1024.1099999999999,969.27,null,56.48,28.99,3.79,0]
["20160201:0546",13,null,null,842.37,820.73,null,56.84,30.44,3.72,0]
["20160201:0646",14,null,null,610.55999999999995,598.5,null,51.09,31.41,3.38,0]
["20160201:0746",15,null,null,724.24,623.52,null,41.36,31.83,3.52,0]
["20160201:0846",16,null,null,658.45,485.67,null,29.54,31.61,3.72,0]
["20160201:0946",17,null,null,486.21,283.29000000000002,null,16.649999999999999,30.25,3.72,0]
["20160201:1046",18,null,null,24.36,15.11,null,3.15,29.28,3.59,0]
["20160201:1146",19,null,null,0,0,null,0,28.15,4.07,0]
["20160201:1246",20,null,null,0,0,null,0,27.04,5.03,0]
["20160201:1346",21,null,null,0,0,null,0,25.21,5.66,0]
["20160201:1446",22,null,null,0,0,null,0,23.27,5.66,0]
["20160201:1546",23,null,null,0,0,null,0,21.65,5.52,0]
["20160201:1646",24,null,null,0,0,null,0,20.3,5.0999999999999996,0]
["20160201:1746",1,null,null,0,0,null,0,19.239999999999998,4.55,0]
["20160201:1846",2,null,null,0,0,null,0,19.28,4.62,0]
["20160201:1946",3,null,null,0,0,null,0,18.68,4.4800000000000004,0]
["20160201:2046",4,null,null,0,0,null,0,18.32,4.41,0]
["20160201:2146",5,null,null,0,0,null,0,18.13,4.41,0]
["20160201:2246",6,null,null,0,0,null,0,17.920000000000002,4.34,0]
["20160201:2346",7,null,null,10.83,11.77,null,1.73,17.809999999999999,4.41,0]
["20160202:0046",8,null,null,318.66000000000003,184.57,null,15.3,18.47,5.66,0]
["20160202:0146",{"$f":"IF(B779=24,1,B779+1)","v":9},null,null,684.96,453.44,null,28.31,19.72,5.86,0]
["20160202:0246",10,null,null,931.45,713.91,null,40.32,21.38,5.72,0]
["20160202:0346",11,null,null,990.63,868.6,null,50.4,22.99,5.45,0]
["20160202:0446",12,null,null,1017.08,964.49,null,56.75,24.65,5.17,0]
["20160202:0546",13,null,null,1006.53,966.15,null,57.13,26.04,4.9000000000000004,0]
["20160202:0646",14,null,null,981.57,892.12,null,51.35,24.94,4.83,0]
["20160202:0746",15,null,null,905.01,742.77,null,41.57,25.56,4.83,0]
["20160202:0846",16,null,null,733.16,525.33000000000004,null,29.72,25.52,4.62,0]
["20160202:0946",17,null,null,493.64,286.77999999999997,null,16.79,24.84,4.1399999999999997,0]
["20160202:1046",18,null,null,55.63,26.43,null,3.27,24.28,3.86,0]
["20160202:1146",19,null,null,0,0,null,0,23.69,4.41,0]
["20160202:1246",20,null,null,0,0,null,0,22.86,4.76,0]
["20160202:1346",21,null,null,0,0,null,0,21.81,4.97,0]
["20160202:1446",22,null,null,0,0,null,0,20.64,5.0999999999999996,0]
["20160202:1546",23,null,null,0,0,null,0,19.489999999999998,4.9000000000000004,0]
["20160202:1646",24,null,null,0,0,null,0,18.5,4.6900000000000004,0]
["20160202:1746",1,null,null,0,0,null,0,17.78,4.6900000000000004,0]
["20160202:1846",2,null,null,0,0,null,0,17.57,4.07,0]
["20160202:1946",3,null,null,0,0,null,0,17.13,3.86,0]
["20160202:2046",4,null,null,0,0,null,0,16.77,3.52,0]
["20160202:2146",5,null,null,0,0,null,0,16.84,3.86,0]
["20160202:2246",6,null,null,0,0,null,0,16.57,3.03,0]
["20160202:2346",7,null,null,10.83,11.77,null,1.78,16.73,3.52,0]
["20160203:0046",8,null,null,504.32,240.36,null,15.37,17.61,4,0]
["20160203:0146",9,null,null,778.57,494.12,null,28.42,19.3,4.21,0]
["20160203:0246",10,null,null,949.56,725.19,null,40.47,21.41,4.07,0]
["20160203:0346",11,null,null,1005.96,881.07,null,50.62,23.78,3.86,0]
["20160203:0446",12,null,null,1017.44,966.31,null,57.03,25.93,3.45,0]
["20160203:0546",13,null,null,993.13,955.74,null,57.42,27.58,3.24,0]
["20160203:0646",14,null,null,990.71,900.86,null,51.61,27.97,3.66,0]
["20160203:0746",15,null,null,890.87,734.44,null,41.78,28.67,3.59,0]
["20160203:0846",16,null,null,735.99,527.66,null,29.89,28.77,3.52,0]
["20160203:0946",17,null,null,460.26,274.63,null,16.93,28.26,3.31,0]
["20160203:1046",18,null,null,68.48,30.26,null,3.39,26.85,2.34,0]
["20160203:1146",19,null,null,0,0,null,0,25.2,2.34,0]
["20160203:1246",20,null,null,0,0,null,0,24.19,2.48,0]
["20160203:1346",21,null,null,0,0,null,0,23.41,2.69,0]
["20160203:1446",22,null,null,0,0,null,0,22.77,3.03,0]
["20160203:1546",23,null,null,0,0,null,0,22.02,3.24,0]
["20160203:1646",24,null,null,0,0,null,0,21.13,3.24,0]
["20160203:1746",1,null,null,0,0,null,0,20.149999999999999,3.17,0]
["20160203:1846",2,null,null,0,0,null,0,19.350000000000001,2.97,0]
["20160203:1946",3,null,null,0,0,null,0,18.64,3.03,0]
["20160203:2046",4,null,null,0,0,null,0,18.079999999999998,3.1,0]
["20160203:2146",5,null,null,0,0,null,0,17.649999999999999,3.1,0]
["20160203:2246",6,null,null,0,0,null,0,17.420000000000002,2.97,0]
["20160203:2346",7,null,null,11.73,12.75,null,1.84,17.350000000000001,2.83,0]
["20160204:0046",8,null,null,373.67,202.07,null,15.45,18.88,3.52,0]
["20160204:0146",9,null,null,780.79,495.15,null,28.53,21.28,3.66,0]
["20160204:0246",10,null,null,972.43,739.15,null,40.630000000000003,24.03,3.45,0]
["20160204:0346",11,null,null,1035.68,904.89,null,50.83,26.41,3.38,0]
["20160204:0446",12,null,null,1045.1500000000001,992.85,null,57.31,28.41,3.31,0]
["20160204:0546",13,null,null,1049.52,1009.25,null,57.71,29.93,3.24,0]
["20160204:0646",14,null,null,1021.42,927.31,null,51.87,31.05,3.66,0]
["20160204:0746",15,null,null,940.85,768.54,null,42,31.49,3.59,0]
["20160204:0846",16,null,null,779.02,550.78,null,30.06,31.45,3.52,0]
["20160204:0946",17,null,null,515.24,296.73,null,17.07,30.87,3.38,0]
["20160204:1046",18,null,null,40.51,22.77,null,3.51,29.04,2.5499999999999998,0]
["20160204:1146",19,null,null,0,0,null,0,27.09,2.76,0]
["20160204:1246",20,null,null,0,0,null,0,26.04,3.17,0]
["20160204:1346",21,null,null,0,0,null,0,25.37,4.34,0]
["20160204:1446",22,null,null,0,0,null,0,24.09,4.83,0]
["20160204:1546",23,null,null,0,0,null,0,22.34,4.55,0]
["20160204:1646",24,null,null,0,0,null,0,20.88,4.55,0]
["20160204:1746",{"$f":"IF(B843=24,1,B843+1)","v":1},null,null,0,0,null,0,19.809999999999999,4.41,0]
["20160204:1846",2,null,null,0,0,null,0,19.59,4.1399999999999997,0]
["20160204:1946",3,null,null,0,0,null,0,18.97,4.1399999999999997,0]
["20160204:2046",4,null,null,0,0,null,0,18.489999999999998,4.07,0]
["20160204:2146",5,null,null,0,0,null,0,18.11,4.07,0]
["20160204:2246",6,null,null,0,0,null,0,17.87,4,0]
["20160204:2346",7,null,null,11.73,12.75,null,1.9,17.809999999999999,4,0]
["20160205:0046",8,null,null,426.98,218.66,null,15.54,19.09,4.6900000000000004,0]
["20160205:0146",9,null,null,782.91,496.14,null,28.65,21.19,5.24,0]
["20160205:0246",10,null,null,974.66,740.95,null,40.79,23.56,5.03,0]
["20160205:0346",11,null,null,1036.6199999999999,906.57,null,51.06,25.79,4.83,0]
["20160205:0446",12,null,null,1059.05,1007.27,null,57.59,27.73,4.6900000000000004,0]
["20160205:0546",13,null,null,1049.3900000000001,1010.97,null,58.02,29.2,4.55,0]
["20160205:0646",14,null,null,1021.93,929.07,null,52.13,30.21,4.34,0]
["20160205:0746",15,null,null,919.87,755.68,null,42.21,30.61,4.34,0]
["20160205:0846",16,null,null,724.98,523.21,null,30.23,30.43,4.34,0]
["20160205:0946",17,null,null,524.30999999999995,300.47000000000003,null,17.21,29.64,4.1399999999999997,0]
["20160205:1046",18,null,null,41.83,24.56,null,3.62,27.86,3.38,0]
["20160205:1146",19,null,null,0,0,null,0,26.11,3.86,0]
["20160205:1246",20,null,null,0,0,null,0,24.85,4.9000000000000004,0]
["20160205:1346",21,null,null,0,0,null,0,23.18,5.45,0]
["20160205:1446",22,null,null,0,0,null,0,21.28,5.59,0]
["20160205:1546",23,null,null,0,0,null,0,19.559999999999999,5.59,0]
["20160205:1646",24,null,null,0,0,null,0,18.18,5.45,0]
["20160205:1746",1,null,null,0,0,null,0,17.18,5.24,0]
["20160205:1846",2,null,null,0,0,null,0,17.25,5.45,0]
["20160205:1946",3,null,null,0,0,null,0,16.63,5.66,0]
["20160205:2046",4,null,null,0,0,null,0,16.12,5.72,0]
["20160205:2146",5,null,null,0,0,null,0,15.74,5.72,0]
["20160205:2246",6,null,null,0,0,null,0,15.57,5.66,0]
["20160205:2346",7,null,null,6.32,6.86,null,1.96,15.6,5.66,0]
["20160206:0046",8,null,null,428.84,219.12,null,15.63,16.73,6.21,0]
["20160206:0146",9,null,null,784.94,497.1,null,28.77,18.48,7.1,0]
["20160206:0246",10,null,null,961.31,733.51,null,40.96,20.53,7.1,0]
["20160206:0346",11,null,null,1037.49,908.22,null,51.28,22.42,6.9,0]
["20160206:0446",12,null,null,1046.25,997.22,null,57.88,24.14,6.69,0]
["20160206:0546",13,null,null,1049.0999999999999,1012.59,null,58.32,25.4,6.55,0]
["20160206:0646",14,null,null,1008.78,919.68,null,52.39,25.58,6.34,0]
["20160206:0746",15,null,null,953.84,779.23,null,42.42,25.84,6.48,0]
["20160206:0846",16,null,null,760.45,542.62,null,30.4,25.49,6.62,0]
["20160206:0946",17,null,null,490.08,288.23,null,17.350000000000001,24.42,6.48,0]
["20160206:1046",18,null,null,54.21,28.26,null,3.74,22.8,5.79,0]
["20160206:1146",19,null,null,0,0,null,0,21.2,6.21,0]
["20160206:1246",20,null,null,0,0,null,0,19.64,6.83,0]
["20160206:1346",21,null,null,0,0,null,0,18,6.9,0]
["20160206:1446",22,null,null,0,0,null,0,16.66,6.55,0]
["20160206:1546",23,null,null,0,0,null,0,15.62,6.21,0]
["20160206:1646",24,null,null,0,0,null,0,14.9,5.93,0]
["20160206:1746",1,null,null,0,0,null,0,14.42,5.79,0]
["20160206:1846",2,null,null,0,0,null,0,14.09,5.86,0]
["20160206:1946",3,null,null,0,0,null,0,13.88,5.86,0]
["20160206:2046",4,null,null,0,0,null,0,13.77,5.86,0]
["20160206:2146",5,null,null,0,0,null,0,13.77,5.79,0]
["20160206:2246",6,null,null,0,0,null,0,13.8,5.59,0]
["20160206:2346",7,null,null,6.32,6.86,null,2.0299999999999998,14.02,5.52,0]
["20160207:0046",8,null,null,310.13,183.17,null,15.72,15.4,5.59,0]
["20160207:0146",9,null,null,657.07,442.81,null,28.9,17.32,7.03,0]
["20160207:0246",10,null,null,908.33,702.55,null,41.13,19.22,7.24,0]
["20160207:0346",11,null,null,965.45,854.2,null,51.52,20.98,6.97,0]
["20160207:0446",12,null,null,983.2,941.95,null,58.17,22.57,6.62,0]
["20160207:0546",13,null,null,1002.04,970.7,null,58.63,23.79,6.41,0]
["20160207:0646",14,null,null,933.67,859.99,null,52.66,23.99,6.34,0]
["20160207:0746",15,null,null,890.55,737.97,null,42.63,24.3,6.34,0]
["20160207:0846",16,null,null,706.21,515.16,null,30.57,24.17,6.34,0]
["20160207:0946",{"$f":"IF(B907=24,1,B907+1)","v":17},null,null,454.19,274.94,null,17.489999999999998,23.41,6.14,0]
["20160207:1046",18,null,null,66.11,31.82,null,3.85,21.96,5.03,0]
["20160207:1146",19,null,null,0,0,null,0,20.53,5.24,0]
["20160207:1246",20,null,null,0,0,null,0,19.38,5.45,0]
["20160207:1346",21,null,null,0,0,null,0,18.25,5.52,0]
["20160207:1446",22,null,null,0,0,null,0,17.11,5.38,0]
["20160207:1546",23,null,null,0,0,null,0,16.04,5.17,0]
["20160207:1646",24,null,null,0,0,null,0,15.1,4.97,0]
["20160207:1746",1,null,null,0,0,null,0,14.34,4.76,0]
["20160207:1846",2,null,null,0,0,null,0,13.82,4.62,0]
["20160207:1946",3,null,null,0,0,null,0,13.38,4.62,0]
["20160207:2046",4,null,null,0,0,null,0,13.08,4.55,0]
["20160207:2146",5,null,null,0,0,null,0,12.86,4.4800000000000004,0]
["20160207:2246",6,null,null,0,0,null,0,12.71,4.34,0]
["20160207:2346",7,null,null,6.32,6.86,null,2.1,12.76,4.21,0]
["20160208:0046",8,null,null,445.56,224.15,null,15.82,14.27,4.41,0]
["20160208:0146",9,null,null,796.81,502.77,null,29.03,16.48,5.38,0]
["20160208:0246",10,null,null,948.6,726.76,null,41.31,18.850000000000001,5.52,0]
["20160208:0346",11,null,null,1039.02,911.43,null,51.75,21.04,5.03,0]
["20160208:0446",12,null,null,1045.92,1000.38,null,58.47,22.88,4.62,0]
["20160208:0546",13,null,null,1029.02,997.51,null,58.94,24.37,4.1399999999999997,0]
["20160208:0646",14,null,null,980.25,898.84,null,52.92,24.83,4.1399999999999997,0]
["20160208:0746",15,null,null,916.5,755.89,null,42.84,25.33,4.07,0]
["20160208:0846",16,null,null,740.72,533.46,null,30.74,25.33,4.1399999999999997,0]
["20160208:0946",17,null,null,508.26,296.44,null,17.62,24.8,4.07,0]
["20160208:1046",18,null,null,67.17,33.5,null,3.96,23.16,2.9,0]
["20160208:1146",19,null,null,0,0,null,0,21.22,2.76,0]
["20160208:1246",20,null,null,0,0,null,0,20.09,2.97,0]
["20160208:1346",21,null,null,0,0,null,0,19.350000000000001,3.31,0]
["20160208:1446",22,null,null,0,0,null,0,18.809999999999999,4,0]
["20160208:1546",23,null,null,0,0,null,0,17.989999999999998,4.21,0]
["20160208:1646",24,null,null,0,0,null,0,16.97,3.93,0]
["20160208:1746",1,null,null,0,0,null,0,16.079999999999998,3.52,0]
["20160208:1846",2,null,null,0,0,null,0,15.32,3.24,0]
["20160208:1946",3,null,null,0,0,null,0,14.79,3.03,0]
["20160208:2046",4,null,null,0,0,null,0,14.3,2.83,0]
["20160208:2146",5,null,null,0,0,null,0,13.91,2.62,0]
["20160208:2246",6,null,null,0,0,null,0,13.59,2.41,0]
["20160208:2346",7,null,null,9.02,9.8000000000000007,null,2.1800000000000002,13.49,2.34,0]
["20160209:0046",8,null,null,448.52,225.54,null,15.92,15.55,2.83,0]
["20160209:0146",9,null,null,744.44,480.58,null,29.16,18.190000000000001,3.17,0]
["20160209:0246",10,null,null,950.7,728.54,null,41.49,20.93,2.9,0]
["20160209:0346",11,null,null,1011.72,891.32,null,51.99,23.5,2.48,0]
["20160209:0446",12,null,null,1033.07,990.33,null,58.77,25.59,2.0699999999999998,0]
["20160209:0546",13,null,null,1043.44,1013.06,null,59.26,27.03,1.52,0]
["20160209:0646",14,null,null,1003.76,919.43,null,53.19,27.73,1.59,0]
["20160209:0746",15,null,null,943.2,774.67,null,43.05,28.17,1.52,0]
["20160209:0846",16,null,null,751.79,540.11,null,30.9,28.12,1.45,0]
["20160209:0946",17,null,null,565.72,318.45,null,17.75,27.66,1.31,0]
["20160209:1046",18,null,null,78.540000000000006,36.86,null,4.07,26.52,1.1000000000000001,0]
["20160209:1146",19,null,null,0,0,null,0,24.78,1.45,0]
["20160209:1246",20,null,null,0,0,null,0,23.1,1.93,0]
["20160209:1346",21,null,null,0,0,null,0,21.59,2.2799999999999998,0]
["20160209:1446",22,null,null,0,0,null,0,20.48,2.2799999999999998,0]
["20160209:1546",23,null,null,0,0,null,0,19.75,2.2799999999999998,0]
["20160209:1646",24,null,null,0,0,null,0,19.100000000000001,2.2799999999999998,0]
["20160209:1746",1,null,null,0,0,null,0,18.399999999999999,2.41,0]
["20160209:1846",2,null,null,0,0,null,0,17.940000000000001,2.5499999999999998,0]
["20160209:1946",3,null,null,0,0,null,0,17.350000000000001,2.41,0]
["20160209:2046",4,null,null,0,0,null,0,16.68,2.2799999999999998,0]
["20160209:2146",5,null,null,0,0,null,0,16.09,2.14,0]
["20160209:2246",6,null,null,0,0,null,0,15.57,2.0699999999999998,0]
["20160209:2346",7,null,null,15.34,16.670000000000002,null,2.2599999999999998,15.32,1.93,0]
["20160210:0046",8,null,null,371.9,203.87,null,16.02,17.53,2.34,0]
["20160210:0146",{"$f":"IF(B971=24,1,B971+1)","v":9},null,null,723.12,471.96,null,29.3,20.36,2.48,0]
["20160210:0246",10,null,null,913.29,706.98,null,41.67,23.44,2.2799999999999998,0]
["20160210:0346",11,null,null,1019.18,898.08,null,52.24,26.15,2.34,0]
["20160210:0446",12,null,null,1039.69,998.23,null,59.08,27.82,1.59,0]
["20160210:0546",13,null,null,1043.01,1014.6,null,59.57,28.93,0.62,0]
["20160210:0646",14,null,null,1018.69,933.12,null,53.46,29.37,0.14000000000000001,0]
["20160210:0746",15,null,null,944.58,776.42,null,43.26,29.75,0.41,0]
["20160210:0846",16,null,null,786.37,558.22,null,31.07,29.69,0.62,0]
["20160210:0946",17,null,null,527.95000000000005,304.81,null,17.88,29.23,0.62,0]
["20160210:1046",18,null,null,89.54,40.119999999999997,null,4.17,28.2,0.34,0]
["20160210:1146",19,null,null,0,0,null,0,26.94,0.14000000000000001,0]
["20160210:1246",20,null,null,0,0,null,0,25.9,0.48,0]
["20160210:1346",21,null,null,0,0,null,0,24.95,0.76,0]
["20160210:1446",22,null,null,0,0,null,0,24.03,0.83,0]
["20160210:1546",23,null,null,0,0,null,0,23.29,0.62,0]
["20160210:1646",24,null,null,0,0,null,0,22.61,0.48,0]
["20160210:1746",1,null,null,0,0,null,0,21.94,0.55000000000000004,0]
["20160210:1846",2,null,null,0,0,null,0,18.170000000000002,1.93,0]
["20160210:1946",3,null,null,0,0,null,0,17.670000000000002,1.86,0]
["20160210:2046",4,null,null,0,0,null,0,17.190000000000001,1.72,0]
["20160210:2146",5,null,null,0,0,null,0,16.760000000000002,1.66,0]
["20160210:2246",6,null,null,0,0,null,0,16.93,1.24,0]
["20160210:2346",7,null,null,7.22,7.84,null,2.34,17.59,0.83,0]
["20160211:0046",8,null,null,298.55,181.09,null,16.13,19.899999999999999,0.41,0]
["20160211:0146",9,null,null,642.25,437.98,null,29.44,24.42,0.48,0]
["20160211:0246",10,null,null,898.56,698.65,null,41.86,27.81,0.76,0]
["20160211:0346",11,null,null,1006.37,889.37,null,52.49,29.82,0.83,0]
["20160211:0446",12,null,null,1025.83,987.19,null,59.39,31.07,1.17,0]
["20160211:0546",13,null,null,1015.5,990.45,null,59.9,32.06,1.66,0]
["20160211:0646",14,null,null,1026.92,941.31,null,53.73,32.35,1.52,0]
["20160211:0746",15,null,null,953.24,782.74,null,43.47,32.590000000000003,1.52,0]
["20160211:0846",16,null,null,676.09,502.01,null,31.23,32.43,1.45,0]
["20160211:0946",17,null,null,491.64,291.61,null,18.010000000000002,31.85,1.17,0]
["20160211:1046",18,null,null,145.61000000000001,54.42,null,4.28,30.53,0.69,0]
["20160211:1146",19,null,null,0,0,null,0,28.71,0.14000000000000001,0]
["20160211:1246",20,null,null,0,0,null,0,28,0.34,0]
["20160211:1346",21,null,null,0,0,null,0,26.92,0.76,0]
["20160211:1446",22,null,null,0,0,null,0,24.59,1.03,0]
["20160211:1546",23,null,null,0,0,null,0,23.26,1.17,0]
["20160211:1646",24,null,null,0,0,null,0,22.27,1.17,0]
["20160211:1746",1,null,null,0,0,null,0,20.82,1.45,0]
["20160211:1846",2,null,null,0,0,null,0,19.68,1.79,0]
["20160211:1946",3,null,null,0,0,null,0,19.25,1.72,0]
["20160211:2046",4,null,null,0,0,null,0,18.89,1.86,0]
["20160211:2146",5,null,null,0,0,null,0,18.46,1.79,0]
["20160211:2246",6,null,null,0,0,null,0,18.100000000000001,1.45,0]
["20160211:2346",7,null,null,56.17,40.99,null,2.4300000000000002,18.399999999999999,1.17,0]
["20160212:0046",8,null,null,305.82,184.14,null,16.25,21.83,0.48,0]
["20160212:0146",9,null,null,652.49,442.99,null,29.59,26.47,0.69,0]
["20160212:0246",10,null,null,900.39,700.42,null,42.05,29.69,1.24,0]
["20160212:0346",11,null,null,1007.1,890.98,null,52.74,31.85,2.14,0]
["20160212:0446",12,null,null,1012.9,977.12,null,59.71,33.11,2.69,0]
["20160212:0546",13,null,null,1016.32,993.14,null,60.22,33.93,2.83,0]
["20160212:0646",14,null,null,1027.3,942.91,null,54,34.22,2.34,0]
["20160212:0746",15,null,null,970.96,795.51,null,43.68,34.47,2.41,0]
["20160212:0846",16,null,null,831.29,582.41999999999996,null,31.39,34.270000000000003,2.48,0]
["20160212:0946",17,null,null,548.73,314,null,18.14,33.619999999999997,2.14,0]
["20160212:1046",18,null,null,65.260000000000005,34.409999999999997,null,4.38,32.159999999999997,1.45,0]
["20160212:1146",19,null,null,0,0,null,0,30.32,1.1000000000000001,0]
["20160212:1246",20,null,null,0,0,null,0,28.2,1.17,0]
["20160212:1346",21,null,null,0,0,null,0,26.35,1.38,0]
["20160212:1446",22,null,null,0,0,null,0,25.21,1.31,0]
["20160212:1546",23,null,null,0,0,null,0,23.93,1.66,0]
["20160212:1646",24,null,null,0,0,null,0,23.33,2.21,0]
["20160212:1746",{"$f":"IF(B1035=24,1,B1035+1)","v":1},null,null,0,0,null,0,22.94,2.14,0]
["20160212:1846",2,null,null,0,0,null,0,22.46,2,0]
["20160212:1946",3,null,null,0,0,null,0,22.1,1.86,0]
["20160212:2046",4,null,null,0,0,null,0,21.61,1.66,0]
["20160212:2146",5,null,null,0,0,null,0,21.13,1.59,0]
["20160212:2246",6,null,null,0,0,null,0,20.76,1.72,0]
["20160212:2346",7,null,null,125.11,54.55,null,2.5299999999999998,20.55,1.38,0]
["20160213:0046",8,null,null,312.99,187.14,null,16.36,24.19,0.83,0]
["20160213:0146",9,null,null,653.85,444.05,null,29.74,28.21,1.1000000000000001,0]
["20160213:0246",10,null,null,902.16,702.17,null,42.24,30.87,1.45,0]
["20160213:0346",11,null,null,1007.59,892.49,null,52.99,32.56,1.59,0]
["20160213:0446",12,null,null,1039.6500000000001,1003.78,null,60.03,33.76,1.72,0]
["20160213:0546",13,null,null,1036.07,1013.91,null,60.55,34.51,1.86,0]
["20160213:0646",14,null,null,1028.8499999999999,945.57,null,54.26,34.619999999999997,2.14,0]
["20160213:0746",15,null,null,995.25,812.55,null,43.88,34.79,2.14,0]
["20160213:0846",16,null,null,840.68,587.61,null,31.55,34.65,2.0699999999999998,0]
["20160213:0946",17,null,null,600.42999999999995,333.45,null,18.27,34.08,1.86,0]
["20160213:1046",18,null,null,75.989999999999995,37.590000000000003,null,4.4800000000000004,32.75,1.38,0]
["20160213:1146",19,null,null,0,0,null,0,31.1,1.31,0]
["20160213:1246",20,null,null,0,0,null,0,29.61,1.66,0]
["20160213:1346",21,null,null,0,0,null,0,28.29,1.93,0]
["20160213:1446",22,null,null,0,0,null,0,27.16,2.0699999999999998,0]
["20160213:1546",23,null,null,0,0,null,0,26.44,2.0699999999999998,0]
["20160213:1646",24,null,null,0,0,null,0,25.64,1.79,0]
["20160213:1746",1,null,null,0,0,null,0,24.58,1.24,0]
["20160213:1846",2,null,null,0,0,null,0,24.34,0.97,0]
["20160213:1946",3,null,null,0,0,null,0,23.83,1.79,0]
["20160213:2046",4,null,null,0,0,null,0,23.19,2,0]
["20160213:2146",5,null,null,0,0,null,0,22.9,1.66,0]
["20160213:2246",6,null,null,0,0,null,0,22.17,1.1000000000000001,0]
["20160213:2346",7,null,null,248.34,68.069999999999993,null,2.62,22.44,0.76,0]
["20160214:0046",8,null,null,445.35,226.9,null,16.48,25.15,0.14000000000000001,0]
["20160214:0146",9,null,null,740.37,480.75,null,29.89,28.86,7.0000000000000007E-2,0]
["20160214:0246",10,null,null,965.03,739.6,null,42.44,31.84,0,0]
["20160214:0346",11,null,null,1036.8499999999999,916.45,null,53.26,33.630000000000003,0.41,0]
["20160214:0446",12,null,null,1052.27,1017.65,null,60.35,34.64,0.9,0]
["20160214:0546",13,null,null,1035.52,1015.38,null,60.88,35.33,1.1000000000000001,0]
["20160214:0646",14,null,null,1029.21,947.12,null,54.53,35.26,1.17,0]
["20160214:0746",15,null,null,982.01,804.36,null,44.09,35.29,1.03,0]
["20160214:0846",16,null,null,723.39,527.79,null,31.71,35.049999999999997,0.83,0]
["20160214:0946",17,null,null,561.09,318.88,null,18.39,34.590000000000003,0.55000000000000004,0]
["20160214:1046",18,null,null,77.28,39.28,null,4.58,31.85,0.14000000000000001,0]
["20160214:1146",19,null,null,0,0,null,0,30.88,0.97,0]
["20160214:1246",20,null,null,0,0,null,0,29.68,1.66,0]
["20160214:1346",21,null,null,0,0,null,0,28.79,1.93,0]
["20160214:1446",22,null,null,0,0,null,0,28.21,2.0699999999999998,0]
["20160214:1546",23,null,null,0,0,null,0,27.58,2.21,0]
["20160214:1646",24,null,null,0,0,null,0,27.01,2.34,0]
["20160214:1746",1,null,null,0,0,null,0,27.2,2.14,0]
["20160214:1846",2,null,null,0,0,null,0,26.3,1.52,0]
["20160214:1946",3,null,null,0,0,null,0,25.8,0.83,0]
["20160214:2046",4,null,null,0,0,null,0,25.39,0.69,0]
["20160214:2146",5,null,null,0,0,null,0,25.8,0.14000000000000001,0]
["20160214:2246",6,null,null,0,0,null,0,24.52,1.17,0]
["20160214:2346",7,null,null,405.13,82.22,null,2.72,24.17,1.72,0]
["20160215:0046",8,null,null,228.6,159.11000000000001,null,16.61,26.19,2.83,0]
["20160215:0146",9,null,null,562.54,405.03,null,30.04,26.76,5.03,0]
["20160215:0246",10,null,null,849.48,672.69,null,42.64,27.28,4.97,0]
["20160215:0346",11,null,null,1002.2,890.55,null,53.52,28.9,4.83,0]
["20160215:0446",12,null,null,1033.1300000000001,1001.54,null,60.68,31.07,4.76,0]
["20160215:0546",13,null,null,1048.98,1030.52,null,61.21,32.53,4.55,0]
["20160215:0646",14,null,null,1043.3399999999999,960.35,null,54.8,33.89,3.86,0]
["20160215:0746",15,null,null,1005.78,821.09,null,44.29,34.130000000000003,3.66,0]
["20160215:0846",16,null,null,73.099999999999994,79.42,null,31.86,33.92,3.72,0]
["20160215:0946",{"$f":"IF(B1099=24,1,B1099+1)","v":17},null,null,619.78,341.06,null,18.510000000000002,33.04,4,0]
["20160215:1046",18,null,null,87.7,42.32,null,4.67,31.09,4.07,0]
["20160215:1146",19,null,null,0,0,null,0,28.88,5.03,0]
["20160215:1246",20,null,null,0,0,null,0,26.94,5.52,0]
["20160215:1346",21,null,null,0,0,null,0,24.88,5.45,0]
["20160215:1446",22,null,null,0,0,null,0,22.99,5.38,0]
["20160215:1546",23,null,null,0,0,null,0,21.37,5.24,0]
["20160215:1646",24,null,null,0,0,null,0,20.100000000000001,4.83,0]
["20160215:1746",1,null,null,0,0,null,0,19.14,4.62,0]
["20160215:1846",2,null,null,0,0,null,0,19.61,4.34,0]
["20160215:1946",3,null,null,0,0,null,0,19.11,4.55,0]
["20160215:2046",4,null,null,0,0,null,0,18.64,4.21,0]
["20160215:2146",5,null,null,0,0,null,0,18.399999999999999,4.07,0]
["20160215:2246",6,null,null,0,0,null,0,18.11,4.1399999999999997,0]
["20160215:2346",7,null,null,31.59,34.32,null,2.83,18.03,3.38,0]
["20160216:0046",8,null,null,62.27,67.650000000000006,null,16.73,19.309999999999999,4,0]
["20160216:0146",9,null,null,329.35,291.04000000000002,null,30.2,21.39,3.93,0]
["20160216:0246",10,null,null,875.46,688.5,null,42.85,23.75,3.86,0]
["20160216:0346",11,null,null,1002.76,892.09,null,53.79,25.93,3.86,0]
["20160216:0446",12,null,null,1019.47,990.62,null,61.01,27.79,3.66,0]
["20160216:0546",13,null,null,897.49,889.92,null,61.55,29.32,3.45,0]
["20160216:0646",14,null,null,803.68,765.4,null,55.07,30.02,3.45,0]
["20160216:0746",15,null,null,946.21,781.54,null,44.49,30.35,3.31,0]
["20160216:0846",16,null,null,887.58,612.84,null,32.01,30.44,3.24,0]
["20160216:0946",17,null,null,623.01,342.31,null,18.63,30,3.31,0]
["20160216:1046",18,null,null,158.61000000000001,58.85,null,4.7699999999999996,28.71,2.62,0]
["20160216:1146",19,null,null,0,0,null,0,27,2.62,0]
["20160216:1246",20,null,null,0,0,null,0,26.03,3.31,0]
["20160216:1346",21,null,null,0,0,null,0,25.01,4,0]
["20160216:1446",22,null,null,0,0,null,0,23.67,4.28,0]
["20160216:1546",23,null,null,0,0,null,0,22.26,4.1399999999999997,0]
["20160216:1646",24,null,null,0,0,null,0,21,4.07,0]
["20160216:1746",1,null,null,0,0,null,0,19.899999999999999,3.86,0]
["20160216:1846",2,null,null,0,0,null,0,19.47,3.66,0]
["20160216:1946",3,null,null,0,0,null,0,18.82,3.31,0]
["20160216:2046",4,null,null,0,0,null,0,18.239999999999998,3.03,0]
["20160216:2146",5,null,null,0,0,null,0,17.809999999999999,3.1,0]
["20160216:2246",6,null,null,0,0,null,0,17.45,3.1,0]
["20160216:2346",7,null,null,9.02,9.8000000000000007,null,2.93,17.41,2.83,0]
["20160217:0046",8,null,null,348.75,200.41,null,16.86,18.88,3.79,0]
["20160217:0146",9,null,null,701.66,466.18,null,30.36,21.11,3.86,0]
["20160217:0246",10,null,null,931.72,721.81,null,43.05,23.61,3.59,0]
["20160217:0346",11,null,null,1031.4100000000001,915.71,null,54.06,25.98,3.17,0]
["20160217:0446",12,null,null,1044.8599999999999,1016.69,null,61.35,27.96,2.76,0]
["20160217:0546",13,null,null,1047.48,1033.26,null,61.88,29.44,2.41,0]
["20160217:0646",14,null,null,1051.25,969.61,null,55.34,30.4,2.2799999999999998,0]
["20160217:0746",15,null,null,994.45,814.6,null,44.69,30.9,2.21,0]
["20160217:0846",16,null,null,801.99,569.07000000000005,null,32.159999999999997,30.96,2.21,0]
["20160217:0946",17,null,null,584.91,328.98,null,18.739999999999998,30.5,2.21,0]
["20160217:1046",18,null,null,107.91,48.12,null,4.8600000000000003,29.18,1.79,0]
["20160217:1146",19,null,null,0,0,null,0,27.34,2.21,0]
["20160217:1246",20,null,null,0,0,null,0,26.09,2.34,0]
["20160217:1346",21,null,null,0,0,null,0,25.21,2.62,0]
["20160217:1446",22,null,null,0,0,null,0,24.49,3.03,0]
["20160217:1546",23,null,null,0,0,null,0,23.64,3.38,0]
["20160217:1646",24,null,null,0,0,null,0,22.53,3.24,0]
["20160217:1746",1,null,null,0,0,null,0,21.47,3.1,0]
["20160217:1846",2,null,null,0,0,null,0,20.88,3.03,0]
["20160217:1946",3,null,null,0,0,null,0,20.04,2.9,0]
["20160217:2046",4,null,null,0,0,null,0,19.329999999999998,2.76,0]
["20160217:2146",5,null,null,0,0,null,0,18.739999999999998,2.76,0]
["20160217:2246",6,null,null,0,0,null,0,18.27,2.9,0]
["20160217:2346",7,null,null,152.53,60.45,null,3.05,18.11,2.83,0]
["20160218:0046",8,null,null,355.26,203.18,null,17,19.64,3.86,0]
["20160218:0146",{"$f":"IF(B1163=24,1,B1163+1)","v":9},null,null,711.74,470.88,null,30.53,22.08,3.86,0]
["20160218:0246",10,null,null,941.29,728.28,null,43.26,24.74,3.72,0]
["20160218:0346",11,null,null,1017.82,906.15,null,54.33,27.2,3.45,0]
["20160218:0446",12,null,null,1031.3699999999999,1005.82,null,61.69,29.15,3.17,0]
["20160218:0546",13,null,null,1046.68,1034.6099999999999,null,62.22,30.56,2.76,0]
["20160218:0646",14,null,null,1051.46,971,null,55.61,31.31,2.2799999999999998,0]
["20160218:0746",15,null,null,1017.86,831.02,null,44.89,31.71,2.0699999999999998,0]
["20160218:0846",16,null,null,868.73,603.48,null,32.31,31.71,1.79,0]
["20160218:0946",17,null,null,643.42999999999995,349.84,null,18.86,31.24,1.66,0]
["20160218:1046",18,null,null,117.74,50.9,null,4.95,30.01,1.45,0]
["20160218:1146",19,null,null,0,0,null,0,28.37,1.86,0]
["20160218:1246",20,null,null,0,0,null,0,26.79,2.0699999999999998,0]
["20160218:1346",21,null,null,0,0,null,0,25.54,2.21,0]
["20160218:1446",22,null,null,0,0,null,0,24.64,2.21,0]
["20160218:1546",23,null,null,0,0,null,0,23.9,2.2799999999999998,0]
["20160218:1646",24,null,null,0,0,null,0,23.32,2.5499999999999998,0]
["20160218:1746",1,null,null,0,0,null,0,22.73,2.83,0]
["20160218:1846",2,null,null,0,0,null,0,22.04,2.62,0]
["20160218:1946",3,null,null,0,0,null,0,21.24,2.41,0]
["20160218:2046",4,null,null,0,0,null,0,20.52,2.21,0]
["20160218:2146",5,null,null,0,0,null,0,19.920000000000002,2.14,0]
["20160218:2246",6,null,null,0,0,null,0,19.38,2.0699999999999998,0]
["20160218:2346",7,null,null,8.1199999999999992,8.82,null,3.16,19.22,2.2799999999999998,0]
["20160219:0046",8,null,null,288.39999999999998,183.22,null,17.14,21.24,2.9,0]
["20160219:0146",9,null,null,637.65,440.09,null,30.7,24.18,2.83,0]
["20160219:0246",10,null,null,903.28,706.46,null,43.48,27.3,2.69,0]
["20160219:0346",11,null,null,1017.99,907.52,null,54.61,29.95,2.34,0]
["20160219:0446",12,null,null,1031.76,1008.26,null,62.03,31.63,1.52,0]
["20160219:0546",13,null,null,1034.47,1024.6300000000001,null,62.56,32.78,0.83,0]
["20160219:0646",14,null,null,1038.33,960.88,null,55.87,33.06,0.34,0]
["20160219:0746",15,null,null,1019.35,832.5,null,45.08,33.4,0.41,0]
["20160219:0846",16,null,null,900.94,620.04,null,32.46,33.25,0.21,0]
["20160219:0946",17,null,null,645.19000000000005,350.69,null,18.97,32.78,0.14000000000000001,0]
["20160219:1046",18,null,null,127.41,53.6,null,5.04,31.96,1.17,0]
["20160219:1146",19,null,null,0,0,null,0,30.19,2.0699999999999998,0]
["20160219:1246",20,null,null,0,0,null,0,28.47,2.21,0]
["20160219:1346",21,null,null,0,0,null,0,27.48,2.2799999999999998,0]
["20160219:1446",22,null,null,0,0,null,0,26.8,2.41,0]
["20160219:1546",23,null,null,0,0,null,0,26.3,2.48,0]
["20160219:1646",24,null,null,0,0,null,0,25.71,2.5499999999999998,0]
["20160219:1746",1,null,null,0,0,null,0,25.25,2.41,0]
["20160219:1846",2,null,null,0,0,null,0,24.01,1.93,0]
["20160219:1946",3,null,null,0,0,null,0,23.52,2.0699999999999998,0]
["20160219:2046",4,null,null,0,0,null,0,23.21,2.83,0]
["20160219:2146",5,null,null,0,0,null,0,22.65,3.52,0]
["20160219:2246",6,null,null,0,0,null,0,21.63,3.66,0]
["20160219:2346",7,null,null,8.1199999999999992,8.82,null,3.28,21.38,3.38,0]
["20160220:0046",8,null,null,208.16,155.16,null,17.28,22.27,4.6900000000000004,0]
["20160220:0146",9,null,null,537.29,397.41,null,30.87,23.9,5.17,0]
["20160220:0246",10,null,null,849.53,675.93,null,43.69,25.8,5.24,0]
["20160220:0346",11,null,null,990.2,886.98,null,54.89,27.46,5.0999999999999996,0]
["20160220:0446",12,null,null,1018.22,997.37,null,62.38,29.05,4.9000000000000004,0]
["20160220:0546",13,null,null,1039.96,1032.19,null,62.91,30.15,4.6900000000000004,0]
["20160220:0646",14,null,null,1038.54,962.22,null,56.14,31.13,4.34,0]
["20160220:0746",15,null,null,1020.63,833.89,null,45.28,31.46,4,0]
["20160220:0846",16,null,null,910.58,624.89,null,32.6,31.34,3.93,0]
["20160220:0946",17,null,null,656.09,354.87,null,19.079999999999998,30.65,3.93,0]
["20160220:1046",18,null,null,136.94999999999999,56.23,null,5.12,29.13,3.59,0]
["20160220:1146",19,null,null,0,0,null,0,27.52,4.07,0]
["20160220:1246",20,null,null,0,0,null,0,26.11,4.83,0]
["20160220:1346",21,null,null,0,0,null,0,24.52,5.45,0]
["20160220:1446",22,null,null,0,0,null,0,22.83,5.59,0]
["20160220:1546",23,null,null,0,0,null,0,21.38,5.24,0]
["20160220:1646",24,null,null,0,0,null,0,20.28,4.83,0]
["20160220:1746",{"$f":"IF(B1227=24,1,B1227+1)","v":1},null,null,0,0,null,0,19.46,4.41,0]
["20160220:1846",2,null,null,0,0,null,0,19.25,4.07,0]
["20160220:1946",3,null,null,0,0,null,0,18.79,3.86,0]
["20160220:2046",4,null,null,0,0,null,0,18.440000000000001,3.31,0]
["20160220:2146",5,null,null,0,0,null,0,18.190000000000001,2.9,0]
["20160220:2246",6,null,null,0,0,null,0,18.079999999999998,2.48,0]
["20160220:2346",7,null,null,11.73,12.75,null,3.4,18.18,1.93,0]
["20160221:0046",8,null,null,188.86,147.9,null,17.420000000000002,19.68,2.34,0]
["20160221:0146",9,null,null,546.74,402.35,null,31.04,21.99,2.0699999999999998,0]
["20160221:0246",10,null,null,819.25,659.19,null,43.91,24.14,1.66,0]
["20160221:0346",11,null,null,984.19,883.53,null,55.17,26.71,1.31,0]
["20160221:0446",12,null,null,1011.15,992.65,null,62.73,28.68,1.24,0]
["20160221:0546",13,null,null,1026.72,1021.12,null,63.25,30.22,1.31,0]
["20160221:0646",14,null,null,1025.56,952.19,null,56.4,30.22,1.31,0]
["20160221:0746",15,null,null,1007.13,824.91,null,45.47,30.83,1.17,0]
["20160221:0846",16,null,null,913.15,626.46,null,32.74,31.03,0.9,0]
["20160221:0946",17,null,null,616.74,340.74,null,19.190000000000001,30.73,0.62,0]
["20160221:1046",18,null,null,146.36000000000001,58.78,null,5.21,29.89,1.31,0]
["20160221:1146",19,null,null,0,0,null,0,27.99,2.0699999999999998,0]
["20160221:1246",20,null,null,0,0,null,0,26.87,2.21,0]
["20160221:1346",21,null,null,0,0,null,0,26.03,2.2799999999999998,0]
["20160221:1446",22,null,null,0,0,null,0,25.33,2.2799999999999998,0]
["20160221:1546",23,null,null,0,0,null,0,24.7,2.2799999999999998,0]
["20160221:1646",24,null,null,0,0,null,0,24.17,2.21,0]
["20160221:1746",1,null,null,0,0,null,0,23.66,2.21,0]
["20160221:1846",2,null,null,0,0,null,0,22.87,1.93,0]
["20160221:1946",3,null,null,0,0,null,0,22.39,1.79,0]
["20160221:2046",4,null,null,0,0,null,0,21.96,1.66,0]
["20160221:2146",5,null,null,0,0,null,0,21.52,1.79,0]
["20160221:2246",6,null,null,0,0,null,0,21.29,2.21,0]
["20160221:2346",7,null,null,18.05,19.61,null,3.53,21.48,2.21,0]
["20160222:0046",8,null,null,197.21,152.04,null,17.57,23.89,2.41,0]
["20160222:0146",9,null,null,549.41999999999996,403.78,null,31.22,26.91,2.5499999999999998,0]
["20160222:0246",10,null,null,836.34,669.74,null,44.13,29.52,2.62,0]
["20160222:0346",11,null,null,970.32,874.02,null,55.45,31.26,2.14,0]
["20160222:0446",12,null,null,1010.48,994.06,null,63.08,32.380000000000003,1.24,0]
["20160222:0546",13,null,null,1025.99,1022.48,null,63.6,33.47,0.34,0]
["20160222:0646",14,null,null,1039.23,965,null,56.67,33.299999999999997,0.34,0]
["20160222:0746",15,null,null,1007.29,825.22,null,45.65,32.93,0.76,0]
["20160222:0846",16,null,null,891.77,615.47,null,32.880000000000003,32.68,1.17,0]
["20160222:0946",17,null,null,576.42999999999995,326.61,null,19.29,32.409999999999997,1.52,0]
["20160222:1046",18,null,null,154.18,60.28,null,5.29,31.45,1.72,0]
["20160222:1146",19,null,null,0,0,null,0,30.02,2.0699999999999998,0]
["20160222:1246",20,null,null,0,0,null,0,28.93,2.0699999999999998,0]
["20160222:1346",21,null,null,0,0,null,0,28.08,2.0699999999999998,0]
["20160222:1446",22,null,null,0,0,null,0,27.09,2.0699999999999998,0]
["20160222:1546",23,null,null,0,0,null,0,26.32,2.0699999999999998,0]
["20160222:1646",24,null,null,0,0,null,0,25.59,2.14,0]
["20160222:1746",1,null,null,0,0,null,0,24.96,2.14,0]
["20160222:1846",2,null,null,0,0,null,0,24.53,1.93,0]
["20160222:1946",3,null,null,0,0,null,0,24,2.0699999999999998,0]
["20160222:2046",4,null,null,0,0,null,0,23.6,2.0699999999999998,0]
["20160222:2146",5,null,null,0,0,null,0,23.21,2.21,0]
["20160222:2246",6,null,null,0,0,null,0,22.99,2.5499999999999998,0]
["20160222:2346",7,null,null,9.02,9.8000000000000007,null,3.66,23.13,2.69,0]
["20160223:0046",8,null,null,159.6,135.28,null,17.72,25.25,2.97,0]
["20160223:0146",9,null,null,425.2,346.72,null,31.4,27.91,3.03,0]
["20160223:0246",10,null,null,806.54,653.25,null,44.36,30.47,3.03,0]
["20160223:0346",11,null,null,984.89,886.47,null,55.74,32.53,3.1,0]
["20160223:0446",12,null,null,1023.33,1008.58,null,63.44,33.799999999999997,2.48,0]
["20160223:0546",13,null,null,1025.23,1023.83,null,63.95,34.49,2,0]
["20160223:0646",14,null,null,924.69,869.64,null,56.93,34.32,2.2799999999999998,0]
["20160223:0746",15,null,null,615.01,564.07000000000005,null,45.84,34.39,2.34,0]
["20160223:0846",16,null,null,684.26,510.52,null,33.01,34.11,2.41,0]
["20160223:0946",{"$f":"IF(B1291=24,1,B1291+1)","v":17},null,null,669.05,359.41,null,19.39,33.409999999999997,2.21,0]
["20160223:1046",18,null,null,171.13,63.68,null,5.37,32.35,2.0699999999999998,0]
["20160223:1146",19,null,null,0,0,null,0,31.01,2.21,0]
["20160223:1246",20,null,null,0,0,null,0,30.09,2.34,0]
["20160223:1346",21,null,null,0,0,null,0,29.4,2.62,0]
["20160223:1446",22,null,null,0,0,null,0,28.81,4.6900000000000004,0]
["20160223:1546",23,null,null,0,0,null,0,26.72,5.86,0]
["20160223:1646",24,null,null,0,0,null,0,24.98,5.24,0]
["20160223:1746",1,null,null,0,0,null,0,23.79,5.0999999999999996,0]
["20160223:1846",2,null,null,0,0,null,0,23.42,4.97,0]
["20160223:1946",3,null,null,0,0,null,0,22.75,5.03,0]
["20160223:2046",4,null,null,0,0,null,0,22.24,5.17,0]
["20160223:2146",5,null,null,0,0,null,0,21.93,5.24,0]
["20160223:2246",6,null,null,0,0,null,0,21.66,5.0999999999999996,0]
["20160223:2346",7,null,null,12.63,13.73,null,3.79,21.57,4.21,0]
["20160224:0046",8,null,null,128.84,120.09,null,17.87,22.39,5.52,0]
["20160224:0146",9,null,null,561.29,410.89,null,31.58,23.81,5.72,0]
["20160224:0246",10,null,null,904.4,710.9,null,44.58,25.63,5.59,0]
["20160224:0346",11,null,null,1013.88,910.6,null,56.03,27.36,5.38,0]
["20160224:0446",12,null,null,1034.69,1021.92,null,63.8,28.25,5.0999999999999996,0]
["20160224:0546",13,null,null,1036.47,1037.31,null,64.290000000000006,29.36,4.9000000000000004,0]
["20160224:0646",14,null,null,1046.97,973.84,null,57.19,29.41,4.76,0]
["20160224:0746",15,null,null,1009.23,826.99,null,46.02,30.04,4.97,0]
["20160224:0846",16,null,null,902.5,620.65,null,33.14,29.81,5.17,0]
["20160224:0946",17,null,null,638.36,348.68,null,19.489999999999998,29.05,5.31,0]
["20160224:1046",18,null,null,180.13,66,null,5.44,27.46,4.97,0]
["20160224:1146",19,null,null,0,0,null,0,25.74,5.45,0]
["20160224:1246",20,null,null,0,0,null,0,24.02,6.14,0]
["20160224:1346",21,null,null,0,0,null,0,22.09,6.34,0]
["20160224:1446",22,null,null,0,0,null,0,20.45,6.28,0]
["20160224:1546",23,null,null,0,0,null,0,19.14,5.38,0]
["20160224:1646",24,null,null,0,0,null,0,18.13,4.6900000000000004,0]
["20160224:1746",1,null,null,0,0,null,0,17.489999999999998,4.62,0]
["20160224:1846",2,null,null,0,0,null,0,16.98,4.9000000000000004,0]
["20160224:1946",3,null,null,0,0,null,0,16.68,4.55,0]
["20160224:2046",4,null,null,0,0,null,0,16.43,4.07,0]
["20160224:2146",5,null,null,0,0,null,0,16.329999999999998,3.72,0]
["20160224:2246",6,null,null,0,0,null,0,16.43,4.76,0]
["20160224:2346",7,null,null,90.64,56.68,null,3.93,16.66,4.21,0]
["20160225:0046",8,null,null,134.78,124.12,null,18.03,17.75,5.45,0]
["20160225:0146",9,null,null,548.66,406.1,null,31.77,19.57,5.66,0]
["20160225:0246",10,null,null,560.02,506.86,null,44.81,22.02,5.52,0]
["20160225:0346",11,null,null,769.48,724.76,null,56.32,24.34,5.24,0]
["20160225:0446",12,null,null,804.18,808.94,null,64.16,26.25,5.0999999999999996,0]
["20160225:0546",13,null,null,945.31,949.18,null,64.64,27.7,5.0999999999999996,0]
["20160225:0646",14,null,null,797.46,767.48,null,57.44,28.3,5.17,0]
["20160225:0746",15,null,null,917.41,765.65,null,46.2,28.81,5.24,0]
["20160225:0846",16,null,null,727.37,532.46,null,33.270000000000003,28.78,5.31,0]
["20160225:0946",17,null,null,640.41,348.7,null,19.59,28.15,5.17,0]
["20160225:1046",18,null,null,189.07,68.260000000000005,null,5.52,26.82,4.21,0]
["20160225:1146",19,null,null,0,0,null,0,25.19,4.62,0]
["20160225:1246",20,null,null,0,0,null,0,23.56,5.24,0]
["20160225:1346",21,null,null,0,0,null,0,22.01,5.38,0]
["20160225:1446",22,null,null,0,0,null,0,20.65,5.38,0]
["20160225:1546",23,null,null,0,0,null,0,19.350000000000001,5.52,0]
["20160225:1646",24,null,null,0,0,null,0,18.25,5.31,0]
["20160225:1746",1,null,null,0,0,null,0,17.5,5.03,0]
["20160225:1846",2,null,null,0,0,null,0,17.329999999999998,4.07,0]
["20160225:1946",3,null,null,0,0,null,0,17.059999999999999,4.62,0]
["20160225:2046",4,null,null,0,0,null,0,16.829999999999998,4.55,0]
["20160225:2146",5,null,null,0,0,null,0,16.61,4.4800000000000004,0]
["20160225:2246",6,null,null,0,0,null,0,16.350000000000001,4.34,0]
["20160225:2346",7,null,null,662.42,100.37,null,4.0599999999999996,16.36,3.79,0]
["20160226:0046",8,null,null,560.9,264.87,null,18.18,17.559999999999999,5.0999999999999996,0]
["20160226:0146",{"$f":"IF(B1355=24,1,B1355+1)","v":9},null,null,825.1,522.59,null,31.95,19.57,5.38,0]
["20160226:0246",10,null,null,999.1,768.45,null,45.04,21.89,5.38,0]
["20160226:0346",11,null,null,1054.6300000000001,946.07,null,56.62,24.15,5.38,0]
["20160226:0446",12,null,null,1051.25,1043.1199999999999,null,64.53,26.08,5.38,0]
["20160226:0546",13,null,null,1047.3499999999999,1052.8800000000001,null,65,27.52,5.45,0]
["20160226:0646",14,null,null,1046.46,975.31,null,57.7,28.32,5.31,0]
["20160226:0746",15,null,null,1018.69,833.8,null,46.38,28.74,5.24,0]
["20160226:0846",16,null,null,882.79,610.35,null,33.4,28.65,5.17,0]
["20160226:0946",17,null,null,606.33000000000004,336.77,null,19.68,27.92,5.17,0]
["20160226:1046",18,null,null,196.29,69.48,null,5.59,26.53,4.34,0]
["20160226:1146",19,null,null,0,0,null,0,24.93,4.62,0]
["20160226:1246",20,null,null,0,0,null,0,23.51,5.31,0]
["20160226:1346",21,null,null,0,0,null,0,21.81,5.79,0]
["20160226:1446",22,null,null,0,0,null,0,20.079999999999998,5.72,0]
["20160226:1546",23,null,null,0,0,null,0,18.71,5.66,0]
["20160226:1646",24,null,null,0,0,null,0,17.59,4.97,0]
["20160226:1746",1,null,null,0,0,null,0,16.82,4.6900000000000004,0]
["20160226:1846",2,null,null,0,0,null,0,16.63,3.79,0]
["20160226:1946",3,null,null,0,0,null,0,16.25,3.79,0]
["20160226:2046",4,null,null,0,0,null,0,16.02,4,0]
["20160226:2146",5,null,null,0,0,null,0,15.87,3.79,0]
["20160226:2246",6,null,null,0,0,null,0,15.76,3.72,0]
["20160226:2346",7,null,null,815.4,106.99,null,4.21,15.83,3.31,0]
["20160227:0046",8,null,null,595.41999999999996,274.24,null,18.34,17.2,4.4800000000000004,0]
["20160227:0146",9,null,null,858.4,537.12,null,32.14,19.18,4.6900000000000004,0]
["20160227:0246",10,null,null,1015.22,778.98,null,45.27,21.58,4.55,0]
["20160227:0346",11,null,null,1041.6099999999999,936.79,null,56.91,23.75,4.34,0]
["20160227:0446",12,null,null,1055.69,1050.1099999999999,null,64.89,25.88,4.21,0]
["20160227:0546",13,null,null,1046.29,1054.05,null,65.349999999999994,27.52,4.1399999999999997,0]
["20160227:0646",14,null,null,1046.8599999999999,976.59,null,57.95,28.44,4.21,0]
["20160227:0746",15,null,null,997.82,819.78,null,46.55,29.07,4.28,0]
["20160227:0846",16,null,null,853.51,595.54999999999995,null,33.520000000000003,29.14,4.21,0]
["20160227:0946",17,null,null,610.29999999999995,337.99,null,19.77,28.64,4.1399999999999997,0]
["20160227:1046",18,null,null,205.11,71.62,null,5.66,27.3,3.1,0]
["20160227:1146",19,null,null,0,0,null,0,25.66,2.9,0]
["20160227:1246",20,null,null,0,0,null,0,24.66,3.24,0]
["20160227:1346",21,null,null,0,0,null,0,23.86,3.79,0]
["20160227:1446",22,null,null,0,0,null,0,22.86,4.07,0]
["20160227:1546",23,null,null,0,0,null,0,21.66,4,0]
["20160227:1646",24,null,null,0,0,null,0,20.55,3.79,0]
["20160227:1746",1,null,null,0,0,null,0,19.739999999999998,3.79,0]
["20160227:1846",2,null,null,0,0,null,0,19.07,3.59,0]
["20160227:1946",3,null,null,0,0,null,0,18.59,3.45,0]
["20160227:2046",4,null,null,0,0,null,0,18.170000000000002,3.31,0]
["20160227:2146",5,null,null,0,0,null,0,17.829999999999998,2.97,0]
["20160227:2246",6,null,null,0,0,null,0,17.55,3.1,0]
["20160227:2346",7,null,null,74.459999999999994,55.56,null,4.3499999999999996,17.510000000000002,2.9,0]
["20160228:0046",8,null,null,120.53,116.56,null,18.510000000000002,18.72,3.66,0]
["20160228:0146",9,null,null,785.17,507.91,null,32.33,20.61,3.59,0]
["20160228:0246",10,null,null,987.19,762.83,null,45.51,22.78,3.38,0]
["20160228:0346",11,null,null,1055.33,949.46,null,57.21,24.83,3.17,0]
["20160228:0446",12,null,null,1042.93,1039.56,null,65.260000000000005,26.72,2.97,0]
["20160228:0546",13,null,null,1050.8699999999999,1061.1500000000001,null,65.7,28.39,2.83,0]
["20160228:0646",14,null,null,1052.99,982.83,null,58.2,30.04,3.17,0]
["20160228:0746",15,null,null,1006,825.25,null,46.72,30.58,3.45,0]
["20160228:0846",16,null,null,886.08,611.4,null,33.64,30.52,3.52,0]
["20160228:0946",17,null,null,618.86,340.77,null,19.86,29.99,3.52,0]
["20160228:1046",18,null,null,213.91,73.7,null,5.73,28.51,2.69,0]
["20160228:1146",19,null,null,0,0,null,0,26.59,2.69,0]
["20160228:1246",20,null,null,0,0,null,0,25.45,2.83,0]
["20160228:1346",21,null,null,0,0,null,0,24.68,3.1,0]
["20160228:1446",22,null,null,0,0,null,0,24.02,3.72,0]
["20160228:1546",23,null,null,0,0,null,0,23.02,4.21,0]
["20160228:1646",24,null,null,0,0,null,0,21.75,4.28,0]
["20160228:1746",{"$f":"IF(B1419=24,1,B1419+1)","v":1},null,null,0,0,null,0,20.58,4.1399999999999997,0]
["20160228:1846",2,null,null,0,0,null,0,19.989999999999998,3.86,0]
["20160228:1946",3,null,null,0,0,null,0,19.34,3.79,0]
["20160228:2046",4,null,null,0,0,null,0,18.899999999999999,3.86,0]
["20160228:2146",5,null,null,0,0,null,0,18.579999999999998,3.93,0]
["20160228:2246",6,null,null,0,0,null,0,18.28,3.93,0]
["20160228:2346",7,null,null,9.93,10.79,null,4.3499999999999996,18.34,3.52,0]
["20160229:0046",8,null,null,426.23,232.54,null,18.510000000000002,19.7,4.76,0]
["20160229:0146",9,null,null,797.51,513.62,null,32.33,21.69,5.17,0]
["20160229:0246",10,null,null,811.89,661.12,null,45.51,23.85,5.24,0]
["20160229:0346",11,null,null,1026.3699999999999,926.08,null,57.21,25.91,5.17,0]
["20160229:0446",12,null,null,1015.97,1012.39,null,65.260000000000005,27.68,5.03,0]
["20160229:0546",13,null,null,1017.53,1026.52,null,65.7,28.92,4.97,0]
["20160229:0646",14,null,null,987.11,925.98,null,58.2,28.94,4.97,0]
["20160229:0746",15,null,null,1031.26,842.79,null,46.72,29.29,4.97,0]
["20160229:0846",16,null,null,921.48,629.98,null,33.64,29.2,4.9000000000000004,0]
["20160229:0946",17,null,null,580.47,327.83,null,19.86,28.53,4.76,0]
["20160229:1046",18,null,null,66.66,41.42,null,5.73,27.3,3.86,0]
["20160229:1146",19,null,null,0,0,null,0,25.96,3.72,0]
["20160229:1246",20,null,null,0,0,null,0,25.11,4.07,0]
["20160229:1346",21,null,null,0,0,null,0,24.34,4.55,0]
["20160229:1446",22,null,null,0,0,null,0,23.35,4.9000000000000004,0]
["20160229:1546",23,null,null,0,0,null,0,22.12,4.6900000000000004,0]
["20160229:1646",24,null,null,0,0,null,0,20.92,4.34,0]
["20160229:1746",1,null,null,0,0,null,0,20.03,4.1399999999999997,0]
["20160229:1846",2,null,null,0,0,null,0,19.28,3.79,0]
["20160229:1946",3,null,null,0,0,null,0,18.71,3.59,0]
["20160229:2046",4,null,null,0,0,null,0,18.25,3.52,0]
["20160229:2146",5,null,null,0,0,null,0,17.86,3.45,0]
["20160229:2246",6,null,null,0,0,null,0,17.559999999999999,3.31,0]
["20160229:2346",7,null,null,10.83,11.77,null,4.5,17.59,3.03,0]
["20160301:0046",8,null,null,266.67,182.63,null,18.670000000000002,19.079999999999998,4,0]
["20160301:0146",9,null,null,805.72,515.79999999999995,null,32.53,21.17,4,0]
["20160301:0246",10,null,null,988.48,763.33,null,45.74,23.5,3.59,0]
["20160301:0346",11,null,null,1046.0999999999999,942.88,null,57.51,25.76,3.17,0]
["20160301:0446",12,null,null,1036.19,1035.32,null,65.64,27.58,2.83,0]
["20160301:0546",13,null,null,1026.3800000000001,1038.0999999999999,null,66.05,29,2.69,0]
["20160301:0646",14,null,null,1019.74,954.24,null,58.45,29.18,2.69,0]
["20160301:0746",15,null,null,965.38,796.94,null,46.89,29.72,2.76,0]
["20160301:0846",16,null,null,758.69,546.82000000000005,null,33.76,29.77,2.9,0]
["20160301:0946",17,null,null,488.57,293.60000000000002,null,19.95,29.35,2.97,0]
["20160301:1046",18,null,null,116.32,56.22,null,5.79,28.07,2.21,0]
["20160301:1146",19,null,null,0,0,null,0,26.22,2.34,0]
["20160301:1246",20,null,null,0,0,null,0,25.06,2.41,0]
["20160301:1346",21,null,null,0,0,null,0,24.17,2.48,0]
["20160301:1446",22,null,null,0,0,null,0,23.46,2.76,0]
["20160301:1546",23,null,null,0,0,null,0,23.07,3.66,0]
["20160301:1646",24,null,null,0,0,null,0,21.99,3.86,0]
["20160301:1746",1,null,null,0,0,null,0,20.8,3.52,0]
["20160301:1846",2,null,null,0,0,null,0,19.98,3.24,0]
["20160301:1946",3,null,null,0,0,null,0,19.23,3.03,0]
["20160301:2046",4,null,null,0,0,null,0,18.649999999999999,2.9,0]
["20160301:2146",5,null,null,0,0,null,0,18.170000000000002,2.83,0]
["20160301:2246",6,null,null,0,0,null,0,17.829999999999998,2.69,0]
["20160301:2346",7,null,null,334.55,86.6,null,4.6500000000000004,17.899999999999999,2.41,0]
["20160302:0046",8,null,null,253.31,178.77,null,18.84,19.579999999999998,3.24,0]
["20160302:0146",9,null,null,793.67,511.58,null,32.72,21.98,3.17,0]
["20160302:0246",10,null,null,956.61,745.05,null,45.98,24.51,2.83,0]
["20160302:0346",11,null,null,1041.7,940.6,null,57.81,26.79,2.34,0]
["20160302:0446",12,null,null,1034.8699999999999,1036.46,null,66.010000000000005,28.66,1.86,0]
["20160302:0546",13,null,null,1025.4100000000001,1039.26,null,66.400000000000006,30.14,1.52,0]
["20160302:0646",14,null,null,1032.9100000000001,966.53,null,58.7,31.04,1.93,0]
["20160302:0746",15,null,null,981.03,807.44,null,47.05,31.51,2.0699999999999998,0]
["20160302:0846",16,null,null,783.58,558.78,null,33.880000000000003,31.51,2.2799999999999998,0]
["20160302:0946",{"$f":"IF(B1483=24,1,B1483+1)","v":17},null,null,561.34,319.33999999999997,null,20.03,31.05,2.48,0]
["20160302:1046",18,null,null,162.93,67.8,null,5.86,29.55,2,0]
["20160302:1146",19,null,null,0,0,null,0,27.66,2.2799999999999998,0]
["20160302:1246",20,null,null,0,0,null,0,26.29,2.2799999999999998,0]
["20160302:1346",21,null,null,0,0,null,0,25.26,2.21,0]
["20160302:1446",22,null,null,0,0,null,0,24.31,2.2799999999999998,0]
["20160302:1546",23,null,null,0,0,null,0,23.67,2.69,0]
["20160302:1646",24,null,null,0,0,null,0,23.14,3.24,0]
["20160302:1746",1,null,null,0,0,null,0,22.13,3.17,0]
["20160302:1846",2,null,null,0,0,null,0,21.34,2.9,0]
["20160302:1946",3,null,null,0,0,null,0,20.59,2.69,0]
["20160302:2046",4,null,null,0,0,null,0,19.98,2.62,0]
["20160302:2146",5,null,null,0,0,null,0,19.54,2.69,0]
["20160302:2246",6,null,null,0,0,null,0,19.170000000000002,2.69,0]
["20160302:2346",7,null,null,237.12,80.14,null,4.8,19.29,2.34,0]
["20160303:0046",8,null,null,260.88,182.61,null,19.010000000000002,21.18,3.31,0]
["20160303:0146",9,null,null,796.43,513.26,null,32.92,23.61,3.24,0]
["20160303:0246",10,null,null,991.9,766.96,null,46.22,26.14,2.76,0]
["20160303:0346",11,null,null,1045.5899999999999,945.18,null,58.12,28.45,2.2799999999999998,0]
["20160303:0446",12,null,null,1022.35,1026.08,null,66.39,30.29,1.86,0]
["20160303:0546",13,null,null,1024.44,1040.45,null,66.760000000000005,31.55,1.52,0]
["20160303:0646",14,null,null,1032.3699999999999,966.74,null,58.94,32.119999999999997,1.24,0]
["20160303:0746",15,null,null,981.73,807.78,null,47.21,32.450000000000003,0.97,0]
["20160303:0846",16,null,null,783.87,558.42999999999995,null,33.99,32.380000000000003,0.76,0]
["20160303:0946",17,null,null,620.44000000000005,339.18,null,20.11,31.9,0.76,0]
["20160303:1046",18,null,null,66.09,41.92,null,5.92,30.92,0.76,0]
["20160303:1146",19,null,null,0,0,null,0,29.34,0.97,0]
["20160303:1246",20,null,null,0,0,null,0,27.65,1.03,0]
["20160303:1346",21,null,null,0,0,null,0,26.06,1.1000000000000001,0]
["20160303:1446",22,null,null,0,0,null,0,24.9,1.24,0]
["20160303:1546",23,null,null,0,0,null,0,23.94,1.31,0]
["20160303:1646",24,null,null,0,0,null,0,23.12,1.38,0]
["20160303:1746",1,null,null,0,0,null,0,22.2,1.59,0]
["20160303:1846",2,null,null,0,0,null,0,21.73,2,0]
["20160303:1946",3,null,null,0,0,null,0,21.54,2.14,0]
["20160303:2046",4,null,null,0,0,null,0,21.38,2.2799999999999998,0]
["20160303:2146",5,null,null,0,0,null,0,21.05,2.2799999999999998,0]
["20160303:2246",6,null,null,0,0,null,0,20.53,2.2799999999999998,0]
["20160303:2346",7,null,null,157,73.510000000000005,null,4.96,20.399999999999999,2,0]
["20160304:0046",8,null,null,230.43,172.37,null,19.18,22.74,2.41,0]
["20160304:0146",9,null,null,732.6,488.36,null,33.119999999999997,25.74,2.41,0]
["20160304:0246",10,null,null,952.74,744.33,null,46.46,28.71,2.41,0]
["20160304:0346",11,null,null,1028.72,932.66,null,58.42,30.91,2,0]
["20160304:0446",12,null,null,1021.09,1027.25,null,66.77,32.32,1.03,0]
["20160304:0546",13,null,null,1023.48,1041.6300000000001,null,67.11,33.380000000000003,0.34,0]
["20160304:0646",14,null,null,1026.19,962.02,null,59.18,33.869999999999997,0.14000000000000001,0]
["20160304:0746",15,null,null,915.57,763.83,null,47.37,34.15,0.21,0]
["20160304:0846",16,null,null,839.98,585.99,null,34.090000000000003,34.03,0.34,0]
["20160304:0946",17,null,null,611.21,335.76,null,20.190000000000001,33.53,0.55000000000000004,0]
["20160304:1046",18,null,null,46.67,36.07,null,5.98,32.53,0.83,0]
["20160304:1146",19,null,null,0,0,null,0,30.89,1.38,0]
["20160304:1246",20,null,null,0,0,null,0,29.35,1.79,0]
["20160304:1346",21,null,null,0,0,null,0,28.12,2,0]
["20160304:1446",22,null,null,0,0,null,0,27.02,2.21,0]
["20160304:1546",23,null,null,0,0,null,0,26.17,2.21,0]
["20160304:1646",24,null,null,0,0,null,0,25.49,2.21,0]
["20160304:1746",1,null,null,0,0,null,0,24.75,2.0699999999999998,0]
["20160304:1846",2,null,null,0,0,null,0,24.04,2.0699999999999998,0]
["20160304:1946",3,null,null,0,0,null,0,23.45,2,0]
["20160304:2046",4,null,null,0,0,null,0,23.03,2,0]
["20160304:2146",5,null,null,0,0,null,0,22.64,1.93,0]
["20160304:2246",6,null,null,0,0,null,0,22.18,1.79,0]
["20160304:2346",7,null,null,71,55.3,null,5.12,22.01,1.38,0]
["20160305:0046",8,null,null,193.3,157.26,null,19.36,25.48,0.83,0]
["20160305:0146",{"$f":"IF(B1547=24,1,B1547+1)","v":9},null,null,547.69000000000005,410.5,null,33.32,28.75,0.9,0]
["20160305:0246",10,null,null,887.45,706.84,null,46.7,31.33,1.31,0]
["20160305:0346",11,null,null,996.43,907.67,null,58.73,33.08,1.45,0]
["20160305:0446",12,null,null,990.61,998.51,null,67.150000000000006,34.26,1.24,0]
["20160305:0546",13,null,null,963.71,981.69,null,67.459999999999994,35.06,0.76,0]
["20160305:0646",14,null,null,972.65,916.34,null,59.41,34.880000000000003,0.55000000000000004,0]
["20160305:0746",15,null,null,924.36,769.45,null,47.52,35.17,0.55000000000000004,0]
["20160305:0846",16,null,null,555.51,443.6,null,34.200000000000003,34.92,0.76,0]
["20160305:0946",17,null,null,507.82,299.86,null,20.27,34.58,0.97,0]
["20160305:1046",18,null,null,141.41,62.55,null,6.04,33.53,1.38,0]
["20160305:1146",19,null,null,0,0,null,0,31.78,1.86,0]
["20160305:1246",20,null,null,0,0,null,0,30.25,1.93,0]
["20160305:1346",21,null,null,0,0,null,0,28.93,1.93,0]
["20160305:1446",22,null,null,0,0,null,0,27.85,2.0699999999999998,0]
["20160305:1546",23,null,null,0,0,null,0,26.91,2,0]
["20160305:1646",24,null,null,0,0,null,0,26.16,1.93,0]
["20160305:1746",1,null,null,0,0,null,0,25.48,1.72,0]
["20160305:1846",2,null,null,0,0,null,0,25.32,1.72,0]
["20160305:1946",3,null,null,0,0,null,0,24.65,1.93,0]
["20160305:2046",4,null,null,0,0,null,0,24.37,2.14,0]
["20160305:2146",5,null,null,0,0,null,0,23.75,1.66,0]
["20160305:2246",6,null,null,0,0,null,0,22.98,1.03,0]
["20160305:2346",7,null,null,44.22,48.04,null,5.28,22.96,1.24,0]
["20160306:0046",8,null,null,117.4,116.16,null,19.53,25.57,1.93,0]
["20160306:0146",9,null,null,535.62,406.07,null,33.520000000000003,27.98,2.2799999999999998,0]
["20160306:0246",10,null,null,843.36,682.07,null,46.94,30.37,2.5499999999999998,0]
["20160306:0346",11,null,null,956.36,876.91,null,59.03,32.479999999999997,2.48,0]
["20160306:0446",12,null,null,983.92,994.01,null,67.53,33.9,2.0699999999999998,0]
["20160306:0546",13,null,null,991.83,1012.62,null,67.81,34.85,1.66,0]
["20160306:0646",14,null,null,1012.79,951.53,null,59.65,34.950000000000003,1.24,0]
["20160306:0746",15,null,null,991.48,813.7,null,47.67,35.130000000000003,1.1000000000000001,0]
["20160306:0846",16,null,null,849.98,589.96,null,34.299999999999997,34.93,1.03,0]
["20160306:0946",17,null,null,580.79,324.79000000000002,null,20.34,34.58,1.1000000000000001,0]
["20160306:1046",18,null,null,185.04,72.33,null,6.09,33.56,1.31,0]
["20160306:1146",19,null,null,0,0,null,0,31.73,1.86,0]
["20160306:1246",20,null,null,0,0,null,0,30.16,1.93,0]
["20160306:1346",21,null,null,0,0,null,0,29.31,1.93,0]
["20160306:1446",22,null,null,0,0,null,0,28.59,1.86,0]
["20160306:1546",23,null,null,0,0,null,0,27.95,1.79,0]
["20160306:1646",24,null,null,0,0,null,0,27.32,1.59,0]
["20160306:1746",1,null,null,0,0,null,0,26.73,1.72,0]
["20160306:1846",2,null,null,0,0,null,0,26.68,1.72,0]
["20160306:1946",3,null,null,0,0,null,0,26.47,1.66,0]
["20160306:2046",4,null,null,0,0,null,0,26.04,1.45,0]
["20160306:2146",5,null,null,0,0,null,0,25.73,0.97,0]
["20160306:2246",6,null,null,0,0,null,0,25.19,0.9,0]
["20160306:2346",7,null,null,139.75,73.400000000000006,null,5.44,25.1,0.97,0]
["20160307:0046",8,null,null,120.04,119.06,null,19.71,27.28,0.97,0]
["20160307:0146",9,null,null,519.42999999999995,399.55,null,33.72,29.48,0.48,0]
["20160307:0246",10,null,null,686.85,591.30999999999995,null,47.18,31.33,0.21,0]
["20160307:0346",11,null,null,901.16,834.7,null,59.34,33.21,0.55000000000000004,0]
["20160307:0446",12,null,null,971.57,983.76,null,67.91,34.5,0.97,0]
["20160307:0546",13,null,null,960.74,982.38,null,68.16,34.76,1.66,0]
["20160307:0646",14,null,null,897.03,853.91,null,59.88,34.64,1.59,0]
["20160307:0746",15,null,null,666.57,600.64,null,47.82,34.659999999999997,1.59,0]
["20160307:0846",16,null,null,681.9,507.51,null,34.4,34.479999999999997,1.66,0]
["20160307:0946",17,null,null,517.52,302.83,null,20.41,34.119999999999997,1.72,0]
["20160307:1046",18,null,null,149.34,64.569999999999993,null,6.15,33.18,1.31,0]
["20160307:1146",19,null,null,0,0,null,0,32.03,1.52,0]
["20160307:1246",20,null,null,0,0,null,0,31.13,1.52,0]
["20160307:1346",21,null,null,0,0,null,0,30.25,1.59,0]
["20160307:1446",22,null,null,0,0,null,0,29.37,1.79,0]
["20160307:1546",23,null,null,0,0,null,0,28.63,1.93,0]
["20160307:1646",24,null,null,0,0,null,0,28.1,2.21,0]
["20160307:1746",{"$f":"IF(B1611=24,1,B1611+1)","v":1},null,null,0,0,null,0,27.66,2.41,0]
["20160307:1846",2,null,null,0,0,null,0,27.96,2.97,0]
["20160307:1946",3,null,null,0,0,null,0,27.83,2.97,0]
["20160307:2046",4,null,null,0,0,null,0,27.47,2.9,0]
["20160307:2146",5,null,null,0,0,null,0,27.13,2.62,0]
["20160307:2246",6,null,null,0,0,null,0,26.58,2.41,0]
["20160307:2346",7,null,null,100.77,66.94,null,5.6,26.58,2.14,0]
["20160308:0046",8,null,null,191.31,158.59,null,19.89,28.38,2.83,0]
["20160308:0146",9,null,null,669.4,465.38,null,33.92,30.54,2.83,0]
["20160308:0246",10,null,null,914.45,725.05,null,47.42,32.729999999999997,2.76,0]
["20160308:0346",11,null,null,996.5,911.56,null,59.65,34.28,2.62,0]
["20160308:0446",12,null,null,992.98,1008,null,68.3,35.119999999999997,2.41,0]
["20160308:0546",13,null,null,971.65,995.53,null,68.510000000000005,35.85,2.2799999999999998,0]
["20160308:0646",14,null,null,875.55,836.46,null,60.1,36.020000000000003,2.0699999999999998,0]
["20160308:0746",15,null,null,637.84,581.33000000000004,null,47.96,36.21,2,0]
["20160308:0846",16,null,null,271.02,270.66000000000003,null,34.49,36.130000000000003,1.93,0]
["20160308:0946",17,null,null,486.36,291.61,null,20.48,35.85,1.79,0]
["20160308:1046",18,null,null,149.75,65.180000000000007,null,6.2,34.770000000000003,0.9,0]
["20160308:1146",19,null,null,0,0,null,0,33.479999999999997,0.55000000000000004,0]
["20160308:1246",20,null,null,0,0,null,0,32,1.31,0]
["20160308:1346",21,null,null,0,0,null,0,31.09,1.86,0]
["20160308:1446",22,null,null,0,0,null,0,30.28,2.0699999999999998,0]
["20160308:1546",23,null,null,0,0,null,0,29.5,2.14,0]
["20160308:1646",24,null,null,0,0,null,0,29.06,2.21,0]
["20160308:1746",1,null,null,0,0,null,0,28.43,2.14,0]
["20160308:1846",2,null,null,0,0,null,0,28.05,2.0699999999999998,0]
["20160308:1946",3,null,null,0,0,null,0,27.56,2.0699999999999998,0]
["20160308:2046",4,null,null,0,0,null,0,27.07,2.14,0]
["20160308:2146",5,null,null,0,0,null,0,26.65,2.14,0]
["20160308:2246",6,null,null,0,0,null,0,26.28,2.0699999999999998,0]
["20160308:2346",7,null,null,18.95,20.59,null,5.77,26.48,1.79,0]
["20160309:0046",8,null,null,310.73,205.2,null,20.07,28.58,2.21,0]
["20160309:0146",9,null,null,737.77,494.05,null,34.130000000000003,30.69,2.5499999999999998,0]
["20160309:0246",10,null,null,930.94,735.47,null,47.66,32.909999999999997,2.41,0]
["20160309:0346",11,null,null,990.68,908.25,null,59.95,34.86,2.2799999999999998,0]
["20160309:0446",12,null,null,963.08,979.62,null,68.69,36.15,2.21,0]
["20160309:0546",13,null,null,1010.19,1038.42,null,68.86,36.82,2.21,0]
["20160309:0646",14,null,null,896.58,854.17,null,60.32,37.03,2.14,0]
["20160309:0746",15,null,null,941.01,779.13,null,48.1,37.200000000000003,2.2799999999999998,0]
["20160309:0846",16,null,null,683.7,507.47,null,34.590000000000003,37.04,2.34,0]
["20160309:0946",17,null,null,519.55999999999995,302.95,null,20.54,36.64,2.2799999999999998,0]
["20160309:1046",18,null,null,157.22999999999999,66.5,null,6.25,35.17,2,0]
["20160309:1146",19,null,null,0,0,null,0,33.479999999999997,2.34,0]
["20160309:1246",20,null,null,0,0,null,0,32.47,2.48,0]
["20160309:1346",21,null,null,0,0,null,0,31.67,2.41,0]
["20160309:1446",22,null,null,0,0,null,0,30.79,2.34,0]
["20160309:1546",23,null,null,0,0,null,0,29.98,2.34,0]
["20160309:1646",24,null,null,0,0,null,0,29.41,2.2799999999999998,0]
["20160309:1746",1,null,null,0,0,null,0,29.02,2.0699999999999998,0]
["20160309:1846",2,null,null,0,0,null,0,28.59,2,0]
["20160309:1946",3,null,null,0,0,null,0,27.9,2.0699999999999998,0]
["20160309:2046",4,null,null,0,0,null,0,27.29,2.0699999999999998,0]
["20160309:2146",5,null,null,0,0,null,0,26.85,2,0]
["20160309:2246",6,null,null,0,0,null,0,26.39,2,0]
["20160309:2346",7,null,null,664.02,134.13999999999999,null,5.94,26.53,1.72,0]
["20160310:0046",8,null,null,529.86,268.29000000000002,null,20.25,29.01,2.14,0]
["20160310:0146",9,null,null,659.47,462.76,null,34.33,31.31,2.48,0]
["20160310:0246",10,null,null,924.81,732.49,null,47.91,33.42,2.14,0]
["20160310:0346",11,null,null,1003.09,919.62,null,60.26,35.35,1.79,0]
["20160310:0446",12,null,null,1001.35,1021.73,null,69.08,36.68,1.45,0]
["20160310:0546",13,null,null,997.68,1027.03,null,69.209999999999994,37.26,1.1000000000000001,0]
["20160310:0646",14,null,null,999.42,941.71,null,60.54,37.869999999999997,0.62,0]
["20160310:0746",15,null,null,934.52,774.63,null,48.23,38.049999999999997,0.76,0]
["20160310:0846",16,null,null,553.9,442.36,null,34.68,37.729999999999997,0.76,0]
["20160310:0946",{"$f":"IF(B1675=24,1,B1675+1)","v":17},null,null,430.16,271.31,null,20.61,37.35,0.83,0]
["20160310:1046",18,null,null,85.72,49.39,null,6.3,36.380000000000003,1.1000000000000001,0]
["20160310:1146",19,null,null,0,0,null,0,34.6,1.93,0]
["20160310:1246",20,null,null,0,0,null,0,33.14,2.0699999999999998,0]
["20160310:1346",21,null,null,0,0,null,0,31.95,2.2799999999999998,0]
["20160310:1446",22,null,null,0,0,null,0,31.36,2.97,0]
["20160310:1546",23,null,null,0,0,null,0,28.31,6.07,0]
["20160310:1646",24,null,null,0,0,null,0,25.43,5.24,0]
["20160310:1746",1,null,null,0,0,null,0,24.41,4.6900000000000004,0]
["20160310:1846",2,null,null,0,0,null,0,24.56,4.07,0]
["20160310:1946",3,null,null,0,0,null,0,24.08,3.79,0]
["20160310:2046",4,null,null,0,0,null,0,23.56,3.72,0]
["20160310:2146",5,null,null,0,0,null,0,23.05,3.72,0]
["20160310:2246",6,null,null,0,0,null,0,22.61,3.79,0]
["20160310:2346",7,null,null,11.73,12.75,null,6.11,22.49,4.41,0]
["20160311:0046",8,null,null,89.53,95.16,null,20.43,23.52,4.97,0]
["20160311:0146",9,null,null,384.15,335.28,null,34.53,25.42,4.83,0]
["20160311:0246",10,null,null,628.94000000000005,559.04999999999995,null,48.15,27.67,4.62,0]
["20160311:0346",11,null,null,833.99,786.76,null,60.57,29.72,4.28,0]
["20160311:0446",12,null,null,960.25,981.23,null,69.459999999999994,31.43,3.93,0]
["20160311:0546",13,null,null,891.07,918.26,null,69.55,32.619999999999997,3.52,0]
["20160311:0646",14,null,null,938.57,889.99,null,60.75,33.880000000000003,3.1,0]
["20160311:0746",15,null,null,827.79,705.24,null,48.36,33.85,3.1,0]
["20160311:0846",16,null,null,662.86,496.87,null,34.76,33.83,3.1,0]
["20160311:0946",17,null,null,561.77,315.91000000000003,null,20.67,33.25,2.9,0]
["20160311:1046",18,null,null,165.11,68.349999999999994,null,6.34,32.1,3.17,0]
["20160311:1146",19,null,null,0,0,null,0,30.42,4,0]
["20160311:1246",20,null,null,0,0,null,0,28.9,4.4800000000000004,0]
["20160311:1346",21,null,null,0,0,null,0,27.54,4.83,0]
["20160311:1446",22,null,null,0,0,null,0,26.01,4.62,0]
["20160311:1546",23,null,null,0,0,null,0,24.68,4.28,0]
["20160311:1646",24,null,null,0,0,null,0,23.62,3.52,0]
["20160311:1746",1,null,null,0,0,null,0,22.85,2.97,0]
["20160311:1846",2,null,null,0,0,null,0,22.5,2.83,0]
["20160311:1946",3,null,null,0,0,null,0,22.08,2.62,0]
["20160311:2046",4,null,null,0,0,null,0,21.7,2.5499999999999998,0]
["20160311:2146",5,null,null,0,0,null,0,21.53,2.34,0]
["20160311:2246",6,null,null,0,0,null,0,21.3,2.34,0]
["20160311:2346",7,null,null,48.73,52.95,null,6.28,21.36,2.41,0]
["20160312:0046",8,null,null,51.44,55.89,null,20.62,22.28,2.34,0]
["20160312:0146",9,null,null,180.08,192.39,null,34.74,23.57,1.79,0]
["20160312:0246",10,null,null,306.47000000000003,323.05,null,48.39,25.16,1.17,0]
["20160312:0346",11,null,null,784.6,749.14,null,60.87,26.78,1.03,0]
["20160312:0446",12,null,null,862.89,885.67,null,69.86,28.33,1.52,0]
["20160312:0546",13,null,null,949.01,979.24,null,69.900000000000006,29.42,1.86,0]
["20160312:0646",14,null,null,979.09,924.69,null,60.96,32.700000000000003,1.93,0]
["20160312:0746",15,null,null,1001.63,817.84,null,48.49,33.29,2.14,0]
["20160312:0846",16,null,null,856.23,588.80999999999995,null,34.840000000000003,33.44,2,0]
["20160312:0946",17,null,null,603.94000000000005,329.58,null,20.72,33.229999999999997,1.93,0]
["20160312:1046",18,null,null,165.63,68.930000000000007,null,6.39,32.130000000000003,1.52,0]
["20160312:1146",19,null,null,0,0,null,0,30.71,1.86,0]
["20160312:1246",20,null,null,0,0,null,0,29.61,2.21,0]
["20160312:1346",21,null,null,0,0,null,0,28.86,2.48,0]
["20160312:1446",22,null,null,0,0,null,0,28.26,2.62,0]
["20160312:1546",23,null,null,0,0,null,0,27.73,2.76,0]
["20160312:1646",24,null,null,0,0,null,0,27.25,2.62,0]
["20160312:1746",1,null,null,0,0,null,0,26.74,2.48,0]
["20160312:1846",2,null,null,0,0,null,0,26.72,2.2799999999999998,0]
["20160312:1946",3,null,null,0,0,null,0,26.28,2.14,0]
["20160312:2046",4,null,null,0,0,null,0,25.85,2,0]
["20160312:2146",5,null,null,0,0,null,0,25.47,2,0]
["20160312:2246",6,null,null,0,0,null,0,25.19,2,0]
["20160312:2346",7,null,null,60.13,56.78,null,6.45,25.46,1.72,0]
["20160313:0046",8,null,null,145,137.63,null,20.8,27.69,2.5499999999999998,0]
["20160313:0146",{"$f":"IF(B1739=24,1,B1739+1)","v":9},null,null,573.35,428.84,null,34.950000000000003,29.94,2.76,0]
["20160313:0246",10,null,null,845.72,688.56,null,48.63,32.29,2.76,0]
["20160313:0346",11,null,null,963.89,891.35,null,61.18,34.36,3.03,0]
["20160313:0446",12,null,null,979.69,1006.34,null,70.25,35.51,2.97,0]
["20160313:0546",13,null,null,976.61,1010.35,null,70.239999999999995,36.32,2.83,0]
["20160313:0646",14,null,null,1004.69,947.11,null,61.16,35.25,2.62,0]
["20160313:0746",15,null,null,935.63,773.82,null,48.61,35.479999999999997,2.62,0]
["20160313:0846",16,null,null,439.03,379.59,null,34.92,35.39,2.48,0]
["20160313:0946",17,null,null,497.98,293.89,null,20.78,34.83,2.0699999999999998,0]
["20160313:1046",18,null,null,172.99,70.11,null,6.43,33.880000000000003,1.52,0]
["20160313:1146",19,null,null,0,0,null,0,32.369999999999997,2,0]
["20160313:1246",20,null,null,0,0,null,0,31.03,2.14,0]
["20160313:1346",21,null,null,0,0,null,0,30.17,2.14,0]
["20160313:1446",22,null,null,0,0,null,0,29.46,2,0]
["20160313:1546",23,null,null,0,0,null,0,28.76,1.86,0]
["20160313:1646",24,null,null,0,0,null,0,28.06,1.79,0]
["20160313:1746",1,null,null,0,0,null,0,27.42,1.79,0]
["20160313:1846",2,null,null,0,0,null,0,27.02,1.86,0]
["20160313:1946",3,null,null,0,0,null,0,26.48,1.79,0]
["20160313:2046",4,null,null,0,0,null,0,26.02,1.79,0]
["20160313:2146",5,null,null,0,0,null,0,25.54,1.59,0]
["20160313:2246",6,null,null,0,0,null,0,25.13,1.52,0]
["20160313:2346",7,null,null,90.86,72.209999999999994,null,6.63,25.24,0.83,0]
["20160314:0046",8,null,null,220.89,176.5,null,20.99,28.28,0.55000000000000004,0]
["20160314:0146",9,null,null,722.58,492.15,null,35.15,30.51,1.79,0]
["20160314:0246",10,null,null,944.35,746.9,null,48.88,32.04,2.14,0]
["20160314:0346",11,null,null,1002.71,924.5,null,61.49,33.15,1.52,0]
["20160314:0446",12,null,null,993.9,1024.2,null,70.64,33.99,1.1000000000000001,0]
["20160314:0546",13,null,null,996.66,1034.2,null,70.58,34.590000000000003,0.76,0]
["20160314:0646",14,null,null,1016.66,957.74,null,61.36,35.880000000000003,0.69,0]
["20160314:0746",15,null,null,966.28,793.37,null,48.73,35.74,0.9,0]
["20160314:0846",16,null,null,694.82,510.76,null,35,35.81,1.17,0]
["20160314:0946",17,null,null,231.59,190.79,null,20.83,35.31,1.38,0]
["20160314:1046",18,null,null,35.67,31.94,null,6.47,34.26,1.72,0]
["20160314:1146",19,null,null,0,0,null,0,32.51,2.21,0]
["20160314:1246",20,null,null,0,0,null,0,31.53,2.48,0]
["20160314:1346",21,null,null,0,0,null,0,30.83,2.5499999999999998,0]
["20160314:1446",22,null,null,0,0,null,0,30.22,2.83,0]
["20160314:1546",23,null,null,0,0,null,0,29.26,3.45,0]
["20160314:1646",24,null,null,0,0,null,0,27.96,3.24,0]
["20160314:1746",1,null,null,0,0,null,0,26.85,2.62,0]
["20160314:1846",2,null,null,0,0,null,0,26.85,1.79,0]
["20160314:1946",3,null,null,0,0,null,0,26.28,2.21,0]
["20160314:2046",4,null,null,0,0,null,0,25.63,2.34,0]
["20160314:2146",5,null,null,0,0,null,0,25.14,2.21,0]
["20160314:2246",6,null,null,0,0,null,0,24.67,2,0]
["20160314:2346",7,null,null,50.54,54.91,null,6.8,24.88,1.93,0]
["20160315:0046",8,null,null,173.58,155.33000000000001,null,21.17,26.86,2,0]
["20160315:0146",9,null,null,621.20000000000005,451.38,null,35.36,29.46,1.66,0]
["20160315:0246",10,null,null,871.34,705.01,null,49.12,31.52,1.1000000000000001,0]
["20160315:0346",11,null,null,989.6,914.86,null,61.79,33.49,1.24,0]
["20160315:0446",12,null,null,986.46,1018.77,null,71.03,34.729999999999997,2,0]
["20160315:0546",13,null,null,999.88,1039.8699999999999,null,70.91,35.35,2.14,0]
["20160315:0646",14,null,null,1016.59,957.85,null,61.56,35.67,1.72,0]
["20160315:0746",15,null,null,936.82,773.57,null,48.85,36.020000000000003,1.38,0]
["20160315:0846",16,null,null,422.85,370.3,null,35.07,35.89,1.38,0]
["20160315:0946",17,null,null,606.4,327.98,null,20.88,35.69,1.72,0]
["20160315:1046",18,null,null,55.98,39.909999999999997,null,6.51,34.619999999999997,2,0]
["20160315:1146",19,null,null,0,0,null,0,32.94,2.41,0]
["20160315:1246",20,null,null,0,0,null,0,31.95,2.76,0]
["20160315:1346",21,null,null,0,0,null,0,31.16,2.9,0]
["20160315:1446",22,null,null,0,0,null,0,30.47,3.17,0]
["20160315:1546",23,null,null,0,0,null,0,29.87,3.52,0]
["20160315:1646",24,null,null,0,0,null,0,29.36,3.59,0]
["20160315:1746",{"$f":"IF(B1803=24,1,B1803+1)","v":1},null,null,0,0,null,0,28.8,3.52,0]
["20160315:1846",2,null,null,0,0,null,0,28.68,3.45,0]
["20160315:1946",3,null,null,0,0,null,0,28.13,3.17,0]
["20160315:2046",4,null,null,0,0,null,0,27.57,3.03,0]
["20160315:2146",5,null,null,0,0,null,0,27.09,2.9,0]
["20160315:2246",6,null,null,0,0,null,0,26.68,2.69,0]
["20160315:2346",7,null,null,45.12,49.02,null,6.98,26.92,2.34,0]
["20160316:0046",8,null,null,204.61,171.08,null,21.36,28.65,3.52,0]
["20160316:0146",9,null,null,712.09,489.47,null,35.56,30.75,3.45,0]
["20160316:0246",10,null,null,953.88,753.91,null,49.36,33.01,3.31,0]
["20160316:0346",11,null,null,1014.19,936.64,null,62.1,34.909999999999997,3.31,0]
["20160316:0446",12,null,null,990.11,1025.3900000000001,null,71.42,36.07,3.03,0]
["20160316:0546",13,null,null,982.06,1022.14,null,71.25,36.86,2.83,0]
["20160316:0646",14,null,null,1003.74,946.63,null,61.75,36.590000000000003,2.97,0]
["20160316:0746",15,null,null,884.44,739.49,null,48.96,37.04,2.9,0]
["20160316:0846",16,null,null,789.3,554.09,null,35.14,36.68,2.76,0]
["20160316:0946",17,null,null,615.59,330.41,null,20.93,36.380000000000003,2.62,0]
["20160316:1046",18,null,null,179.99,71.3,null,6.55,35.020000000000003,2.14,0]
["20160316:1146",19,null,null,0,0,null,0,33.28,2.21,0]
["20160316:1246",20,null,null,0,0,null,0,32.270000000000003,2.14,0]
["20160316:1346",21,null,null,0,0,null,0,31.45,2.21,0]
["20160316:1446",22,null,null,0,0,null,0,30.66,2.2799999999999998,0]
["20160316:1546",23,null,null,0,0,null,0,29.91,2.48,0]
["20160316:1646",24,null,null,0,0,null,0,29.39,2.62,0]
["20160316:1746",1,null,null,0,0,null,0,28.9,2.76,0]
["20160316:1846",2,null,null,0,0,null,0,28.53,2.5499999999999998,0]
["20160316:1946",3,null,null,0,0,null,0,27.97,2.41,0]
["20160316:2046",4,null,null,0,0,null,0,27.44,2.21,0]
["20160316:2146",5,null,null,0,0,null,0,26.98,2.21,0]
["20160316:2246",6,null,null,0,0,null,0,26.56,2.14,0]
["20160316:2346",7,null,null,49.63,53.93,null,7.15,26.89,1.93,0]
["20160317:0046",8,null,null,209.94,174.86,null,21.55,29.04,2.83,0]
["20160317:0146",9,null,null,699.19,485.04,null,35.770000000000003,31.41,2.83,0]
["20160317:0246",10,null,null,940.49,746.75,null,49.6,33.78,2.9,0]
["20160317:0346",11,null,null,1001.34,927.07,null,62.4,35.659999999999997,2.9,0]
["20160317:0446",12,null,null,982.76,1020.03,null,71.819999999999993,37.020000000000003,2.83,0]
["20160317:0546",13,null,null,942.45,980.86,null,71.58,37.83,2.69,0]
["20160317:0646",14,null,null,930.42,883.81,null,61.93,37.979999999999997,2.34,0]
["20160317:0746",15,null,null,937.03,772.27,null,49.06,38.409999999999997,2.21,0]
["20160317:0846",16,null,null,697.49,510.44,null,35.21,38.29,2.2799999999999998,0]
["20160317:0946",17,null,null,574.88,316.93,null,20.98,37.81,2.14,0]
["20160317:1046",18,null,null,187.24,72.34,null,6.58,36.53,1.79,0]
["20160317:1146",19,null,null,0,0,null,0,34.51,2.2799999999999998,0]
["20160317:1246",20,null,null,0,0,null,0,33.270000000000003,2.62,0]
["20160317:1346",21,null,null,0,0,null,0,32.61,2.69,0]
["20160317:1446",22,null,null,0,0,null,0,31.9,2.62,0]
["20160317:1546",23,null,null,0,0,null,0,31.3,2.62,0]
["20160317:1646",24,null,null,0,0,null,0,30.91,2.76,0]
["20160317:1746",1,null,null,0,0,null,0,30.44,2.62,0]
["20160317:1846",2,null,null,0,0,null,0,29.82,2.97,0]
["20160317:1946",3,null,null,0,0,null,0,29.36,2.76,0]
["20160317:2046",4,null,null,0,0,null,0,28.84,2.62,0]
["20160317:2146",5,null,null,0,0,null,0,28.29,2.5499999999999998,0]
["20160317:2246",6,null,null,0,0,null,0,27.86,2.5499999999999998,0]
["20160317:2346",7,null,null,12.63,13.73,null,7.33,28.12,2.41,0]
["20160318:0046",8,null,null,144.78,140.25,null,21.73,30.05,3.17,0]
["20160318:0146",9,null,null,664.05,471.32,null,35.97,32.4,3.17,0]
["20160318:0246",10,null,null,852.35,695.98,null,49.84,34.68,3.24,0]
["20160318:0346",11,null,null,969.12,901.45,null,62.7,36.42,3.24,0]
["20160318:0446",12,null,null,959.58,997.24,null,72.209999999999994,37.58,3.1,0]
["20160318:0546",13,null,null,962.79,1004.63,null,71.91,38.46,2.97,0]
["20160318:0646",14,null,null,990,934.62,null,62.11,38.6,2.9,0]
["20160318:0746",15,null,null,975.04,796.12,null,49.17,38.51,2.9,0]
["20160318:0846",16,null,null,820.79,566.88,null,35.28,38.54,2.97,0]
["20160318:0946",{"$f":"IF(B1867=24,1,B1867+1)","v":17},null,null,582.91,318.38,null,21.02,38.15,3.03,0]
["20160318:1046",18,null,null,146.15,64.42,null,6.62,36.6,2.5499999999999998,0]
["20160318:1146",19,null,null,0,0,null,0,34.81,2.9,0]
["20160318:1246",20,null,null,0,0,null,0,33.549999999999997,3.17,0]
["20160318:1346",21,null,null,0,0,null,0,32.78,3.24,0]
["20160318:1446",22,null,null,0,0,null,0,32.11,3.17,0]
["20160318:1546",23,null,null,0,0,null,0,31.38,2.97,0]
["20160318:1646",24,null,null,0,0,null,0,30.57,2.62,0]
["20160318:1746",1,null,null,0,0,null,0,29.77,2.41,0]
["20160318:1846",2,null,null,0,0,null,0,29.43,2.62,0]
["20160318:1946",3,null,null,0,0,null,0,28.93,2.5499999999999998,0]
["20160318:2046",4,null,null,0,0,null,0,28.48,2.5499999999999998,0]
["20160318:2146",5,null,null,0,0,null,0,27.98,2.62,0]
["20160318:2246",6,null,null,0,0,null,0,27.55,2.5499999999999998,0]
["20160318:2346",7,null,null,37.9,41.18,null,7.51,27.84,2.2799999999999998,0]
["20160319:0046",8,null,null,139.9,137.26,null,21.92,29.77,3.17,0]
["20160319:0146",9,null,null,546.39,421.52,null,36.18,31.87,3.17,0]
["20160319:0246",10,null,null,839.27,689.13,null,50.07,34.11,3.24,0]
["20160319:0346",11,null,null,949.71,886.65,null,63,35.94,3.45,0]
["20160319:0446",12,null,null,951.45,990.96,null,72.599999999999994,37.24,3.24,0]
["20160319:0546",13,null,null,971.34,1015.94,null,72.23,38.17,2.97,0]
["20160319:0646",14,null,null,995.72,939.46,null,62.29,37.69,2.62,0]
["20160319:0746",15,null,null,975.17,795.33,null,49.27,38.159999999999997,2.48,0]
["20160319:0846",16,null,null,845.49,577.34,null,35.340000000000003,38.03,2.41,0]
["20160319:0946",17,null,null,617.12,328.58,null,21.07,37.47,2.21,0]
["20160319:1046",18,null,null,195.16,73.849999999999994,null,6.65,36.369999999999997,1.86,0]
["20160319:1146",19,null,null,0,0,null,0,34.43,2.34,0]
["20160319:1246",20,null,null,0,0,null,0,33.29,2.5499999999999998,0]
["20160319:1346",21,null,null,0,0,null,0,32.6,2.5499999999999998,0]
["20160319:1446",22,null,null,0,0,null,0,31.8,2.69,0]
["20160319:1546",23,null,null,0,0,null,0,31.14,2.62,0]
["20160319:1646",24,null,null,0,0,null,0,30.55,2.48,0]
["20160319:1746",1,null,null,0,0,null,0,30.06,2.34,0]
["20160319:1846",2,null,null,0,0,null,0,29.55,2.34,0]
["20160319:1946",3,null,null,0,0,null,0,29.05,2.2799999999999998,0]
["20160319:2046",4,null,null,0,0,null,0,28.55,2.21,0]
["20160319:2146",5,null,null,0,0,null,0,28.06,2.21,0]
["20160319:2246",6,null,null,0,0,null,0,27.6,2.21,0]
["20160319:2346",7,null,null,43.32,47.06,null,7.69,27.98,2,0]
["20160320:0046",8,null,null,164.19,152.86000000000001,null,22.11,30.35,2.76,0]
["20160320:0146",9,null,null,654.9,469.13,null,36.380000000000003,32.76,3.17,0]
["20160320:0246",10,null,null,885.09,716.26,null,50.31,34.89,3.59,0]
["20160320:0346",11,null,null,974.82,908.39,null,63.3,36.6,3.59,0]
["20160320:0446",12,null,null,960.2,1003.09,null,73,37.81,3.38,0]
["20160320:0546",13,null,null,969.87,1016.1,null,72.55,38.770000000000003,3.1,0]
["20160320:0646",14,null,null,983.04,928.4,null,62.46,38.380000000000003,3.17,0]
["20160320:0746",15,null,null,922.88,760.99,null,49.36,38.619999999999997,3.24,0]
["20160320:0846",16,null,null,822.78,565.94000000000005,null,35.4,38.270000000000003,3.17,0]
["20160320:0946",17,null,null,585.64,318.11,null,21.11,37.71,3.17,0]
["20160320:1046",18,null,null,194.34,73.349999999999994,null,6.69,36.46,2.62,0]
["20160320:1146",19,null,null,0,0,null,0,34.76,2.69,0]
["20160320:1246",20,null,null,0,0,null,0,33.76,2.5499999999999998,0]
["20160320:1346",21,null,null,0,0,null,0,32.82,2.41,0]
["20160320:1446",22,null,null,0,0,null,0,32.090000000000003,2.41,0]
["20160320:1546",23,null,null,0,0,null,0,31.32,2.41,0]
["20160320:1646",24,null,null,0,0,null,0,30.44,2.2799999999999998,0]
["20160320:1746",1,null,null,0,0,null,0,29.62,2.14,0]
["20160320:1846",2,null,null,0,0,null,0,29.06,2.2799999999999998,0]
["20160320:1946",3,null,null,0,0,null,0,28.58,2.34,0]
["20160320:2046",4,null,null,0,0,null,0,28.12,2.41,0]
["20160320:2146",5,null,null,0,0,null,0,27.61,2.34,0]
["20160320:2246",6,null,null,0,0,null,0,27.1,2.34,0]
["20160320:2346",7,null,null,29.78,32.36,null,7.87,27.4,2.2799999999999998,0]
["20160321:0046",8,null,null,147.03,143.04,null,22.29,29.25,3.31,0]
["20160321:0146",{"$f":"IF(B1931=24,1,B1931+1)","v":9},null,null,578.53,437.4,null,36.58,31.46,3.31,0]
["20160321:0246",10,null,null,826.5,683.08,null,50.54,33.9,3.38,0]
["20160321:0346",11,null,null,936.31,877.74,null,63.6,36.08,3.66,0]
["20160321:0446",12,null,null,942.42,985.99,null,73.39,37.69,3.79,0]
["20160321:0546",13,null,null,957.66,1004.21,null,72.87,38.65,3.66,0]
["20160321:0646",14,null,null,995.32,938.79,null,62.62,38.869999999999997,3.24,0]
["20160321:0746",15,null,null,959.94,783.53,null,49.45,39.090000000000003,3.24,0]
["20160321:0846",16,null,null,845.57,575.12,null,35.450000000000003,38.979999999999997,3.17,0]
["20160321:0946",17,null,null,584.87,316.87,null,21.15,38.47,3.03,0]
["20160321:1046",18,null,null,195.12,73.87,null,6.72,36.909999999999997,2.14,0]
["20160321:1146",19,null,null,0,0,null,0,34.770000000000003,2.2799999999999998,0]
["20160321:1246",20,null,null,0,0,null,0,33.369999999999997,2.41,0]
["20160321:1346",21,null,null,0,0,null,0,32.35,2.41,0]
["20160321:1446",22,null,null,0,0,null,0,31.42,2.48,0]
["20160321:1546",23,null,null,0,0,null,0,30.75,2.48,0]
["20160321:1646",24,null,null,0,0,null,0,30.1,2.5499999999999998,0]
["20160321:1746",1,null,null,0,0,null,0,29.51,2.5499999999999998,0]
["20160321:1846",2,null,null,0,0,null,0,28.71,2.41,0]
["20160321:1946",3,null,null,0,0,null,0,28.09,2.2799999999999998,0]
["20160321:2046",4,null,null,0,0,null,0,27.43,2.21,0]
["20160321:2146",5,null,null,0,0,null,0,26.87,2.21,0]
["20160321:2246",6,null,null,0,0,null,0,26.38,2.2799999999999998,0]
["20160321:2346",7,null,null,18.05,19.61,null,8.0500000000000007,26.83,2.0699999999999998,0]
["20160322:0046",8,null,null,140.36000000000001,140.08000000000001,null,22.48,29.18,2.9,0]
["20160322:0146",9,null,null,581.01,439.61,null,36.79,31.56,3.17,0]
["20160322:0246",10,null,null,872.11,710.02,null,50.78,33.96,3.1,0]
["20160322:0346",11,null,null,961.35,899.37,null,63.89,36.06,3.1,0]
["20160322:0446",12,null,null,945.26,991.64,null,73.78,37.51,3.1,0]
["20160322:0546",13,null,null,966.04,1015.35,null,73.180000000000007,38.46,3.03,0]
["20160322:0646",14,null,null,955.67,904.45,null,62.78,38.729999999999997,3.03,0]
["20160322:0746",15,null,null,810.21,689.11,null,49.54,38.869999999999997,3.03,0]
["20160322:0846",16,null,null,800.83,554.21,null,35.51,38.67,2.97,0]
["20160322:0946",17,null,null,587.07000000000005,316.79000000000002,null,21.18,38.1,2.76,0]
["20160322:1046",18,null,null,154.63,66.459999999999994,null,6.75,36.6,1.93,0]
["20160322:1146",19,null,null,0,0,null,0,34.5,2.2799999999999998,0]
["20160322:1246",20,null,null,0,0,null,0,32.950000000000003,2.34,0]
["20160322:1346",21,null,null,0,0,null,0,32.119999999999997,2.34,0]
["20160322:1446",22,null,null,0,0,null,0,31.4,2.48,0]
["20160322:1546",23,null,null,0,0,null,0,30.87,2.5499999999999998,0]
["20160322:1646",24,null,null,0,0,null,0,30.27,2.62,0]
["20160322:1746",1,null,null,0,0,null,0,29.56,2.62,0]
["20160322:1846",2,null,null,0,0,null,0,28.85,2.2799999999999998,0]
["20160322:1946",3,null,null,0,0,null,0,28.16,2.21,0]
["20160322:2046",4,null,null,0,0,null,0,27.5,2.21,0]
["20160322:2146",5,null,null,0,0,null,0,26.95,2.34,0]
["20160322:2246",6,null,null,0,0,null,0,26.52,2.48,0]
["20160322:2346",7,null,null,29.78,32.36,null,8.23,26.97,2.2799999999999998,0]
["20160323:0046",8,null,null,185.01,167.24,null,22.67,28.94,3.17,0]
["20160323:0146",9,null,null,690.7,486.27,null,36.99,31.1,3.03,0]
["20160323:0246",10,null,null,909.77,732.37,null,51.01,33.43,2.83,0]
["20160323:0346",11,null,null,973.09,910.19,null,64.180000000000007,35.6,2.76,0]
["20160323:0446",12,null,null,953.66,1003.61,null,74.17,37.229999999999997,2.69,0]
["20160323:0546",13,null,null,938.46,986.12,null,73.489999999999995,38.020000000000003,2.62,0]
["20160323:0646",14,null,null,133.56,145.11000000000001,null,62.93,38.090000000000003,2.62,0]
["20160323:0746",15,null,null,840.77,707.4,null,49.62,37.770000000000003,2.69,0]
["20160323:0846",16,null,null,897.03,596.33000000000004,null,35.56,37.33,2.69,0]
["20160323:0946",17,null,null,520.70000000000005,295.62,null,21.22,36.880000000000003,2.62,0]
["20160323:1046",18,null,null,9.93,10.79,null,6.78,35.67,1.45,0]
["20160323:1146",19,null,null,0,0,null,0,34.44,0.76,0]
["20160323:1246",20,null,null,0,0,null,0,33.659999999999997,0.28000000000000003,0]
["20160323:1346",21,null,null,0,0,null,0,31.86,1.24,0]
["20160323:1446",22,null,null,0,0,null,0,31.08,1.93,0]
["20160323:1546",23,null,null,0,0,null,0,30.44,2.0699999999999998,0]
["20160323:1646",24,null,null,0,0,null,0,29.84,2,0]
["20160323:1746",{"$f":"IF(B1995=24,1,B1995+1)","v":1},null,null,0,0,null,0,29.23,1.93,0]
["20160323:1846",2,null,null,0,0,null,0,28.59,2.0699999999999998,0]
["20160323:1946",3,null,null,0,0,null,0,28.05,2,0]
["20160323:2046",4,null,null,0,0,null,0,27.55,2,0]
["20160323:2146",5,null,null,0,0,null,0,27.07,2,0]
["20160323:2246",6,null,null,0,0,null,0,26.64,2.0699999999999998,0]
["20160323:2346",7,null,null,59.56,64.709999999999994,null,8.41,27.18,1.86,0]
["20160324:0046",8,null,null,132.77000000000001,134.16,null,22.85,29.57,2.41,0]
["20160324:0146",9,null,null,649.22,470.17,null,37.19,31.94,2.48,0]
["20160324:0246",10,null,null,896.9,725.63,null,51.24,34.1,2.14,0]
["20160324:0346",11,null,null,972.21,910.46,null,64.47,35.93,1.52,0]
["20160324:0446",12,null,null,951.48,1003.8,null,74.569999999999993,36.979999999999997,1.31,0]
["20160324:0546",13,null,null,947.11,997.31,null,73.8,37.56,1.24,0]
["20160324:0646",14,null,null,967.94,914.2,null,63.08,37.85,1.31,0]
["20160324:0746",15,null,null,878.61,730.05,null,49.7,38.1,1.24,0]
["20160324:0846",16,null,null,801.33,552.29999999999995,null,35.6,37.99,1.03,0]
["20160324:0946",17,null,null,587.17999999999995,315.36,null,21.25,37.6,0.9,0]
["20160324:1046",18,null,null,216.59,76.41,null,6.81,36.64,1.24,0]
["20160324:1146",19,null,null,0,0,null,0,34.549999999999997,2.34,0]
["20160324:1246",20,null,null,0,0,null,0,33.33,2.21,0]
["20160324:1346",21,null,null,0,0,null,0,31.89,4.62,0]
["20160324:1446",22,null,null,0,0,null,0,28.54,6.28,0]
["20160324:1546",23,null,null,0,0,null,0,26.54,4.83,0]
["20160324:1646",24,null,null,0,0,null,0,25.3,4.83,0]
["20160324:1746",1,null,null,0,0,null,0,23.92,4.55,0]
["20160324:1846",2,null,null,0,0,null,0,23.71,4.28,0]
["20160324:1946",3,null,null,0,0,null,0,22.79,4.34,0]
["20160324:2046",4,null,null,0,0,null,0,22.14,4.55,0]
["20160324:2146",5,null,null,0,0,null,0,21.73,4.6900000000000004,0]
["20160324:2246",6,null,null,0,0,null,0,21.39,4.62,0]
["20160324:2346",7,null,null,17.149999999999999,18.63,null,8.59,21.62,5.31,0]
["20160325:0046",8,null,null,174.11,162.25,null,23.04,23.14,5.72,0]
["20160325:0146",9,null,null,579.66,441.27,null,37.380000000000003,25.37,5.59,0]
["20160325:0246",10,null,null,763.9,648.76,null,51.46,27.45,5.24,0]
["20160325:0346",11,null,null,502.01,522.89,null,64.75,29.3,4.97,0]
["20160325:0446",12,null,null,460.2,496.69,null,74.959999999999994,30.44,4.76,0]
["20160325:0546",13,null,null,459.94,496.24,null,74.099999999999994,30.75,4.62,0]
["20160325:0646",14,null,null,383.16,410.15,null,63.22,29.43,4.76,0]
["20160325:0746",15,null,null,340,355.65,null,49.78,28.19,5.66,0]
["20160325:0846",16,null,null,247.28,252.92,null,35.65,26.63,5.72,0]
["20160325:0946",17,null,null,123.46,126.12,null,21.28,25.85,5.59,0]
["20160325:1046",18,null,null,49.3,39.840000000000003,null,6.83,25,5.31,0]
["20160325:1146",19,null,null,0,0,null,0,24.2,5.0999999999999996,0]
["20160325:1246",20,null,null,0,0,null,0,23.41,4.76,0]
["20160325:1346",21,null,null,0,0,null,0,22.65,4.55,0]
["20160325:1446",22,null,null,0,0,null,0,21.84,4.55,0]
["20160325:1546",23,null,null,0,0,null,0,21.12,4.21,0]
["20160325:1646",24,null,null,0,0,null,0,20.63,4.1399999999999997,0]
["20160325:1746",1,null,null,0,0,null,0,20.190000000000001,3.86,0]
["20160325:1846",2,null,null,0,0,null,0,20.2,3.79,0]
["20160325:1946",3,null,null,0,0,null,0,20.03,3.59,0]
["20160325:2046",4,null,null,0,0,null,0,19.79,3.17,0]
["20160325:2146",5,null,null,0,0,null,0,19.66,2.76,0]
["20160325:2246",6,null,null,0,0,null,0,19.59,2.41,0]
["20160325:2346",7,null,null,15.34,16.670000000000002,null,8.77,20,3.03,0]
["20160326:0046",8,null,null,38.81,42.16,null,23.22,21.41,3.31,0]
["20160326:0146",9,null,null,148.9,161.78,null,37.58,22.98,3.03,0]
["20160326:0246",10,null,null,355.67,369.84,null,51.68,25.8,2.69,0]
["20160326:0346",11,null,null,496.99,518.53,null,65.040000000000006,28.23,2.41,0]
["20160326:0446",12,null,null,647.49,689.43,null,75.349999999999994,30.1,2,0]
["20160326:0546",13,null,null,487.22,524.83000000000004,null,74.39,31.6,1.66,0]
["20160326:0646",14,null,null,264.72000000000003,287.37,null,63.36,30.42,1.52,0]
["20160326:0746",15,null,null,931.54,760.85,null,49.85,31.08,1.31,0]
["20160326:0846",16,null,null,854.8,573.59,null,35.69,31.78,1.1000000000000001,0]
["20160326:0946",{"$f":"IF(B2059=24,1,B2059+1)","v":17},null,null,629.1,325.12,null,21.32,31.44,1.52,0]
["20160326:1046",18,null,null,215.09,75.31,null,6.86,30.67,1.93,0]
["20160326:1146",19,null,null,0,0,null,0,29.31,2.41,0]
["20160326:1246",20,null,null,0,0,null,0,28.31,2.83,0]
["20160326:1346",21,null,null,0,0,null,0,27.58,3.03,0]
["20160326:1446",22,null,null,0,0,null,0,26.93,3.1,0]
["20160326:1546",23,null,null,0,0,null,0,26.42,3.45,0]
["20160326:1646",24,null,null,0,0,null,0,25.77,4.21,0]
["20160326:1746",1,null,null,0,0,null,0,24.34,5.0999999999999996,0]
["20160326:1846",2,null,null,0,0,null,0,22.96,4.83,0]
["20160326:1946",3,null,null,0,0,null,0,21.74,4.62,0]
["20160326:2046",4,null,null,0,0,null,0,21.01,4.4800000000000004,0]
["20160326:2146",5,null,null,0,0,null,0,20.59,4.34,0]
["20160326:2246",6,null,null,0,0,null,0,20.29,4.34,0]
["20160326:2346",7,null,null,18.05,19.61,null,8.9499999999999993,20.39,4.97,0]
["20160327:0046",8,null,null,55.05,59.81,null,23.4,21.62,5.38,0]
["20160327:0146",9,null,null,535.37,422.98,null,37.770000000000003,23.57,5.38,0]
["20160327:0246",10,null,null,557.16999999999996,522.24,null,51.91,25.2,5.03,0]
["20160327:0346",11,null,null,784.15,760.47,null,65.319999999999993,26.87,4.6900000000000004,0]
["20160327:0446",12,null,null,939.55,998.07,null,75.73,28.62,4.34,0]
["20160327:0546",13,null,null,952.28,1007.66,null,74.680000000000007,29.68,4.1399999999999997,0]
["20160327:0646",14,null,null,992.31,933.75,null,63.49,29.64,4.55,0]
["20160327:0746",15,null,null,960.93,778.08,null,49.92,30.04,4.28,0]
["20160327:0846",16,null,null,786.03,542.03,null,35.729999999999997,29.37,4.1399999999999997,0]
["20160327:0946",17,null,null,529.11,295.01,null,21.34,29.06,4.07,0]
["20160327:1046",18,null,null,216.01,75.790000000000006,null,6.89,28.15,3.66,0]
["20160327:1146",19,null,null,0,0,null,0,27.05,3.45,0]
["20160327:1246",20,null,null,0,0,null,0,26.22,4.21,0]
["20160327:1346",21,null,null,0,0,null,0,25.02,4.76,0]
["20160327:1446",22,null,null,0,0,null,0,23.76,4.62,0]
["20160327:1546",23,null,null,0,0,null,0,22.75,4.41,0]
["20160327:1646",24,null,null,0,0,null,0,21.85,4.21,0]
["20160327:1746",1,null,null,0,0,null,0,21.04,4.1399999999999997,0]
["20160327:1846",2,null,null,0,0,null,0,20.53,3.66,0]
["20160327:1946",3,null,null,0,0,null,0,20,3.72,0]
["20160327:2046",4,null,null,0,0,null,0,19.62,3.45,0]
["20160327:2146",5,null,null,0,0,null,0,19.350000000000001,3.72,0]
["20160327:2246",6,null,null,0,0,null,0,19.22,3.38,0]
["20160327:2346",7,null,null,15.34,16.670000000000002,null,9.1300000000000008,19.79,3.45,0]
["20160328:0046",8,null,null,26.17,28.43,null,23.58,21.62,3.79,0]
["20160328:0146",9,null,null,279.14,279.54000000000002,null,37.97,23.96,3.45,0]
["20160328:0246",10,null,null,797.18,669.96,null,52.12,26.01,3.03,0]
["20160328:0346",11,null,null,698.84,692.1,null,65.59,28.36,2.5499999999999998,0]
["20160328:0446",12,null,null,911.87,968.96,null,76.12,30.11,2,0]
["20160328:0546",13,null,null,950.23,1006.82,null,74.959999999999994,31.46,1.66,0]
["20160328:0646",14,null,null,990.95,931.9,null,63.62,30.89,1.31,0]
["20160328:0746",15,null,null,975.78,786.21,null,49.98,31.54,1.52,0]
["20160328:0846",16,null,null,855.44,571.36,null,35.770000000000003,31.47,1.93,0]
["20160328:0946",17,null,null,596.5,314.01,null,21.37,30.84,2.0699999999999998,0]
["20160328:1046",18,null,null,168.66,67.84,null,6.91,30.26,1.72,0]
["20160328:1146",19,null,null,0,0,null,0,28.94,1.66,0]
["20160328:1246",20,null,null,0,0,null,0,28.1,1.72,0]
["20160328:1346",21,null,null,0,0,null,0,27.47,1.72,0]
["20160328:1446",22,null,null,0,0,null,0,26.87,1.79,0]
["20160328:1546",23,null,null,0,0,null,0,26.44,2.48,0]
["20160328:1646",24,null,null,0,0,null,0,25.67,3.24,0]
["20160328:1746",1,null,null,0,0,null,0,24.36,3.24,0]
["20160328:1846",2,null,null,0,0,null,0,23.38,3.03,0]
["20160328:1946",3,null,null,0,0,null,0,22.66,3.17,0]
["20160328:2046",4,null,null,0,0,null,0,22.14,3.38,0]
["20160328:2146",5,null,null,0,0,null,0,21.73,3.52,0]
["20160328:2246",6,null,null,0,0,null,0,21.54,2.83,0]
["20160328:2346",7,null,null,15.34,16.670000000000002,null,9.31,21.84,3.17,0]
["20160329:0046",8,null,null,109.08,116.62,null,23.76,23.47,3.17,0]
["20160329:0146",{"$f":"IF(B2123=24,1,B2123+1)","v":9},null,null,488.39,402.17,null,38.159999999999997,25.51,2.9,0]
["20160329:0246",10,null,null,646.08000000000004,580.23,null,52.34,27.9,2.69,0]
["20160329:0346",11,null,null,963.31,907.71,null,65.86,30.15,2.34,0]
["20160329:0446",12,null,null,943.16,1007.86,null,76.5,31.94,2.0699999999999998,0]
["20160329:0546",13,null,null,952.82,1011.26,null,75.239999999999995,33.11,1.45,0]
["20160329:0646",14,null,null,990.67,931.05,null,63.74,33.82,0.83,0]
["20160329:0746",15,null,null,879.35,725.77,null,50.04,33.590000000000003,0.97,0]
["20160329:0846",16,null,null,833.58,560.64,null,35.81,33.380000000000003,1.38,0]
["20160329:0946",17,null,null,562.37,303.35000000000002,null,21.4,33.090000000000003,1.66,0]
["20160329:1046",18,null,null,175.92,68.67,null,6.94,32.229999999999997,1.45,0]
["20160329:1146",19,null,null,0,0,null,0,31.12,1.66,0]
["20160329:1246",20,null,null,0,0,null,0,29.93,1.86,0]
["20160329:1346",21,null,null,0,0,null,0,28.9,2,0]
["20160329:1446",22,null,null,0,0,null,0,28.1,2.0699999999999998,0]
["20160329:1546",23,null,null,0,0,null,0,27.45,2.0699999999999998,0]
["20160329:1646",24,null,null,0,0,null,0,26.85,2.0699999999999998,0]
["20160329:1746",1,null,null,0,0,null,0,26.29,1.86,0]
["20160329:1846",2,null,null,0,0,null,0,26,1.72,0]
["20160329:1946",3,null,null,0,0,null,0,25.63,1.72,0]
["20160329:2046",4,null,null,0,0,null,0,25.18,1.45,0]
["20160329:2146",5,null,null,0,0,null,0,24.73,1.31,0]
["20160329:2246",6,null,null,0,0,null,0,24.12,1.38,0]
["20160329:2346",7,null,null,23.46,25.49,null,9.49,24.81,1.24,0]
["20160330:0046",8,null,null,193.98,176.3,null,23.94,26.9,2.0699999999999998,0]
["20160330:0146",9,null,null,515.02,415.35,null,38.35,28.87,2.14,0]
["20160330:0246",10,null,null,849.65,700.86,null,52.55,30.99,1.86,0]
["20160330:0346",11,null,null,937.43,886.64,null,66.13,32.950000000000003,1.59,0]
["20160330:0446",12,null,null,921.71,985.29,null,76.89,34.14,1.24,0]
["20160330:0546",13,null,null,824.72,871.56,null,75.510000000000005,34.93,0.97,0]
["20160330:0646",14,null,null,718.79,707.76,null,63.85,35.08,0.76,0]
["20160330:0746",15,null,null,878.74,724.28,null,50.1,35.369999999999997,0.48,0]
["20160330:0846",16,null,null,810,548.97,null,35.840000000000003,35.04,0.69,0]
["20160330:0946",17,null,null,563.33000000000004,303.24,null,21.42,34.6,1.03,0]
["20160330:1046",18,null,null,175.41,68.260000000000005,null,6.96,33.619999999999997,1.1000000000000001,0]
["20160330:1146",19,null,null,0,0,null,0,32.29,1.66,0]
["20160330:1246",20,null,null,0,0,null,0,31.05,1.66,0]
["20160330:1346",21,null,null,0,0,null,0,30.2,1.38,0]
["20160330:1446",22,null,null,0,0,null,0,29.29,1.45,0]
["20160330:1546",23,null,null,0,0,null,0,28.46,1.66,0]
["20160330:1646",24,null,null,0,0,null,0,27.73,1.86,0]
["20160330:1746",1,null,null,0,0,null,0,27.31,2.0699999999999998,0]
["20160330:1846",2,null,null,0,0,null,0,27.17,2,0]
["20160330:1946",3,null,null,0,0,null,0,26.8,2.0699999999999998,0]
["20160330:2046",4,null,null,0,0,null,0,26.41,2,0]
["20160330:2146",5,null,null,0,0,null,0,26,1.93,0]
["20160330:2246",6,null,null,0,0,null,0,25.7,1.79,0]
["20160330:2346",7,null,null,16.239999999999998,17.649999999999999,null,9.66,26.56,1.52,0]
["20160331:0046",8,null,null,58.66,63.73,null,24.12,28.96,2.34,0]
["20160331:0146",9,null,null,366.38,338.89,null,38.53,31.14,2.21,0]
["20160331:0246",10,null,null,777.24,659.5,null,52.76,32.659999999999997,1.59,0]
["20160331:0346",11,null,null,918.63,871.76,null,66.39,33.880000000000003,0.76,0]
["20160331:0446",12,null,null,785.23,836.45,null,77.27,34.549999999999997,0.76,0]
["20160331:0546",13,null,null,525.36,565.07000000000005,null,75.77,35.159999999999997,0.76,0]
["20160331:0646",14,null,null,98.37,106.87,null,63.96,35.22,0.9,0]
["20160331:0746",15,null,null,134.46,146.09,null,50.15,35.19,0.97,0]
["20160331:0846",16,null,null,55.95,60.79,null,35.880000000000003,35.18,1.38,0]
["20160331:0946",17,null,null,41.51,45.1,null,21.45,34.92,1.72,0]
["20160331:1046",18,null,null,22.56,24.51,null,6.99,34.07,0.9,0]
["20160331:1146",19,null,null,0,0,null,0,31.28,0.76,0]
["20160331:1246",20,null,null,0,0,null,0,30.38,0.55000000000000004,0]
["20160331:1346",21,null,null,0,0,null,0,29.8,0.9,0]
["20160331:1446",22,null,null,0,0,null,0,29.09,1.86,0]
["20160331:1546",23,null,null,0,0,null,0,28.46,2,0]
["20160331:1646",24,null,null,0,0,null,0,27.69,1.66,0]
["20160331:1746",{"$f":"IF(B2187=24,1,B2187+1)","v":1},null,null,0,0,null,0,27.21,1.1000000000000001,0]
["20160331:1846",2,null,null,0,0,null,0,25.75,0.97,0]
["20160331:1946",3,null,null,0,0,null,0,25.58,1.03,0]
["20160331:2046",4,null,null,0,0,null,0,25.4,1.45,0]
["20160331:2146",5,null,null,0,0,null,0,25.23,1.72,0]
["20160331:2246",6,null,null,0,0,null,0,25.05,1.66,0]
["20160331:2346",7,null,null,16.239999999999998,17.649999999999999,null,9.84,25.85,1.38,0]
["20160401:0046",8,null,null,40.61,44.12,null,24.3,28.1,1.66,0]
["20160401:0146",9,null,null,211.28,224.47,null,38.72,30.56,1.72,0]
["20160401:0246",10,null,null,685.56,604.29999999999995,null,52.97,32.630000000000003,1.38,0]
["20160401:0346",11,null,null,885.05,843.82,null,66.650000000000006,34.090000000000003,1.59,0]
["20160401:0446",12,null,null,898.65,964.35,null,77.650000000000006,35.36,1.38,0]
["20160401:0546",13,null,null,914.08,971.29,null,76.03,35.99,1.03,0]
["20160401:0646",14,null,null,904.87,856.27,null,64.069999999999993,34.85,0.34,0]
["20160401:0746",15,null,null,751.98,644.64,null,50.21,34.979999999999997,0.62,0]
["20160401:0846",16,null,null,595.14,451.49,null,35.909999999999997,35.01,0.97,0]
["20160401:0946",17,null,null,24.37,26.47,null,21.47,34.01,1.72,0]
["20160401:1046",18,null,null,8.1199999999999992,8.82,null,7.01,32.89,1.72,0]
["20160401:1146",19,null,null,0,0,null,0,31.27,1.86,0]
["20160401:1246",20,null,null,0,0,null,0,30.17,1.79,0]
["20160401:1346",21,null,null,0,0,null,0,29.65,1.38,0]
["20160401:1446",22,null,null,0,0,null,0,29.27,1.31,0]
["20160401:1546",23,null,null,0,0,null,0,28.84,0.97,0]
["20160401:1646",24,null,null,0,0,null,0,28.21,1.03,0]
["20160401:1746",1,null,null,0,0,null,0,27.71,1.31,0]
["20160401:1846",2,null,null,0,0,null,0,27.89,0.69,0]
["20160401:1946",3,null,null,0,0,null,0,27.36,1.38,0]
["20160401:2046",4,null,null,0,0,null,0,26.94,1.66,0]
["20160401:2146",5,null,null,0,0,null,0,26.84,1.86,0]
["20160401:2246",6,null,null,0,0,null,0,26.58,1.66,0]
["20160401:2346",7,null,null,17.149999999999999,18.63,null,10.01,27.3,1.31,0]
["20160402:0046",8,null,null,180.58,170.49,null,24.47,29.71,1.79,0]
["20160402:0146",9,null,null,597.73,453.03,null,38.9,31.91,2.0699999999999998,0]
["20160402:0246",10,null,null,888.61,722.55,null,53.17,33.49,1.38,0]
["20160402:0346",11,null,null,731.6,720.29,null,66.91,34.56,0.97,0]
["20160402:0446",12,null,null,895.97,963.68,null,78.02,35.6,1.03,0]
["20160402:0546",13,null,null,912.62,970.58,null,76.28,36.18,1.17,0]
["20160402:0646",14,null,null,949.19,892.12,null,64.17,35.85,1.17,0]
["20160402:0746",15,null,null,782.19,662.16,null,50.25,36.18,1.52,0]
["20160402:0846",16,null,null,838.2,555.73,null,35.93,35.85,1.79,0]
["20160402:0946",17,null,null,420.45,257.57,null,21.49,35.549999999999997,2.69,0]
["20160402:1046",18,null,null,48.86,39.479999999999997,null,7.04,32.15,3.59,0]
["20160402:1146",19,null,null,0,0,null,0,29.07,2.69,0]
["20160402:1246",20,null,null,0,0,null,0,27.78,2.83,0]
["20160402:1346",21,null,null,0,0,null,0,26.67,2.76,0]
["20160402:1446",22,null,null,0,0,null,0,26.3,1.52,0]
["20160402:1546",23,null,null,0,0,null,0,26.3,0.97,0]
["20160402:1646",24,null,null,0,0,null,0,26.18,0.9,0]
["20160402:1746",1,null,null,0,0,null,0,25.94,0.83,0]
["20160402:1846",2,null,null,0,0,null,0,26.48,1.38,0]
["20160402:1946",3,null,null,0,0,null,0,26.33,1.38,0]
["20160402:2046",4,null,null,0,0,null,0,26.08,1.24,0]
["20160402:2146",5,null,null,0,0,null,0,25.84,1.17,0]
["20160402:2246",6,null,null,0,0,null,0,25.66,1.17,0]
["20160402:2346",7,null,null,633.12,160.51,null,10.18,26.8,1.17,0]
["20160403:0046",8,null,null,40.61,44.12,null,24.64,29.29,1.93,0]
["20160403:0146",9,null,null,291.99,290.72000000000003,null,39.08,31.38,2.21,0]
["20160403:0246",10,null,null,932.63,748.32,null,53.37,33.340000000000003,2.14,0]
["20160403:0346",11,null,null,973.95,920.04,null,67.16,34.61,1.86,0]
["20160403:0446",12,null,null,902.69,974.25,null,78.39,35.56,1.72,0]
["20160403:0546",13,null,null,920.08,980.28,null,76.52,36.28,1.66,0]
["20160403:0646",14,null,null,960.88,901,null,64.260000000000005,35.67,1.17,0]
["20160403:0746",15,null,null,917.33,741.35,null,50.3,35.69,1.17,0]
["20160403:0846",16,null,null,567.41,437.67,null,35.96,34.840000000000003,1.72,0]
["20160403:0946",{"$f":"IF(B2251=24,1,B2251+1)","v":17},null,null,641.70000000000005,319.02999999999997,null,21.51,32.93,1.79,0]
["20160403:1046",18,null,null,119.05,58.03,null,7.06,32.299999999999997,0.62,0]
["20160403:1146",19,null,null,0,0,null,0,31.19,0.55000000000000004,0]
["20160403:1246",20,null,null,0,0,null,0,30.38,1.66,0]
["20160403:1346",21,null,null,0,0,null,0,29.6,2.0699999999999998,0]
["20160403:1446",22,null,null,0,0,null,0,29.06,2.14,0]
["20160403:1546",23,null,null,0,0,null,0,28.5,2.21,0]
["20160403:1646",24,null,null,0,0,null,0,27.95,2.41,0]
["20160403:1746",1,null,null,0,0,null,0,27.57,2.5499999999999998,0]
["20160403:1846",2,null,null,0,0,null,0,27.93,2.5499999999999998,0]
["20160403:1946",3,null,null,0,0,null,0,27.66,2.34,0]
["20160403:2046",4,null,null,0,0,null,0,27.35,2.21,0]
["20160403:2146",5,null,null,0,0,null,0,27.06,2.21,0]
["20160403:2246",6,null,null,0,0,null,0,26.74,2.14,0]
["20160403:2346",7,null,null,30.68,33.340000000000003,null,10.36,27.62,2.0699999999999998,0]
["20160404:0046",8,null,null,262.76,211.16,null,24.81,29.8,2.62,0]
["20160404:0146",9,null,null,778.78,526.08000000000004,null,39.25,32.200000000000003,2.69,0]
["20160404:0246",10,null,null,1008.13,793.5,null,53.56,34.299999999999997,2.76,0]
["20160404:0346",11,null,null,983.53,929.09,null,67.400000000000006,35.630000000000003,2.76,0]
["20160404:0446",12,null,null,939.69,1022.86,null,78.77,36.64,2.76,0]
["20160404:0546",13,null,null,947.31,1013.38,null,76.760000000000005,37.11,2.83,0]
["20160404:0646",14,null,null,985.69,921.19,null,64.349999999999994,37.01,2.5499999999999998,0]
["20160404:0746",15,null,null,834.87,691.3,null,50.34,37.21,2.5499999999999998,0]
["20160404:0846",16,null,null,745.83,514.51,null,35.979999999999997,37.299999999999997,2.48,0]
["20160404:0946",17,null,null,225.97,186.72,null,21.53,36.83,2.41,0]
["20160404:1046",18,null,null,95.02,53.6,null,7.08,35.700000000000003,2.0699999999999998,0]
["20160404:1146",19,null,null,0,0,null,0,33.96,2,0]
["20160404:1246",20,null,null,0,0,null,0,32.65,2.0699999999999998,0]
["20160404:1346",21,null,null,0,0,null,0,31.71,2.21,0]
["20160404:1446",22,null,null,0,0,null,0,31.15,2.34,0]
["20160404:1546",23,null,null,0,0,null,0,30.49,2.5499999999999998,0]
["20160404:1646",24,null,null,0,0,null,0,30.22,2.83,0]
["20160404:1746",1,null,null,0,0,null,0,29.53,3.03,0]
["20160404:1846",2,null,null,0,0,null,0,28.87,2.9,0]
["20160404:1946",3,null,null,0,0,null,0,28.19,2.69,0]
["20160404:2046",4,null,null,0,0,null,0,27.52,2.41,0]
["20160404:2146",5,null,null,0,0,null,0,26.97,2.34,0]
["20160404:2246",6,null,null,0,0,null,0,26.5,2.21,0]
["20160404:2346",7,null,null,213.07,124.93,null,10.53,27.32,2.0699999999999998,0]
["20160405:0046",8,null,null,650.64,319.52999999999997,null,24.98,29.43,2.83,0]
["20160405:0146",9,null,null,919.7,580.76,null,39.42,31.76,3.03,0]
["20160405:0246",10,null,null,1018.89,800.26,null,53.75,34.11,3.17,0]
["20160405:0346",11,null,null,1010.06,953.6,null,67.64,36.06,3.38,0]
["20160405:0446",12,null,null,945,1032.8599999999999,null,79.13,37.25,3.24,0]
["20160405:0546",13,null,null,954.03,1022.63,null,76.98,38.11,2.97,0]
["20160405:0646",14,null,null,984.81,919.37,null,64.430000000000007,37.869999999999997,2.69,0]
["20160405:0746",15,null,null,959.4,763.63,null,50.38,38.049999999999997,2.62,0]
["20160405:0846",16,null,null,821.86,544.63,null,36.01,38.03,2.76,0]
["20160405:0946",17,null,null,572.82000000000005,298.91000000000003,null,21.55,37.51,2.76,0]
["20160405:1046",18,null,null,77.739999999999995,49.38,null,7.11,36.06,2.21,0]
["20160405:1146",19,null,null,0,0,null,0,33.97,2.69,0]
["20160405:1246",20,null,null,0,0,null,0,32.590000000000003,2.83,0]
["20160405:1346",21,null,null,0,0,null,0,31.88,2.83,0]
["20160405:1446",22,null,null,0,0,null,0,31.06,2.83,0]
["20160405:1546",23,null,null,0,0,null,0,30.27,2.83,0]
["20160405:1646",24,null,null,0,0,null,0,29.58,2.97,0]
["20160405:1746",1,null,null,0,0,null,0,29,3.17,0]
["20160405:1846",2,null,null,0,0,null,0,28.83,2.9,0]
["20160405:1946",3,null,null,0,0,null,0,28.3,2.69,0]
["20160405:2046",4,null,null,0,0,null,0,27.6,2.5499999999999998,0]
["20160405:2146",5,null,null,0,0,null,0,26.99,2.41,0]
["20160405:2246",6,null,null,0,0,null,0,26.34,2.21,0]
["20160405:2346",7,null,null,776.75,170.03,null,10.69,27.13,1.93,0]
["20160406:0046",8,null,null,701.86,331.29,null,25.15,29.68,2.62,0]
["20160406:0146",{"$f":"IF(B2315=24,1,B2315+1)","v":9},null,null,920.72,581.07000000000005,null,39.590000000000003,32.049999999999997,2.9,0]
["20160406:0246",10,null,null,1019.1,800.4,null,53.94,34.270000000000003,2.83,0]
["20160406:0346",11,null,null,1009.39,953.69,null,67.87,36.08,2.76,0]
["20160406:0446",12,null,null,941.77,1031.9100000000001,null,79.5,37.39,2.62,0]
["20160406:0546",13,null,null,876.59,932.84,null,77.2,38.159999999999997,2.48,0]
["20160406:0646",14,null,null,989.99,922.71,null,64.510000000000005,38.409999999999997,2.48,0]
["20160406:0746",15,null,null,944.81,753.5,null,50.41,38.630000000000003,2.34,0]
["20160406:0846",16,null,null,730.2,505.53,null,36.03,38.479999999999997,2.41,0]
["20160406:0946",17,null,null,608.4,307.45999999999998,null,21.57,37.909999999999997,2.62,0]
["20160406:1046",18,null,null,94.64,53.29,null,7.13,36.51,2.21,0]
["20160406:1146",19,null,null,0,0,null,0,34.68,2.34,0]
["20160406:1246",20,null,null,0,0,null,0,33.380000000000003,2.41,0]
["20160406:1346",21,null,null,0,0,null,0,32.36,2.41,0]
["20160406:1446",22,null,null,0,0,null,0,31.57,2.48,0]
["20160406:1546",23,null,null,0,0,null,0,30.87,2.2799999999999998,0]
["20160406:1646",24,null,null,0,0,null,0,30.05,2.0699999999999998,0]
["20160406:1746",1,null,null,0,0,null,0,29.12,2.21,0]
["20160406:1846",2,null,null,0,0,null,0,29.02,2.62,0]
["20160406:1946",3,null,null,0,0,null,0,28.58,2.69,0]
["20160406:2046",4,null,null,0,0,null,0,28.1,2.9,0]
["20160406:2146",5,null,null,0,0,null,0,27.61,3.1,0]
["20160406:2246",6,null,null,0,0,null,0,27.21,3.1,0]
["20160406:2346",7,null,null,46.02,50.01,null,10.86,27.88,3.1,0]
["20160407:0046",8,null,null,384.68,256.60000000000002,null,25.31,29.71,3.79,0]
["20160407:0146",9,null,null,828.61,546.23,null,39.76,31.82,3.59,0]
["20160407:0246",10,null,null,941.02,753.86,null,54.12,34.130000000000003,3.52,0]
["20160407:0346",11,null,null,964.45,914.18,null,68.099999999999994,36.08,3.45,0]
["20160407:0446",12,null,null,918.09,1004.34,null,79.86,37.44,3.24,0]
["20160407:0546",13,null,null,941.04,1008.73,null,77.41,38.22,2.83,0]
["20160407:0646",14,null,null,1001.09,931.11,null,64.58,38.26,2.14,0]
["20160407:0746",15,null,null,973.84,769.55,null,50.45,38.43,1.93,0]
["20160407:0846",16,null,null,867.9,560.67999999999995,null,36.049999999999997,38.409999999999997,1.72,0]
["20160407:0946",17,null,null,580.85,298.83,null,21.59,37.880000000000003,1.66,0]
["20160407:1046",18,null,null,35.85,32.380000000000003,null,7.16,36.85,1.38,0]
["20160407:1146",19,null,null,0,0,null,0,35.04,2.0699999999999998,0]
["20160407:1246",20,null,null,0,0,null,0,33.61,2.34,0]
["20160407:1346",21,null,null,0,0,null,0,32.57,2.5499999999999998,0]
["20160407:1446",22,null,null,0,0,null,0,31.88,2.41,0]
["20160407:1546",23,null,null,0,0,null,0,31.28,2.21,0]
["20160407:1646",24,null,null,0,0,null,0,30.57,2.2799999999999998,0]
["20160407:1746",1,null,null,0,0,null,0,30.01,2.34,0]
["20160407:1846",2,null,null,0,0,null,0,29.75,3.1,0]
["20160407:1946",3,null,null,0,0,null,0,29.31,2.97,0]
["20160407:2046",4,null,null,0,0,null,0,28.74,2.76,0]
["20160407:2146",5,null,null,0,0,null,0,28.16,2.48,0]
["20160407:2246",6,null,null,0,0,null,0,27.62,2.21,0]
["20160407:2346",7,null,null,53.24,57.85,null,11.02,28.43,1.93,0]
["20160408:0046",8,null,null,449.29,275.60000000000002,null,25.47,31.05,2.2799999999999998,0]
["20160408:0146",9,null,null,837,549.48,null,39.92,33.79,2.83,0]
["20160408:0246",10,null,null,968.68,770.16,null,54.3,35.71,2.9,0]
["20160408:0346",11,null,null,974.12,923.11,null,68.319999999999993,36.82,2.2799999999999998,0]
["20160408:0446",12,null,null,915.19,1003.52,null,80.209999999999994,37.840000000000003,2,0]
["20160408:0546",13,null,null,934.75,1001.85,null,77.61,38.270000000000003,2.0699999999999998,0]
["20160408:0646",14,null,null,989.47,920.09,null,64.650000000000006,37.82,2.2799999999999998,0]
["20160408:0746",15,null,null,973.46,767.8,null,50.48,38.04,2.41,0]
["20160408:0846",16,null,null,838.14,547.51,null,36.07,37.659999999999997,2.48,0]
["20160408:0946",17,null,null,581.96,298.70999999999998,null,21.61,36.520000000000003,2.34,0]
["20160408:1046",18,null,null,101.68,53.98,null,7.18,35.770000000000003,2,0]
["20160408:1146",19,null,null,0,0,null,0,34.450000000000003,2.0699999999999998,0]
["20160408:1246",20,null,null,0,0,null,0,33.369999999999997,2.21,0]
["20160408:1346",21,null,null,0,0,null,0,32.61,2.14,0]
["20160408:1446",22,null,null,0,0,null,0,31.84,2.34,0]
["20160408:1546",23,null,null,0,0,null,0,31.19,2.5499999999999998,0]
["20160408:1646",24,null,null,0,0,null,0,30.58,2.62,0]
["20160408:1746",{"$f":"IF(B2379=24,1,B2379+1)","v":1},null,null,0,0,null,0,29.87,2.41,0]
["20160408:1846",2,null,null,0,0,null,0,29.42,2.41,0]
["20160408:1946",3,null,null,0,0,null,0,28.86,2.21,0]
["20160408:2046",4,null,null,0,0,null,0,28.23,2.14,0]
["20160408:2146",5,null,null,0,0,null,0,27.73,2.0699999999999998,0]
["20160408:2246",6,null,null,0,0,null,0,27.32,2.0699999999999998,0]
["20160408:2346",7,null,null,60.46,65.69,null,11.19,28.36,2.0699999999999998,0]
["20160409:0046",8,null,null,427.8,270.27999999999997,null,25.63,30.57,2.76,0]
["20160409:0146",9,null,null,839.49,551.04999999999995,null,40.08,32.92,2.76,0]
["20160409:0246",10,null,null,955.08,762.15,null,54.47,35.119999999999997,2.76,0]
["20160409:0346",11,null,null,972.79,922.37,null,68.540000000000006,36.24,2.48,0]
["20160409:0446",12,null,null,919.68,1012.5,null,80.56,36.97,2.2799999999999998,0]
["20160409:0546",13,null,null,937.69,1006.02,null,77.8,37.590000000000003,2.41,0]
["20160409:0646",14,null,null,945.93,882.56,null,64.709999999999994,38.32,2.69,0]
["20160409:0746",15,null,null,915.27,731.95,null,50.51,38.229999999999997,3.03,0]
["20160409:0846",16,null,null,799.13,530.30999999999995,null,36.090000000000003,37.67,3.31,0]
["20160409:0946",17,null,null,581.65,297.58999999999997,null,21.63,36.53,3.31,0]
["20160409:1046",18,null,null,102.62,54.8,null,7.2,35.36,2.69,0]
["20160409:1146",19,null,null,0,0,null,0,34.049999999999997,2.62,0]
["20160409:1246",20,null,null,0,0,null,0,33.22,2.5499999999999998,0]
["20160409:1346",21,null,null,0,0,null,0,32.619999999999997,2.69,0]
["20160409:1446",22,null,null,0,0,null,0,31.86,2.62,0]
["20160409:1546",23,null,null,0,0,null,0,31.14,2.5499999999999998,0]
["20160409:1646",24,null,null,0,0,null,0,30.54,2.5499999999999998,0]
["20160409:1746",1,null,null,0,0,null,0,30.07,2.9,0]
["20160409:1846",2,null,null,0,0,null,0,29.88,3.31,0]
["20160409:1946",3,null,null,0,0,null,0,29.29,3.1,0]
["20160409:2046",4,null,null,0,0,null,0,28.68,2.9,0]
["20160409:2146",5,null,null,0,0,null,0,28.17,2.69,0]
["20160409:2246",6,null,null,0,0,null,0,27.62,2.48,0]
["20160409:2346",7,null,null,94.3,92.31,null,11.35,28.41,2.41,0]
["20160410:0046",8,null,null,522.29999999999995,294.86,null,25.78,30.53,3.24,0]
["20160410:0146",9,null,null,862.15,559.38,null,40.24,32.85,3.52,0]
["20160410:0246",10,null,null,968.42,769.89,null,54.64,35.03,3.79,0]
["20160410:0346",11,null,null,971.54,921.64,null,68.75,36.75,4,0]
["20160410:0446",12,null,null,908.64,1000.92,null,80.91,37.76,3.86,0]
["20160410:0546",13,null,null,935.7,1004.18,null,77.989999999999995,38.369999999999997,3.86,0]
["20160410:0646",14,null,null,1000.01,926.58,null,64.77,38.79,3.86,0]
["20160410:0746",15,null,null,944.85,747.94,null,50.53,38.979999999999997,3.86,0]
["20160410:0846",16,null,null,776.15,519.54999999999995,null,36.1,38.590000000000003,3.72,0]
["20160410:0946",17,null,null,339.35,228.32,null,21.64,38.28,3.24,0]
["20160410:1046",18,null,null,6.32,6.86,null,7.23,37.130000000000003,2.21,0]
["20160410:1146",19,null,null,0,0,null,0,35.049999999999997,2.48,0]
["20160410:1246",20,null,null,0,0,null,0,33.71,2.69,0]
["20160410:1346",21,null,null,0,0,null,0,32.81,2.83,0]
["20160410:1446",22,null,null,0,0,null,0,32.090000000000003,2.83,0]
["20160410:1546",23,null,null,0,0,null,0,31.49,2.83,0]
["20160410:1646",24,null,null,0,0,null,0,30.9,3.03,0]
["20160410:1746",1,null,null,0,0,null,0,30.3,3.17,0]
["20160410:1846",2,null,null,0,0,null,0,29.88,3.03,0]
["20160410:1946",3,null,null,0,0,null,0,29.14,2.69,0]
["20160410:2046",4,null,null,0,0,null,0,28.44,2.5499999999999998,0]
["20160410:2146",5,null,null,0,0,null,0,27.94,2.5499999999999998,0]
["20160410:2246",6,null,null,0,0,null,0,27.56,2.5499999999999998,0]
["20160410:2346",7,null,null,106.76,100.68,null,11.51,28.56,2.5499999999999998,0]
["20160411:0046",8,null,null,532.99,298.45,null,25.93,30.8,3.38,0]
["20160411:0146",9,null,null,864.63,560.89,null,40.39,33.29,3.52,0]
["20160411:0246",10,null,null,969.04,770.25,null,54.8,35.64,3.66,0]
["20160411:0346",11,null,null,959.57,911.39,null,68.95,37.61,3.52,0]
["20160411:0446",12,null,null,905.89,1000.13,null,81.25,39.01,3.1,0]
["20160411:0546",13,null,null,934.74,1003.35,null,78.16,39.75,2.83,0]
["20160411:0646",14,null,null,987.54,914.72,null,64.819999999999993,39.58,2.48,0]
["20160411:0746",15,null,null,972.5,762.62,null,50.56,39.590000000000003,2.41,0]
["20160411:0846",16,null,null,837.46,542.99,null,36.119999999999997,39.61,2.48,0]
["20160411:0946",{"$f":"IF(B2443=24,1,B2443+1)","v":17},null,null,615.17999999999995,303.52999999999997,null,21.66,39.049999999999997,2.34,0]
["20160411:1046",18,null,null,85.3,50.66,null,7.25,37.92,1.72,0]
["20160411:1146",19,null,null,0,0,null,0,35.979999999999997,2.2799999999999998,0]
["20160411:1246",20,null,null,0,0,null,0,34.76,2.5499999999999998,0]
["20160411:1346",21,null,null,0,0,null,0,34.01,2.62,0]
["20160411:1446",22,null,null,0,0,null,0,33.32,2.41,0]
["20160411:1546",23,null,null,0,0,null,0,32.6,2.41,0]
["20160411:1646",24,null,null,0,0,null,0,32.07,2.83,0]
["20160411:1746",1,null,null,0,0,null,0,31.42,3.03,0]
["20160411:1846",2,null,null,0,0,null,0,30.5,2.76,0]
["20160411:1946",3,null,null,0,0,null,0,29.81,2.5499999999999998,0]
["20160411:2046",4,null,null,0,0,null,0,29.17,2.69,0]
["20160411:2146",5,null,null,0,0,null,0,28.71,2.9,0]
["20160411:2246",6,null,null,0,0,null,0,28.33,2.83,0]
["20160411:2346",7,null,null,36.1,39.22,null,11.66,29.09,2.9,0]
["20160412:0046",8,null,null,294.25,230.02,null,26.08,31.06,3.45,0]
["20160412:0146",9,null,null,722.81,507.81,null,40.54,33.36,3.45,0]
["20160412:0246",10,null,null,850.42,702.41,null,54.96,35.64,3.45,0]
["20160412:0346",11,null,null,913.07,871.59,null,69.150000000000006,37.57,3.45,0]
["20160412:0446",12,null,null,898.73,993.52,null,81.59,39.11,3.66,0]
["20160412:0546",13,null,null,932.96,1001.54,null,78.319999999999993,40.08,3.86,0]
["20160412:0646",14,null,null,986.99,912.95,null,64.87,39.89,4.34,0]
["20160412:0746",15,null,null,958.42,752.83,null,50.58,39.880000000000003,4.28,0]
["20160412:0846",16,null,null,837.27,541.51,null,36.130000000000003,39.49,4.07,0]
["20160412:0946",17,null,null,548.77,286.2,null,21.68,39.01,3.86,0]
["20160412:1046",18,null,null,85.14,50.54,null,7.28,37.659999999999997,3.24,0]
["20160412:1146",19,null,null,0,0,null,0,35.99,2.97,0]
["20160412:1246",20,null,null,0,0,null,0,35.21,3.17,0]
["20160412:1346",21,null,null,0,0,null,0,34.520000000000003,3.45,0]
["20160412:1446",22,null,null,0,0,null,0,33.880000000000003,3.52,0]
["20160412:1546",23,null,null,0,0,null,0,33.21,3.66,0]
["20160412:1646",24,null,null,0,0,null,0,32.53,3.72,0]
["20160412:1746",1,null,null,0,0,null,0,31.58,3.31,0]
["20160412:1846",2,null,null,0,0,null,0,30.82,3.31,0]
["20160412:1946",3,null,null,0,0,null,0,30.1,3.31,0]
["20160412:2046",4,null,null,0,0,null,0,29.56,3.52,0]
["20160412:2146",5,null,null,0,0,null,0,29.15,3.38,0]
["20160412:2246",6,null,null,0,0,null,0,28.73,3.17,0]
["20160412:2346",7,null,null,96.63,95.22,null,11.82,29.34,3.45,0]
["20160413:0046",8,null,null,517.67999999999995,296.08999999999997,null,26.23,30.94,4.28,0]
["20160413:0146",9,null,null,873.97,564.51,null,40.69,32.94,4.21,0]
["20160413:0246",10,null,null,962.8,766.42,null,55.12,35.049999999999997,4,0]
["20160413:0346",11,null,null,969.27,920.47,null,69.34,37.03,3.86,0]
["20160413:0446",12,null,null,899.7,997.6,null,81.92,38.67,3.79,0]
["20160413:0546",13,null,null,931.29,999.73,null,78.48,39.42,3.72,0]
["20160413:0646",14,null,null,980.51,906.21,null,64.92,39.31,3.66,0]
["20160413:0746",15,null,null,972.02,759.23,null,50.6,39.479999999999997,3.66,0]
["20160413:0846",16,null,null,867.84,552.15,null,36.15,39.32,3.66,0]
["20160413:0946",17,null,null,662.77,313.06,null,21.7,38.82,3.45,0]
["20160413:1046",18,null,null,58.28,42.86,null,7.3,37.799999999999997,2.69,0]
["20160413:1146",19,null,null,0,0,null,0,36.200000000000003,2.2799999999999998,0]
["20160413:1246",20,null,null,0,0,null,0,35.08,2.41,0]
["20160413:1346",21,null,null,0,0,null,0,34.409999999999997,2.69,0]
["20160413:1446",22,null,null,0,0,null,0,33.81,3.17,0]
["20160413:1546",23,null,null,0,0,null,0,33.14,3.1,0]
["20160413:1646",24,null,null,0,0,null,0,32.43,3.03,0]
["20160413:1746",1,null,null,0,0,null,0,31.75,3.1,0]
["20160413:1846",2,null,null,0,0,null,0,30.98,3.24,0]
["20160413:1946",3,null,null,0,0,null,0,30.31,3.1,0]
["20160413:2046",4,null,null,0,0,null,0,29.73,3.1,0]
["20160413:2146",5,null,null,0,0,null,0,29.3,3.1,0]
["20160413:2246",6,null,null,0,0,null,0,28.96,2.97,0]
["20160413:2346",7,null,null,33.39,36.28,null,11.97,29.69,3.17,0]
["20160414:0046",8,null,null,354.27,252.83,null,26.37,31.37,3.79,0]
["20160414:0146",{"$f":"IF(B2507=24,1,B2507+1)","v":9},null,null,747.36,517.41,null,40.83,33.46,3.72,0]
["20160414:0246",10,null,null,921.5,742.3,null,55.27,35.590000000000003,3.52,0]
["20160414:0346",11,null,null,940.42,895.31,null,69.52,37.479999999999997,3.45,0]
["20160414:0446",12,null,null,884.75,980.45,null,82.24,38.840000000000003,3.45,0]
["20160414:0546",13,null,null,925.75,993.06,null,78.62,39.54,3.24,0]
["20160414:0646",14,null,null,997.85,919.35,null,64.959999999999994,39.049999999999997,3.59,0]
["20160414:0746",15,null,null,971.81,757.55,null,50.61,39.18,3.38,0]
["20160414:0846",16,null,null,867.66,550.6,null,36.159999999999997,39.22,3.24,0]
["20160414:0946",17,null,null,617.05999999999995,300.98,null,21.71,38.76,3.1,0]
["20160414:1046",18,null,null,109.96,55.85,null,7.33,37.700000000000003,2.48,0]
["20160414:1146",19,null,null,0,0,null,0,36.06,2.14,0]
["20160414:1246",20,null,null,0,0,null,0,35.01,2,0]
["20160414:1346",21,null,null,0,0,null,0,34.06,1.93,0]
["20160414:1446",22,null,null,0,0,null,0,33.19,2.0699999999999998,0]
["20160414:1546",23,null,null,0,0,null,0,32.43,2.14,0]
["20160414:1646",24,null,null,0,0,null,0,31.82,2.34,0]
["20160414:1746",1,null,null,0,0,null,0,31.31,2.69,0]
["20160414:1846",2,null,null,0,0,null,0,31.03,3.1,0]
["20160414:1946",3,null,null,0,0,null,0,30.47,2.83,0]
["20160414:2046",4,null,null,0,0,null,0,29.85,2.5499999999999998,0]
["20160414:2146",5,null,null,0,0,null,0,29.28,2.41,0]
["20160414:2246",6,null,null,0,0,null,0,28.83,2.5499999999999998,0]
["20160414:2346",7,null,null,28.88,31.38,null,12.11,29.71,2.97,0]
["20160415:0046",8,null,null,382.81,261.51,null,26.52,31.72,3.59,0]
["20160415:0146",9,null,null,816,542.87,null,40.97,33.979999999999997,3.66,0]
["20160415:0246",10,null,null,949.31,758.17,null,55.41,36.1,3.66,0]
["20160415:0346",11,null,null,966.39,918.12,null,69.69,37.799999999999997,3.59,0]
["20160415:0446",12,null,null,893.78,995.11,null,82.56,39.03,3.31,0]
["20160415:0546",13,null,null,928.2,996.16,null,78.760000000000005,39.92,3.1,0]
["20160415:0646",14,null,null,997.43,917.58,null,65,39.840000000000003,3.24,0]
["20160415:0746",15,null,null,971.64,755.89,null,50.63,40.07,3.17,0]
["20160415:0846",16,null,null,867.49,549.05999999999995,null,36.17,40.03,3.17,0]
["20160415:0946",17,null,null,582.72,292.02999999999997,null,21.73,39.369999999999997,3.1,0]
["20160415:1046",18,null,null,217.86,71.42,null,7.36,38.020000000000003,2.5499999999999998,0]
["20160415:1146",19,null,null,0,0,null,0,36.22,2.5499999999999998,0]
["20160415:1246",20,null,null,0,0,null,0,34.979999999999997,2.5499999999999998,0]
["20160415:1346",21,null,null,0,0,null,0,34.020000000000003,2.48,0]
["20160415:1446",22,null,null,0,0,null,0,33.130000000000003,2.5499999999999998,0]
["20160415:1546",23,null,null,0,0,null,0,32.659999999999997,2.69,0]
["20160415:1646",24,null,null,0,0,null,0,32.07,2.9,0]
["20160415:1746",1,null,null,0,0,null,0,31.51,3.17,0]
["20160415:1846",2,null,null,0,0,null,0,31.07,3.1,0]
["20160415:1946",3,null,null,0,0,null,0,30.27,2.9,0]
["20160415:2046",4,null,null,0,0,null,0,29.55,2.83,0]
["20160415:2146",5,null,null,0,0,null,0,28.93,2.83,0]
["20160415:2246",6,null,null,0,0,null,0,28.45,2.69,0]
["20160415:2346",7,null,null,73.099999999999994,79.42,null,12.26,29.25,2.97,0]
["20160416:0046",8,null,null,390.49,264.61,null,26.65,31.18,3.38,0]
["20160416:0146",9,null,null,839.93,551.98,null,41.1,33.67,3.31,0]
["20160416:0246",10,null,null,948.99,757.67,null,55.55,36.090000000000003,3.38,0]
["20160416:0346",11,null,null,955.07,908.17,null,69.86,37.9,3.38,0]
["20160416:0446",12,null,null,890.42,993.38,null,82.87,39.229999999999997,3.1,0]
["20160416:0546",13,null,null,926.86,994.4,null,78.88,40.11,2.83,0]
["20160416:0646",14,null,null,995.98,914.81,null,65.03,40.229999999999997,2.97,0]
["20160416:0746",15,null,null,971.48,754.23,null,50.64,40.39,2.83,0]
["20160416:0846",16,null,null,867.34,547.54,null,36.18,40.11,2.76,0]
["20160416:0946",17,null,null,616.41,298.66000000000003,null,21.75,39.56,2.62,0]
["20160416:1046",18,null,null,86.62,52.04,null,7.39,38.24,2.0699999999999998,0]
["20160416:1146",19,null,null,0,0,null,0,36.14,2.41,0]
["20160416:1246",20,null,null,0,0,null,0,34.83,2.5499999999999998,0]
["20160416:1346",21,null,null,0,0,null,0,33.93,2.62,0]
["20160416:1446",22,null,null,0,0,null,0,33.07,2.69,0]
["20160416:1546",23,null,null,0,0,null,0,32.39,2.69,0]
["20160416:1646",24,null,null,0,0,null,0,31.7,2.76,0]
["20160416:1746",{"$f":"IF(B2571=24,1,B2571+1)","v":1},null,null,0,0,null,0,31.25,2.83,0]
["20160416:1846",2,null,null,0,0,null,0,30.71,2.76,0]
["20160416:1946",3,null,null,0,0,null,0,30.03,2.41,0]
["20160416:2046",4,null,null,0,0,null,0,29.31,2.21,0]
["20160416:2146",5,null,null,0,0,null,0,28.67,2.14,0]
["20160416:2246",6,null,null,0,0,null,0,28.06,2.0699999999999998,0]
["20160416:2346",7,null,null,202.98,134.84,null,12.4,29.12,2,0]
["20160417:0046",8,null,null,607.17999999999995,317.98,null,26.79,31.39,2.48,0]
["20160417:0146",9,null,null,921.45,582.21,null,41.23,34,2.48,0]
["20160417:0246",10,null,null,976.04,773.21,null,55.69,36.369999999999997,2.9,0]
["20160417:0346",11,null,null,964.88,916.78,null,70.02,38.17,3.1,0]
["20160417:0446",12,null,null,888.2,992.68,null,83.17,39.36,3.03,0]
["20160417:0546",13,null,null,862.6,918.6,null,79,39.94,3.03,0]
["20160417:0646",14,null,null,966.99,889.61,null,65.06,39.729999999999997,3.03,0]
["20160417:0746",15,null,null,808.97,661.8,null,50.65,39.58,3.17,0]
["20160417:0846",16,null,null,775.12,510.55,null,36.19,39.42,3.17,0]
["20160417:0946",17,null,null,583.54999999999995,289.89999999999998,null,21.76,38.450000000000003,3.1,0]
["20160417:1046",18,null,null,110.33,56.32,null,7.42,37.270000000000003,2.97,0]
["20160417:1146",19,null,null,0,0,null,0,35.799999999999997,2.48,0]
["20160417:1246",20,null,null,0,0,null,0,34.69,2.2799999999999998,0]
["20160417:1346",21,null,null,0,0,null,0,33.909999999999997,2.14,0]
["20160417:1446",22,null,null,0,0,null,0,33.159999999999997,2.34,0]
["20160417:1546",23,null,null,0,0,null,0,32.549999999999997,2.48,0]
["20160417:1646",24,null,null,0,0,null,0,32.04,2.62,0]
["20160417:1746",1,null,null,0,0,null,0,31.42,2.48,0]
["20160417:1846",2,null,null,0,0,null,0,30.82,2.2799999999999998,0]
["20160417:1946",3,null,null,0,0,null,0,30.22,2.0699999999999998,0]
["20160417:2046",4,null,null,0,0,null,0,29.69,1.86,0]
["20160417:2146",5,null,null,0,0,null,0,29.28,1.79,0]
["20160417:2246",6,null,null,0,0,null,0,28.95,1.72,0]
["20160417:2346",7,null,null,89.5,92.69,null,12.54,30.14,1.93,0]
["20160418:0046",8,null,null,482.94,290.63,null,26.92,32.18,2.48,0]
["20160418:0146",9,null,null,819.05,544.1,null,41.36,34.479999999999997,2.48,0]
["20160418:0246",10,null,null,935.87,749.67,null,55.82,36.43,2.41,0]
["20160418:0346",11,null,null,947.51,901.34,null,70.17,37.97,2.62,0]
["20160418:0446",12,null,null,880.82,985.28,null,83.46,38.72,2.41,0]
["20160418:0546",13,null,null,898.9,960.09,null,79.099999999999994,38.549999999999997,2.2799999999999998,0]
["20160418:0646",14,null,null,965.66,886.99,null,65.08,38.950000000000003,1.72,0]
["20160418:0746",15,null,null,698.61,599.05999999999995,null,50.66,34.200000000000003,3.45,0]
["20160418:0846",16,null,null,836.9,532.84,null,36.21,34.32,2.9,0]
["20160418:0946",17,null,null,78.510000000000005,85.3,null,21.78,35.130000000000003,2.0699999999999998,0]
["20160418:1046",18,null,null,75.97,48.1,null,7.44,34.700000000000003,2.83,0]
["20160418:1146",19,null,null,0,0,null,0,33.54,2.76,0]
["20160418:1246",20,null,null,0,0,null,0,32.97,2.34,0]
["20160418:1346",21,null,null,0,0,null,0,32.54,1.52,0]
["20160418:1446",22,null,null,0,0,null,0,31.82,1.31,0]
["20160418:1546",23,null,null,0,0,null,0,31.28,1.17,0]
["20160418:1646",24,null,null,0,0,null,0,30.77,1.1000000000000001,0]
["20160418:1746",1,null,null,0,0,null,0,30.29,1.45,0]
["20160418:1846",2,null,null,0,0,null,0,29.62,2.14,0]
["20160418:1946",3,null,null,0,0,null,0,29.1,1.86,0]
["20160418:2046",4,null,null,0,0,null,0,28.63,1.66,0]
["20160418:2146",5,null,null,0,0,null,0,28.3,1.59,0]
["20160418:2246",6,null,null,0,0,null,0,28.03,1.45,0]
["20160418:2346",7,null,null,26.17,28.43,null,12.68,29.21,1.45,0]
["20160419:0046",8,null,null,331.91,247.96,null,27.04,31.54,2.14,0]
["20160419:0146",9,null,null,744.32,516.61,null,41.48,33.799999999999997,3.31,0]
["20160419:0246",10,null,null,880.39,718.18,null,55.94,35.51,3.79,0]
["20160419:0346",11,null,null,919.2,876.76,null,70.319999999999993,36.729999999999997,3.45,0]
["20160419:0446",12,null,null,867.04,968.56,null,83.74,37.94,3.1,0]
["20160419:0546",13,null,null,897.97,958.5,null,79.19,38.61,2.76,0]
["20160419:0646",14,null,null,916.94,847.24,null,65.099999999999994,37.76,2.69,0]
["20160419:0746",15,null,null,698.58,598.25,null,50.67,37.75,2.41,0]
["20160419:0846",16,null,null,150.71,163.74,null,36.22,37.29,2.34,0]
["20160419:0946",{"$f":"IF(B2635=24,1,B2635+1)","v":17},null,null,45.12,49.02,null,21.8,34.51,2.14,0]
["20160419:1046",18,null,null,25.27,27.45,null,7.47,34.06,1.59,0]
["20160419:1146",19,null,null,0,0,null,0,33.46,1.17,0]
["20160419:1246",20,null,null,0,0,null,0,32.24,1.03,0]
["20160419:1346",21,null,null,0,0,null,0,31.56,0.34,0]
["20160419:1446",22,null,null,0,0,null,0,30.71,1.66,0]
["20160419:1546",23,null,null,0,0,null,0,29.63,1.52,0]
["20160419:1646",24,null,null,0,0,null,0,29.11,1.03,0]
["20160419:1746",1,null,null,0,0,null,0,28.48,1.17,0]
["20160419:1846",2,null,null,0,0,null,0,28.63,1.1000000000000001,0]
["20160419:1946",3,null,null,0,0,null,0,28.41,0.83,0]
["20160419:2046",4,null,null,0,0,null,0,28.02,0.62,0]
["20160419:2146",5,null,null,0,0,null,0,27.82,0.62,0]
["20160419:2246",6,null,null,0,0,null,0,27.56,0.62,0]
["20160419:2346",7,null,null,20.76,22.55,null,12.81,29.05,0.76,0]
["20160420:0046",8,null,null,337.3,250.3,null,27.17,30.83,1.24,0]
["20160420:0146",9,null,null,768.16,525.88,null,41.6,32.53,1.72,0]
["20160420:0246",10,null,null,921.83,740.89,null,56.06,34.18,1.52,0]
["20160420:0346",11,null,null,906.94,866.12,null,70.459999999999994,35.32,1.17,0]
["20160420:0446",12,null,null,661.36,721.63,null,84.01,35.700000000000003,0.76,0]
["20160420:0546",13,null,null,277.95,301.99,null,79.28,36.049999999999997,0.34,0]
["20160420:0646",14,null,null,74,80.400000000000006,null,65.12,35.14,0.83,0]
["20160420:0746",15,null,null,61.37,66.67,null,50.68,33.03,1.52,0]
["20160420:0846",16,null,null,44.22,48.04,null,36.229999999999997,33.58,1.86,0]
["20160420:0946",17,null,null,24.37,26.47,null,21.82,33.15,0.83,0]
["20160420:1046",18,null,null,6.32,6.86,null,7.51,32.71,0.41,0]
["20160420:1146",19,null,null,0,0,null,0,32.049999999999997,0.76,0]
["20160420:1246",20,null,null,0,0,null,0,31.53,0.62,0]
["20160420:1346",21,null,null,0,0,null,0,31.08,0.48,0]
["20160420:1446",22,null,null,0,0,null,0,30.46,1.03,0]
["20160420:1546",23,null,null,0,0,null,0,29.99,1.24,0]
["20160420:1646",24,null,null,0,0,null,0,29.49,1.86,0]
["20160420:1746",1,null,null,0,0,null,0,29.22,2.41,0]
["20160420:1846",2,null,null,0,0,null,0,26.61,1.79,0]
["20160420:1946",3,null,null,0,0,null,0,26.52,1.93,0]
["20160420:2046",4,null,null,0,0,null,0,26.53,1.86,0]
["20160420:2146",5,null,null,0,0,null,0,26.59,1.72,0]
["20160420:2246",6,null,null,0,0,null,0,26.6,1.66,0]
["20160420:2346",7,null,null,24.37,26.47,null,12.95,27.83,1.79,0]
["20160421:0046",8,null,null,133.76,141.84,null,27.29,29.6,2.34,0]
["20160421:0146",9,null,null,664.48,486.66,null,41.71,31.49,1.93,0]
["20160421:0246",10,null,null,773.25,657.69,null,56.17,32.950000000000003,1.72,0]
["20160421:0346",11,null,null,842.76,812.82,null,70.59,34.44,2,0]
["20160421:0446",12,null,null,873.33,981.37,null,84.27,35.479999999999997,2.14,0]
["20160421:0546",13,null,null,921.78,985.82,null,79.349999999999994,36.22,2.34,0]
["20160421:0646",14,null,null,1005.27,914.82,null,65.14,35.51,1.66,0]
["20160421:0746",15,null,null,969.8,745.18,null,50.69,35.65,1.59,0]
["20160421:0846",16,null,null,162.52000000000001,175.51,null,36.24,35.35,1.66,0]
["20160421:0946",17,null,null,168.47,156.49,null,21.84,35.17,1.66,0]
["20160421:1046",18,null,null,117.51,57.4,null,7.54,34.32,1.86,0]
["20160421:1146",19,null,null,0,0,null,0,32.81,2.0699999999999998,0]
["20160421:1246",20,null,null,0,0,null,0,31.66,2.14,0]
["20160421:1346",21,null,null,0,0,null,0,30.73,1.86,0]
["20160421:1446",22,null,null,0,0,null,0,29.95,1.79,0]
["20160421:1546",23,null,null,0,0,null,0,29.47,1.72,0]
["20160421:1646",24,null,null,0,0,null,0,29.01,1.93,0]
["20160421:1746",1,null,null,0,0,null,0,28.8,2.14,0]
["20160421:1846",2,null,null,0,0,null,0,28.66,2.14,0]
["20160421:1946",3,null,null,0,0,null,0,28.27,2.14,0]
["20160421:2046",4,null,null,0,0,null,0,28.05,2.2799999999999998,0]
["20160421:2146",5,null,null,0,0,null,0,27.86,2.2799999999999998,0]
["20160421:2246",6,null,null,0,0,null,0,27.65,2.2799999999999998,0]
["20160421:2346",7,null,null,56.85,61.77,null,13.07,28.82,2.34,0]
["20160422:0046",8,null,null,508.39,299.20999999999998,null,27.41,30.92,3.1,0]
["20160422:0146",{"$f":"IF(B2699=24,1,B2699+1)","v":9},null,null,829.75,547.55999999999995,null,41.82,33.01,3.17,0]
["20160422:0246",10,null,null,935.69,748.07,null,56.28,35.08,3.45,0]
["20160422:0346",11,null,null,970.61,920.76,null,70.709999999999994,36.270000000000003,3.52,0]
["20160422:0446",12,null,null,881.03,994.58,null,84.52,37.46,3.59,0]
["20160422:0546",13,null,null,921.09,984.15,null,79.42,38.26,3.72,0]
["20160422:0646",14,null,null,969.91,884.47,null,65.150000000000006,38.020000000000003,4,0]
["20160422:0746",15,null,null,683.04,586.91,null,50.69,37.700000000000003,3.86,0]
["20160422:0846",16,null,null,44.22,48.04,null,36.25,37.630000000000003,3.86,0]
["20160422:0946",17,null,null,49.63,53.93,null,21.86,36.49,3.86,0]
["20160422:1046",18,null,null,50.67,41.66,null,7.57,34.24,4.21,0]
["20160422:1146",19,null,null,0,0,null,0,32.93,3.03,0]
["20160422:1246",20,null,null,0,0,null,0,31.82,2.69,0]
["20160422:1346",21,null,null,0,0,null,0,31.13,2.69,0]
["20160422:1446",22,null,null,0,0,null,0,30.69,2.48,0]
["20160422:1546",23,null,null,0,0,null,0,30.24,2.69,0]
["20160422:1646",24,null,null,0,0,null,0,29.95,2.83,0]
["20160422:1746",1,null,null,0,0,null,0,29.63,2.97,0]
["20160422:1846",2,null,null,0,0,null,0,29.46,3.03,0]
["20160422:1946",3,null,null,0,0,null,0,29.11,2.97,0]
["20160422:2046",4,null,null,0,0,null,0,28.72,2.9,0]
["20160422:2146",5,null,null,0,0,null,0,28.3,2.76,0]
["20160422:2246",6,null,null,0,0,null,0,27.98,2.69,0]
["20160422:2346",7,null,null,20.76,22.55,null,13.2,28.9,3.17,0]
["20160423:0046",8,null,null,452.83,285.67,null,27.52,30.65,3.93,0]
["20160423:0146",9,null,null,853.33,556.32000000000005,null,41.93,32.75,4.1399999999999997,0]
["20160423:0246",10,null,null,934.71,746.7,null,56.38,34.81,4.28,0]
["20160423:0346",11,null,null,943.82,896.71,null,70.819999999999993,36.340000000000003,4.21,0]
["20160423:0446",12,null,null,868.27,978.16,null,84.75,37.479999999999997,4.1399999999999997,0]
["20160423:0546",13,null,null,915.74,976.83,null,79.47,37.799999999999997,4.1399999999999997,0]
["20160423:0646",14,null,null,993.45,901.95,null,65.16,37.83,3.93,0]
["20160423:0746",15,null,null,954.54,733.47,null,50.7,37.72,4.07,0]
["20160423:0846",16,null,null,836.28,525.96,null,36.26,37.409999999999997,3.86,0]
["20160423:0946",17,null,null,279.38,204.95,null,21.88,35.14,4.07,0]
["20160423:1046",18,null,null,78.31,50.61,null,7.6,33.340000000000003,3.59,0]
["20160423:1146",19,null,null,0,0,null,0,32.46,2.76,0]
["20160423:1246",20,null,null,0,0,null,0,31.85,2.5499999999999998,0]
["20160423:1346",21,null,null,0,0,null,0,31.54,2.9,0]
["20160423:1446",22,null,null,0,0,null,0,31.14,3.24,0]
["20160423:1546",23,null,null,0,0,null,0,30.62,3.1,0]
["20160423:1646",24,null,null,0,0,null,0,30.05,3.03,0]
["20160423:1746",1,null,null,0,0,null,0,29.5,2.97,0]
["20160423:1846",2,null,null,0,0,null,0,29.17,2.97,0]
["20160423:1946",3,null,null,0,0,null,0,28.67,2.97,0]
["20160423:2046",4,null,null,0,0,null,0,28.19,3.03,0]
["20160423:2146",5,null,null,0,0,null,0,27.79,2.97,0]
["20160423:2246",6,null,null,0,0,null,0,27.4,2.69,0]
["20160423:2346",7,null,null,196.98,138.69999999999999,null,13.32,28.45,2.83,0]
["20160424:0046",8,null,null,611.94000000000005,321.82,null,27.63,30.45,3.59,0]
["20160424:0146",9,null,null,897.67,571.72,null,42.03,32.58,3.59,0]
["20160424:0246",10,null,null,961.97,761.84,null,56.48,34.67,3.66,0]
["20160424:0346",11,null,null,952.99,904.19,null,70.930000000000007,36.15,3.52,0]
["20160424:0446",12,null,null,869.19,981.18,null,84.96,37.229999999999997,3.31,0]
["20160424:0546",13,null,null,919.1,979.89,null,79.52,37.94,3.1,0]
["20160424:0646",14,null,null,963.74,876.62,null,65.16,37.86,3.1,0]
["20160424:0746",15,null,null,917.81,711.98,null,50.7,38.17,2.97,0]
["20160424:0846",16,null,null,813.11,516.21,null,36.270000000000003,37.96,3.03,0]
["20160424:0946",17,null,null,585.49,284.74,null,21.9,37.36,2.9,0]
["20160424:1046",18,null,null,95.36,54.84,null,7.64,36.049999999999997,2.34,0]
["20160424:1146",19,null,null,0,0,null,0,34.479999999999997,2.34,0]
["20160424:1246",20,null,null,0,0,null,0,33.47,2.62,0]
["20160424:1346",21,null,null,0,0,null,0,32.659999999999997,2.76,0]
["20160424:1446",22,null,null,0,0,null,0,31.98,2.62,0]
["20160424:1546",23,null,null,0,0,null,0,31.34,2.5499999999999998,0]
["20160424:1646",24,null,null,0,0,null,0,30.76,2.62,0]
["20160424:1746",{"$f":"IF(B2763=24,1,B2763+1)","v":1},null,null,0,0,null,0,30.14,2.69,0]
["20160424:1846",2,null,null,0,0,null,0,29.91,2.69,0]
["20160424:1946",3,null,null,0,0,null,0,29.38,2.62,0]
["20160424:2046",4,null,null,0,0,null,0,28.88,2.69,0]
["20160424:2146",5,null,null,0,0,null,0,28.49,2.62,0]
["20160424:2246",6,null,null,0,0,null,0,28.12,2.62,0]
["20160424:2346",7,null,null,161.07,129.13,null,13.44,29.15,3.03,0]
["20160425:0046",8,null,null,580.19000000000005,315.27,null,27.73,30.87,3.59,0]
["20160425:0146",9,null,null,838.93,550.29,null,42.13,32.96,3.52,0]
["20160425:0246",10,null,null,974.39,768.08,null,56.57,35.17,3.66,0]
["20160425:0346",11,null,null,958.04,908.12,null,71.03,37.04,4,0]
["20160425:0446",12,null,null,867.1,979.61,null,85.16,37.92,3.93,0]
["20160425:0546",13,null,null,861.97,912.43,null,79.55,38.96,3.72,0]
["20160425:0646",14,null,null,882.34,812.99,null,65.16,38.57,3.17,0]
["20160425:0746",15,null,null,821.95,659.81,null,50.71,38.79,2.83,0]
["20160425:0846",16,null,null,467.3,379.48,null,36.28,38.770000000000003,2.62,0]
["20160425:0946",17,null,null,173.15,159.08000000000001,null,21.92,38.119999999999997,2.48,0]
["20160425:1046",18,null,null,27.98,30.4,null,7.67,37.15,1.72,0]
["20160425:1146",19,null,null,0,0,null,0,35.57,1.79,0]
["20160425:1246",20,null,null,0,0,null,0,34.21,1.93,0]
["20160425:1346",21,null,null,0,0,null,0,33.119999999999997,2.0699999999999998,0]
["20160425:1446",22,null,null,0,0,null,0,32.32,2.21,0]
["20160425:1546",23,null,null,0,0,null,0,31.89,2.34,0]
["20160425:1646",24,null,null,0,0,null,0,31.42,2.5499999999999998,0]
["20160425:1746",1,null,null,0,0,null,0,30.84,2.5499999999999998,0]
["20160425:1846",2,null,null,0,0,null,0,30.45,2.41,0]
["20160425:1946",3,null,null,0,0,null,0,29.82,2.21,0]
["20160425:2046",4,null,null,0,0,null,0,29.28,2,0]
["20160425:2146",5,null,null,0,0,null,0,28.8,1.93,0]
["20160425:2246",6,null,null,0,0,null,0,28.52,1.93,0]
["20160425:2346",7,null,null,76.709999999999994,83.34,null,13.55,29.78,2.0699999999999998,0]
["20160426:0046",8,null,null,439.88,283.57,null,27.84,32.020000000000003,2.62,0]
["20160426:0146",9,null,null,817.27,542.28,null,42.22,34.24,2.83,0]
["20160426:0246",10,null,null,934.22,744.68,null,56.66,36.28,2.97,0]
["20160426:0346",11,null,null,940.74,892.33,null,71.12,37.9,3.17,0]
["20160426:0446",12,null,null,862.1,973.49,null,85.34,38.94,3.03,0]
["20160426:0546",13,null,null,892.25,945.88,null,79.58,39.619999999999997,2.9,0]
["20160426:0646",14,null,null,913.2,834.71,null,65.17,39.18,2.76,0]
["20160426:0746",15,null,null,836.84,666.4,null,50.71,39.44,2.5499999999999998,0]
["20160426:0846",16,null,null,185.31,198.01,null,36.29,39.17,2.5499999999999998,0]
["20160426:0946",17,null,null,27.98,30.4,null,21.94,38.32,2.83,0]
["20160426:1046",18,null,null,6.32,6.86,null,7.71,37.020000000000003,1.59,0]
["20160426:1146",19,null,null,0,0,null,0,35.81,1.52,0]
["20160426:1246",20,null,null,0,0,null,0,34.56,1.59,0]
["20160426:1346",21,null,null,0,0,null,0,33.6,1.66,0]
["20160426:1446",22,null,null,0,0,null,0,32.74,1.86,0]
["20160426:1546",23,null,null,0,0,null,0,32.04,2,0]
["20160426:1646",24,null,null,0,0,null,0,31.48,2.14,0]
["20160426:1746",1,null,null,0,0,null,0,31.08,2.34,0]
["20160426:1846",2,null,null,0,0,null,0,30.78,2.76,0]
["20160426:1946",3,null,null,0,0,null,0,30.32,2.83,0]
["20160426:2046",4,null,null,0,0,null,0,29.78,2.9,0]
["20160426:2146",5,null,null,0,0,null,0,29.34,3.03,0]
["20160426:2246",6,null,null,0,0,null,0,28.93,3.1,0]
["20160426:2346",7,null,null,21.66,23.53,null,13.66,29.82,3.52,0]
["20160427:0046",8,null,null,366.48,263.05,null,27.93,31.71,3.86,0]
["20160427:0146",9,null,null,583.97,454.91,null,42.31,33.94,3.72,0]
["20160427:0246",10,null,null,893.16,721.32,null,56.74,36.200000000000003,3.72,0]
["20160427:0346",11,null,null,924.31,877.58,null,71.2,37.93,3.45,0]
["20160427:0446",12,null,null,849.39,956.41,null,85.5,38.81,3.31,0]
["20160427:0546",13,null,null,904.77,959.28,null,79.599999999999994,39.32,3.24,0]
["20160427:0646",14,null,null,843.3,781.78,null,65.16,38.619999999999997,2.69,0]
["20160427:0746",15,null,null,695.98,590.08000000000004,null,50.71,39.020000000000003,2.9,0]
["20160427:0846",16,null,null,224.16,233.19,null,36.299999999999997,38.61,3.17,0]
["20160427:0946",{"$f":"IF(B2827=24,1,B2827+1)","v":17},null,null,54.15,58.83,null,21.96,38.049999999999997,2.69,0]
["20160427:1046",18,null,null,39.03,35.96,null,7.75,37.21,1.72,0]
["20160427:1146",19,null,null,0,0,null,0,35.93,1.38,0]
["20160427:1246",20,null,null,0,0,null,0,34.729999999999997,1.86,0]
["20160427:1346",21,null,null,0,0,null,0,33.61,1.93,0]
["20160427:1446",22,null,null,0,0,null,0,32.72,1.72,0]
["20160427:1546",23,null,null,0,0,null,0,31.96,1.72,0]
["20160427:1646",24,null,null,0,0,null,0,31.35,1.72,0]
["20160427:1746",1,null,null,0,0,null,0,30.94,1.72,0]
["20160427:1846",2,null,null,0,0,null,0,30.83,1.86,0]
["20160427:1946",3,null,null,0,0,null,0,30.46,1.93,0]
["20160427:2046",4,null,null,0,0,null,0,30.15,1.93,0]
["20160427:2146",5,null,null,0,0,null,0,29.78,1.86,0]
["20160427:2246",6,null,null,0,0,null,0,29.4,1.79,0]
["20160427:2346",7,null,null,256,152.81,null,13.77,30.56,1.86,0]
["20160428:0046",8,null,null,505.1,300.17,null,28.03,32.51,2.21,0]
["20160428:0146",9,null,null,677.16,491.51,null,42.39,34.659999999999997,2.21,0]
["20160428:0246",10,null,null,899.91,724.5,null,56.82,36.61,2.14,0]
["20160428:0346",11,null,null,923.56,876.24,null,71.28,38.1,2.41,0]
["20160428:0446",12,null,null,840.88,944.93,null,85.64,39.42,2.41,0]
["20160428:0546",13,null,null,882.99,932.74,null,79.61,40.049999999999997,2.21,0]
["20160428:0646",14,null,null,823.63,766.3,null,65.16,39.619999999999997,2.41,0]
["20160428:0746",15,null,null,776.73,632.71,null,50.71,39.74,2.2799999999999998,0]
["20160428:0846",16,null,null,185.31,197.99,null,36.31,39.65,2.14,0]
["20160428:0946",17,null,null,145.47,142.63,null,21.98,38.07,1.86,0]
["20160428:1046",18,null,null,25.27,27.45,null,7.79,35.549999999999997,1.31,0]
["20160428:1146",19,null,null,0,0,null,0,34.4,2,0]
["20160428:1246",20,null,null,0,0,null,0,33.46,2.62,0]
["20160428:1346",21,null,null,0,0,null,0,32.909999999999997,2,0]
["20160428:1446",22,null,null,0,0,null,0,32.24,1.79,0]
["20160428:1546",23,null,null,0,0,null,0,31.87,1.93,0]
["20160428:1646",24,null,null,0,0,null,0,31.5,1.93,0]
["20160428:1746",1,null,null,0,0,null,0,31.3,1.79,0]
["20160428:1846",2,null,null,0,0,null,0,30.21,1.93,0]
["20160428:1946",3,null,null,0,0,null,0,29.77,1.79,0]
["20160428:2046",4,null,null,0,0,null,0,29.43,1.72,0]
["20160428:2146",5,null,null,0,0,null,0,29.23,1.93,0]
["20160428:2246",6,null,null,0,0,null,0,29.21,2.0699999999999998,0]
["20160428:2346",7,null,null,21.66,23.53,null,13.87,30.14,2.83,0]
["20160429:0046",8,null,null,162.93,166.47,null,28.12,31.49,3.17,0]
["20160429:0146",9,null,null,428.54,382.67,null,42.47,33.31,2.97,0]
["20160429:0246",10,null,null,690.93,608.91999999999996,null,56.89,34.71,2.5499999999999998,0]
["20160429:0346",11,null,null,809.51,782.55,null,71.34,36.18,2.48,0]
["20160429:0446",12,null,null,817.72,913.4,null,85.75,36.9,2.14,0]
["20160429:0546",13,null,null,836.23,879.92,null,79.61,36.58,2.0699999999999998,0]
["20160429:0646",14,null,null,924.77,839.27,null,65.16,35.82,1.31,0]
["20160429:0746",15,null,null,872,680.95,null,50.71,35.799999999999997,1.59,0]
["20160429:0846",16,null,null,720.15,477.2,null,36.32,35.409999999999997,2.5499999999999998,0]
["20160429:0946",17,null,null,403.28,240.04,null,22.01,34.31,2.0699999999999998,0]
["20160429:1046",18,null,null,9.93,10.79,null,7.83,30.75,1.86,0]
["20160429:1146",19,null,null,0,0,null,0,29.56,2.41,0]
["20160429:1246",20,null,null,0,0,null,0,29.03,2.14,0]
["20160429:1346",21,null,null,0,0,null,0,29.07,1.03,0]
["20160429:1446",22,null,null,0,0,null,0,29.19,0.9,0]
["20160429:1546",23,null,null,0,0,null,0,29.04,1.17,0]
["20160429:1646",24,null,null,0,0,null,0,28.95,1.66,0]
["20160429:1746",1,null,null,0,0,null,0,28.67,1.45,0]
["20160429:1846",2,null,null,0,0,null,0,29.07,1.93,0]
["20160429:1946",3,null,null,0,0,null,0,28.82,1.72,0]
["20160429:2046",4,null,null,0,0,null,0,28.65,1.66,0]
["20160429:2146",5,null,null,0,0,null,0,28.36,1.66,0]
["20160429:2246",6,null,null,0,0,null,0,28.26,1.86,0]
["20160429:2346",7,null,null,21.66,23.53,null,13.98,29.53,2.5499999999999998,0]
["20160430:0046",8,null,null,32.49,35.299999999999997,null,28.21,31.26,3.38,0]
["20160430:0146",{"$f":"IF(B2891=24,1,B2891+1)","v":9},null,null,50.54,54.91,null,42.55,32.979999999999997,3.38,0]
["20160430:0246",10,null,null,80.319999999999993,87.26,null,56.95,34.22,2.62,0]
["20160430:0346",11,null,null,148.9,161.78,null,71.400000000000006,35.28,2.48,0]
["20160430:0446",12,null,null,212.07,230.42,null,85.85,35.56,2.0699999999999998,0]
["20160430:0546",13,null,null,435.31,470.44,null,79.61,36,2.14,0]
["20160430:0646",14,null,null,311.24,336.28,null,65.150000000000006,28.35,2.14,0]
["20160430:0746",15,null,null,246.27,265.68,null,50.71,27.53,1.86,0]
["20160430:0846",16,null,null,293.95,284.5,null,36.33,27.07,1.03,0]
["20160430:0946",17,null,null,204.87,174.67,null,22.03,27.07,0.76,0]
["20160430:1046",18,null,null,30.68,33.340000000000003,null,7.87,26.7,1.52,0]
["20160430:1146",19,null,null,0,0,null,0,26.45,1.31,0]
["20160430:1246",20,null,null,0,0,null,0,26.28,1.59,0]
["20160430:1346",21,null,null,0,0,null,0,26.14,1.52,0]
["20160430:1446",22,null,null,0,0,null,0,26.05,1.52,0]
["20160430:1546",23,null,null,0,0,null,0,25.93,1.31,0]
["20160430:1646",24,null,null,0,0,null,0,25.74,1.31,0]
["20160430:1746",1,null,null,0,0,null,0,25.56,1.1000000000000001,0]
["20160430:1846",2,null,null,0,0,null,0,24.88,0.9,0]
["20160430:1946",3,null,null,0,0,null,0,24.74,0.48,0]
["20160430:2046",4,null,null,0,0,null,0,24.51,0.48,0]
["20160430:2146",5,null,null,0,0,null,0,24.37,0.76,0]
["20160430:2246",6,null,null,0,0,null,0,24.28,0.76,0]
["20160430:2346",7,null,null,22.56,24.51,null,14.07,25.42,0.76,0]
["20160501:0046",8,null,null,378.93,266.61,null,28.29,27.24,0.97,0]
["20160501:0146",9,null,null,774.52,522.12,null,42.62,29.19,1.38,0]
["20160501:0246",10,null,null,802.78,666.88,null,57.01,31.38,1.86,0]
["20160501:0346",11,null,null,957.7,902.36,null,71.459999999999994,33.17,2.41,0]
["20160501:0446",12,null,null,866.71,987.12,null,85.92,34.4,2.76,0]
["20160501:0546",13,null,null,933.06,989.56,null,79.599999999999994,35.31,2.9,0]
["20160501:0646",14,null,null,1022.6,911.08,null,65.14,33.58,2.2799999999999998,0]
["20160501:0746",15,null,null,1019.61,753.82,null,50.71,33.450000000000003,2.14,0]
["20160501:0846",16,null,null,899.31,534.46,null,36.340000000000003,33.18,1.79,0]
["20160501:0946",17,null,null,662.67,292.39999999999998,null,22.06,33.19,1.52,0]
["20160501:1046",18,null,null,139.22999999999999,61.55,null,7.91,32.479999999999997,0.83,0]
["20160501:1146",19,null,null,0,0,null,0,31.77,1.03,0]
["20160501:1246",20,null,null,0,0,null,0,30.88,1.24,0]
["20160501:1346",21,null,null,0,0,null,0,30.23,0.83,0]
["20160501:1446",22,null,null,0,0,null,0,29.52,0.9,0]
["20160501:1546",23,null,null,0,0,null,0,28.98,1.72,0]
["20160501:1646",24,null,null,0,0,null,0,28.67,2.0699999999999998,0]
["20160501:1746",1,null,null,0,0,null,0,28.37,2.2799999999999998,0]
["20160501:1846",2,null,null,0,0,null,0,27.77,1.79,0]
["20160501:1946",3,null,null,0,0,null,0,27.48,1.79,0]
["20160501:2046",4,null,null,0,0,null,0,27.27,1.79,0]
["20160501:2146",5,null,null,0,0,null,0,27.03,1.79,0]
["20160501:2246",6,null,null,0,0,null,0,26.86,1.72,0]
["20160501:2346",7,null,null,249.86,153.88,null,14.17,28.35,1.72,0]
["20160502:0046",8,null,null,612.95000000000005,320.33,null,28.37,30.43,2,0]
["20160502:0146",9,null,null,857.33,549.77,null,42.68,32.39,2,0]
["20160502:0246",10,null,null,965.46,754.12,null,57.07,33.979999999999997,2.21,0]
["20160502:0346",11,null,null,942.5,887.98,null,71.5,35.130000000000003,2.69,0]
["20160502:0446",12,null,null,849.17,960.62,null,85.96,35.96,3.03,0]
["20160502:0546",13,null,null,916.75,968.05,null,79.58,36.64,3.1,0]
["20160502:0646",14,null,null,927.2,834.67,null,65.13,36.57,3.17,0]
["20160502:0746",15,null,null,960.71,719.76,null,50.72,36.79,3.03,0]
["20160502:0846",16,null,null,580.78,421.13,null,36.36,36.770000000000003,2.9,0]
["20160502:0946",17,null,null,104.74,111.68,null,22.09,36.19,2.76,0]
["20160502:1046",18,null,null,32.49,35.299999999999997,null,7.95,34.549999999999997,1.72,0]
["20160502:1146",19,null,null,0,0,null,0,33.229999999999997,1.79,0]
["20160502:1246",20,null,null,0,0,null,0,32.14,1.86,0]
["20160502:1346",21,null,null,0,0,null,0,31.27,1.93,0]
["20160502:1446",22,null,null,0,0,null,0,30.77,2.34,0]
["20160502:1546",23,null,null,0,0,null,0,30.37,2.9,0]
["20160502:1646",24,null,null,0,0,null,0,29.72,3.03,0]
["20160502:1746",{"$f":"IF(B2955=24,1,B2955+1)","v":1},null,null,0,0,null,0,29.08,3.03,0]
["20160502:1846",2,null,null,0,0,null,0,28.5,2.62,0]
["20160502:1946",3,null,null,0,0,null,0,28.1,2.48,0]
["20160502:2046",4,null,null,0,0,null,0,27.69,2.34,0]
["20160502:2146",5,null,null,0,0,null,0,27.32,2.21,0]
["20160502:2246",6,null,null,0,0,null,0.14000000000000001,27.12,2.0699999999999998,0]
["20160502:2346",7,null,null,264.83999999999997,156.91,null,14.26,28.48,2.14,0]
["20160503:0046",8,null,null,656.97,328.16,null,28.44,30.67,2.41,0]
["20160503:0146",9,null,null,879.91,556.91,null,42.74,32.9,2.5499999999999998,0]
["20160503:0246",10,null,null,978.89,761.16,null,57.12,34.770000000000003,2.41,0]
["20160503:0346",11,null,null,956.77,899.5,null,71.540000000000006,35.78,2.0699999999999998,0]
["20160503:0446",12,null,null,855.62,968.94,null,85.98,36.46,2.0699999999999998,0]
["20160503:0546",13,null,null,916.04,965.56,null,79.56,37.090000000000003,2,0]
["20160503:0646",14,null,null,990.47,881.59,null,65.12,36.46,2.0699999999999998,0]
["20160503:0746",15,null,null,974.19,725.59,null,50.72,36.9,2,0]
["20160503:0846",16,null,null,869.35,521.33000000000004,null,36.369999999999997,36.51,2.2799999999999998,0]
["20160503:0946",17,null,null,662.68,290.26,null,22.11,35.729999999999997,1.72,0]
["20160503:1046",18,null,null,180.42,65.56,null,8,33.869999999999997,2.62,0]
["20160503:1146",19,null,null,0,0,null,0,29.89,1.1000000000000001,0]
["20160503:1246",20,null,null,0,0,null,0,28.3,2.14,0]
["20160503:1346",21,null,null,0,0,null,0,27.76,1.79,0]
["20160503:1446",22,null,null,0,0,null,0,27.54,1.72,0]
["20160503:1546",23,null,null,0,0,null,0,27.35,1.86,0]
["20160503:1646",24,null,null,0,0,null,0,27.34,1.79,0]
["20160503:1746",1,null,null,0,0,null,0,27.21,1.66,0]
["20160503:1846",2,null,null,0,0,null,0,26.58,1.86,0]
["20160503:1946",3,null,null,0,0,null,0,26.3,1.24,0]
["20160503:2046",4,null,null,0,0,null,0,26.28,0.76,0]
["20160503:2146",5,null,null,0,0,null,0,26.19,1.31,0]
["20160503:2246",6,null,null,0,0,null,0.25,26.21,1.52,0]
["20160503:2346",7,null,null,27.07,29.41,null,14.34,27.71,1.79,0]
["20160504:0046",8,null,null,255.69,222.74,null,28.51,30.07,2.62,0]
["20160504:0146",9,null,null,584.66999999999996,452,null,42.8,32.06,2.9,0]
["20160504:0246",10,null,null,739.37,631.27,null,57.17,33.61,2.48,0]
["20160504:0346",11,null,null,904.23,853.3,null,71.569999999999993,34.65,2.14,0]
["20160504:0446",12,null,null,814.12,908.83,null,85.97,35.54,2.21,0]
["20160504:0546",13,null,null,874.17,915.39,null,79.53,34.58,2.21,0]
["20160504:0646",14,null,null,990.62,880.12,null,65.11,35.65,1.79,0]
["20160504:0746",15,null,null,987.56,731.35,null,50.72,35.78,1.93,0]
["20160504:0846",16,null,null,846.44,512.29999999999995,null,36.380000000000003,35.58,1.59,0]
["20160504:0946",17,null,null,627.73,283.19,null,22.14,35.22,0.62,0]
["20160504:1046",18,null,null,152.46,63.15,null,8.0399999999999991,33.44,0.41,0]
["20160504:1146",19,null,null,0,0,null,0,31.62,0.48,0]
["20160504:1246",20,null,null,0,0,null,0,29.8,0.76,0]
["20160504:1346",21,null,null,0,0,null,0,28.92,1.31,0]
["20160504:1446",22,null,null,0,0,null,0,28.47,1.59,0]
["20160504:1546",23,null,null,0,0,null,0,28.16,1.24,0]
["20160504:1646",24,null,null,0,0,null,0,27.92,0.97,0]
["20160504:1746",1,null,null,0,0,null,0,27.66,1.03,0]
["20160504:1846",2,null,null,0,0,null,0,26.69,1.17,0]
["20160504:1946",3,null,null,0,0,null,0,26.47,1.03,0]
["20160504:2046",4,null,null,0,0,null,0,26.39,0.83,0]
["20160504:2146",5,null,null,0,0,null,0,26.23,0.83,0]
["20160504:2246",6,null,null,0,0,null,0.35,26.12,0.69,0]
["20160504:2346",7,null,null,36.1,39.22,null,14.43,27.64,0.69,0]
["20160505:0046",8,null,null,498.18,297.14,null,28.58,29.98,1.17,0]
["20160505:0146",9,null,null,842.96,543.34,null,42.86,32.090000000000003,1.59,0]
["20160505:0246",10,null,null,952.03,743.96,null,57.21,33.74,1.52,0]
["20160505:0346",11,null,null,945.4,887.26,null,71.599999999999994,34.82,1.59,0]
["20160505:0446",12,null,null,855.13,965.1,null,85.95,35.979999999999997,1.45,0]
["20160505:0546",13,null,null,915.86,961.65,null,79.489999999999995,36.479999999999997,1.52,0]
["20160505:0646",14,null,null,949.73,847.12,null,65.09,34.799999999999997,1.24,0]
["20160505:0746",15,null,null,938.74,704.05,null,50.72,35.590000000000003,0.83,0]
["20160505:0846",16,null,null,846.23,511.13,null,36.4,35.33,0.97,0]
["20160505:0946",{"$f":"IF(B3019=24,1,B3019+1)","v":17},null,null,629.9,283.14,null,22.17,35.08,0.83,0]
["20160505:1046",18,null,null,186.99,66.62,null,8.09,34.03,0.9,0]
["20160505:1146",19,null,null,0,0,null,0,33.03,1.24,0]
["20160505:1246",20,null,null,0,0,null,0,32,1.66,0]
["20160505:1346",21,null,null,0,0,null,0,31.2,1.79,0]
["20160505:1446",22,null,null,0,0,null,0,30.61,1.86,0]
["20160505:1546",23,null,null,0,0,null,0,30.04,2,0]
["20160505:1646",24,null,null,0,0,null,0,29.53,2.14,0]
["20160505:1746",1,null,null,0,0,null,0,29.22,2.21,0]
["20160505:1846",2,null,null,0,0,null,0,28.76,2.9,0]
["20160505:1946",3,null,null,0,0,null,0,28.21,2.9,0]
["20160505:2046",4,null,null,0,0,null,0,27.76,3.31,0]
["20160505:2146",5,null,null,0,0,null,0,27.42,3.24,0]
["20160505:2246",6,null,null,0,0,null,0.45,27.37,3.03,0]
["20160505:2346",7,null,null,228.1,150.94,null,14.51,28.45,3.24,0]
["20160506:0046",8,null,null,659.69,328.49,null,28.65,30.2,3.59,0]
["20160506:0146",9,null,null,902,562.67999999999995,null,42.91,32.28,3.52,0]
["20160506:0246",10,null,null,990.11,764.54,null,57.24,34.15,3.24,0]
["20160506:0346",11,null,null,945.21,885.93,null,71.62,35.729999999999997,2.9,0]
["20160506:0446",12,null,null,854.71,962.71,null,85.9,36.96,2.5499999999999998,0]
["20160506:0546",13,null,null,916.37,960.24,null,79.45,37.85,2.2799999999999998,0]
["20160506:0646",14,null,null,925.51,827.74,null,65.08,37.770000000000003,2.0699999999999998,0]
["20160506:0746",15,null,null,923.41,694.72,null,50.72,37.67,1.66,0]
["20160506:0846",16,null,null,868.7,517.65,null,36.409999999999997,36.549999999999997,1.93,0]
["20160506:0946",17,null,null,600.72,276.92,null,22.2,31.73,3.24,0]
["20160506:1046",18,null,null,9.02,9.8000000000000007,null,8.14,30.64,0.55000000000000004,0]
["20160506:1146",19,null,null,0,0,null,0,30.14,1.72,0]
["20160506:1246",20,null,null,0,0,null,0,29.76,2.0699999999999998,0]
["20160506:1346",21,null,null,0,0,null,0,29.42,1.79,0]
["20160506:1446",22,null,null,0,0,null,0,29.2,1.59,0]
["20160506:1546",23,null,null,0,0,null,0,28.81,1.52,0]
["20160506:1646",24,null,null,0,0,null,0,28.45,1.72,0]
["20160506:1746",1,null,null,0,0,null,0,28.13,1.72,0]
["20160506:1846",2,null,null,0,0,null,0,28.4,2.21,0]
["20160506:1946",3,null,null,0,0,null,0,28.17,2.21,0]
["20160506:2046",4,null,null,0,0,null,0,27.93,2.21,0]
["20160506:2146",5,null,null,0,0,null,0,27.76,2.14,0]
["20160506:2246",6,null,null,0,0,null,0.55000000000000004,27.66,2.21,0]
["20160506:2346",7,null,null,106.61,107.74,null,14.58,28.97,2.69,0]
["20160507:0046",8,null,null,568.01,311.61,null,28.71,31.04,3.1,0]
["20160507:0146",9,null,null,843.39,542.26,null,42.95,33.090000000000003,3.38,0]
["20160507:0246",10,null,null,951.27,741.57,null,57.27,34.76,3.1,0]
["20160507:0346",11,null,null,939.15,879.43,null,71.63,36.01,2.76,0]
["20160507:0446",12,null,null,841.91,942.06,null,85.83,36.42,2.2799999999999998,0]
["20160507:0546",13,null,null,833.19,866.4,null,79.41,36.97,2,0]
["20160507:0646",14,null,null,850.47,772.82,null,65.069999999999993,37.31,2.2799999999999998,0]
["20160507:0746",15,null,null,505.44,471.58,null,50.72,37.270000000000003,1.86,0]
["20160507:0846",16,null,null,845.78,508.84,null,36.43,36.42,1.66,0]
["20160507:0946",17,null,null,706.01,295.52999999999997,null,22.23,33.22,1.1000000000000001,0]
["20160507:1046",18,null,null,158.51,64.14,null,8.18,32.17,1.24,0]
["20160507:1146",19,null,null,0,0,null,0,31.16,1.31,0]
["20160507:1246",20,null,null,0,0,null,0,30.91,1.59,0]
["20160507:1346",21,null,null,0,0,null,0,30.85,2.41,0]
["20160507:1446",22,null,null,0,0,null,0,30.38,2.5499999999999998,0]
["20160507:1546",23,null,null,0,0,null,0,29.66,2.48,0]
["20160507:1646",24,null,null,0,0,null,0,29.07,2.2799999999999998,0]
["20160507:1746",1,null,null,0,0,null,0,28.61,1.93,0]
["20160507:1846",2,null,null,0,0,null,0,28.77,2.2799999999999998,0]
["20160507:1946",3,null,null,0,0,null,0,28.5,2.14,0]
["20160507:2046",4,null,null,0,0,null,0,28.23,2.14,0]
["20160507:2146",5,null,null,0,0,null,0,28.03,2.14,0]
["20160507:2246",6,null,null,0,0,null,0.64,27.88,1.86,0]
["20160507:2346",7,null,null,23.46,25.49,null,14.65,29.18,2,0]
["20160508:0046",8,null,null,346.91,258.26,null,28.76,31.16,2.2799999999999998,0]
["20160508:0146",{"$f":"IF(B3083=24,1,B3083+1)","v":9},null,null,679.11,486.03,null,42.99,33.270000000000003,2.41,0]
["20160508:0246",10,null,null,884.82,705.16,null,57.3,35.020000000000003,2.83,0]
["20160508:0346",11,null,null,864.48,816.89,null,71.63,35.909999999999997,3.1,0]
["20160508:0446",12,null,null,831.92,925.85,null,85.75,36.11,3.1,0]
["20160508:0546",13,null,null,881.94,917.32,null,79.36,36.15,2.62,0]
["20160508:0646",14,null,null,912.38,815.36,null,65.05,36.39,2.21,0]
["20160508:0746",15,null,null,957.95,709.99,null,50.72,36.76,2.0699999999999998,0]
["20160508:0846",16,null,null,846.03,507.68,null,36.450000000000003,35.83,3.38,0]
["20160508:0946",17,null,null,397.71,235.06,null,22.26,31.45,3.24,0]
["20160508:1046",18,null,null,130.04,61,null,8.23,30.38,1.17,0]
["20160508:1146",19,null,null,0,0,null,0,30.02,1.38,0]
["20160508:1246",20,null,null,0,0,null,0,29.4,2,0]
["20160508:1346",21,null,null,0,0,null,0,29.03,1.1000000000000001,0]
["20160508:1446",22,null,null,0,0,null,0,28.66,1.59,0]
["20160508:1546",23,null,null,0,0,null,0,28.36,1.52,0]
["20160508:1646",24,null,null,0,0,null,0,28.19,1.38,0]
["20160508:1746",1,null,null,0,0,null,0,27.94,1.45,0]
["20160508:1846",2,null,null,0,0,null,0,28.16,1.79,0]
["20160508:1946",3,null,null,0,0,null,0,28.06,1.86,0]
["20160508:2046",4,null,null,0,0,null,0,27.82,1.86,0]
["20160508:2146",5,null,null,0,0,null,0,27.66,1.79,0]
["20160508:2246",6,null,null,0,0,null,0.73,27.5,1.72,0]
["20160508:2346",7,null,null,23.46,25.49,null,14.72,28.87,2.0699999999999998,0]
["20160509:0046",8,null,null,128.58000000000001,138.02000000000001,null,28.81,30.87,2.41,0]
["20160509:0146",9,null,null,480.35,406.83,null,43.03,32.89,2.5499999999999998,0]
["20160509:0246",10,null,null,668.95,589.57000000000005,null,57.32,34.65,2.9,0]
["20160509:0346",11,null,null,824.85,784.88,null,71.63,36,3.1,0]
["20160509:0446",12,null,null,785.01,862.14,null,85.65,36.93,3.1,0]
["20160509:0546",13,null,null,823.46,853.39,null,79.3,37.75,2.97,0]
["20160509:0646",14,null,null,899.94,805.26,null,65.040000000000006,36.22,2.69,0]
["20160509:0746",15,null,null,872.03,665.53,null,50.73,36.25,1.93,0]
["20160509:0846",16,null,null,801.01,492.41,null,36.47,36.5,1.86,0]
["20160509:0946",17,null,null,638.05999999999995,282.02999999999997,null,22.3,35.409999999999997,2.9,0]
["20160509:1046",18,null,null,85.85,54.02,null,8.2799999999999994,33.090000000000003,2.83,0]
["20160509:1146",19,null,null,0,0,null,0,32.200000000000003,2.41,0]
["20160509:1246",20,null,null,0,0,null,0,31.69,2.2799999999999998,0]
["20160509:1346",21,null,null,0,0,null,0,31.1,1.93,0]
["20160509:1446",22,null,null,0,0,null,0,30.49,1.72,0]
["20160509:1546",23,null,null,0,0,null,0,29.95,2,0]
["20160509:1646",24,null,null,0,0,null,0,29.58,2.34,0]
["20160509:1746",1,null,null,0,0,null,0,29.26,2.62,0]
["20160509:1846",2,null,null,0,0,null,0,28.97,2.48,0]
["20160509:1946",3,null,null,0,0,null,0,28.66,2.48,0]
["20160509:2046",4,null,null,0,0,null,0,28.4,2.5499999999999998,0]
["20160509:2146",5,null,null,0,0,null,0,28.17,2.48,0]
["20160509:2246",6,null,null,0,0,null,0.82,28.03,2.2799999999999998,0]
["20160509:2346",7,null,null,73.099999999999994,79.42,null,14.79,29.26,2.5499999999999998,0]
["20160510:0046",8,null,null,37.9,41.18,null,28.86,31.31,2.83,0]
["20160510:0146",9,null,null,305.70999999999998,306.44,null,43.06,33.44,3.1,0]
["20160510:0246",10,null,null,668.87,589.05999999999995,null,57.34,35.18,3.38,0]
["20160510:0346",11,null,null,725.5,707.75,null,71.63,36.47,3.38,0]
["20160510:0446",12,null,null,808.16,889.33,null,85.53,37.42,3.24,0]
["20160510:0546",13,null,null,903.49,937.76,null,79.25,37.979999999999997,3.03,0]
["20160510:0646",14,null,null,999.75,877.79,null,65.02,37.799999999999997,3.31,0]
["20160510:0746",15,null,null,984.9,721.41,null,50.73,38.11,3.45,0]
["20160510:0846",16,null,null,845.5,505.52,null,36.479999999999997,34.520000000000003,1.79,0]
["20160510:0946",17,null,null,673.8,287.72000000000003,null,22.33,34.450000000000003,1.38,0]
["20160510:1046",18,null,null,281.04000000000002,72.959999999999994,null,8.33,33.44,0.83,0]
["20160510:1146",19,null,null,0,0,null,0,32.520000000000003,1.17,0]
["20160510:1246",20,null,null,0,0,null,0,31.86,0.83,0]
["20160510:1346",21,null,null,0,0,null,0,31.36,0.76,0]
["20160510:1446",22,null,null,0,0,null,0,30.81,0.83,0]
["20160510:1546",23,null,null,0,0,null,0,30.24,0.83,0]
["20160510:1646",24,null,null,0,0,null,0,29.87,1.17,0]
["20160510:1746",{"$f":"IF(B3147=24,1,B3147+1)","v":1},null,null,0,0,null,0,29.45,1.52,0]
["20160510:1846",2,null,null,0,0,null,0,29.15,1.72,0]
["20160510:1946",3,null,null,0,0,null,0,28.99,1.72,0]
["20160510:2046",4,null,null,0,0,null,0,28.74,1.79,0]
["20160510:2146",5,null,null,0,0,null,0,28.53,1.79,0]
["20160510:2246",6,null,null,0,0,null,0.9,28.36,1.59,0]
["20160510:2346",7,null,null,123.87,118.31,null,14.85,29.88,1.38,0]
["20160511:0046",8,null,null,542.78,306.76,null,28.91,31.99,1.52,0]
["20160511:0146",9,null,null,843.26,539.41,null,43.09,33.979999999999997,1.59,0]
["20160511:0246",10,null,null,963.35,744.14,null,57.35,35.520000000000003,1.59,0]
["20160511:0346",11,null,null,938.31,873.54,null,71.61,36.659999999999997,1.59,0]
["20160511:0446",12,null,null,844.6,935.12,null,85.41,37.25,1.52,0]
["20160511:0546",13,null,null,877.73,907.38,null,79.19,37.65,1.31,0]
["20160511:0646",14,null,null,861.85,776.19,null,65,37.869999999999997,1.59,0]
["20160511:0746",15,null,null,746.11,601.94000000000005,null,50.73,37.08,1.66,0]
["20160511:0846",16,null,null,213.84,224.08,null,36.5,36.5,1.1000000000000001,0]
["20160511:0946",17,null,null,343.08,221.04,null,22.37,35.21,1.03,0]
["20160511:1046",18,null,null,44.08,41.69,null,8.39,34.200000000000003,0.83,0]
["20160511:1146",19,null,null,0,0,null,0,32.979999999999997,1.1000000000000001,0]
["20160511:1246",20,null,null,0,0,null,0,32.36,2.21,0]
["20160511:1346",21,null,null,0,0,null,0,31.32,2.9,0]
["20160511:1446",22,null,null,0,0,null,0,30.12,2.5499999999999998,0]
["20160511:1546",23,null,null,0,0,null,0,29.62,2.34,0]
["20160511:1646",24,null,null,0,0,null,0,29.11,2.14,0]
["20160511:1746",1,null,null,0,0,null,0,28.77,1.79,0]
["20160511:1846",2,null,null,0,0,null,0,28.88,2.48,0]
["20160511:1946",3,null,null,0,0,null,0,28.77,2.62,0]
["20160511:2046",4,null,null,0,0,null,0,28.73,2.62,0]
["20160511:2146",5,null,null,0,0,null,0,28.61,2.76,0]
["20160511:2246",6,null,null,0,0,null,0.98,28.48,2.83,0]
["20160511:2346",7,null,null,164.04,136.22999999999999,null,14.9,29.37,3.59,0]
["20160512:0046",8,null,null,543.44000000000005,306.07,null,28.95,30.97,4.21,0]
["20160512:0146",9,null,null,842.95,538.51,null,43.12,32.799999999999997,4.28,0]
["20160512:0246",10,null,null,949.2,734.95,null,57.36,34.659999999999997,4.07,0]
["20160512:0346",11,null,null,942.4,875.58,null,71.599999999999994,35.97,3.79,0]
["20160512:0446",12,null,null,845.16,932.97,null,85.27,37.01,3.59,0]
["20160512:0546",13,null,null,823.97,849.54,null,79.13,37.93,3.38,0]
["20160512:0646",14,null,null,929.37,822.41,null,64.989999999999995,38.42,2.5499999999999998,0]
["20160512:0746",15,null,null,819.65,636.95000000000005,null,50.74,38.17,2.62,0]
["20160512:0846",16,null,null,700.24,456.76,null,36.520000000000003,37.78,3.1,0]
["20160512:0946",17,null,null,640.11,281.39999999999998,null,22.4,36.26,2.9,0]
["20160512:1046",18,null,null,204.59,69.56,null,8.44,35.51,2.14,0]
["20160512:1146",19,null,null,0,0,null,0,34.28,2.21,0]
["20160512:1246",20,null,null,0,0,null,0,33.57,2.41,0]
["20160512:1346",21,null,null,0,0,null,0,32.9,2.48,0]
["20160512:1446",22,null,null,0,0,null,0,32.31,2,0]
["20160512:1546",23,null,null,0,0,null,0,31.66,1.86,0]
["20160512:1646",24,null,null,0,0,null,0,31.1,1.52,0]
["20160512:1746",1,null,null,0,0,null,0,30.57,1.66,0]
["20160512:1846",2,null,null,0,0,null,0,30.14,2.9,0]
["20160512:1946",3,null,null,0,0,null,0,29.84,2.69,0]
["20160512:2046",4,null,null,0,0,null,0,29.49,2.48,0]
["20160512:2146",5,null,null,0,0,null,0,29.24,2.21,0]
["20160512:2246",6,null,null,0,0,null,1.06,28.1,2.0699999999999998,0]
["20160512:2346",7,null,null,62.27,67.650000000000006,null,14.96,27.97,1.59,0]
["20160513:0046",8,null,null,375.33,266.94,null,28.99,29.96,2.14,0]
["20160513:0146",9,null,null,761.57,511.66,null,43.14,31.77,2,0]
["20160513:0246",10,null,null,923.74,720.77,null,57.36,31.94,0.76,0]
["20160513:0346",11,null,null,916.66,852.74,null,71.569999999999993,33.42,1.72,0]
["20160513:0446",12,null,null,838.56,921.34,null,85.13,35.44,2.2799999999999998,0]
["20160513:0546",13,null,null,903.53,932.09,null,79.069999999999993,36.35,1.86,0]
["20160513:0646",14,null,null,705.65,666.77,null,64.97,37.43,0.55000000000000004,0]
["20160513:0746",15,null,null,61.37,66.67,null,50.74,37.380000000000003,0.62,0]
["20160513:0846",16,null,null,45.12,49.02,null,36.549999999999997,36.56,1.79,0]
["20160513:0946",{"$f":"IF(B3211=24,1,B3211+1)","v":17},null,null,68.59,74.52,null,22.44,30.46,2.41,0]
["20160513:1046",18,null,null,13.54,14.71,null,8.49,29.29,1.03,0]
["20160513:1146",19,null,null,0,0,null,0,29.25,1.93,0]
["20160513:1246",20,null,null,0,0,null,0,28.5,2.9,0]
["20160513:1346",21,null,null,0,0,null,0,27.94,2.48,0]
["20160513:1446",22,null,null,0,0,null,0,27.79,1.86,0]
["20160513:1546",23,null,null,0,0,null,0,27.69,1.66,0]
["20160513:1646",24,null,null,0,0,null,0,27.67,2,0]
["20160513:1746",1,null,null,0,0,null,0,27.59,1.86,0]
["20160513:1846",2,null,null,0,0,null,0,25.74,1.72,0]
["20160513:1946",3,null,null,0,0,null,0,25.66,1.17,0]
["20160513:2046",4,null,null,0,0,null,0,25.6,0.83,0]
["20160513:2146",5,null,null,0,0,null,0,25.64,0.9,0]
["20160513:2246",6,null,null,0,0,null,1.1299999999999999,25.63,1.03,0]
["20160513:2346",7,null,null,23.46,25.49,null,15.01,26.18,0.9,0]
["20160514:0046",8,null,null,53.24,57.85,null,29.02,27.17,0.34,0]
["20160514:0146",9,null,null,783.37,518,null,43.16,28.64,0.28000000000000003,0]
["20160514:0246",10,null,null,820.8,666.82,null,57.36,30.49,0.76,0]
["20160514:0346",11,null,null,561.89,574.6,null,71.55,32.020000000000003,0.76,0]
["20160514:0446",12,null,null,836.05,915.03,null,84.98,32.79,0.9,0]
["20160514:0546",13,null,null,904.28,930.93,null,79,33.65,1.03,0]
["20160514:0646",14,null,null,951.82,835.83,null,64.959999999999994,33.299999999999997,1.03,0]
["20160514:0746",15,null,null,983.32,715.64,null,50.75,33.369999999999997,0.97,0]
["20160514:0846",16,null,null,868.6,509.7,null,36.57,33.14,0.76,0]
["20160514:0946",17,null,null,641.27,280.70999999999998,null,22.48,32.99,0.69,0]
["20160514:1046",18,null,null,144.46,65.16,null,8.5500000000000007,31.98,0.55000000000000004,0]
["20160514:1146",19,null,null,0,0,null,0,31.35,1.03,0]
["20160514:1246",20,null,null,0,0,null,0,30.75,1.03,0]
["20160514:1346",21,null,null,0,0,null,0,30.28,0.9,0]
["20160514:1446",22,null,null,0,0,null,0,29.62,1.03,0]
["20160514:1546",23,null,null,0,0,null,0,29.17,1.31,0]
["20160514:1646",24,null,null,0,0,null,0,28.57,1.1000000000000001,0]
["20160514:1746",1,null,null,0,0,null,0,28.13,0.9,0]
["20160514:1846",2,null,null,0,0,null,0,27.84,0.9,0]
["20160514:1946",3,null,null,0,0,null,0,27.55,0.97,0]
["20160514:2046",4,null,null,0,0,null,0,27.37,1.17,0]
["20160514:2146",5,null,null,0,0,null,0,27.28,1.17,0]
["20160514:2246",6,null,null,0,0,null,1.2,27.26,1.17,0]
["20160514:2346",7,null,null,693.15,180.79,null,15.06,28.81,0.83,0]
["20160515:0046",8,null,null,772.66,343.89,null,29.05,30.56,0.9,0]
["20160515:0146",9,null,null,955.92,573.85,null,43.18,32.28,1.1000000000000001,0]
["20160515:0246",10,null,null,1010.86,765.94,null,57.36,33.590000000000003,0.69,0]
["20160515:0346",11,null,null,952.06,879.41,null,71.510000000000005,34.630000000000003,0.48,0]
["20160515:0446",12,null,null,847.99,927.57,null,84.82,35.4,0.69,0]
["20160515:0546",13,null,null,895.31,919.24,null,78.94,35.97,0.48,0]
["20160515:0646",14,null,null,928.75,818.27,null,64.94,36.020000000000003,0.48,0]
["20160515:0746",15,null,null,346.75,357.61,null,50.76,33.72,2.21,0]
["20160515:0846",16,null,null,332.76,306.43,null,36.590000000000003,31.5,1.79,0]
["20160515:0946",17,null,null,37,40.200000000000003,null,22.52,31.78,0.76,0]
["20160515:1046",18,null,null,14.44,15.69,null,8.61,31.18,1.79,0]
["20160515:1146",19,null,null,0,0,null,0,30.42,1.24,0]
["20160515:1246",20,null,null,0,0,null,0,30,0.76,0]
["20160515:1346",21,null,null,0,0,null,0,29.67,0.34,0]
["20160515:1446",22,null,null,0,0,null,0,29.13,0.76,0]
["20160515:1546",23,null,null,0,0,null,0,28.83,1.1000000000000001,0]
["20160515:1646",24,null,null,0,0,null,0,28.51,1.17,0]
["20160515:1746",1,null,null,0,0,null,0,28.39,1.72,0]
["20160515:1846",2,null,null,0,0,null,0,26.89,0.28000000000000003,0]
["20160515:1946",3,null,null,0,0,null,0,26.58,0.62,0]
["20160515:2046",4,null,null,0,0,null,0,26.23,1.31,0]
["20160515:2146",5,null,null,0,0,null,0,25.78,1.93,0]
["20160515:2246",6,null,null,0,0,null,1.26,25.45,2.21,0]
["20160515:2346",7,null,null,874.88,179.55,null,15.1,25.52,2.62,0]
["20160516:0046",8,null,null,131.28,140.94999999999999,null,29.08,26.27,3.1,0]
["20160516:0146",{"$f":"IF(B3275=24,1,B3275+1)","v":9},null,null,223.3,238.66,null,43.19,27.18,3.1,0]
["20160516:0246",10,null,null,875.71,692.79,null,57.35,27.39,2.69,0]
["20160516:0346",11,null,null,747.62,719.78,null,71.48,27.93,2.34,0]
["20160516:0446",12,null,null,760.64,818.7,null,84.66,27.82,2.34,0]
["20160516:0546",13,null,null,808.83,828.91,null,78.87,27.71,1.79,0]
["20160516:0646",14,null,null,865.75,773.3,null,64.930000000000007,30.37,2.62,0]
["20160516:0746",15,null,null,433.56,422.28,null,50.77,31.81,2.41,0]
["20160516:0846",16,null,null,418,349.24,null,36.619999999999997,32.020000000000003,2.14,0]
["20160516:0946",17,null,null,502.61,255.65,null,22.56,31.37,2.41,0]
["20160516:1046",18,null,null,122.98,62.71,null,8.66,30.18,1.52,0]
["20160516:1146",19,null,null,0,0,null,0,29.45,1.66,0]
["20160516:1246",20,null,null,0,0,null,0,28.95,1.72,0]
["20160516:1346",21,null,null,0,0,null,0,28.51,1.66,0]
["20160516:1446",22,null,null,0,0,null,0,28.12,1.86,0]
["20160516:1546",23,null,null,0,0,null,0,27.89,1.86,0]
["20160516:1646",24,null,null,0,0,null,0,27.59,1.93,0]
["20160516:1746",1,null,null,0,0,null,0,27.25,2.0699999999999998,0]
["20160516:1846",2,null,null,0,0,null,0,26.86,1.45,0]
["20160516:1946",3,null,null,0,0,null,0,26.5,1.24,0]
["20160516:2046",4,null,null,0,0,null,0,26.01,1.52,0]
["20160516:2146",5,null,null,0,0,null,0,25.64,1.66,0]
["20160516:2246",6,null,null,0,0,null,1.32,25.52,1.66,0]
["20160516:2346",7,null,null,311.64,165.71,null,15.14,26.34,2.2799999999999998,0]
["20160517:0046",8,null,null,551.02,306.67,null,29.1,27.63,2.21,0]
["20160517:0146",9,null,null,922.13,560.02,null,43.2,29.19,1.59,0]
["20160517:0246",10,null,null,997.72,755.76,null,57.34,31.05,1.24,0]
["20160517:0346",11,null,null,942.13,868.07,null,71.44,32.44,0.97,0]
["20160517:0446",12,null,null,857.72,933.81,null,84.5,33.54,0.48,0]
["20160517:0546",13,null,null,856.13,874.55,null,78.81,34.31,0.21,0]
["20160517:0646",14,null,null,974.8,848.98,null,64.92,33.75,0.69,0]
["20160517:0746",15,null,null,744.43,597.04999999999995,null,50.77,33.770000000000003,1.03,0]
["20160517:0846",16,null,null,626.02,430.17,null,36.64,33.43,0.76,0]
["20160517:0946",17,null,null,254.59,195.1,null,22.6,33.15,0.55000000000000004,0]
["20160517:1046",18,null,null,33.39,36.28,null,8.7200000000000006,32.340000000000003,1.45,0]
["20160517:1146",19,null,null,0,0,null,0,30.66,2.62,0]
["20160517:1246",20,null,null,0,0,null,0,29.38,2.34,0]
["20160517:1346",21,null,null,0,0,null,0,28.6,2.0699999999999998,0]
["20160517:1446",22,null,null,0,0,null,0,28.23,1.93,0]
["20160517:1546",23,null,null,0,0,null,0,27.95,2,0]
["20160517:1646",24,null,null,0,0,null,0,27.68,2,0]
["20160517:1746",1,null,null,0,0,null,0,27.45,2.0699999999999998,0]
["20160517:1846",2,null,null,0,0,null,0,26.79,2.34,0]
["20160517:1946",3,null,null,0,0,null,0,26.41,2.0699999999999998,0]
["20160517:2046",4,null,null,0,0,null,0,26.04,1.66,0]
["20160517:2146",5,null,null,0,0,null,0,25.78,1.38,0]
["20160517:2246",6,null,null,0,0,null,1.38,25.56,1.17,0]
["20160517:2346",7,null,null,27.98,30.4,null,15.18,26.83,1.72,0]
["20160518:0046",8,null,null,550.79999999999995,306.22000000000003,null,29.13,28.7,2.2799999999999998,0]
["20160518:0146",9,null,null,922.08,559.07000000000005,null,43.2,30.62,2.62,0]
["20160518:0246",10,null,null,947.12,727.01,null,57.33,32.21,2.9,0]
["20160518:0346",11,null,null,770.3,734.8,null,71.39,33.409999999999997,2.9,0]
["20160518:0446",12,null,null,410.31,444.9,null,84.34,33.950000000000003,2.5499999999999998,0]
["20160518:0546",13,null,null,362.64,392.73,null,78.739999999999995,34.58,2.0699999999999998,0]
["20160518:0646",14,null,null,250.88,272.58,null,64.900000000000006,33.270000000000003,1.66,0]
["20160518:0746",15,null,null,61.37,66.67,null,50.78,33.39,1.93,0]
["20160518:0846",16,null,null,139.88,151.97999999999999,null,36.67,33.479999999999997,1.38,0]
["20160518:0946",17,null,null,580.32000000000005,269.70999999999998,null,22.64,32.96,1.45,0]
["20160518:1046",18,null,null,188.51,69.709999999999994,null,8.7799999999999994,29.47,2,0]
["20160518:1146",19,null,null,0,0,null,0,28,1.45,0]
["20160518:1246",20,null,null,0,0,null,0,27.67,0.55000000000000004,0]
["20160518:1346",21,null,null,0,0,null,0,27.43,0.28000000000000003,0]
["20160518:1446",22,null,null,0,0,null,0,27.3,0.9,0]
["20160518:1546",23,null,null,0,0,null,0,27.21,1.17,0]
["20160518:1646",24,null,null,0,0,null,0,27.02,1.38,0]
["20160518:1746",{"$f":"IF(B3339=24,1,B3339+1)","v":1},null,null,0,0,null,0,26.91,1.66,0]
["20160518:1846",2,null,null,0,0,null,0,27.4,1.45,0]
["20160518:1946",3,null,null,0,0,null,0,27.22,1.17,0]
["20160518:2046",4,null,null,0,0,null,0,26.92,1.1000000000000001,0]
["20160518:2146",5,null,null,0,0,null,0,26.32,1.31,0]
["20160518:2246",6,null,null,0,0,null,1.43,26.1,1.24,0]
["20160518:2346",7,null,null,71.290000000000006,77.459999999999994,null,15.21,27.2,1.66,0]
["20160519:0046",8,null,null,359.01,261.63,null,29.14,29.08,2.41,0]
["20160519:0146",9,null,null,737.57,499.75,null,43.2,30.75,2.97,0]
["20160519:0246",10,null,null,839.54,671.43,null,57.31,32.26,3.17,0]
["20160519:0346",11,null,null,889.9,823.48,null,71.34,33.270000000000003,3.1,0]
["20160519:0446",12,null,null,625.05999999999995,669.79,null,84.17,33.369999999999997,2.9,0]
["20160519:0546",13,null,null,753.96,773.21,null,78.67,34.15,2.62,0]
["20160519:0646",14,null,null,781.6,714.2,null,64.89,34.58,2.41,0]
["20160519:0746",15,null,null,919.94,679.14,null,50.8,35.020000000000003,2.48,0]
["20160519:0846",16,null,null,610.6,424.14,null,36.700000000000003,33.58,2.83,0]
["20160519:0946",17,null,null,512.02,257.5,null,22.69,32.340000000000003,2.83,0]
["20160519:1046",18,null,null,157.46,68.459999999999994,null,8.84,32.06,1.45,0]
["20160519:1146",19,null,null,0,0,null,0,31.35,0.9,0]
["20160519:1246",20,null,null,0,0,null,0,30.7,0.97,0]
["20160519:1346",21,null,null,0,0,null,0,30.06,1.31,0]
["20160519:1446",22,null,null,0,0,null,0,29.66,1.38,0]
["20160519:1546",23,null,null,0,0,null,0,29.26,1.52,0]
["20160519:1646",24,null,null,0,0,null,0,28.88,1.66,0]
["20160519:1746",1,null,null,0,0,null,0,28.73,1.72,0]
["20160519:1846",2,null,null,0,0,null,0,28.35,1.72,0]
["20160519:1946",3,null,null,0,0,null,0,27.79,1.72,0]
["20160519:2046",4,null,null,0,0,null,0,26.74,1.59,0]
["20160519:2146",5,null,null,0,0,null,0,26.32,1.86,0]
["20160519:2246",6,null,null,0,0,null,1.48,26.05,2.21,0]
["20160519:2346",7,null,null,23.46,25.49,null,15.24,26.2,2.14,0]
["20160520:0046",8,null,null,34.29,37.26,null,29.16,26.68,2.62,0]
["20160520:0146",9,null,null,195.68,211.64,null,43.2,27.59,2.9,0]
["20160520:0246",10,null,null,997.17,751.7,null,57.29,28.43,2.97,0]
["20160520:0346",11,null,null,983.9,898.85,null,71.290000000000006,29.61,3.1,0]
["20160520:0446",12,null,null,881.84,955.54,null,84,30.55,2.76,0]
["20160520:0546",13,null,null,913.54,929.91,null,78.599999999999994,31.77,2.83,0]
["20160520:0646",14,null,null,1016.08,876.42,null,64.88,32.57,1.93,0]
["20160520:0746",15,null,null,780.87,612.66,null,50.81,33.19,1.79,0]
["20160520:0846",16,null,null,731.51,463.12,null,36.729999999999997,33.21,1.72,0]
["20160520:0946",17,null,null,581.5,269.44,null,22.73,32.840000000000003,1.93,0]
["20160520:1046",18,null,null,130.62,65.78,null,8.9,30.44,2,0]
["20160520:1146",19,null,null,0,0,null,0,28.15,1.79,0]
["20160520:1246",20,null,null,0,0,null,0,26.89,1.52,0]
["20160520:1346",21,null,null,0,0,null,0,26.46,2.2799999999999998,0]
["20160520:1446",22,null,null,0,0,null,0,26.53,2.0699999999999998,0]
["20160520:1546",23,null,null,0,0,null,0,26.64,2.34,0]
["20160520:1646",24,null,null,0,0,null,0,26.9,2.83,0]
["20160520:1746",1,null,null,0,0,null,0,26.82,3.03,0]
["20160520:1846",2,null,null,0,0,null,0,25.82,3.52,0]
["20160520:1946",3,null,null,0,0,null,0,25.6,3.66,0]
["20160520:2046",4,null,null,0,0,null,0,25.41,3.45,0]
["20160520:2146",5,null,null,0,0,null,0,25.33,3.03,0]
["20160520:2246",6,null,null,0,0,null,1.53,25.32,2.41,0]
["20160520:2346",7,null,null,23.46,25.49,null,15.26,25.43,2,0]
["20160521:0046",8,null,null,37,40.200000000000003,null,29.17,25.8,1.66,0]
["20160521:0146",9,null,null,170.56,185.31,null,43.2,26.24,1.45,0]
["20160521:0246",10,null,null,720.54,609.82000000000005,null,57.27,26.46,0.9,0]
["20160521:0346",11,null,null,787.53,744.78,null,71.239999999999995,27.24,0.48,0]
["20160521:0446",12,null,null,696.37,741.2,null,83.84,27.95,0.28000000000000003,0]
["20160521:0546",13,null,null,842.8,855.29,null,78.540000000000006,28.67,0.48,0]
["20160521:0646",14,null,null,865.19,768.36,null,64.87,29.54,1.45,0]
["20160521:0746",15,null,null,848.08,643.74,null,50.82,29.91,1.24,0]
["20160521:0846",16,null,null,612.03,424.12,null,36.76,30.01,1.03,0]
["20160521:0946",{"$f":"IF(B3403=24,1,B3403+1)","v":17},null,null,588.88,270.24,null,22.78,30.09,0.34,0]
["20160521:1046",18,null,null,163.46,69.680000000000007,null,8.9600000000000009,29.78,1.03,0]
["20160521:1146",19,null,null,0,0,null,0,28.65,1.72,0]
["20160521:1246",20,null,null,0,0,null,0,28.15,1.66,0]
["20160521:1346",21,null,null,0,0,null,0,27.81,1.66,0]
["20160521:1446",22,null,null,0,0,null,0,27.65,1.52,0]
["20160521:1546",23,null,null,0,0,null,0,27.71,1.52,0]
["20160521:1646",24,null,null,0,0,null,0,27.7,1.52,0]
["20160521:1746",1,null,null,0,0,null,0,27.54,1.45,0]
["20160521:1846",2,null,null,0,0,null,0,27.56,1.79,0]
["20160521:1946",3,null,null,0,0,null,0,27.22,1.86,0]
["20160521:2046",4,null,null,0,0,null,0,26.94,1.93,0]
["20160521:2146",5,null,null,0,0,null,0,26.76,2,0]
["20160521:2246",6,null,null,0,0,null,1.57,26.82,1.93,0]
["20160521:2346",7,null,null,37,40.200000000000003,null,15.29,27.95,1.86,0]
["20160522:0046",8,null,null,792.19,341.96,null,29.18,29.41,2.41,0]
["20160522:0146",9,null,null,94.76,102.95,null,43.19,30.76,2.97,0]
["20160522:0246",10,null,null,804.19,651.4,null,57.24,31.98,3.24,0]
["20160522:0346",11,null,null,786.95,743.2,null,71.180000000000007,33.11,3.38,0]
["20160522:0446",12,null,null,488.38,526.74,null,83.67,34.03,3.52,0]
["20160522:0546",13,null,null,616.85,644.29999999999995,null,78.47,34.58,3.03,0]
["20160522:0646",14,null,null,415.28,436.48,null,64.86,32.659999999999997,3.52,0]
["20160522:0746",15,null,null,729.64,587.21,null,50.84,32.619999999999997,3.38,0]
["20160522:0846",16,null,null,634.04999999999995,431.11,null,36.79,32.729999999999997,3.03,0]
["20160522:0946",17,null,null,184.99,166.88,null,22.82,32.159999999999997,2.5499999999999998,0]
["20160522:1046",18,null,null,32.49,35.299999999999997,null,9.02,31.14,2.76,0]
["20160522:1146",19,null,null,0,0,null,0,28.91,2.34,0]
["20160522:1246",20,null,null,0,0,null,0,27.54,1.86,0]
["20160522:1346",21,null,null,0,0,null,0,26.97,1.86,0]
["20160522:1446",22,null,null,0,0,null,0,26.85,1.86,0]
["20160522:1546",23,null,null,0,0,null,0,26.74,1.93,0]
["20160522:1646",24,null,null,0,0,null,0,26.6,1.86,0]
["20160522:1746",1,null,null,0,0,null,0,26.5,1.79,0]
["20160522:1846",2,null,null,0,0,null,0,27.36,1.59,0]
["20160522:1946",3,null,null,0,0,null,0,27.13,1.72,0]
["20160522:2046",4,null,null,0,0,null,0,26.8,1.86,0]
["20160522:2146",5,null,null,0,0,null,0,26.49,1.86,0]
["20160522:2246",6,null,null,0,0,null,1.61,26.19,1.79,0]
["20160522:2346",7,null,null,23.46,25.49,null,15.31,26.35,1.72,0]
["20160523:0046",8,null,null,46.02,50.01,null,29.18,27.07,2,0]
["20160523:0146",9,null,null,219.68,234.68,null,43.18,28.15,2.69,0]
["20160523:0246",10,null,null,397.18,406.41,null,57.22,29.38,3.24,0]
["20160523:0346",11,null,null,425.48,451.11,null,71.12,30.58,3.52,0]
["20160523:0446",12,null,null,705.71,748.1,null,83.51,31.44,3.38,0]
["20160523:0546",13,null,null,799.35,811.2,null,78.41,32.159999999999997,3.1,0]
["20160523:0646",14,null,null,754.11,693.17,null,64.849999999999994,30.53,1.38,0]
["20160523:0746",15,null,null,574.53,507.87,null,50.85,30.98,1.52,0]
["20160523:0846",16,null,null,755.68,469.29,null,36.82,31.27,1.52,0]
["20160523:0946",17,null,null,289.10000000000002,207,null,22.87,31.32,1.72,0]
["20160523:1046",18,null,null,94.41,59.75,null,9.08,29.87,2,0]
["20160523:1146",19,null,null,0,0,null,0,27.9,2.5499999999999998,0]
["20160523:1246",20,null,null,0,0,null,0,26.55,2.76,0]
["20160523:1346",21,null,null,0,0,null,0,26.12,2.62,0]
["20160523:1446",22,null,null,0,0,null,0,25.91,2.62,0]
["20160523:1546",23,null,null,0,0,null,0,25.78,2.34,0]
["20160523:1646",24,null,null,0,0,null,0,25.67,2.14,0]
["20160523:1746",1,null,null,0,0,null,0,25.59,2.2799999999999998,0]
["20160523:1846",2,null,null,0,0,null,0,26.02,2.41,0]
["20160523:1946",3,null,null,0,0,null,0,26.01,2.41,0]
["20160523:2046",4,null,null,0,0,null,0,25.86,2.34,0]
["20160523:2146",5,null,null,0,0,null,0,25.8,2.2799999999999998,0]
["20160523:2246",6,null,null,0,0,null,1.65,25.85,2.14,0]
["20160523:2346",7,null,null,23.46,25.49,null,15.32,26.56,2.76,0]
["20160524:0046",8,null,null,516.9,297.69,null,29.18,27.86,3.17,0]
["20160524:0146",{"$f":"IF(B3467=24,1,B3467+1)","v":9},null,null,876.15,538.30999999999995,null,43.17,28.79,2.69,0]
["20160524:0246",10,null,null,789.37,642.25,null,57.18,29.99,2.76,0]
["20160524:0346",11,null,null,839.15,779.15,null,71.06,30.9,2.9,0]
["20160524:0446",12,null,null,769.38,812.74,null,83.35,31.12,2.97,0]
["20160524:0546",13,null,null,664.17,686.79,null,78.349999999999994,31.72,2.97,0]
["20160524:0646",14,null,null,767.43,701.57,null,64.849999999999994,32.11,2.83,0]
["20160524:0746",15,null,null,743.79,593.16,null,50.87,32.299999999999997,2.76,0]
["20160524:0846",16,null,null,846.74,496.76,null,36.85,32.17,2.2799999999999998,0]
["20160524:0946",17,null,null,662.66,282.05,null,22.92,32.04,2.14,0]
["20160524:1046",18,null,null,327.83,78.83,null,9.14,31.31,2.0699999999999998,0]
["20160524:1146",19,null,null,0,0,null,0,28.52,3.38,0]
["20160524:1246",20,null,null,0,0,null,0,27.04,3.1,0]
["20160524:1346",21,null,null,0,0,null,0,26.65,2.41,0]
["20160524:1446",22,null,null,0,0,null,0,26.46,2.2799999999999998,0]
["20160524:1546",23,null,null,0,0,null,0,26.36,2.5499999999999998,0]
["20160524:1646",24,null,null,0,0,null,0,26.2,2.76,0]
["20160524:1746",1,null,null,0,0,null,0,26.18,2.83,0]
["20160524:1846",2,null,null,0,0,null,0,26.04,2.9,0]
["20160524:1946",3,null,null,0,0,null,0,26.06,2.97,0]
["20160524:2046",4,null,null,0,0,null,0,26.06,2.76,0]
["20160524:2146",5,null,null,0,0,null,0,26.03,2.69,0]
["20160524:2246",6,null,null,0,0,null,1.68,25.94,2.76,0]
["20160524:2346",7,null,null,97.74,102.34,null,15.34,26.6,2.97,0]
["20160525:0046",8,null,null,434.73,280.24,null,29.18,27.57,3.66,0]
["20160525:0146",9,null,null,854.87,531.12,null,43.15,28.76,4.41,0]
["20160525:0246",10,null,null,925.13,707.54,null,57.15,29.92,4.6900000000000004,0]
["20160525:0346",11,null,null,855.39,789.74,null,71,30.86,4.28,0]
["20160525:0446",12,null,null,820.14,866.13,null,83.19,32.01,4.34,0]
["20160525:0546",13,null,null,779.49,790.75,null,78.290000000000006,32.71,4.1399999999999997,0]
["20160525:0646",14,null,null,740.85,683.32,null,64.84,31.67,3.31,0]
["20160525:0746",15,null,null,897.88,664.29,null,50.89,31.51,3.24,0]
["20160525:0846",16,null,null,710.23,454.86,null,36.89,30.94,3.17,0]
["20160525:0946",17,null,null,245.55,192.83,null,22.96,31.17,3.38,0]
["20160525:1046",18,null,null,80.959999999999994,57.93,null,9.1999999999999993,29.62,2.76,0]
["20160525:1146",19,null,null,0,0,null,0,27.92,2.69,0]
["20160525:1246",20,null,null,0,0,null,0,27.59,2.76,0]
["20160525:1346",21,null,null,0,0,null,0,27.54,2.76,0]
["20160525:1446",22,null,null,0,0,null,0,27.46,2.62,0]
["20160525:1546",23,null,null,0,0,null,0,27.44,2.48,0]
["20160525:1646",24,null,null,0,0,null,0,27.35,2.48,0]
["20160525:1746",1,null,null,0,0,null,0,27.17,2.62,0]
["20160525:1846",2,null,null,0,0,null,0,27.43,2.2799999999999998,0]
["20160525:1946",3,null,null,0,0,null,0,27.13,2.5499999999999998,0]
["20160525:2046",4,null,null,0,0,null,0,26.81,2.76,0]
["20160525:2146",5,null,null,0,0,null,0,26.68,2.9,0]
["20160525:2246",6,null,null,0,0,null,1.71,26.45,2.69,0]
["20160525:2346",7,null,null,58.66,63.73,null,15.35,27.15,2.69,0]
["20160526:0046",8,null,null,236.01,214.03,null,29.18,28.81,4.55,0]
["20160526:0146",9,null,null,950.84,560.07000000000005,null,43.13,29.83,4.34,0]
["20160526:0246",10,null,null,858.11,673.88,null,57.11,30.86,4.21,0]
["20160526:0346",11,null,null,826.84,767.86,null,70.930000000000007,31.63,4.21,0]
["20160526:0446",12,null,null,770.7,810.55,null,83.03,32.29,4,0]
["20160526:0546",13,null,null,706.61,723.91,null,78.23,32.76,3.79,0]
["20160526:0646",14,null,null,825.17,738.05,null,64.84,32.39,3.66,0]
["20160526:0746",15,null,null,897.67,663.59,null,50.91,32.450000000000003,3.38,0]
["20160526:0846",16,null,null,732.92,461.45,null,36.92,32.119999999999997,3.1,0]
["20160526:0946",17,null,null,558.69000000000005,265.45,null,23.01,31.94,2.5499999999999998,0]
["20160526:1046",18,null,null,36.1,39.22,null,9.27,31.05,1.79,0]
["20160526:1146",19,null,null,0,0,null,0,29.76,2.69,0]
["20160526:1246",20,null,null,0,0,null,0,29.05,2.83,0]
["20160526:1346",21,null,null,0,0,null,0,28.69,2.76,0]
["20160526:1446",22,null,null,0,0,null,0,28.66,2.97,0]
["20160526:1546",23,null,null,0,0,null,0,28.32,3.31,0]
["20160526:1646",24,null,null,0,0,null,0,28.02,3.45,0]
["20160526:1746",{"$f":"IF(B3531=24,1,B3531+1)","v":1},null,null,0,0,null,0,27.68,3.31,0]
["20160526:1846",2,null,null,0,0,null,0,27.34,3.1,0]
["20160526:1946",3,null,null,0,0,null,0,26.86,3.1,0]
["20160526:2046",4,null,null,0,0,null,0,26.36,2.97,0]
["20160526:2146",5,null,null,0,0,null,0,26.05,3.03,0]
["20160526:2246",6,null,null,0,0,null,1.74,25.85,2.83,0]
["20160526:2346",7,null,null,734.66,174.66,null,15.35,26.47,2.5499999999999998,0]
["20160527:0046",8,null,null,707.34,326,null,29.17,27.41,3.38,0]
["20160527:0146",9,null,null,918.87,548.92999999999995,null,43.11,28.52,3.66,0]
["20160527:0246",10,null,null,911.26,698.43,null,57.08,29.79,3.52,0]
["20160527:0346",11,null,null,920.94,836.27,null,70.86,30.83,3.38,0]
["20160527:0446",12,null,null,721.13,758.33,null,82.88,31.96,3.03,0]
["20160527:0546",13,null,null,511.2,542.61,null,78.17,32.61,2.48,0]
["20160527:0646",14,null,null,91.15,99.03,null,64.84,31.75,2.83,0]
["20160527:0746",15,null,null,918.69,672.73,null,50.93,31.81,2.48,0]
["20160527:0846",16,null,null,832.08,491.03,null,36.96,31.75,2,0]
["20160527:0946",17,null,null,530.05999999999995,260.60000000000002,null,23.06,30.15,2.41,0]
["20160527:1046",18,null,null,46.21,44.55,null,9.33,27.78,2.97,0]
["20160527:1146",19,null,null,0,0,null,0,27.01,2.62,0]
["20160527:1246",20,null,null,0,0,null,0,26.68,2.69,0]
["20160527:1346",21,null,null,0,0,null,0,26.54,2.5499999999999998,0]
["20160527:1446",22,null,null,0,0,null,0,26.47,2.76,0]
["20160527:1546",23,null,null,0,0,null,0,26.49,2.9,0]
["20160527:1646",24,null,null,0,0,null,0,26.54,2.9,0]
["20160527:1746",1,null,null,0,0,null,0,26.47,2.97,0]
["20160527:1846",2,null,null,0,0,null,0,26.34,3.1,0]
["20160527:1946",3,null,null,0,0,null,0,26.28,3.24,0]
["20160527:2046",4,null,null,0,0,null,0,26.23,3.17,0]
["20160527:2146",5,null,null,0,0,null,0,26.19,3.1,0]
["20160527:2246",6,null,null,0,0,null,1.76,26.14,3.24,0]
["20160527:2346",7,null,null,23.46,25.49,null,15.36,26.82,3.17,0]
["20160528:0046",8,null,null,204.79,196.97,null,29.16,28,4.76,0]
["20160528:0146",9,null,null,471.38,397.18,null,43.09,29.28,3.93,0]
["20160528:0246",10,null,null,724.86,607.11,null,57.04,30.53,3.59,0]
["20160528:0346",11,null,null,756.3,715.47,null,70.8,31.5,3.24,0]
["20160528:0446",12,null,null,772,808.5,null,82.73,32.47,3.24,0]
["20160528:0546",13,null,null,763.34,773.27,null,78.12,32.78,3.31,0]
["20160528:0646",14,null,null,825.21,736.95,null,64.84,32.53,2.83,0]
["20160528:0746",15,null,null,846.85,639.24,null,50.95,32.35,2.97,0]
["20160528:0846",16,null,null,233.22,240.05,null,37,32.159999999999997,2.41,0]
["20160528:0946",17,null,null,251.67,195.12,null,23.11,30.98,2.76,0]
["20160528:1046",18,null,null,72.61,55.55,null,9.39,29.93,2.97,0]
["20160528:1146",19,null,null,0,0,null,0,29.17,2.97,0]
["20160528:1246",20,null,null,0,0,null,0,28.84,3.03,0]
["20160528:1346",21,null,null,0,0,null,0,28.56,2.97,0]
["20160528:1446",22,null,null,0,0,null,0,28.29,2.76,0]
["20160528:1546",23,null,null,0,0,null,0,28.02,2.83,0]
["20160528:1646",24,null,null,0,0,null,0,27.89,3.03,0]
["20160528:1746",1,null,null,0,0,null,0,27.61,3.24,0]
["20160528:1846",2,null,null,0,0,null,0,27.16,2.9,0]
["20160528:1946",3,null,null,0,0,null,0,26.97,2.62,0]
["20160528:2046",4,null,null,0,0,null,0,26.69,2.48,0]
["20160528:2146",5,null,null,0,0,null,0,26.49,2.41,0]
["20160528:2246",6,null,null,0,0,null,1.78,26.32,2.34,0]
["20160528:2346",7,null,null,23.46,25.49,null,15.36,26.99,3.1,0]
["20160529:0046",8,null,null,33.39,36.28,null,29.15,27.99,3.66,0]
["20160529:0146",9,null,null,93.85,101.97,null,43.06,29.12,3.45,0]
["20160529:0246",10,null,null,350.8,366.98,null,56.99,30.09,2.97,0]
["20160529:0346",11,null,null,540.4,551.41999999999996,null,70.73,31.06,2.69,0]
["20160529:0446",12,null,null,634.87,671.04,null,82.58,31.63,2.62,0]
["20160529:0546",13,null,null,637.30999999999995,659.78,null,78.06,31.92,2.41,0]
["20160529:0646",14,null,null,753.28,689.49,null,64.84,31.05,2,0]
["20160529:0746",15,null,null,607.52,524.12,null,50.97,31.34,2,0]
["20160529:0846",16,null,null,444.04,360.15,null,37.03,30.87,2.21,0]
["20160529:0946",{"$f":"IF(B3595=24,1,B3595+1)","v":17},null,null,273.33,202.43,null,23.16,30.16,2.2799999999999998,0]
["20160529:1046",18,null,null,88.91,61.2,null,9.4499999999999993,29.52,2.48,0]
["20160529:1146",19,null,null,0,0,null,0,28.62,2.2799999999999998,0]
["20160529:1246",20,null,null,0,0,null,0,28.1,2.2799999999999998,0]
["20160529:1346",21,null,null,0,0,null,0,27.77,1.86,0]
["20160529:1446",22,null,null,0,0,null,0,26.88,1.86,0]
["20160529:1546",23,null,null,0,0,null,0,26.56,1.79,0]
["20160529:1646",24,null,null,0,0,null,0,26.42,1.72,0]
["20160529:1746",1,null,null,0,0,null,0,26.32,1.66,0]
["20160529:1846",2,null,null,0,0,null,0,26.55,1.72,0]
["20160529:1946",3,null,null,0,0,null,0,26.37,1.79,0]
["20160529:2046",4,null,null,0,0,null,0,26.28,2,0]
["20160529:2146",5,null,null,0,0,null,0,26.18,2.21,0]
["20160529:2246",6,null,null,0,0,null,1.79,26.16,2.34,0]
["20160529:2346",7,null,null,23.46,25.49,null,15.36,26.73,2.76,0]
["20160530:0046",8,null,null,41.51,45.1,null,29.14,27.82,3.79,0]
["20160530:0146",9,null,null,111.9,121.58,null,43.03,28.83,3.52,0]
["20160530:0246",10,null,null,379.58,391.13,null,56.95,29.58,3.24,0]
["20160530:0346",11,null,null,491.05,509.28,null,70.66,30.64,3.03,0]
["20160530:0446",12,null,null,551.48,588.22,null,82.44,31.39,3.1,0]
["20160530:0546",13,null,null,642.49,664.09,null,78.02,31.78,2.97,0]
["20160530:0646",14,null,null,317,341.79,null,64.84,30.05,3.03,0]
["20160530:0746",15,null,null,183.2,199.04,null,51,29.55,2.69,0]
["20160530:0846",16,null,null,64.98,70.599999999999994,null,37.07,29.62,2.48,0]
["20160530:0946",17,null,null,30.68,33.340000000000003,null,23.21,28.69,3.24,0]
["20160530:1046",18,null,null,9.93,10.79,null,9.52,26.55,2.34,0]
["20160530:1146",19,null,null,0,0,null,0,26.13,1.38,0]
["20160530:1246",20,null,null,0,0,null,0,25.95,1.24,0]
["20160530:1346",21,null,null,0,0,null,0,26.06,1.24,0]
["20160530:1446",22,null,null,0,0,null,0,25.91,1.38,0]
["20160530:1546",23,null,null,0,0,null,0,25.72,1.66,0]
["20160530:1646",24,null,null,0,0,null,0,25.59,1.86,0]
["20160530:1746",1,null,null,0,0,null,0,25.41,1.93,0]
["20160530:1846",2,null,null,0,0,null,0,25.39,1.52,0]
["20160530:1946",3,null,null,0,0,null,0,25.31,1.66,0]
["20160530:2046",4,null,null,0,0,null,0,25.22,1.79,0]
["20160530:2146",5,null,null,0,0,null,0,25.03,1.72,0]
["20160530:2246",6,null,null,0,0,null,1.8,24.96,1.79,0]
["20160530:2346",7,null,null,23.46,25.49,null,15.35,25.87,2.14,0]
["20160531:0046",8,null,null,33.39,36.28,null,29.12,27.4,3.03,0]
["20160531:0146",9,null,null,129.05000000000001,140.21,null,43.01,29.11,3.93,0]
["20160531:0246",10,null,null,564.91,519.64,null,56.91,30.13,3.59,0]
["20160531:0346",11,null,null,743.73,704.05,null,70.59,31.26,3.45,0]
["20160531:0446",12,null,null,655.12,689.24,null,82.3,31.54,3.38,0]
["20160531:0546",13,null,null,861.58,861.24,null,77.97,32.01,3.24,0]
["20160531:0646",14,null,null,823.99,734.54,null,64.849999999999994,30.96,3.72,0]
["20160531:0746",15,null,null,979.97,700.12,null,51.02,30.63,2.97,0]
["20160531:0846",16,null,null,877.86,504.08,null,37.11,30.96,2.83,0]
["20160531:0946",17,null,null,674.83,284.27,null,23.27,30.72,2.83,0]
["20160531:1046",18,null,null,196.04,75.37,null,9.58,29.97,2.34,0]
["20160531:1146",19,null,null,0,0,null,0,29.06,1.72,0]
["20160531:1246",20,null,null,0,0,null,0,28.39,1.79,0]
["20160531:1346",21,null,null,0,0,null,0,27.98,2,0]
["20160531:1446",22,null,null,0,0,null,0,27.64,2.21,0]
["20160531:1546",23,null,null,0,0,null,0,27.33,2.48,0]
["20160531:1646",24,null,null,0,0,null,0,27.01,2.62,0]
["20160531:1746",1,null,null,0,0,null,0,26.59,2.62,0]
["20160531:1846",2,null,null,0,0,null,0,26.45,2.14,0]
["20160531:1946",3,null,null,0,0,null,0,26.15,1.79,0]
["20160531:2046",4,null,null,0,0,null,0,25.76,1.52,0]
["20160531:2146",5,null,null,0,0,null,0,25.37,1.52,0]
["20160531:2246",6,null,null,0,0,null,1.81,25.2,1.59,0]
["20160531:2346",7,null,null,23.46,25.49,null,15.35,26.56,1.86,0]
["20160601:0046",8,null,null,184.06,183.65,null,29.1,28.16,2.34,0]
["20160601:0146",{"$f":"IF(B3659=24,1,B3659+1)","v":9},null,null,914.54,540.77,null,42.97,29.73,2.69,0]
["20160601:0246",10,null,null,958.68,715.04,null,56.86,31.08,2.9,0]
["20160601:0346",11,null,null,967.48,865.37,null,70.510000000000005,32.28,3.31,0]
["20160601:0446",12,null,null,884.08,924.14,null,82.16,33.04,3.24,0]
["20160601:0546",13,null,null,800.96,803.65,null,77.930000000000007,33.43,3.17,0]
["20160601:0646",14,null,null,852.7,751.42,null,64.86,32.82,3.1,0]
["20160601:0746",15,null,null,365.07,370.94,null,51.05,32.86,2.97,0]
["20160601:0846",16,null,null,832.48,488.95,null,37.15,32.86,3.31,0]
["20160601:0946",17,null,null,640.80999999999995,278.14,null,23.32,32.409999999999997,2.48,0]
["20160601:1046",18,null,null,253.2,79.13,null,9.65,31.74,1.86,0]
["20160601:1146",19,null,null,0,0,null,0,29.12,2.69,0]
["20160601:1246",20,null,null,0,0,null,0,28.39,1.45,0]
["20160601:1346",21,null,null,0,0,null,0,28.13,0.76,0]
["20160601:1446",22,null,null,0,0,null,0,27.87,1.59,0]
["20160601:1546",23,null,null,0,0,null,0,27.72,1.79,0]
["20160601:1646",24,null,null,0,0,null,0,27.48,1.93,0]
["20160601:1746",1,null,null,0,0,null,0,27.24,2.14,0]
["20160601:1846",2,null,null,0,0,null,0,27.1,2.21,0]
["20160601:1946",3,null,null,0,0,null,0,26.81,2.21,0]
["20160601:2046",4,null,null,0,0,null,0,26.53,2.14,0]
["20160601:2146",5,null,null,0,0,null,0,26.21,2.0699999999999998,0]
["20160601:2246",6,null,null,0,0,null,1.82,26.02,2,0]
["20160601:2346",7,null,null,615.77,171.41,null,15.34,26.97,2.14,0]
["20160602:0046",8,null,null,768.88,328.66,null,29.08,28.35,2.69,0]
["20160602:0146",9,null,null,927.48,543.83000000000004,null,42.94,29.75,3.1,0]
["20160602:0246",10,null,null,970.81,720.14,null,56.81,30.97,3.72,0]
["20160602:0346",11,null,null,952.59,851.92,null,70.44,31.62,3.86,0]
["20160602:0446",12,null,null,862.14,896.46,null,82.03,32.369999999999997,3.66,0]
["20160602:0546",13,null,null,790.86,793.77,null,77.88,32.93,3.59,0]
["20160602:0646",14,null,null,544.98,542.6,null,64.86,33.229999999999997,3.59,0]
["20160602:0746",15,null,null,872.78,647.66,null,51.08,33.25,3.38,0]
["20160602:0846",16,null,null,831.85,488.49,null,37.200000000000003,33.130000000000003,3.38,0]
["20160602:0946",17,null,null,522.41999999999996,259.32,null,23.37,32.869999999999997,3.24,0]
["20160602:1046",18,null,null,218.61,77.790000000000006,null,9.7100000000000009,31.89,2.5499999999999998,0]
["20160602:1146",19,null,null,0,0,null,0,30.82,2.21,0]
["20160602:1246",20,null,null,0,0,null,0,30.16,2.62,0]
["20160602:1346",21,null,null,0,0,null,0,29.61,2.83,0]
["20160602:1446",22,null,null,0,0,null,0,29.09,2.76,0]
["20160602:1546",23,null,null,0,0,null,0,28.63,2.76,0]
["20160602:1646",24,null,null,0,0,null,0,28.09,2.41,0]
["20160602:1746",1,null,null,0,0,null,0,27.37,2.14,0]
["20160602:1846",2,null,null,0,0,null,0,27.14,2.62,0]
["20160602:1946",3,null,null,0,0,null,0,26.84,2.5499999999999998,0]
["20160602:2046",4,null,null,0,0,null,0,26.46,2.34,0]
["20160602:2146",5,null,null,0,0,null,0,26.13,2.14,0]
["20160602:2246",6,null,null,0,0,null,1.82,25.89,1.86,0]
["20160602:2346",7,null,null,742.21,167.7,null,15.32,26.95,2.41,0]
["20160603:0046",8,null,null,646.66999999999996,311.82,null,29.06,28.4,3.31,0]
["20160603:0146",9,null,null,827.11,512.97,null,42.91,29.76,4.1399999999999997,0]
["20160603:0246",10,null,null,872.92,671.37,null,56.76,30.66,3.93,0]
["20160603:0346",11,null,null,916.79,823,null,70.37,31.6,3.93,0]
["20160603:0446",12,null,null,843.65,873.86,null,81.91,32.29,3.59,0]
["20160603:0546",13,null,null,800.58,801.77,null,77.849999999999994,32.93,3.1,0]
["20160603:0646",14,null,null,943.09,810.31,null,64.88,33.75,2.69,0]
["20160603:0746",15,null,null,935.38,676.16,null,51.11,33.61,3.17,0]
["20160603:0846",16,null,null,884.48,504.54,null,37.24,32.33,4.21,0]
["20160603:0946",17,null,null,585.48,269.95,null,23.42,30.8,3.24,0]
["20160603:1046",18,null,null,224.66,79.09,null,9.77,30.31,3.1,0]
["20160603:1146",19,null,null,0,0,null,0,29.55,2.5499999999999998,0]
["20160603:1246",20,null,null,0,0,null,0,28.92,2.62,0]
["20160603:1346",21,null,null,0,0,null,0,28.33,2.69,0]
["20160603:1446",22,null,null,0,0,null,0,27.92,2.48,0]
["20160603:1546",23,null,null,0,0,null,0,27.49,2.62,0]
["20160603:1646",24,null,null,0,0,null,0,27.14,2.62,0]
["20160603:1746",{"$f":"IF(B3723=24,1,B3723+1)","v":1},null,null,0,0,null,0,26.74,2.5499999999999998,0]
["20160603:1846",2,null,null,0,0,null,0,26.76,2.62,0]
["20160603:1946",3,null,null,0,0,null,0,26.45,2.69,0]
["20160603:2046",4,null,null,0,0,null,0,26.16,2.69,0]
["20160603:2146",5,null,null,0,0,null,0,25.83,2.34,0]
["20160603:2246",6,null,null,0,0,null,1.82,25.66,2.0699999999999998,0]
["20160603:2346",7,null,null,493.19,170.32,null,15.31,26.63,2.5499999999999998,0]
["20160604:0046",8,null,null,717.27,319.92,null,29.03,28.34,3.31,0]
["20160604:0146",9,null,null,797.31,503.54,null,42.87,29.45,2.83,0]
["20160604:0246",10,null,null,851.71,660.52,null,56.71,30.66,2.62,0]
["20160604:0346",11,null,null,710.86,677.01,null,70.3,31.48,2.5499999999999998,0]
["20160604:0446",12,null,null,798.77,825.04,null,81.790000000000006,32.53,2.5499999999999998,0]
["20160604:0546",13,null,null,776.05,779.28,null,77.81,33.43,2.5499999999999998,0]
["20160604:0646",14,null,null,750.04,684.46,null,64.89,33.31,2.21,0]
["20160604:0746",15,null,null,432.95,420.25,null,51.14,33.32,2.2799999999999998,0]
["20160604:0846",16,null,null,349.83,315.63,null,37.28,33.200000000000003,2,0]
["20160604:0946",17,null,null,27.07,29.41,null,23.48,32.83,2.34,0]
["20160604:1046",18,null,null,165.08,74.42,null,9.83,29.78,2.2799999999999998,0]
["20160604:1146",19,null,null,0,0,null,0,28.35,1.45,0]
["20160604:1246",20,null,null,0,0,null,0,27.83,1.1000000000000001,0]
["20160604:1346",21,null,null,0,0,null,0,26.83,1.86,0]
["20160604:1446",22,null,null,0,0,null,0,26.62,1.79,0]
["20160604:1546",23,null,null,0,0,null,0,26.63,1.59,0]
["20160604:1646",24,null,null,0,0,null,0,26.49,2.0699999999999998,0]
["20160604:1746",1,null,null,0,0,null,0,26.38,2.14,0]
["20160604:1846",2,null,null,0,0,null,0,25.92,1.66,0]
["20160604:1946",3,null,null,0,0,null,0,25.92,1.66,0]
["20160604:2046",4,null,null,0,0,null,0,25.93,1.52,0]
["20160604:2146",5,null,null,0,0,null,0,25.85,1.59,0]
["20160604:2246",6,null,null,0,0,null,1.82,25.91,1.38,0]
["20160604:2346",7,null,null,220.84,149.9,null,15.29,26.92,1.52,0]
["20160605:0046",8,null,null,352.09,254.62,null,29,28.23,2.21,0]
["20160605:0146",9,null,null,550.25,424.47,null,42.83,29.57,2.14,0]
["20160605:0246",10,null,null,872.68,669.52,null,56.66,30.83,2.21,0]
["20160605:0346",11,null,null,910.95,816.12,null,70.23,31.73,2.34,0]
["20160605:0446",12,null,null,781.38,806.27,null,81.67,32.409999999999997,2.0699999999999998,0]
["20160605:0546",13,null,null,129.05000000000001,140.21,null,77.78,32.71,1.79,0]
["20160605:0646",14,null,null,73.099999999999994,79.42,null,64.900000000000006,32.590000000000003,0.9,0]
["20160605:0746",15,null,null,74.900000000000006,81.38,null,51.17,32.880000000000003,1.38,0]
["20160605:0846",16,null,null,45.12,49.02,null,37.33,32.979999999999997,1.79,0]
["20160605:0946",17,null,null,32.49,35.299999999999997,null,23.53,30.99,2.41,0]
["20160605:1046",18,null,null,19.850000000000001,21.57,null,9.9,28.68,1.52,0]
["20160605:1146",19,null,null,0,0,null,0,28.26,1.1000000000000001,0]
["20160605:1246",20,null,null,0,0,null,0,28.04,1.52,0]
["20160605:1346",21,null,null,0,0,null,0,27.34,1.17,0]
["20160605:1446",22,null,null,0,0,null,0,26.54,0.34,0]
["20160605:1546",23,null,null,0,0,null,0,25.99,0.76,0]
["20160605:1646",24,null,null,0,0,null,0,25.86,1.31,0]
["20160605:1746",1,null,null,0,0,null,0,25.84,1.86,0]
["20160605:1846",2,null,null,0,0,null,0,25.4,1.52,0]
["20160605:1946",3,null,null,0,0,null,0,25.35,1.45,0]
["20160605:2046",4,null,null,0,0,null,0,25.26,1.45,0]
["20160605:2146",5,null,null,0,0,null,0,25.17,1.31,0]
["20160605:2246",6,null,null,0,0,null,1.81,25.15,1.17,0]
["20160605:2346",7,null,null,25.27,27.45,null,15.27,25.46,1.17,0]
["20160606:0046",8,null,null,329.87,247.53,null,28.97,25.9,1.66,0]
["20160606:0146",9,null,null,304.99,303.02,null,42.79,26.67,2.76,0]
["20160606:0246",10,null,null,255.36,276.26,null,56.61,27.43,2.97,0]
["20160606:0346",11,null,null,493.29,509.44,null,70.16,28.11,2.9,0]
["20160606:0446",12,null,null,454.65,488.74,null,81.56,28.51,2.83,0]
["20160606:0546",13,null,null,528.70000000000005,557.39,null,77.760000000000005,29.15,2.62,0]
["20160606:0646",14,null,null,622.39,598.38,null,64.92,27.73,2.83,0]
["20160606:0746",15,null,null,627.46,532.77,null,51.21,28.29,2.41,0]
["20160606:0846",16,null,null,884.5,504.08,null,37.369999999999997,28.42,1.59,0]
["20160606:0946",{"$f":"IF(B3787=24,1,B3787+1)","v":17},null,null,729.09,293.14999999999998,null,23.58,28.37,1.24,0]
["20160606:1046",18,null,null,392.43,84.55,null,9.9600000000000009,27.97,1.45,0]
["20160606:1146",19,null,null,0,0,null,0,27.41,1.72,0]
["20160606:1246",20,null,null,0,0,null,0,26.99,1.45,0]
["20160606:1346",21,null,null,0,0,null,0,26.68,1.31,0]
["20160606:1446",22,null,null,0,0,null,0,26.4,1.31,0]
["20160606:1546",23,null,null,0,0,null,0,26.22,1.31,0]
["20160606:1646",24,null,null,0,0,null,0,26.12,1.45,0]
["20160606:1746",1,null,null,0,0,null,0,26.09,1.79,0]
["20160606:1846",2,null,null,0,0,null,0,26.5,1.93,0]
["20160606:1946",3,null,null,0,0,null,0,26.47,2,0]
["20160606:2046",4,null,null,0,0,null,0,26.26,2.34,0]
["20160606:2146",5,null,null,0,0,null,0,26.33,2.76,0]
["20160606:2246",6,null,null,0,0,null,1.8,26.52,2.76,0]
["20160606:2346",7,null,null,23.46,25.49,null,15.25,27.34,2.5499999999999998,0]
["20160607:0046",8,null,null,43.32,47.06,null,28.94,28.66,3.52,0]
["20160607:0146",9,null,null,146.19999999999999,158.84,null,42.75,29.74,3.86,0]
["20160607:0246",10,null,null,239.58,259.70999999999998,null,56.56,30.58,3.79,0]
["20160607:0346",11,null,null,365.45,391.63,null,70.09,31.08,3.66,0]
["20160607:0446",12,null,null,288.8,313.69,null,81.45,30.76,3.52,0]
["20160607:0546",13,null,null,492.59,522.79,null,77.73,30.97,3.1,0]
["20160607:0646",14,null,null,781.88,704.23,null,64.94,31.97,3.17,0]
["20160607:0746",15,null,null,982.9,698.37,null,51.24,32.159999999999997,3.1,0]
["20160607:0846",16,null,null,765.87,469.2,null,37.42,30.84,2.0699999999999998,0]
["20160607:0946",17,null,null,646.4,280.64999999999998,null,23.64,30.54,1.03,0]
["20160607:1046",18,null,null,276.45999999999998,82.93,null,10.02,29.98,0.76,0]
["20160607:1146",19,null,null,0,0,null,0,28.99,2.21,0]
["20160607:1246",20,null,null,0,0,null,0,28.44,2.48,0]
["20160607:1346",21,null,null,0,0,null,0,28.04,2.5499999999999998,0]
["20160607:1446",22,null,null,0,0,null,0,27.73,2.34,0]
["20160607:1546",23,null,null,0,0,null,0,27.57,2.21,0]
["20160607:1646",24,null,null,0,0,null,0,27.43,2.2799999999999998,0]
["20160607:1746",1,null,null,0,0,null,0,27.39,2.34,0]
["20160607:1846",2,null,null,0,0,null,0,25.92,2.62,0]
["20160607:1946",3,null,null,0,0,null,0,25.88,2.83,0]
["20160607:2046",4,null,null,0,0,null,0,25.9,2.9,0]
["20160607:2146",5,null,null,0,0,null,0,25.82,3.03,0]
["20160607:2246",6,null,null,0,0,null,1.79,25.92,2.83,0]
["20160607:2346",7,null,null,23.46,25.49,null,15.23,26.51,2.34,0]
["20160608:0046",8,null,null,54.15,58.83,null,28.91,27.57,2.97,0]
["20160608:0146",9,null,null,113.71,123.54,null,42.71,28.93,3.31,0]
["20160608:0246",10,null,null,184.1,200.02,null,56.51,30.52,3.72,0]
["20160608:0346",11,null,null,285.56,309.66000000000003,null,70.02,31.7,3.79,0]
["20160608:0446",12,null,null,523.69000000000005,557.57000000000005,null,81.349999999999994,32.880000000000003,4,0]
["20160608:0546",13,null,null,533.70000000000005,561.88,null,77.709999999999994,33.56,4.07,0]
["20160608:0646",14,null,null,845.34,744.44,null,64.959999999999994,32.25,4.41,0]
["20160608:0746",15,null,null,641.02,539.29999999999995,null,51.28,32.54,4.4800000000000004,0]
["20160608:0846",16,null,null,167.89,181.28,null,37.46,32.619999999999997,4,0]
["20160608:0946",17,null,null,288.89,209.51,null,23.69,32.18,2.9,0]
["20160608:1046",18,null,null,177.17,78.08,null,10.08,31.21,1.72,0]
["20160608:1146",19,null,null,0,0,null,0,30.23,1.72,0]
["20160608:1246",20,null,null,0,0,null,0,29.57,1.93,0]
["20160608:1346",21,null,null,0,0,null,0,29.07,2,0]
["20160608:1446",22,null,null,0,0,null,0,28.5,2.21,0]
["20160608:1546",23,null,null,0,0,null,0,28.13,2.34,0]
["20160608:1646",24,null,null,0,0,null,0,27.65,2.41,0]
["20160608:1746",1,null,null,0,0,null,0,27.3,2.48,0]
["20160608:1846",2,null,null,0,0,null,0,27.15,2.21,0]
["20160608:1946",3,null,null,0,0,null,0,26.76,2.41,0]
["20160608:2046",4,null,null,0,0,null,0,26.47,2.48,0]
["20160608:2146",5,null,null,0,0,null,0,26.34,2.62,0]
["20160608:2246",6,null,null,0,0,null,1.77,26.3,2.5499999999999998,0]
["20160608:2346",7,null,null,101.42,106.2,null,15.2,27.24,2.41,0]
["20160609:0046",8,null,null,237.04,212.08,null,28.87,28.41,2.97,0]
["20160609:0146",{"$f":"IF(B3851=24,1,B3851+1)","v":9},null,null,300.61,299.20999999999998,null,42.67,29.71,3.79,0]
["20160609:0246",10,null,null,671.11,571.48,null,56.45,31.21,4.41,0]
["20160609:0346",11,null,null,845.42,765.8,null,69.95,32.39,4.55,0]
["20160609:0446",12,null,null,817.31,837.32,null,81.25,33.42,4.4800000000000004,0]
["20160609:0546",13,null,null,814.82,811.15,null,77.7,33.93,4.34,0]
["20160609:0646",14,null,null,970.14,827.13,null,64.98,32.020000000000003,3.72,0]
["20160609:0746",15,null,null,613.39,525.37,null,51.32,32.5,4,0]
["20160609:0846",16,null,null,504.12,385.22,null,37.51,32.56,4.1399999999999997,0]
["20160609:0946",17,null,null,123.51,129.99,null,23.75,32.01,3.72,0]
["20160609:1046",18,null,null,90.44,65.09,null,10.14,30.88,2.76,0]
["20160609:1146",19,null,null,0,0,null,0,29.6,2.34,0]
["20160609:1246",20,null,null,0,0,null,0,28.88,2.21,0]
["20160609:1346",21,null,null,0,0,null,0,28.48,2,0]
["20160609:1446",22,null,null,0,0,null,0,28.04,1.72,0]
["20160609:1546",23,null,null,0,0,null,0,27.78,1.72,0]
["20160609:1646",24,null,null,0,0,null,0,27.63,2.14,0]
["20160609:1746",1,null,null,0,0,null,0,27.5,2.62,0]
["20160609:1846",2,null,null,0,0,null,0,27.79,2.97,0]
["20160609:1946",3,null,null,0,0,null,0,27.61,2.83,0]
["20160609:2046",4,null,null,0,0,null,0,27.35,2.76,0]
["20160609:2146",5,null,null,0,0,null,0,27.22,2.76,0]
["20160609:2246",6,null,null,0,0,null,1.76,27.06,2.69,0]
["20160609:2346",7,null,null,23.46,25.49,null,15.17,27.76,2.5499999999999998,0]
["20160610:0046",8,null,null,276.97000000000003,228.11,null,28.84,29.08,3.52,0]
["20160610:0146",9,null,null,681.78,465.15,null,42.62,30.54,3.86,0]
["20160610:0246",10,null,null,795.18,629.76,null,56.4,31.91,3.59,0]
["20160610:0346",11,null,null,900.64,803.44,null,69.88,33.1,3.24,0]
["20160610:0446",12,null,null,890.7,914.43,null,81.16,34.020000000000003,2.83,0]
["20160610:0546",13,null,null,897.16,888.18,null,77.69,34.74,2.62,0]
["20160610:0646",14,null,null,652.96,619.23,null,65.010000000000005,32.659999999999997,2.97,0]
["20160610:0746",15,null,null,705.18,570.46,null,51.35,32.630000000000003,3.03,0]
["20160610:0846",16,null,null,637.45000000000005,430.71,null,37.549999999999997,32.42,2.9,0]
["20160610:0946",17,null,null,508.81,260.19,null,23.8,32.14,2.14,0]
["20160610:1046",18,null,null,247.72,83.04,null,10.199999999999999,31.69,1.17,0]
["20160610:1146",19,null,null,0,0,null,0,30.72,0.48,0]
["20160610:1246",20,null,null,0,0,null,0,30,0.69,0]
["20160610:1346",21,null,null,0,0,null,0,29.6,2.5499999999999998,0]
["20160610:1446",22,null,null,0,0,null,0,29.38,3.59,0]
["20160610:1546",23,null,null,0,0,null,0,28.74,3.31,0]
["20160610:1646",24,null,null,0,0,null,0,28.11,3.03,0]
["20160610:1746",1,null,null,0,0,null,0,27.64,2.69,0]
["20160610:1846",2,null,null,0,0,null,0,27.52,2.97,0]
["20160610:1946",3,null,null,0,0,null,0,27.29,2.76,0]
["20160610:2046",4,null,null,0,0,null,0,27.08,2.62,0]
["20160610:2146",5,null,null,0,0,null,0,26.85,2.5499999999999998,0]
["20160610:2246",6,null,null,0,0,null,1.74,26.66,2.48,0]
["20160610:2346",7,null,null,23.46,25.49,null,15.14,27.58,2.5499999999999998,0]
["20160611:0046",8,null,null,176.43,176.95,null,28.8,29.08,3.38,0]
["20160611:0146",9,null,null,770.83,490.45,null,42.58,30.66,3.79,0]
["20160611:0246",10,null,null,929.75,690.63,null,56.35,32.119999999999997,4.07,0]
["20160611:0346",11,null,null,952.45,840.74,null,69.819999999999993,33.340000000000003,4.1399999999999997,0]
["20160611:0446",12,null,null,890.77,913.12,null,81.08,34.409999999999997,4.21,0]
["20160611:0546",13,null,null,866.11,857.59,null,77.680000000000007,35.19,4.28,0]
["20160611:0646",14,null,null,875.74,763.49,null,65.03,35.06,3.93,0]
["20160611:0746",15,null,null,614,526.11,null,51.39,35.049999999999997,3.86,0]
["20160611:0846",16,null,null,751.84,465.59,null,37.6,34.869999999999997,3.59,0]
["20160611:0946",17,null,null,628.75,279.72000000000003,null,23.85,32.89,4.28,0]
["20160611:1046",18,null,null,329.59,86.47,null,10.26,30,2.97,0]
["20160611:1146",19,null,null,0,0,null,0,29.65,2,0]
["20160611:1246",20,null,null,0,0,null,0,29.59,1.72,0]
["20160611:1346",21,null,null,0,0,null,0,29.63,2.41,0]
["20160611:1446",22,null,null,0,0,null,0,29.15,3.03,0]
["20160611:1546",23,null,null,0,0,null,0,28.58,2.97,0]
["20160611:1646",24,null,null,0,0,null,0,28.13,2.48,0]
["20160611:1746",{"$f":"IF(B3915=24,1,B3915+1)","v":1},null,null,0,0,null,0,27.77,2.34,0]
["20160611:1846",2,null,null,0,0,null,0,27.62,2.69,0]
["20160611:1946",3,null,null,0,0,null,0,27.32,2.5499999999999998,0]
["20160611:2046",4,null,null,0,0,null,0,27.06,2.41,0]
["20160611:2146",5,null,null,0,0,null,0,26.8,2.34,0]
["20160611:2246",6,null,null,0,0,null,1.71,26.63,2.41,0]
["20160611:2346",7,null,null,240.16,151.22,null,15.11,27.72,2.83,0]
["20160612:0046",8,null,null,682.66,309.24,null,28.76,29.2,3.72,0]
["20160612:0146",9,null,null,851.47,512.01,null,42.53,30.67,4.1399999999999997,0]
["20160612:0246",10,null,null,942.46,695.87,null,56.29,32.03,4.21,0]
["20160612:0346",11,null,null,943.04,832.68,null,69.75,33.26,4.1399999999999997,0]
["20160612:0446",12,null,null,859.99,878.13,null,81,34.36,4.4800000000000004,0]
["20160612:0546",13,null,null,883.99,874.42,null,77.67,35.08,4.4800000000000004,0]
["20160612:0646",14,null,null,875.48,763.24,null,65.06,34.770000000000003,3.93,0]
["20160612:0746",15,null,null,763.54,597.61,null,51.43,34.979999999999997,3.24,0]
["20160612:0846",16,null,null,798.05,479.66,null,37.65,31.57,3.1,0]
["20160612:0946",17,null,null,180.6,167.77,null,23.91,29.91,3.52,0]
["20160612:1046",18,null,null,18.05,19.61,null,10.32,28.75,2.41,0]
["20160612:1146",19,null,null,0,0,null,0,28.55,2.2799999999999998,0]
["20160612:1246",20,null,null,0,0,null,0,28.3,2.41,0]
["20160612:1346",21,null,null,0,0,null,0,28.33,2.69,0]
["20160612:1446",22,null,null,0,0,null,0,28.54,3.03,0]
["20160612:1546",23,null,null,0,0,null,0,28.48,3.1,0]
["20160612:1646",24,null,null,0,0,null,0,28.21,3.24,0]
["20160612:1746",1,null,null,0,0,null,0,27.85,3.17,0]
["20160612:1846",2,null,null,0,0,null,0,27.68,3.17,0]
["20160612:1946",3,null,null,0,0,null,0,27.6,3.17,0]
["20160612:2046",4,null,null,0,0,null,0,27.47,3.17,0]
["20160612:2146",5,null,null,0,0,null,0,27.29,3.1,0]
["20160612:2246",6,null,null,0,0,null,1.69,27.04,2.9,0]
["20160612:2346",7,null,null,23.46,25.49,null,15.07,27.79,3.1,0]
["20160613:0046",8,null,null,420.13,267.33999999999997,null,28.72,29.18,4,0]
["20160613:0146",9,null,null,850.49,510.88,null,42.49,30.7,4.41,0]
["20160613:0246",10,null,null,922.45,685.35,null,56.24,32.07,4.41,0]
["20160613:0346",11,null,null,952.87,839.11,null,69.69,33.33,4.34,0]
["20160613:0446",12,null,null,891.5,911.45,null,80.92,34.32,4.34,0]
["20160613:0546",13,null,null,905.35,895.28,null,77.680000000000007,35.159999999999997,4.41,0]
["20160613:0646",14,null,null,911.63,786.78,null,65.09,35.25,4,0]
["20160613:0746",15,null,null,800.48,614.75,null,51.48,35.51,3.72,0]
["20160613:0846",16,null,null,797.38,479.52,null,37.700000000000003,35.159999999999997,3.52,0]
["20160613:0946",17,null,null,485.76,257.18,null,23.96,33.520000000000003,3.93,0]
["20160613:1046",18,null,null,258.16000000000003,85.84,null,10.38,32.64,2.97,0]
["20160613:1146",19,null,null,0,0,null,0,31.83,2.83,0]
["20160613:1246",20,null,null,0,0,null,0,30.34,2.83,0]
["20160613:1346",21,null,null,0,0,null,0,28.18,3.03,0]
["20160613:1446",22,null,null,0,0,null,0,27.38,3.1,0]
["20160613:1546",23,null,null,0,0,null,0,27.41,2.9,0]
["20160613:1646",24,null,null,0,0,null,0,27.31,2.83,0]
["20160613:1746",1,null,null,0,0,null,0,27.21,2.62,0]
["20160613:1846",2,null,null,0,0,null,0,28.61,3.52,0]
["20160613:1946",3,null,null,0,0,null,0,28.44,3.31,0]
["20160613:2046",4,null,null,0,0,null,0,28.09,3.1,0]
["20160613:2146",5,null,null,0,0,null,0,27.81,3.03,0]
["20160613:2246",6,null,null,0,0,null,1.66,27.71,2.9,0]
["20160613:2346",7,null,null,714.63,159.59,null,15.04,28.37,3.1,0]
["20160614:0046",8,null,null,753.67,316.60000000000002,null,28.68,29.54,3.86,0]
["20160614:0146",9,null,null,921.34,530.45000000000005,null,42.44,30.87,4.28,0]
["20160614:0246",10,null,null,954.46,699.9,null,56.19,32.15,4.28,0]
["20160614:0346",11,null,null,968.61,850.47,null,69.63,33.5,4,0]
["20160614:0446",12,null,null,872.52,889.47,null,80.849999999999994,34.67,3.93,0]
["20160614:0546",13,null,null,896.29,886.02,null,77.680000000000007,35.47,3.86,0]
["20160614:0646",14,null,null,917.41,790.67,null,65.13,34.81,3.38,0]
["20160614:0746",15,null,null,554.16,494.51,null,51.52,35.43,3.1,0]
["20160614:0846",16,null,null,129.05000000000001,140.21,null,37.75,35.5,2.97,0]
["20160614:0946",{"$f":"IF(B3979=24,1,B3979+1)","v":17},null,null,63.17,68.63,null,24.01,34.75,3.38,0]
["20160614:1046",18,null,null,193.08,82.28,null,10.44,32.61,3.72,0]
["20160614:1146",19,null,null,0,0,null,0,32.19,3.03,0]
["20160614:1246",20,null,null,0,0,null,0,31.83,3.59,0]
["20160614:1346",21,null,null,0,0,null,0,31.28,3.86,0]
["20160614:1446",22,null,null,0,0,null,0,30.47,3.66,0]
["20160614:1546",23,null,null,0,0,null,0,29.79,3.52,0]
["20160614:1646",24,null,null,0,0,null,0,29.2,3.24,0]
["20160614:1746",1,null,null,0,0,null,0,28.64,3.1,0]
["20160614:1846",2,null,null,0,0,null,0,28.57,3.31,0]
["20160614:1946",3,null,null,0,0,null,0,28.13,3.03,0]
["20160614:2046",4,null,null,0,0,null,0,27.78,2.76,0]
["20160614:2146",5,null,null,0,0,null,0,27.38,2.62,0]
["20160614:2246",6,null,null,0,0,null,1.63,27.11,2.69,0]
["20160614:2346",7,null,null,409.64,163.27000000000001,null,15,27.91,3.1,0]
["20160615:0046",8,null,null,723.46,311.95999999999998,null,28.64,29.37,3.86,0]
["20160615:0146",9,null,null,899.65,523.28,null,42.39,30.77,4,0]
["20160615:0246",10,null,null,953.84,698.75,null,56.14,32.21,4.21,0]
["20160615:0346",11,null,null,958.26,841.49,null,69.569999999999993,33.369999999999997,4,0]
["20160615:0446",12,null,null,836.38,850.75,null,80.790000000000006,34.700000000000003,3.72,0]
["20160615:0546",13,null,null,818.57,812.91,null,77.69,35.53,3.52,0]
["20160615:0646",14,null,null,951.84,814.04,null,65.16,35.409999999999997,2.5499999999999998,0]
["20160615:0746",15,null,null,284.87,303.2,null,51.56,35.46,2.21,0]
["20160615:0846",16,null,null,776.63,474.48,null,37.799999999999997,35.57,2.48,0]
["20160615:0946",17,null,null,518.51,263.77999999999997,null,24.07,33.659999999999997,4.34,0]
["20160615:1046",18,null,null,341.07,88.97,null,10.49,30.28,2.48,0]
["20160615:1146",19,null,null,0,0,null,0,29.98,0.83,0]
["20160615:1246",20,null,null,0,0,null,0,29.6,1.79,0]
["20160615:1346",21,null,null,0,0,null,0,29.36,1.79,0]
["20160615:1446",22,null,null,0,0,null,0,29.16,1.52,0]
["20160615:1546",23,null,null,0,0,null,0,28.42,1.38,0]
["20160615:1646",24,null,null,0,0,null,0,27.62,1.45,0]
["20160615:1746",1,null,null,0,0,null,0,27.19,1.31,0]
["20160615:1846",2,null,null,0,0,null,0,26.6,2.69,0]
["20160615:1946",3,null,null,0,0,null,0,26.27,2.48,0]
["20160615:2046",4,null,null,0,0,null,0,25.96,2,0]
["20160615:2146",5,null,null,0,0,null,0,25.71,1.72,0]
["20160615:2246",6,null,null,0,0,null,1.6,25.6,1.79,0]
["20160615:2346",7,null,null,23.46,25.49,null,14.96,26.7,2.2799999999999998,0]
["20160616:0046",8,null,null,546.83000000000004,288.26,null,28.59,28.25,3.24,0]
["20160616:0146",9,null,null,834.2,504.08,null,42.34,29.6,2.9,0]
["20160616:0246",10,null,null,881.55,664.32,null,56.08,30.92,2.76,0]
["20160616:0346",11,null,null,906.66,802.83,null,69.510000000000005,31.76,2.69,0]
["20160616:0446",12,null,null,815.02,828.74,null,80.73,32.590000000000003,2.34,0]
["20160616:0546",13,null,null,737.69,742.06,null,77.7,33.64,2.14,0]
["20160616:0646",14,null,null,646.85,615.16999999999996,null,65.2,32.85,2.97,0]
["20160616:0746",15,null,null,528.65,480.3,null,51.61,33.020000000000003,2.9,0]
["20160616:0846",16,null,null,349.43,317.29000000000002,null,37.840000000000003,33.07,2.76,0]
["20160616:0946",17,null,null,83.03,90.21,null,24.12,32.590000000000003,2.83,0]
["20160616:1046",18,null,null,37.9,41.18,null,10.55,29.7,2.62,0]
["20160616:1146",19,null,null,0,0,null,0,29.08,1.86,0]
["20160616:1246",20,null,null,0,0,null,0,28.73,1.93,0]
["20160616:1346",21,null,null,0,0,null,0,28.29,2.21,0]
["20160616:1446",22,null,null,0,0,null,0,28.06,2.2799999999999998,0]
["20160616:1546",23,null,null,0,0,null,0,27.63,2,0]
["20160616:1646",24,null,null,0,0,null,0,27.2,2.21,0]
["20160616:1746",1,null,null,0,0,null,0,26.92,2.34,0]
["20160616:1846",2,null,null,0,0,null,0,25.96,1.1000000000000001,0]
["20160616:1946",3,null,null,0,0,null,0,26.06,0.97,0]
["20160616:2046",4,null,null,0,0,null,0,26.09,0.83,0]
["20160616:2146",5,null,null,0,0,null,0,26.02,1.03,0]
["20160616:2246",6,null,null,0,0,null,1.56,25.92,1.03,0]
["20160616:2346",7,null,null,23.46,25.49,null,14.92,26.56,1.31,0]
["20160617:0046",8,null,null,32.49,35.299999999999997,null,28.55,27.78,2.41,0]
["20160617:0146",{"$f":"IF(B4043=24,1,B4043+1)","v":9},null,null,159.72999999999999,173.55,null,42.3,29,2.34,0]
["20160617:0246",10,null,null,445.9,437.79,null,56.03,30.62,2.0699999999999998,0]
["20160617:0346",11,null,null,517.83000000000004,527.61,null,69.45,31.44,1.93,0]
["20160617:0446",12,null,null,422.94,455.33,null,80.680000000000007,32.090000000000003,1.79,0]
["20160617:0546",13,null,null,574.54,598.91,null,77.72,32.369999999999997,1.79,0]
["20160617:0646",14,null,null,818.25,726.81,null,65.239999999999995,31.79,7.0000000000000007E-2,0]
["20160617:0746",15,null,null,935.56,676.46,null,51.65,30.06,2.62,0]
["20160617:0846",16,null,null,851.84,497.05,null,37.89,28.5,2.76,0]
["20160617:0946",17,null,null,27.98,30.4,null,24.17,27.58,1.66,0]
["20160617:1046",18,null,null,11.73,12.75,null,10.6,27.48,0.83,0]
["20160617:1146",19,null,null,0,0,null,0,27.19,0.9,0]
["20160617:1246",20,null,null,0,0,null,0,26.76,0.9,0]
["20160617:1346",21,null,null,0,0,null,0,26.8,0.83,0]
["20160617:1446",22,null,null,0,0,null,0,26.66,1.17,0]
["20160617:1546",23,null,null,0,0,null,0,26.46,1.38,0]
["20160617:1646",24,null,null,0,0,null,0,26.2,1.45,0]
["20160617:1746",1,null,null,0,0,null,0,25.87,1.52,0]
["20160617:1846",2,null,null,0,0,null,0,25.58,1.45,0]
["20160617:1946",3,null,null,0,0,null,0,25.48,1.03,0]
["20160617:2046",4,null,null,0,0,null,0,25.39,0.9,0]
["20160617:2146",5,null,null,0,0,null,0,25.33,0.41,0]
["20160617:2246",6,null,null,0,0,null,1.52,25.32,7.0000000000000007E-2,0]
["20160617:2346",7,null,null,22.56,24.51,null,14.88,25.72,0.14000000000000001,0]
["20160618:0046",8,null,null,45.12,49.02,null,28.5,26.54,0.34,0]
["20160618:0146",9,null,null,220.62,234.36,null,42.25,28.22,1.38,0]
["20160618:0246",10,null,null,467.02,451.68,null,55.98,29.54,1.38,0]
["20160618:0346",11,null,null,862.14,770.73,null,69.400000000000006,30.76,1.24,0]
["20160618:0446",12,null,null,829.01,841.42,null,80.63,31.62,1.17,0]
["20160618:0546",13,null,null,828.27,821.67,null,77.739999999999995,32.409999999999997,1.03,0]
["20160618:0646",14,null,null,979.21,833.98,null,65.28,31.76,1.03,0]
["20160618:0746",15,null,null,949.67,683.58,null,51.7,31.72,1.31,0]
["20160618:0846",16,null,null,923.24,519.73,null,37.94,31.59,1.45,0]
["20160618:0946",17,null,null,556.38,271.83999999999997,null,24.22,31.31,1.24,0]
["20160618:1046",18,null,null,270.31,88.4,null,10.66,30.51,0.48,0]
["20160618:1146",19,null,null,0,0,null,0,29.72,1.1000000000000001,0]
["20160618:1246",20,null,null,0,0,null,0,28.66,1.03,0]
["20160618:1346",21,null,null,0,0,null,0,28.1,1.24,0]
["20160618:1446",22,null,null,0,0,null,0,27.68,1.24,0]
["20160618:1546",23,null,null,0,0,null,0,27.34,1.38,0]
["20160618:1646",24,null,null,0,0,null,0,26.92,1.52,0]
["20160618:1746",1,null,null,0,0,null,0,26.77,1.45,0]
["20160618:1846",2,null,null,0,0,null,0,26.6,1.17,0]
["20160618:1946",3,null,null,0,0,null,0,26.18,1.1000000000000001,0]
["20160618:2046",4,null,null,0,0,null,0,26.07,1.03,0]
["20160618:2146",5,null,null,0,0,null,0,25.84,1.31,0]
["20160618:2246",6,null,null,0,0,null,1.49,25.77,1.38,0]
["20160618:2346",7,null,null,45.12,49.02,null,14.83,27.55,1.59,0]
["20160619:0046",8,null,null,524.02,283.87,null,28.46,29.1,2,0]
["20160619:0146",9,null,null,758.01,480.86,null,42.2,30.4,1.93,0]
["20160619:0246",10,null,null,798.55,625.45000000000005,null,55.93,31.51,1.52,0]
["20160619:0346",11,null,null,861.54,769.73,null,69.349999999999994,32.6,1.1000000000000001,0]
["20160619:0446",12,null,null,881.69,895.53,null,80.59,33.479999999999997,1.03,0]
["20160619:0546",13,null,null,933.81,924.42,null,77.77,33.99,1.1000000000000001,0]
["20160619:0646",14,null,null,989.87,842.07,null,65.319999999999993,33.68,0.34,0]
["20160619:0746",15,null,null,955.71,686.66,null,51.74,33.869999999999997,0.55000000000000004,0]
["20160619:0846",16,null,null,403.18,344.5,null,37.99,33.81,0.21,0]
["20160619:0946",17,null,null,349.67,231.1,null,24.27,31.92,7.0000000000000007E-2,0]
["20160619:1046",18,null,null,78.349999999999994,64.400000000000006,null,10.71,31.53,0.41,0]
["20160619:1146",19,null,null,0,0,null,0,30.82,0.76,0]
["20160619:1246",20,null,null,0,0,null,0,29.99,0.97,0]
["20160619:1346",21,null,null,0,0,null,0,29.45,1.66,0]
["20160619:1446",22,null,null,0,0,null,0,28.87,2.48,0]
["20160619:1546",23,null,null,0,0,null,0,28.35,2.9,0]
["20160619:1646",24,null,null,0,0,null,0,27.7,2.5499999999999998,0]
["20160619:1746",{"$f":"IF(B4107=24,1,B4107+1)","v":1},null,null,0,0,null,0,27.16,2,0]
["20160619:1846",2,null,null,0,0,null,0,26.68,1.45,0]
["20160619:1946",3,null,null,0,0,null,0,26.33,1.52,0]
["20160619:2046",4,null,null,0,0,null,0,26.06,1.59,0]
["20160619:2146",5,null,null,0,0,null,0,25.8,1.45,0]
["20160619:2246",6,null,null,0,0,null,1.44,25.65,1.03,0]
["20160619:2346",7,null,null,104.68,105.46,null,14.79,26.75,1.17,0]
["20160620:0046",8,null,null,496.17,278.33,null,28.41,27.96,1.45,0]
["20160620:0146",9,null,null,720.75,470.03,null,42.15,29.78,1.45,0]
["20160620:0246",10,null,null,853.96,649.9,null,55.88,31.27,1.17,0]
["20160620:0346",11,null,null,867.71,773.47,null,69.3,32.06,1.03,0]
["20160620:0446",12,null,null,732.37,749.31,null,80.55,31.92,1.17,0]
["20160620:0546",13,null,null,680.11,692.54,null,77.8,32.520000000000003,0.97,0]
["20160620:0646",14,null,null,849.58,747.5,null,65.36,32.44,0.48,0]
["20160620:0746",15,null,null,392.83,393.12,null,51.79,32.549999999999997,0.28000000000000003,0]
["20160620:0846",16,null,null,354.75,320.95,null,38.04,32.6,0.34,0]
["20160620:0946",17,null,null,233.09,194.04,null,24.32,32.159999999999997,0.9,0]
["20160620:1046",18,null,null,79.209999999999994,65.39,null,10.76,31.08,1.24,0]
["20160620:1146",19,null,null,0,0,null,0,30.35,1.03,0]
["20160620:1246",20,null,null,0,0,null,0,29.62,1.1000000000000001,0]
["20160620:1346",21,null,null,0,0,null,0,29.13,1.45,0]
["20160620:1446",22,null,null,0,0,null,0,28.5,1.86,0]
["20160620:1546",23,null,null,0,0,null,0,27.07,2.41,0]
["20160620:1646",24,null,null,0,0,null,0,26.04,2.2799999999999998,0]
["20160620:1746",1,null,null,0,0,null,0,25.51,2.14,0]
["20160620:1846",2,null,null,0,0,null,0,25.41,3.17,0]
["20160620:1946",3,null,null,0,0,null,0,25.06,2.5499999999999998,0]
["20160620:2046",4,null,null,0,0,null,0,24.72,2.0699999999999998,0]
["20160620:2146",5,null,null,0,0,null,0,24.64,1.86,0]
["20160620:2246",6,null,null,0,0,null,1.4,24.63,1.66,0]
["20160620:2346",7,null,null,22.56,24.51,null,14.74,24.77,1.86,0]
["20160621:0046",8,null,null,55.95,60.79,null,28.36,25.56,2.69,0]
["20160621:0146",9,null,null,225.99,239.07,null,42.1,26.54,2.34,0]
["20160621:0246",10,null,null,455.61,443.75,null,55.83,28.31,2.2799999999999998,0]
["20160621:0346",11,null,null,601.53,591.77,null,69.25,29.35,2.0699999999999998,0]
["20160621:0446",12,null,null,602.28,629.96,null,80.52,29.77,1.93,0]
["20160621:0546",13,null,null,568.37,593.30999999999995,null,77.83,30.2,1.93,0]
["20160621:0646",14,null,null,646.95000000000005,616.02,null,65.41,29.49,0.34,0]
["20160621:0746",15,null,null,678.47,560.02,null,51.84,29.98,0.34,0]
["20160621:0846",16,null,null,169.68,183.23,null,38.090000000000003,30.03,0.41,0]
["20160621:0946",17,null,null,127.02,133.91,null,24.37,29.9,0.55000000000000004,0]
["20160621:1046",18,null,null,279.29000000000002,90.48,null,10.81,29.46,0.76,0]
["20160621:1146",19,null,null,0,0,null,0,28.91,1.1000000000000001,0]
["20160621:1246",20,null,null,0,0,null,0,28.34,1.38,0]
["20160621:1346",21,null,null,0,0,null,0,27.75,1.59,0]
["20160621:1446",22,null,null,0,0,null,0,27.36,1.72,0]
["20160621:1546",23,null,null,0,0,null,0,26.87,1.72,0]
["20160621:1646",24,null,null,0,0,null,0,26.41,1.52,0]
["20160621:1746",1,null,null,0,0,null,0,26.14,1.17,0]
["20160621:1846",2,null,null,0,0,null,0,25.89,1.03,0]
["20160621:1946",3,null,null,0,0,null,0,25.41,1.17,0]
["20160621:2046",4,null,null,0,0,null,0,25.21,1.38,0]
["20160621:2146",5,null,null,0,0,null,0,24.81,0.69,0]
["20160621:2246",6,null,null,0,0,null,1.36,24.97,1.38,0]
["20160621:2346",7,null,null,22.56,24.51,null,14.69,25.19,1.03,0]
["20160622:0046",8,null,null,660.46,299.44,null,28.31,25.92,1.1000000000000001,0]
["20160622:0146",9,null,null,859.4,506.52,null,42.05,26.58,0.76,0]
["20160622:0246",10,null,null,839.38,642.33000000000004,null,55.78,26.7,0.83,0]
["20160622:0346",11,null,null,878.84,780.17,null,69.2,27.22,0.83,0]
["20160622:0446",12,null,null,866.05,877.71,null,80.489999999999995,27.94,0.83,0]
["20160622:0546",13,null,null,736.73,741.78,null,77.87,28.22,0.76,0]
["20160622:0646",14,null,null,978.2,834.79,null,65.459999999999994,30.59,0.62,0]
["20160622:0746",15,null,null,982.29,701.11,null,51.89,31.09,0.21,0]
["20160622:0846",16,null,null,918.93,520.16999999999996,null,38.14,29.99,1.52,0]
["20160622:0946",{"$f":"IF(B4171=24,1,B4171+1)","v":17},null,null,532.05999999999995,269.43,null,24.42,29.13,2.69,0]
["20160622:1046",18,null,null,26.17,28.43,null,10.85,28.31,2.62,0]
["20160622:1146",19,null,null,0,0,null,0,27.59,2.2799999999999998,0]
["20160622:1246",20,null,null,0,0,null,0,27.2,2.0699999999999998,0]
["20160622:1346",21,null,null,0,0,null,0,27.03,1.79,0]
["20160622:1446",22,null,null,0,0,null,0,26.78,1.86,0]
["20160622:1546",23,null,null,0,0,null,0,26.44,1.86,0]
["20160622:1646",24,null,null,0,0,null,0,26.25,1.72,0]
["20160622:1746",1,null,null,0,0,null,0,26.04,1.52,0]
["20160622:1846",2,null,null,0,0,null,0,25.37,1.79,0]
["20160622:1946",3,null,null,0,0,null,0,25.13,1.93,0]
["20160622:2046",4,null,null,0,0,null,0,24.99,2.14,0]
["20160622:2146",5,null,null,0,0,null,0,24.84,2.21,0]
["20160622:2246",6,null,null,0,0,null,1.31,24.73,2,0]
["20160622:2346",7,null,null,22.56,24.51,null,14.64,25.2,2.0699999999999998,0]
["20160623:0046",8,null,null,32.49,35.299999999999997,null,28.26,25.94,2.62,0]
["20160623:0146",9,null,null,94.76,102.95,null,42,27.1,2.48,0]
["20160623:0246",10,null,null,64.069999999999993,69.62,null,55.74,28.33,2.41,0]
["20160623:0346",11,null,null,157.03,170.61,null,69.16,29.04,2.48,0]
["20160623:0446",12,null,null,393.53,424.88,null,80.48,29.98,2.34,0]
["20160623:0546",13,null,null,496.3,526.12,null,77.91,30.47,2.14,0]
["20160623:0646",14,null,null,477.31,488.96,null,65.5,30.76,1.17,0]
["20160623:0746",15,null,null,575.46,507.71,null,51.94,31.31,1.24,0]
["20160623:0846",16,null,null,717.98,460.34,null,38.19,29.42,1.24,0]
["20160623:0946",17,null,null,330.32,226.92,null,24.47,28.2,1.17,0]
["20160623:1046",18,null,null,27.07,29.41,null,10.9,26.88,1.66,0]
["20160623:1146",19,null,null,0,0,null,0,26.06,0.97,0]
["20160623:1246",20,null,null,0,0,null,0,25.63,0.76,0]
["20160623:1346",21,null,null,0,0,null,0,25.18,1.45,0]
["20160623:1446",22,null,null,0,0,null,0,25.07,1.17,0]
["20160623:1546",23,null,null,0,0,null,0,24.97,1.24,0]
["20160623:1646",24,null,null,0,0,null,0,24.96,1.45,0]
["20160623:1746",1,null,null,0,0,null,0,24.89,1.79,0]
["20160623:1846",2,null,null,0,0,null,0,24.98,1.93,0]
["20160623:1946",3,null,null,0,0,null,0,24.59,2.48,0]
["20160623:2046",4,null,null,0,0,null,0,24.47,2.14,0]
["20160623:2146",5,null,null,0,0,null,0,24.57,2.2799999999999998,0]
["20160623:2246",6,null,null,0,0,null,1.26,24.4,2.2799999999999998,0]
["20160623:2346",7,null,null,22.56,24.51,null,14.59,24.82,2,0]
["20160624:0046",8,null,null,39.71,43.14,null,28.21,25.81,2.41,0]
["20160624:0146",9,null,null,148.9,161.78,null,41.96,27.14,2.62,0]
["20160624:0246",10,null,null,548.44000000000005,500.74,null,55.69,28.47,2.76,0]
["20160624:0346",11,null,null,744.37,690.41,null,69.12,29.92,3.17,0]
["20160624:0446",12,null,null,746.55,761.67,null,80.459999999999994,29.77,2.83,0]
["20160624:0546",13,null,null,762.58,764.87,null,77.959999999999994,30.12,2.69,0]
["20160624:0646",14,null,null,735.17,675.28,null,65.56,29.54,2.0699999999999998,0]
["20160624:0746",15,null,null,894.49,660.48,null,51.99,29.95,0.83,0]
["20160624:0846",16,null,null,696.71,454.54,null,38.229999999999997,29.89,0.55000000000000004,0]
["20160624:0946",17,null,null,651.96,289.89999999999998,null,24.51,27.92,2.9,0]
["20160624:1046",18,null,null,85.85,67.819999999999993,null,10.94,26.03,2.69,0]
["20160624:1146",19,null,null,0,0,null,0,25.35,1.86,0]
["20160624:1246",20,null,null,0,0,null,0,25.12,1.79,0]
["20160624:1346",21,null,null,0,0,null,0,25.16,1.72,0]
["20160624:1446",22,null,null,0,0,null,0,25.15,2.14,0]
["20160624:1546",23,null,null,0,0,null,0,25,2.41,0]
["20160624:1646",24,null,null,0,0,null,0,24.96,2.69,0]
["20160624:1746",1,null,null,0,0,null,0,24.84,2.5499999999999998,0]
["20160624:1846",2,null,null,0,0,null,0,24.88,2.9,0]
["20160624:1946",3,null,null,0,0,null,0,24.67,2.76,0]
["20160624:2046",4,null,null,0,0,null,0,24.56,2.48,0]
["20160624:2146",5,null,null,0,0,null,0,24.49,2.0699999999999998,0]
["20160624:2246",6,null,null,0,0,null,1.21,24.54,2,0]
["20160624:2346",7,null,null,282.5,149.91999999999999,null,14.54,25.32,3.17,0]
["20160625:0046",8,null,null,126.82,135.97999999999999,null,28.16,26.53,3.79,0]
["20160625:0146",{"$f":"IF(B4235=24,1,B4235+1)","v":9},null,null,894.36,515.05999999999995,null,41.91,27.76,3.31,0]
["20160625:0246",10,null,null,733.61,593.58000000000004,null,55.65,29.15,2.9,0]
["20160625:0346",11,null,null,878.92,779.31,null,69.08,30.25,2.5499999999999998,0]
["20160625:0446",12,null,null,885.83,898.53,null,80.45,31.17,2.5499999999999998,0]
["20160625:0546",13,null,null,914.54,907.32,null,78.010000000000005,30.77,2.2799999999999998,0]
["20160625:0646",14,null,null,262.88,285.26,null,65.61,30.06,2.9,0]
["20160625:0746",15,null,null,506.66,468.9,null,52.04,29.89,2.5499999999999998,0]
["20160625:0846",16,null,null,111.9,121.58,null,38.28,29.84,1.93,0]
["20160625:0946",17,null,null,45.12,49.02,null,24.56,29.77,0.83,0]
["20160625:1046",18,null,null,27.98,30.4,null,10.98,28.94,1.03,0]
["20160625:1146",19,null,null,0,0,null,0,27.4,1.66,0]
["20160625:1246",20,null,null,0,0,null,0,26.64,1.59,0]
["20160625:1346",21,null,null,0,0,null,0,26.08,1.17,0]
["20160625:1446",22,null,null,0,0,null,0,26.01,1.38,0]
["20160625:1546",23,null,null,0,0,null,0,25.9,1.72,0]
["20160625:1646",24,null,null,0,0,null,0,25.83,2.0699999999999998,0]
["20160625:1746",1,null,null,0,0,null,0,25.65,2.2799999999999998,0]
["20160625:1846",2,null,null,0,0,null,0,25.68,2.21,0]
["20160625:1946",3,null,null,0,0,null,0,25.38,2.34,0]
["20160625:2046",4,null,null,0,0,null,0,25.17,2.34,0]
["20160625:2146",5,null,null,0,0,null,0,25.03,2.34,0]
["20160625:2246",6,null,null,0,0,null,1.1599999999999999,25.07,2.34,0]
["20160625:2346",7,null,null,22.56,24.51,null,14.49,25.49,2.34,0]
["20160626:0046",8,null,null,486.21,273.63,null,28.11,26.29,2.34,0]
["20160626:0146",9,null,null,681.25,456.3,null,41.86,27.37,2.83,0]
["20160626:0246",10,null,null,645.12,551.45000000000005,null,55.6,28.69,4,0]
["20160626:0346",11,null,null,281.98,305.72000000000003,null,69.05,29.36,4.07,0]
["20160626:0446",12,null,null,320.52,347.77,null,80.45,29.63,4,0]
["20160626:0546",13,null,null,155.22,168.65,null,78.069999999999993,30.11,4.34,0]
["20160626:0646",14,null,null,281.2,304.8,null,65.66,30.25,4.1399999999999997,0]
["20160626:0746",15,null,null,101.98,110.8,null,52.09,28.07,3.66,0]
["20160626:0846",16,null,null,54.15,58.83,null,38.33,27.29,1.59,0]
["20160626:0946",17,null,null,49.63,53.93,null,24.6,27.63,1.17,0]
["20160626:1046",18,null,null,34.29,37.26,null,11.02,27.5,0.9,0]
["20160626:1146",19,null,null,0,0,null,0,27.21,1.24,0]
["20160626:1246",20,null,null,0,0,null,0,26.83,1.79,0]
["20160626:1346",21,null,null,0,0,null,0,26.47,2,0]
["20160626:1446",22,null,null,0,0,null,0,26.19,1.79,0]
["20160626:1546",23,null,null,0,0,null,0,25.92,1.79,0]
["20160626:1646",24,null,null,0,0,null,0,25.72,2.0699999999999998,0]
["20160626:1746",1,null,null,0,0,null,0,25.65,2.48,0]
["20160626:1846",2,null,null,0,0,null,0,24.66,3.31,0]
["20160626:1946",3,null,null,0,0,null,0,24.5,3.59,0]
["20160626:2046",4,null,null,0,0,null,0,24.42,3.31,0]
["20160626:2146",5,null,null,0,0,null,0,24.37,3.03,0]
["20160626:2246",6,null,null,0,0,null,1.1000000000000001,24.33,2.9,0]
["20160626:2346",7,null,null,49.63,53.93,null,14.43,24.38,2.9,0]
["20160627:0046",8,null,null,96.56,104.91,null,28.06,24.54,2.97,0]
["20160627:0146",9,null,null,294.12,292.32,null,41.81,24.81,3.38,0]
["20160627:0246",10,null,null,346.6,360.55,null,55.56,25.35,2.76,0]
["20160627:0346",11,null,null,488.3,502.11,null,69.010000000000005,25.45,3.45,0]
["20160627:0446",12,null,null,712.58,730.8,null,80.45,25.8,2.9,0]
["20160627:0546",13,null,null,584.51,608.96,null,78.12,26.18,3.03,0]
["20160627:0646",14,null,null,872.89,765.48,null,65.72,26.6,2.48,0]
["20160627:0746",15,null,null,772.75,606.29999999999995,null,52.14,27.26,2.76,0]
["20160627:0846",16,null,null,877.89,510.67,null,38.369999999999997,27.74,2.62,0]
["20160627:0946",17,null,null,541.92999999999995,273.93,null,24.64,27.75,2.41,0]
["20160627:1046",18,null,null,226.66,89.96,null,11.06,27.5,2.0699999999999998,0]
["20160627:1146",19,null,null,0,0,null,0,26.89,2.0699999999999998,0]
["20160627:1246",20,null,null,0,0,null,0,26.38,2.14,0]
["20160627:1346",21,null,null,0,0,null,0,26.04,2.21,0]
["20160627:1446",22,null,null,0,0,null,0,25.84,2.34,0]
["20160627:1546",23,null,null,0,0,null,0,25.59,2.41,0]
["20160627:1646",24,null,null,0,0,null,0,25.49,2.21,0]
["20160627:1746",{"$f":"IF(B4299=24,1,B4299+1)","v":1},null,null,0,0,null,0,25.31,2.41,0]
["20160627:1846",2,null,null,0,0,null,0,25.09,2.34,0]
["20160627:1946",3,null,null,0,0,null,0,24.67,2.5499999999999998,0]
["20160627:2046",4,null,null,0,0,null,0,24.51,2.62,0]
["20160627:2146",5,null,null,0,0,null,0,24.33,2.69,0]
["20160627:2246",6,null,null,0,0,null,1.05,24.21,2.5499999999999998,0]
["20160627:2346",7,null,null,847.52,142.41999999999999,null,14.38,24.33,2.2799999999999998,0]
["20160628:0046",8,null,null,46.02,50.01,null,28.01,24.83,2.14,0]
["20160628:0146",9,null,null,870.34,506.62,null,41.77,25.63,2.5499999999999998,0]
["20160628:0246",10,null,null,858.09,648.15,null,55.52,26.56,3.03,0]
["20160628:0346",11,null,null,916.58,804.71,null,68.98,27.6,2.76,0]
["20160628:0446",12,null,null,861.72,873.38,null,80.459999999999994,28.22,2.5499999999999998,0]
["20160628:0546",13,null,null,887.96,882.7,null,78.19,29.31,2.41,0]
["20160628:0646",14,null,null,659.3,626.12,null,65.77,28.39,3.79,0]
["20160628:0746",15,null,null,576.85,509.87,null,52.19,27.21,3.79,0]
["20160628:0846",16,null,null,211.39,223.94,null,38.42,27.54,3.72,0]
["20160628:0946",17,null,null,77.61,84.32,null,24.68,26.93,2.62,0]
["20160628:1046",18,null,null,18.95,20.59,null,11.1,26.25,2.14,0]
["20160628:1146",19,null,null,0,0,null,0,25.2,1.31,0]
["20160628:1246",20,null,null,0,0,null,0,24.86,0.83,0]
["20160628:1346",21,null,null,0,0,null,0,24.68,0.62,0]
["20160628:1446",22,null,null,0,0,null,0,24.56,0.83,0]
["20160628:1546",23,null,null,0,0,null,0,24.55,1.52,0]
["20160628:1646",24,null,null,0,0,null,0,24.48,1.59,0]
["20160628:1746",1,null,null,0,0,null,0,24.41,1.79,0]
["20160628:1846",2,null,null,0,0,null,0,24.67,0.48,0]
["20160628:1946",3,null,null,0,0,null,0,24.86,1.17,0]
["20160628:2046",4,null,null,0,0,null,0,24.61,1.52,0]
["20160628:2146",5,null,null,0,0,null,0,24.46,1.79,0]
["20160628:2246",6,null,null,0,0,null,0.99,24.36,2.0699999999999998,0]
["20160628:2346",7,null,null,141.27000000000001,122.17,null,14.33,24.36,2.14,0]
["20160629:0046",8,null,null,51.44,55.89,null,27.96,24.46,2.34,0]
["20160629:0146",9,null,null,171.46,186.29,null,41.72,24.63,2.48,0]
["20160629:0246",10,null,null,351.27,364.21,null,55.48,25.16,2.76,0]
["20160629:0346",11,null,null,554.12,555.01,null,68.95,26.77,3.38,0]
["20160629:0446",12,null,null,602.41,630.16,null,80.48,27.64,3.45,0]
["20160629:0546",13,null,null,516.30999999999995,545.71,null,78.25,28.44,3.72,0]
["20160629:0646",14,null,null,92.05,100.01,null,65.83,26.03,2.83,0]
["20160629:0746",15,null,null,317.31,332.94,null,52.24,26.57,3.24,0]
["20160629:0846",16,null,null,796.12,487.11,null,38.46,27.02,2.97,0]
["20160629:0946",17,null,null,389.5,243.94,null,24.72,27.54,2.5499999999999998,0]
["20160629:1046",18,null,null,147.36000000000001,82.88,null,11.13,27.57,2.21,0]
["20160629:1146",19,null,null,0,0,null,0,26.9,2.21,0]
["20160629:1246",20,null,null,0,0,null,0,26.26,2.48,0]
["20160629:1346",21,null,null,0,0,null,0,25.63,2.48,0]
["20160629:1446",22,null,null,0,0,null,0,25.48,2.2799999999999998,0]
["20160629:1546",23,null,null,0,0,null,0,25.2,2.21,0]
["20160629:1646",24,null,null,0,0,null,0,25.05,2.2799999999999998,0]
["20160629:1746",1,null,null,0,0,null,0,24.97,2.34,0]
["20160629:1846",2,null,null,0,0,null,0,24.54,2.5499999999999998,0]
["20160629:1946",3,null,null,0,0,null,0,24.39,2.62,0]
["20160629:2046",4,null,null,0,0,null,0,24.31,2.69,0]
["20160629:2146",5,null,null,0,0,null,0,24.16,2.97,0]
["20160629:2246",6,null,null,0,0,null,0.93,24.33,3.38,0]
["20160629:2346",7,null,null,21.66,23.53,null,14.27,24.6,2.97,0]
["20160630:0046",8,null,null,47.83,51.97,null,27.91,25.62,2.83,0]
["20160630:0146",9,null,null,409.71,357.44,null,41.68,26.82,3.38,0]
["20160630:0246",10,null,null,691.52,573.20000000000005,null,55.44,27.07,4.1399999999999997,0]
["20160630:0346",11,null,null,451.03,470.15,null,68.930000000000007,26.66,4.21,0]
["20160630:0446",12,null,null,335.04,363.31,null,80.5,26.19,4.4800000000000004,0]
["20160630:0546",13,null,null,552.4,579.89,null,78.33,25.64,2.76,0]
["20160630:0646",14,null,null,551.73,549.14,null,65.89,27.51,4,0]
["20160630:0746",15,null,null,551.11,495.96,null,52.29,28.44,4.4800000000000004,0]
["20160630:0846",16,null,null,165.15,179.43,null,38.51,28.68,3.79,0]
["20160630:0946",{"$f":"IF(B4363=24,1,B4363+1)","v":17},null,null,390.29,245.02,null,24.76,28.87,3.45,0]
["20160630:1046",18,null,null,175.03,87,null,11.17,28.24,3.1,0]
["20160630:1146",19,null,null,0,0,null,0,26.65,2.97,0]
["20160630:1246",20,null,null,0,0,null,0,26.07,2.34,0]
["20160630:1346",21,null,null,0,0,null,0,25.64,2.76,0]
["20160630:1446",22,null,null,0,0,null,0,25.19,2.62,0]
["20160630:1546",23,null,null,0,0,null,0,24.88,2.34,0]
["20160630:1646",24,null,null,0,0,null,0,24.7,2.34,0]
["20160630:1746",1,null,null,0,0,null,0,24.47,2.14,0]
["20160630:1846",2,null,null,0,0,null,0,24.49,2.34,0]
["20160630:1946",3,null,null,0,0,null,0,24.35,2.34,0]
["20160630:2046",4,null,null,0,0,null,0,24.24,2.21,0]
["20160630:2146",5,null,null,0,0,null,0,24.13,2.0699999999999998,0]
["20160630:2246",6,null,null,0,0,null,0.87,24.1,2.14,0]
["20160630:2346",7,null,null,67.680000000000007,73.540000000000006,null,14.22,25.1,2.83,0]
["20160701:0046",8,null,null,72.2,78.44,null,27.86,26.52,4,0]
["20160701:0146",9,null,null,194.74,209.45,null,41.63,27.8,4.21,0]
["20160701:0246",10,null,null,653.38,554.6,null,55.4,29.07,3.72,0]
["20160701:0346",11,null,null,484.1,498.58,null,68.91,29.9,3.24,0]
["20160701:0446",12,null,null,578.38,607.97,null,80.52,30.95,2.97,0]
["20160701:0546",13,null,null,569.91,596.5,null,78.400000000000006,29.56,2.62,0]
["20160701:0646",14,null,null,864.2,762.44,null,65.94,28.96,3.66,0]
["20160701:0746",15,null,null,864.92,651.17999999999995,null,52.33,29.46,3.79,0]
["20160701:0846",16,null,null,849.25,504.94,null,38.549999999999997,29.58,3.66,0]
["20160701:0946",17,null,null,270.11,211.57,null,24.8,29.41,3.24,0]
["20160701:1046",18,null,null,124.41,79.34,null,11.2,28.98,2.5499999999999998,0]
["20160701:1146",19,null,null,0,0,null,0,28.02,2.83,0]
["20160701:1246",20,null,null,0,0,null,0,27.25,3.03,0]
["20160701:1346",21,null,null,0,0,null,0,26.61,3.1,0]
["20160701:1446",22,null,null,0,0,null,0,26.14,2.97,0]
["20160701:1546",23,null,null,0,0,null,0,25.75,2.69,0]
["20160701:1646",24,null,null,0,0,null,0,25.38,2.76,0]
["20160701:1746",1,null,null,0,0,null,0,25.2,2.9,0]
["20160701:1846",2,null,null,0,0,null,0,25.91,2.9,0]
["20160701:1946",3,null,null,0,0,null,0,25.85,2.62,0]
["20160701:2046",4,null,null,0,0,null,0,25.56,2.48,0]
["20160701:2146",5,null,null,0,0,null,0,25.33,2.2799999999999998,0]
["20160701:2246",6,null,null,0,0,null,0.81,25.25,1.93,0]
["20160701:2346",7,null,null,21.66,23.53,null,14.16,25.82,2.21,0]
["20160702:0046",8,null,null,31.59,34.32,null,27.81,26.78,2.83,0]
["20160702:0146",9,null,null,218.02,231.42,null,41.59,28.1,3.45,0]
["20160702:0246",10,null,null,812.78,627.62,null,55.37,28.25,2.83,0]
["20160702:0346",11,null,null,793.8,722.15,null,68.89,28.53,2.69,0]
["20160702:0446",12,null,null,568.75,599.08000000000004,null,80.55,29.06,3.24,0]
["20160702:0546",13,null,null,462.04,493.5,null,78.48,29.83,3.52,0]
["20160702:0646",14,null,null,530.05999999999995,532.80999999999995,null,66,30.28,4,0]
["20160702:0746",15,null,null,255.72,275.2,null,52.38,30.46,4.62,0]
["20160702:0846",16,null,null,536.85,404.94,null,38.590000000000003,29.93,5.17,0]
["20160702:0946",17,null,null,400.39,248.36,null,24.83,28.39,4.07,0]
["20160702:1046",18,null,null,146.69999999999999,83.07,null,11.22,27.31,3.03,0]
["20160702:1146",19,null,null,0,0,null,0,26.63,2.5499999999999998,0]
["20160702:1246",20,null,null,0,0,null,0,26.14,2.41,0]
["20160702:1346",21,null,null,0,0,null,0,25.79,2.41,0]
["20160702:1446",22,null,null,0,0,null,0,25.43,2.48,0]
["20160702:1546",23,null,null,0,0,null,0,25.23,2.76,0]
["20160702:1646",24,null,null,0,0,null,0,24.97,2.97,0]
["20160702:1746",1,null,null,0,0,null,0,24.81,3.03,0]
["20160702:1846",2,null,null,0,0,null,0,24.73,2.62,0]
["20160702:1946",3,null,null,0,0,null,0,24.63,2.69,0]
["20160702:2046",4,null,null,0,0,null,0,24.29,2.5499999999999998,0]
["20160702:2146",5,null,null,0,0,null,0,24.2,2.76,0]
["20160702:2246",6,null,null,0,0,null,0.75,24.15,2.5499999999999998,0]
["20160702:2346",7,null,null,21.66,23.53,null,14.1,24.5,2.34,0]
["20160703:0046",8,null,null,36.1,39.22,null,27.76,25.2,2.34,0]
["20160703:0146",{"$f":"IF(B4427=24,1,B4427+1)","v":9},null,null,178.58,192.97,null,41.54,26.07,2.5499999999999998,0]
["20160703:0246",10,null,null,242.77,262.52,null,55.33,27,2.34,0]
["20160703:0346",11,null,null,396.73,420.79,null,68.87,27.52,2.0699999999999998,0]
["20160703:0446",12,null,null,811.88,825.45,null,80.59,28.59,2.97,0]
["20160703:0546",13,null,null,417.55,448.98,null,78.56,28.5,2.2799999999999998,0]
["20160703:0646",14,null,null,386.47,410.07,null,66.06,29.26,2.69,0]
["20160703:0746",15,null,null,302.29000000000002,319.58,null,52.43,29.91,2.97,0]
["20160703:0846",16,null,null,497.27,390.25,null,38.630000000000003,29.91,2.41,0]
["20160703:0946",17,null,null,180.44,171.1,null,24.87,28.42,3.1,0]
["20160703:1046",18,null,null,80.19,67.53,null,11.25,26.13,2.21,0]
["20160703:1146",19,null,null,0,0,null,0,25.49,2.0699999999999998,0]
["20160703:1246",20,null,null,0,0,null,0,25.22,1.72,0]
["20160703:1346",21,null,null,0,0,null,0,25.22,1.72,0]
["20160703:1446",22,null,null,0,0,null,0,25.16,1.72,0]
["20160703:1546",23,null,null,0,0,null,0,25.21,1.66,0]
["20160703:1646",24,null,null,0,0,null,0,25.24,1.86,0]
["20160703:1746",1,null,null,0,0,null,0,25.28,2.21,0]
["20160703:1846",2,null,null,0,0,null,0,25.81,2.41,0]
["20160703:1946",3,null,null,0,0,null,0,25.7,2.2799999999999998,0]
["20160703:2046",4,null,null,0,0,null,0,25.48,2.2799999999999998,0]
["20160703:2146",5,null,null,0,0,null,0,25.24,2.14,0]
["20160703:2246",6,null,null,0,0,null,0.69,25.14,2.0699999999999998,0]
["20160703:2346",7,null,null,35.200000000000003,38.24,null,14.05,25.5,2.0699999999999998,0]
["20160704:0046",8,null,null,31.59,34.32,null,27.71,26.42,2.34,0]
["20160704:0146",9,null,null,213.58,227.69,null,41.5,27.9,3.03,0]
["20160704:0246",10,null,null,214.78,233.36,null,55.3,28.57,3.45,0]
["20160704:0346",11,null,null,333.45,358.9,null,68.849999999999994,29.08,4.1399999999999997,0]
["20160704:0446",12,null,null,253.59,275.52,null,80.63,30.39,4.6900000000000004,0]
["20160704:0546",13,null,null,173.27,188.25,null,78.650000000000006,31.27,4.28,0]
["20160704:0646",14,null,null,202.15,219.63,null,66.12,30.66,3.31,0]
["20160704:0746",15,null,null,171.46,186.29,null,52.48,30.86,3.1,0]
["20160704:0846",16,null,null,111,120.6,null,38.67,31.15,3.17,0]
["20160704:0946",17,null,null,47.83,51.97,null,24.9,30.92,2.97,0]
["20160704:1046",18,null,null,27.98,30.4,null,11.27,29.74,2.48,0]
["20160704:1146",19,null,null,0,0,null,0,28.42,2.69,0]
["20160704:1246",20,null,null,0,0,null,0,27.7,2.62,0]
["20160704:1346",21,null,null,0,0,null,0,27.24,2.48,0]
["20160704:1446",22,null,null,0,0,null,0,26.89,2.34,0]
["20160704:1546",23,null,null,0,0,null,0,26.66,2.21,0]
["20160704:1646",24,null,null,0,0,null,0,26.53,2.21,0]
["20160704:1746",1,null,null,0,0,null,0,26.37,2.2799999999999998,0]
["20160704:1846",2,null,null,0,0,null,0,25.83,2.97,0]
["20160704:1946",3,null,null,0,0,null,0,25.35,2.97,0]
["20160704:2046",4,null,null,0,0,null,0,25.2,2.62,0]
["20160704:2146",5,null,null,0,0,null,0,25.11,2.76,0]
["20160704:2246",6,null,null,0,0,null,0.63,25.07,3.17,0]
["20160704:2346",7,null,null,21.66,23.53,null,13.99,25.06,2.97,0]
["20160705:0046",8,null,null,57.76,62.75,null,27.66,25.2,2.83,0]
["20160705:0146",9,null,null,103.78,112.76,null,41.46,25.45,3.1,0]
["20160705:0246",10,null,null,143.49,155.9,null,55.27,25.78,3.17,0]
["20160705:0346",11,null,null,210.27,228.46,null,68.84,26.11,3.03,0]
["20160705:0446",12,null,null,253.59,275.52,null,80.67,26.81,3.38,0]
["20160705:0546",13,null,null,238.25,258.85000000000002,null,78.73,27.49,3.38,0]
["20160705:0646",14,null,null,357.58,382.26,null,66.19,26.39,2.2799999999999998,0]
["20160705:0746",15,null,null,367.75,375.78,null,52.53,26.95,2.69,0]
["20160705:0846",16,null,null,435.18,364.09,null,38.71,26.79,2.34,0]
["20160705:0946",17,null,null,295.74,220.74,null,24.93,26.96,2.62,0]
["20160705:1046",18,null,null,58.05,58.33,null,11.29,25.88,2.62,0]
["20160705:1146",19,null,null,0,0,null,0,25.43,2.83,0]
["20160705:1246",20,null,null,0,0,null,0,25.19,2.76,0]
["20160705:1346",21,null,null,0,0,null,0,25,2.97,0]
["20160705:1446",22,null,null,0,0,null,0,24.92,2.69,0]
["20160705:1546",23,null,null,0,0,null,0,24.88,2.62,0]
["20160705:1646",24,null,null,0,0,null,0,24.83,2.69,0]
["20160705:1746",{"$f":"IF(B4491=24,1,B4491+1)","v":1},null,null,0,0,null,0,24.74,2.5499999999999998,0]
["20160705:1846",2,null,null,0,0,null,0,24.96,2.69,0]
["20160705:1946",3,null,null,0,0,null,0,24.98,2.69,0]
["20160705:2046",4,null,null,0,0,null,0,24.89,2.62,0]
["20160705:2146",5,null,null,0,0,null,0,24.81,2.34,0]
["20160705:2246",6,null,null,0,0,null,0.56000000000000005,24.72,2.62,0]
["20160705:2346",7,null,null,21.66,23.53,null,13.93,25.02,3.03,0]
["20160706:0046",8,null,null,31.59,34.32,null,27.61,25.95,3.24,0]
["20160706:0146",9,null,null,74,80.400000000000006,null,41.42,27.16,3.79,0]
["20160706:0246",10,null,null,242.78,262.52,null,55.24,28.05,4,0]
["20160706:0346",11,null,null,328.71,354.11,null,68.83,28.89,4.21,0]
["20160706:0446",12,null,null,428.48,461.12,null,80.72,29.03,4,0]
["20160706:0546",13,null,null,452.21,484.22,null,78.819999999999993,29.83,4.4800000000000004,0]
["20160706:0646",14,null,null,453.73,470.78,null,66.25,26.82,2.48,0]
["20160706:0746",15,null,null,209.37,227.47,null,52.57,26.5,2.69,0]
["20160706:0846",16,null,null,141.68,153.94,null,38.74,26.42,2.2799999999999998,0]
["20160706:0946",17,null,null,197.43,181.13,null,24.95,26.7,2.5499999999999998,0]
["20160706:1046",18,null,null,81.040000000000006,68.56,null,11.31,26.53,2.34,0]
["20160706:1146",19,null,null,0,0,null,0,26.17,2.14,0]
["20160706:1246",20,null,null,0,0,null,0,25.87,2.21,0]
["20160706:1346",21,null,null,0,0,null,0,25.6,2.2799999999999998,0]
["20160706:1446",22,null,null,0,0,null,0,25.43,2.2799999999999998,0]
["20160706:1546",23,null,null,0,0,null,0,25.08,2.2799999999999998,0]
["20160706:1646",24,null,null,0,0,null,0,24.79,2.21,0]
["20160706:1746",1,null,null,0,0,null,0,24.55,2.41,0]
["20160706:1846",2,null,null,0,0,null,0,24.54,2.62,0]
["20160706:1946",3,null,null,0,0,null,0,24.28,2.5499999999999998,0]
["20160706:2046",4,null,null,0,0,null,0,24.07,2.41,0]
["20160706:2146",5,null,null,0,0,null,0,23.89,2.41,0]
["20160706:2246",6,null,null,0,0,null,0.5,23.88,2.48,0]
["20160706:2346",7,null,null,126.76,114.83,null,13.88,24.8,4.07,0]
["20160707:0046",8,null,null,31.59,34.32,null,27.56,26.13,4,0]
["20160707:0146",9,null,null,153.41999999999999,166.68,null,41.38,27.38,3.45,0]
["20160707:0246",10,null,null,250,270.37,null,55.21,28.36,3.03,0]
["20160707:0346",11,null,null,309.74,334.87,null,68.819999999999993,29.4,2.9,0]
["20160707:0446",12,null,null,428.45,461.15,null,80.78,30.2,2.9,0]
["20160707:0546",13,null,null,325.19,352.66,null,78.92,30.85,2.83,0]
["20160707:0646",14,null,null,297.05,321.35000000000002,null,66.31,28.29,2.76,0]
["20160707:0746",15,null,null,493.9,464.71,null,52.62,27.74,2,0]
["20160707:0846",16,null,null,931.08,536.22,null,38.78,28.31,2.21,0]
["20160707:0946",17,null,null,719.72,310.08999999999997,null,24.98,28.67,1.93,0]
["20160707:1046",18,null,null,367.5,101.46,null,11.33,27.89,2.21,0]
["20160707:1146",19,null,null,0,0,null,0,26.33,2.69,0]
["20160707:1246",20,null,null,0,0,null,0,25.51,1.93,0]
["20160707:1346",21,null,null,0,0,null,0,25.19,1.93,0]
["20160707:1446",22,null,null,0,0,null,0,25.11,1.93,0]
["20160707:1546",23,null,null,0,0,null,0,24.92,2.21,0]
["20160707:1646",24,null,null,0,0,null,0,24.71,2.41,0]
["20160707:1746",1,null,null,0,0,null,0,24.56,2.41,0]
["20160707:1846",2,null,null,0,0,null,0,24.75,2.48,0]
["20160707:1946",3,null,null,0,0,null,0,24.69,2.41,0]
["20160707:2046",4,null,null,0,0,null,0,24.55,2.48,0]
["20160707:2146",5,null,null,0,0,null,0,24.44,2.41,0]
["20160707:2246",6,null,null,0,0,null,0.43,24.32,2.48,0]
["20160707:2346",7,null,null,441.69,149.33000000000001,null,13.82,24.76,2.76,0]
["20160708:0046",8,null,null,125.97,135,null,27.51,25.91,3.79,0]
["20160708:0146",9,null,null,147.1,159.82,null,41.34,27.4,3.72,0]
["20160708:0246",10,null,null,652.17999999999995,553.74,null,55.19,28.86,3.86,0]
["20160708:0346",11,null,null,596.23,587.35,null,68.819999999999993,29.89,3.72,0]
["20160708:0446",12,null,null,644.04999999999995,671.15,null,80.84,30.9,3.59,0]
["20160708:0546",13,null,null,689.32,707.82,null,79.02,31.47,3.38,0]
["20160708:0646",14,null,null,788.75,717.8,null,66.37,31.08,3.31,0]
["20160708:0746",15,null,null,714.56,585.24,null,52.66,30.76,3.52,0]
["20160708:0846",16,null,null,661.04,450.67,null,38.81,30.68,3.45,0]
["20160708:0946",{"$f":"IF(B4555=24,1,B4555+1)","v":17},null,null,720.15,310.42,null,25,30.01,2.48,0]
["20160708:1046",18,null,null,367.13,101.73,null,11.34,29.6,1.86,0]
["20160708:1146",19,null,null,0,0,null,0,28.67,1.86,0]
["20160708:1246",20,null,null,0,0,null,0,27.74,2.5499999999999998,0]
["20160708:1346",21,null,null,0,0,null,0,27.05,2.69,0]
["20160708:1446",22,null,null,0,0,null,0,26.67,2.62,0]
["20160708:1546",23,null,null,0,0,null,0,26.29,2.62,0]
["20160708:1646",24,null,null,0,0,null,0,26.04,2.62,0]
["20160708:1746",1,null,null,0,0,null,0,25.79,2.76,0]
["20160708:1846",2,null,null,0,0,null,0,25.93,3.31,0]
["20160708:1946",3,null,null,0,0,null,0,25.73,3.24,0]
["20160708:2046",4,null,null,0,0,null,0,25.54,3.03,0]
["20160708:2146",5,null,null,0,0,null,0,25.32,3.17,0]
["20160708:2246",6,null,null,0,0,null,0.36,25.29,3.1,0]
["20160708:2346",7,null,null,90,93.4,null,13.76,25.95,2.83,0]
["20160709:0046",8,null,null,109.2,118.64,null,27.47,27.25,3.72,0]
["20160709:0146",9,null,null,885.54,508.67,null,41.3,28.51,4.34,0]
["20160709:0246",10,null,null,901.37,667.45,null,55.16,29.51,4.28,0]
["20160709:0346",11,null,null,946.09,828.23,null,68.81,30.5,4.4800000000000004,0]
["20160709:0446",12,null,null,876.04,897.57,null,80.900000000000006,31,4.41,0]
["20160709:0546",13,null,null,704.41,722.11,null,79.12,31.26,4.55,0]
["20160709:0646",14,null,null,776.58,710.48,null,66.430000000000007,31.6,4.41,0]
["20160709:0746",15,null,null,643.95000000000005,550.35,null,52.71,31.79,4.34,0]
["20160709:0846",16,null,null,486.75,387.94,null,38.840000000000003,30.2,4.41,0]
["20160709:0946",17,null,null,69.489999999999995,75.5,null,25.02,29.91,2.41,0]
["20160709:1046",18,null,null,331.69,100.95,null,11.35,29.66,2.14,0]
["20160709:1146",19,null,null,0,0,null,0,28.84,2.14,0]
["20160709:1246",20,null,null,0,0,null,0,27.19,2.69,0]
["20160709:1346",21,null,null,0,0,null,0,26.26,2.69,0]
["20160709:1446",22,null,null,0,0,null,0,26.25,2.83,0]
["20160709:1546",23,null,null,0,0,null,0,26.19,2.76,0]
["20160709:1646",24,null,null,0,0,null,0,26.06,2.9,0]
["20160709:1746",1,null,null,0,0,null,0,25.76,3.03,0]
["20160709:1846",2,null,null,0,0,null,0,25.99,3.45,0]
["20160709:1946",3,null,null,0,0,null,0,25.91,3.1,0]
["20160709:2046",4,null,null,0,0,null,0,25.69,3.1,0]
["20160709:2146",5,null,null,0,0,null,0,25.51,3.03,0]
["20160709:2246",6,null,null,0,0,null,0.3,25.36,2.69,0]
["20160709:2346",7,null,null,35.200000000000003,38.24,null,13.7,26.02,2.41,0]
["20160710:0046",8,null,null,315.16000000000003,232.21,null,27.42,27.22,3.31,0]
["20160710:0146",9,null,null,798.65,485.32,null,41.27,28.38,4.6900000000000004,0]
["20160710:0246",10,null,null,959.96,695.19,null,55.14,29.04,5.24,0]
["20160710:0346",11,null,null,685.39,651.08000000000004,null,68.81,29.73,4.9000000000000004,0]
["20160710:0446",12,null,null,847.69,868.17,null,80.97,30.08,4.62,0]
["20160710:0546",13,null,null,632.57000000000005,657.56,null,79.22,30.64,4.41,0]
["20160710:0646",14,null,null,916.93,806.21,null,66.489999999999995,31.85,4.4800000000000004,0]
["20160710:0746",15,null,null,994.81,722.25,null,52.75,31.98,4.41,0]
["20160710:0846",16,null,null,910.8,532.13,null,38.869999999999997,30.7,4.62,0]
["20160710:0946",17,null,null,750.1,317.27999999999997,null,25.04,29.78,2.76,0]
["20160710:1046",18,null,null,366.64,102.29,null,11.36,29.36,2.41,0]
["20160710:1146",19,null,null,0,0,null,0,28.76,2.97,0]
["20160710:1246",20,null,null,0,0,null,0,28.05,3.86,0]
["20160710:1346",21,null,null,0,0,null,0,27.61,3.72,0]
["20160710:1446",22,null,null,0,0,null,0,27.17,3.45,0]
["20160710:1546",23,null,null,0,0,null,0,26.77,3.31,0]
["20160710:1646",24,null,null,0,0,null,0,26.35,3.24,0]
["20160710:1746",1,null,null,0,0,null,0,25.95,3.1,0]
["20160710:1846",2,null,null,0,0,null,0,25.91,3.24,0]
["20160710:1946",3,null,null,0,0,null,0,25.9,3.24,0]
["20160710:2046",4,null,null,0,0,null,0,25.82,3.1,0]
["20160710:2146",5,null,null,0,0,null,0,25.59,2.9,0]
["20160710:2246",6,null,null,0,0,null,0.23,25.31,2.62,0]
["20160710:2346",7,null,null,193.29,132.44999999999999,null,13.65,25.92,2.41,0]
["20160711:0046",8,null,null,760.97,302.39999999999998,null,27.37,27.16,3.45,0]
["20160711:0146",{"$f":"IF(B4619=24,1,B4619+1)","v":9},null,null,195.67,210.44,null,41.23,28.04,4.1399999999999997,0]
["20160711:0246",10,null,null,685.58,569.88,null,55.12,29.03,4.62,0]
["20160711:0346",11,null,null,769.94,708.52,null,68.819999999999993,30.11,4.55,0]
["20160711:0446",12,null,null,846.99,868.73,null,81.040000000000006,31.2,4.62,0]
["20160711:0546",13,null,null,668.39,690.91,null,79.319999999999993,31.68,4.4800000000000004,0]
["20160711:0646",14,null,null,916.31,806.78,null,66.55,31.1,5.17,0]
["20160711:0746",15,null,null,722.04,590.52,null,52.79,31.28,4.62,0]
["20160711:0846",16,null,null,560.86,417.81,null,38.9,31.04,4,0]
["20160711:0946",17,null,null,342.59,236.66,null,25.06,30.8,3.24,0]
["20160711:1046",18,null,null,447.64,105.62,null,11.36,29.11,2.0699999999999998,0]
["20160711:1146",19,null,null,0,0,null,0,28.34,2.62,0]
["20160711:1246",20,null,null,0,0,null,0,27.77,3.31,0]
["20160711:1346",21,null,null,0,0,null,0,27.06,3.59,0]
["20160711:1446",22,null,null,0,0,null,0,26.46,3.52,0]
["20160711:1546",23,null,null,0,0,null,0,26.09,3.38,0]
["20160711:1646",24,null,null,0,0,null,0,25.85,3.17,0]
["20160711:1746",1,null,null,0,0,null,0,25.66,3.1,0]
["20160711:1846",2,null,null,0,0,null,0,26.19,3.38,0]
["20160711:1946",3,null,null,0,0,null,0,26.17,3.17,0]
["20160711:2046",4,null,null,0,0,null,0,26.08,2.97,0]
["20160711:2146",5,null,null,0,0,null,0,25.99,2.97,0]
["20160711:2246",6,null,null,0,0,null,0.16,25.97,2.9,0]
["20160711:2346",7,null,null,80.319999999999993,87.26,null,13.59,26.22,2.5499999999999998,0]
["20160712:0046",8,null,null,121.46,130.1,null,27.33,27.15,4.21,0]
["20160712:0146",9,null,null,578.88,421.63,null,41.2,28.44,4.55,0]
["20160712:0246",10,null,null,685.71,570.15,null,55.1,29.9,4.55,0]
["20160712:0346",11,null,null,703.67,664.23,null,68.819999999999993,30.95,4.1399999999999997,0]
["20160712:0446",12,null,null,638.27,667.57,null,81.12,31.94,4,0]
["20160712:0546",13,null,null,606.42999999999995,634.41999999999996,null,79.430000000000007,32.71,4.1399999999999997,0]
["20160712:0646",14,null,null,531.58000000000004,536.69000000000005,null,66.61,33.090000000000003,4,0]
["20160712:0746",15,null,null,245.6,265.57,null,52.83,33.24,4,0]
["20160712:0846",16,null,null,85.73,93.15,null,38.92,32.44,3.72,0]
["20160712:0946",17,null,null,122.55,131.21,null,25.07,31.46,2.14,0]
["20160712:1046",18,null,null,112.53,77.94,null,11.36,30.44,2.2799999999999998,0]
["20160712:1146",19,null,null,0,0,null,0,29.29,3.03,0]
["20160712:1246",20,null,null,0,0,null,0,27.68,3.1,0]
["20160712:1346",21,null,null,0,0,null,0,26.54,2.97,0]
["20160712:1446",22,null,null,0,0,null,0,26.29,3.31,0]
["20160712:1546",23,null,null,0,0,null,0,26.16,3.24,0]
["20160712:1646",24,null,null,0,0,null,0,25.95,2.97,0]
["20160712:1746",1,null,null,0,0,null,0,25.82,2.9,0]
["20160712:1846",2,null,null,0,0,null,0,25.03,3.24,0]
["20160712:1946",3,null,null,0,0,null,0,24.84,2.76,0]
["20160712:2046",4,null,null,0,0,null,0,24.77,2.69,0]
["20160712:2146",5,null,null,0,0,null,0,24.76,2.5499999999999998,0]
["20160712:2246",6,null,null,0,0,null,0,24.78,2.2799999999999998,0]
["20160712:2346",7,null,null,21.66,23.53,null,13.53,25.33,2.2799999999999998,0]
["20160713:0046",8,null,null,45.12,49.02,null,27.28,26.31,3.72,0]
["20160713:0146",9,null,null,192.06,206.52,null,41.16,26.49,3.38,0]
["20160713:0246",10,null,null,415.04,413.86,null,55.08,26.96,3.24,0]
["20160713:0346",11,null,null,835.06,752.76,null,68.83,27.92,3.93,0]
["20160713:0446",12,null,null,588.02,620.26,null,81.209999999999994,29,4.34,0]
["20160713:0546",13,null,null,595.41999999999996,624.53,null,79.540000000000006,29.72,4.41,0]
["20160713:0646",14,null,null,532.64,537.74,null,66.67,29.91,3.86,0]
["20160713:0746",15,null,null,794.3,626.91,null,52.86,30.45,3.45,0]
["20160713:0846",16,null,null,407.72,353.97,null,38.950000000000003,30.55,3.52,0]
["20160713:0946",17,null,null,321.06,230.64,null,25.08,29.57,2.97,0]
["20160713:1046",18,null,null,28.88,31.38,null,11.36,28.19,2.69,0]
["20160713:1146",19,null,null,0,0,null,0,27.31,3.17,0]
["20160713:1246",20,null,null,0,0,null,0,26.79,3.1,0]
["20160713:1346",21,null,null,0,0,null,0,26.53,2.97,0]
["20160713:1446",22,null,null,0,0,null,0,26.24,3.17,0]
["20160713:1546",23,null,null,0,0,null,0,25.91,3.31,0]
["20160713:1646",24,null,null,0,0,null,0,25.62,2.9,0]
["20160713:1746",{"$f":"IF(B4683=24,1,B4683+1)","v":1},null,null,0,0,null,0,25.41,2.69,0]
["20160713:1846",2,null,null,0,0,null,0,25.8,2.9,0]
["20160713:1946",3,null,null,0,0,null,0,25.67,2.9,0]
["20160713:2046",4,null,null,0,0,null,0,25.42,2.83,0]
["20160713:2146",5,null,null,0,0,null,0,25.17,2.83,0]
["20160713:2246",6,null,null,0,0,null,0,25.03,2.9,0]
["20160713:2346",7,null,null,25.27,27.45,null,13.48,25.69,3.86,0]
["20160714:0046",8,null,null,145.80000000000001,150.75,null,27.24,27.07,4.4800000000000004,0]
["20160714:0146",9,null,null,543.71,409.83,null,41.13,28.23,4.34,0]
["20160714:0246",10,null,null,798.14,622.85,null,55.06,29.3,3.93,0]
["20160714:0346",11,null,null,858.45,769.18,null,68.84,30.51,3.59,0]
["20160714:0446",12,null,null,880.84,910.7,null,81.290000000000006,31.21,3.24,0]
["20160714:0546",13,null,null,663.1,688.27,null,79.650000000000006,31.74,3.03,0]
["20160714:0646",14,null,null,916.67,810.55,null,66.72,31.47,2.97,0]
["20160714:0746",15,null,null,943.4,700.11,null,52.9,31.49,2.76,0]
["20160714:0846",16,null,null,814.66,504.27,null,38.97,30.43,2.62,0]
["20160714:0946",17,null,null,633.83000000000004,299.92,null,25.09,28.66,2.34,0]
["20160714:1046",18,null,null,227.48,96.04,null,11.36,28.09,1.93,0]
["20160714:1146",19,null,null,0,0,null,0,27.45,2.2799999999999998,0]
["20160714:1246",20,null,null,0,0,null,0,26.91,2.5499999999999998,0]
["20160714:1346",21,null,null,0,0,null,0,26.62,3.03,0]
["20160714:1446",22,null,null,0,0,null,0,26.37,3.1,0]
["20160714:1546",23,null,null,0,0,null,0,26.03,3.17,0]
["20160714:1646",24,null,null,0,0,null,0,25.83,3.17,0]
["20160714:1746",1,null,null,0,0,null,0,25.71,3.03,0]
["20160714:1846",2,null,null,0,0,null,0,26.26,2.83,0]
["20160714:1946",3,null,null,0,0,null,0,26.12,2.69,0]
["20160714:2046",4,null,null,0,0,null,0,25.86,2.34,0]
["20160714:2146",5,null,null,0,0,null,0,25.52,2.0699999999999998,0]
["20160714:2246",6,null,null,0,0,null,0,25.15,1.93,0]
["20160714:2346",7,null,null,36.1,39.22,null,13.42,25.97,2.14,0]
["20160715:0046",8,null,null,142.52000000000001,149.1,null,27.2,27.35,2.76,0]
["20160715:0146",9,null,null,620.07000000000005,434.58,null,41.1,28.72,3.03,0]
["20160715:0246",10,null,null,598.15,526.9,null,55.05,30.09,3.38,0]
["20160715:0346",11,null,null,673.01,643.91999999999996,null,68.849999999999994,31.13,3.24,0]
["20160715:0446",12,null,null,597.89,630.59,null,81.38,31.77,3.03,0]
["20160715:0546",13,null,null,549.37,581.54999999999995,null,79.760000000000005,32.22,2.97,0]
["20160715:0646",14,null,null,833.3,753.74,null,66.78,32.15,3.24,0]
["20160715:0746",15,null,null,943.14,700.76,null,52.93,32.130000000000003,3.03,0]
["20160715:0846",16,null,null,425.63,363.13,null,38.99,31.71,2.76,0]
["20160715:0946",17,null,null,548.15,285.26,null,25.09,31.23,2.48,0]
["20160715:1046",18,null,null,331.64,102.47,null,11.35,30.69,1.86,0]
["20160715:1146",19,null,null,0,0,null,0,29.46,2.14,0]
["20160715:1246",20,null,null,0,0,null,0,28.67,2.5499999999999998,0]
["20160715:1346",21,null,null,0,0,null,0,28.13,2.41,0]
["20160715:1446",22,null,null,0,0,null,0,27.67,2.41,0]
["20160715:1546",23,null,null,0,0,null,0,27.24,2.48,0]
["20160715:1646",24,null,null,0,0,null,0,27,2.34,0]
["20160715:1746",1,null,null,0,0,null,0,26.74,2.34,0]
["20160715:1846",2,null,null,0,0,null,0,26.76,2.41,0]
["20160715:1946",3,null,null,0,0,null,0,26.44,2.41,0]
["20160715:2046",4,null,null,0,0,null,0,26.17,2.21,0]
["20160715:2146",5,null,null,0,0,null,0,25.83,2,0]
["20160715:2246",6,null,null,0,0,null,0,25.54,1.79,0]
["20160715:2346",7,null,null,826.05,133.71,null,13.37,26.52,1.86,0]
["20160716:0046",8,null,null,667.89,290.94,null,27.15,27.99,2.48,0]
["20160716:0146",9,null,null,875.78,506.94,null,41.07,29.44,2.76,0]
["20160716:0246",10,null,null,972.01,703.62,null,55.03,30.62,2.97,0]
["20160716:0346",11,null,null,967.23,849.43,null,68.86,31.54,2.97,0]
["20160716:0446",12,null,null,883.23,917.22,null,81.48,32.28,2.76,0]
["20160716:0546",13,null,null,738.29,759.91,null,79.87,32.619999999999997,2.76,0]
["20160716:0646",14,null,null,832.85,754.3,null,66.83,32.869999999999997,2.62,0]
["20160716:0746",15,null,null,590.62,524.96,null,52.96,32.979999999999997,2.5499999999999998,0]
["20160716:0846",16,null,null,770.08,491.51,null,39,32.68,2.5499999999999998,0]
["20160716:0946",{"$f":"IF(B4747=24,1,B4747+1)","v":17},null,null,663.61,306.11,null,25.1,31.48,1.93,0]
["20160716:1046",18,null,null,401.64,105.42,null,11.34,30.97,0.97,0]
["20160716:1146",19,null,null,0,0,null,0,28.72,1.86,0]
["20160716:1246",20,null,null,0,0,null,0,26.81,2.69,0]
["20160716:1346",21,null,null,0,0,null,0,26.26,2.48,0]
["20160716:1446",22,null,null,0,0,null,0,26.08,1.93,0]
["20160716:1546",23,null,null,0,0,null,0,25.88,1.79,0]
["20160716:1646",24,null,null,0,0,null,0,25.69,1.93,0]
["20160716:1746",1,null,null,0,0,null,0,25.53,1.86,0]
["20160716:1846",2,null,null,0,0,null,0,25.52,2,0]
["20160716:1946",3,null,null,0,0,null,0,25.36,2.0699999999999998,0]
["20160716:2046",4,null,null,0,0,null,0,25.24,2,0]
["20160716:2146",5,null,null,0,0,null,0,25.11,1.79,0]
["20160716:2246",6,null,null,0,0,null,0,24.93,1.66,0]
["20160716:2346",7,null,null,458.49,146,null,13.31,26.19,1.66,0]
["20160717:0046",8,null,null,666.29,290.63,null,27.11,28.01,2.2799999999999998,0]
["20160717:0146",9,null,null,861.03,503.05,null,41.04,29.62,2.97,0]
["20160717:0246",10,null,null,972.16,704.34,null,55.02,30.88,3.17,0]
["20160717:0346",11,null,null,972.11,854.19,null,68.87,31.76,2.83,0]
["20160717:0446",12,null,null,889.93,927.13,null,81.569999999999993,32.450000000000003,2.69,0]
["20160717:0546",13,null,null,692.39,717.83,null,79.98,32.9,2.69,0]
["20160717:0646",14,null,null,944.7,834.62,null,66.89,32.82,2.34,0]
["20160717:0746",15,null,null,983.03,723.74,null,52.99,32.56,2,0]
["20160717:0846",16,null,null,875.27,526.36,null,39.020000000000003,32.33,1.66,0]
["20160717:0946",17,null,null,762.57,324.2,null,25.1,31.98,1.72,0]
["20160717:1046",18,null,null,286.22000000000003,100.69,null,11.33,30.56,1.86,0]
["20160717:1146",19,null,null,0,0,null,0,27.22,3.1,0]
["20160717:1246",20,null,null,0,0,null,0,26.03,1.31,0]
["20160717:1346",21,null,null,0,0,null,0,26.03,0.76,0]
["20160717:1446",22,null,null,0,0,null,0,26.02,1.93,0]
["20160717:1546",23,null,null,0,0,null,0,25.66,2.21,0]
["20160717:1646",24,null,null,0,0,null,0,25.45,2,0]
["20160717:1746",1,null,null,0,0,null,0,25.28,1.66,0]
["20160717:1846",2,null,null,0,0,null,0,26.61,2.14,0]
["20160717:1946",3,null,null,0,0,null,0,26.53,1.93,0]
["20160717:2046",4,null,null,0,0,null,0,26.32,1.79,0]
["20160717:2146",5,null,null,0,0,null,0,26.06,1.79,0]
["20160717:2246",6,null,null,0,0,null,0,25.95,1.93,0]
["20160717:2346",7,null,null,168.43,124.02,null,13.26,26.99,1.93,0]
["20160718:0046",8,null,null,494.22,267.94,null,27.07,28.55,2.69,0]
["20160718:0146",9,null,null,744.18,471.54,null,41.02,29.95,3.17,0]
["20160718:0246",10,null,null,894.01,667.65,null,55.01,31.19,3.38,0]
["20160718:0346",11,null,null,941.04,831.17,null,68.89,32.159999999999997,3.1,0]
["20160718:0446",12,null,null,889.77,928.96,null,81.67,32.909999999999997,2.76,0]
["20160718:0546",13,null,null,737.89,761.81,null,80.09,33.450000000000003,2.76,0]
["20160718:0646",14,null,null,1001.35,880.1,null,66.94,33.35,2.2799999999999998,0]
["20160718:0746",15,null,null,957.48,711.46,null,53.02,33.270000000000003,2.0699999999999998,0]
["20160718:0846",16,null,null,686.76,465.53,null,39.03,33,1.52,0]
["20160718:0946",17,null,null,173.1,167.92,null,25.09,32.68,1.45,0]
["20160718:1046",18,null,null,67.489999999999995,63.82,null,11.31,29.93,3.1,0]
["20160718:1146",19,null,null,0,0,null,0,27.75,2.97,0]
["20160718:1246",20,null,null,0,0,null,0,26.97,2.14,0]
["20160718:1346",21,null,null,0,0,null,0,26.85,2.2799999999999998,0]
["20160718:1446",22,null,null,0,0,null,0,26.71,2.41,0]
["20160718:1546",23,null,null,0,0,null,0,26.51,2.48,0]
["20160718:1646",24,null,null,0,0,null,0,26.27,2.69,0]
["20160718:1746",1,null,null,0,0,null,0,26.04,2.5499999999999998,0]
["20160718:1846",2,null,null,0,0,null,0,25.87,2.9,0]
["20160718:1946",3,null,null,0,0,null,0,25.69,2.76,0]
["20160718:2046",4,null,null,0,0,null,0,25.59,2.76,0]
["20160718:2146",5,null,null,0,0,null,0,25.47,2.48,0]
["20160718:2246",6,null,null,0,0,null,0,25.28,2.2799999999999998,0]
["20160718:2346",7,null,null,28.88,31.38,null,13.21,25.73,2.0699999999999998,0]
["20160719:0046",8,null,null,109.2,118.64,null,27.03,26.77,2.48,0]
["20160719:0146",{"$f":"IF(B4811=24,1,B4811+1)","v":9},null,null,758.54,475.85,null,40.99,27.84,3.03,0]
["20160719:0246",10,null,null,946.99,693.36,null,55,28.08,2.97,0]
["20160719:0346",11,null,null,881.78,789.13,null,68.91,28.85,3.1,0]
["20160719:0446",12,null,null,792.74,823.55,null,81.78,29.53,3.17,0]
["20160719:0546",13,null,null,661.75,690.75,null,80.2,30.06,3.03,0]
["20160719:0646",14,null,null,814.95,744.96,null,66.989999999999995,30.78,2.48,0]
["20160719:0746",15,null,null,889.48,678.4,null,53.05,31.03,2.41,0]
["20160719:0846",16,null,null,732.12,481.45,null,39.04,31,2.21,0]
["20160719:0946",17,null,null,493,275.45,null,25.09,30.96,2.34,0]
["20160719:1046",18,null,null,222.07,95.36,null,11.29,30.43,2.34,0]
["20160719:1146",19,null,null,0,0,null,0,29.35,2.2799999999999998,0]
["20160719:1246",20,null,null,0,0,null,0,28.37,2.0699999999999998,0]
["20160719:1346",21,null,null,0,0,null,0,27.27,1.52,0]
["20160719:1446",22,null,null,0,0,null,0,26.45,1.1000000000000001,0]
["20160719:1546",23,null,null,0,0,null,0,26.09,0.76,0]
["20160719:1646",24,null,null,0,0,null,0,26.11,1.17,0]
["20160719:1746",1,null,null,0,0,null,0,26.01,1.66,0]
["20160719:1846",2,null,null,0,0,null,0,25.67,1.45,0]
["20160719:1946",3,null,null,0,0,null,0,25.38,1.52,0]
["20160719:2046",4,null,null,0,0,null,0,25.04,1.79,0]
["20160719:2146",5,null,null,0,0,null,0,24.87,2.0699999999999998,0]
["20160719:2246",6,null,null,0,0,null,0,24.66,2.21,0]
["20160719:2346",7,null,null,20.76,22.55,null,13.15,25.52,2.0699999999999998,0]
["20160720:0046",8,null,null,30.68,33.340000000000003,null,26.99,27.07,2.41,0]
["20160720:0146",9,null,null,220.79,233.3,null,40.97,28.53,2.41,0]
["20160720:0246",10,null,null,860.08,653.5,null,54.99,29.92,2.62,0]
["20160720:0346",11,null,null,909.45,809.85,null,68.930000000000007,30.82,2.69,0]
["20160720:0446",12,null,null,857.91,896.04,null,81.88,31.65,2.69,0]
["20160720:0546",13,null,null,692.65,720.96,null,80.31,32.18,2.5499999999999998,0]
["20160720:0646",14,null,null,752.4,702.4,null,67.03,32.17,2.5499999999999998,0]
["20160720:0746",15,null,null,738.65,605.03,null,53.07,31.86,1.93,0]
["20160720:0846",16,null,null,349.59,324.12,null,39.04,30.17,2.0699999999999998,0]
["20160720:0946",17,null,null,150.94999999999999,154.1,null,25.08,29.8,2.0699999999999998,0]
["20160720:1046",18,null,null,124.03,80.33,null,11.27,28.74,2.2799999999999998,0]
["20160720:1146",19,null,null,0,0,null,0,27.3,2.21,0]
["20160720:1246",20,null,null,0,0,null,0,26.83,1.72,0]
["20160720:1346",21,null,null,0,0,null,0,26.45,2,0]
["20160720:1446",22,null,null,0,0,null,0,26.11,2.2799999999999998,0]
["20160720:1546",23,null,null,0,0,null,0,25.83,2.34,0]
["20160720:1646",24,null,null,0,0,null,0,25.5,2.48,0]
["20160720:1746",1,null,null,0,0,null,0,25.28,2.34,0]
["20160720:1846",2,null,null,0,0,null,0,24.87,2,0]
["20160720:1946",3,null,null,0,0,null,0,24.75,1.72,0]
["20160720:2046",4,null,null,0,0,null,0,24.61,1.45,0]
["20160720:2146",5,null,null,0,0,null,0,24.51,1.31,0]
["20160720:2246",6,null,null,0,0,null,0,24.47,1.45,0]
["20160720:2346",7,null,null,23.46,25.49,null,13.1,25.01,1.66,0]
["20160721:0046",8,null,null,74,80.400000000000006,null,26.95,26.33,2.41,0]
["20160721:0146",9,null,null,334.92,316.27,null,40.94,27.63,2.41,0]
["20160721:0246",10,null,null,435.45,428.85,null,54.99,29.07,2.5499999999999998,0]
["20160721:0346",11,null,null,473.23,490.75,null,68.95,30.1,2.5499999999999998,0]
["20160721:0446",12,null,null,381.19,412.78,null,81.99,30.75,2.62,0]
["20160721:0546",13,null,null,312.36,339.11,null,80.42,31.38,2.5499999999999998,0]
["20160721:0646",14,null,null,400.02,424.06,null,67.08,31.21,2.0699999999999998,0]
["20160721:0746",15,null,null,203.95,221.59,null,53.09,31.36,1.59,0]
["20160721:0846",16,null,null,686.57,467.06,null,39.04,31.41,1.59,0]
["20160721:0946",17,null,null,301.39,225.23,null,25.07,30.39,1.59,0]
["20160721:1046",18,null,null,56.25,56.44,null,11.24,28.87,1.17,0]
["20160721:1146",19,null,null,0,0,null,0,27.83,0.28000000000000003,0]
["20160721:1246",20,null,null,0,0,null,0,27.18,1.03,0]
["20160721:1346",21,null,null,0,0,null,0,26.45,0.9,0]
["20160721:1446",22,null,null,0,0,null,0,25.85,1.03,0]
["20160721:1546",23,null,null,0,0,null,0,25.38,1.1000000000000001,0]
["20160721:1646",24,null,null,0,0,null,0,24.96,0.97,0]
["20160721:1746",{"$f":"IF(B4875=24,1,B4875+1)","v":1},null,null,0,0,null,0,24.75,0.9,0]
["20160721:1846",2,null,null,0,0,null,0,25.14,0.76,0]
["20160721:1946",3,null,null,0,0,null,0,25.68,0.41,0]
["20160721:2046",4,null,null,0,0,null,0,25.51,0.41,0]
["20160721:2146",5,null,null,0,0,null,0,25.28,0.48,0]
["20160721:2246",6,null,null,0,0,null,0,25.07,0.28000000000000003,0]
["20160721:2346",7,null,null,364.53,143.46,null,13.05,26.18,0.21,0]
["20160722:0046",8,null,null,586.62,280.93,null,26.92,27.79,0.34,0]
["20160722:0146",9,null,null,742.32,471.84,null,40.92,29.04,0.55000000000000004,0]
["20160722:0246",10,null,null,947.18,695.77,null,54.98,29.95,0.9,0]
["20160722:0346",11,null,null,908.99,811.49,null,68.98,30.85,0.83,0]
["20160722:0446",12,null,null,855.7,897.82,null,82.1,31.79,0.62,0]
["20160722:0546",13,null,null,736.17,764.79,null,80.53,31.42,0.41,0]
["20160722:0646",14,null,null,1001.26,885.94,null,67.12,31.25,0.55000000000000004,0]
["20160722:0746",15,null,null,903.74,688.3,null,53.1,30.23,0.83,0]
["20160722:0846",16,null,null,569.12,425.7,null,39.04,30.42,0.62,0]
["20160722:0946",17,null,null,53.24,57.85,null,25.05,29.82,0.48,0]
["20160722:1046",18,null,null,15.34,16.670000000000002,null,11.21,28.64,1.31,0]
["20160722:1146",19,null,null,0,0,null,0,27.84,1.52,0]
["20160722:1246",20,null,null,0,0,null,0,27.39,1.31,0]
["20160722:1346",21,null,null,0,0,null,0,26.93,1.38,0]
["20160722:1446",22,null,null,0,0,null,0,26.62,1.59,0]
["20160722:1546",23,null,null,0,0,null,0,26.43,1.59,0]
["20160722:1646",24,null,null,0,0,null,0,26.14,1.66,0]
["20160722:1746",1,null,null,0,0,null,0,25.8,1.72,0]
["20160722:1846",2,null,null,0,0,null,0,25.73,1.72,0]
["20160722:1946",3,null,null,0,0,null,0,25.49,1.59,0]
["20160722:2046",4,null,null,0,0,null,0,25.2,1.66,0]
["20160722:2146",5,null,null,0,0,null,0,25.02,1.79,0]
["20160722:2246",6,null,null,0,0,null,0,24.95,1.72,0]
["20160722:2346",7,null,null,46.02,50.01,null,13,25.96,1.86,0]
["20160723:0046",8,null,null,485.25,265.72000000000003,null,26.88,26.99,1.79,0]
["20160723:0146",9,null,null,423.54,361.77,null,40.9,28.19,1.59,0]
["20160723:0246",10,null,null,349.75,362.86,null,54.98,29.09,1.38,0]
["20160723:0346",11,null,null,123.64,134.33000000000001,null,69,29.94,1.24,0]
["20160723:0446",12,null,null,139.88,151.97999999999999,null,82.21,30.91,1.03,0]
["20160723:0546",13,null,null,157.93,171.59,null,80.64,31.49,0.83,0]
["20160723:0646",14,null,null,586.33000000000004,583.37,null,67.16,30.84,0.83,0]
["20160723:0746",15,null,null,203.95,221.59,null,53.12,30.71,0.97,0]
["20160723:0846",16,null,null,114.61,124.52,null,39.04,30.31,0.62,0]
["20160723:0946",17,null,null,122.55,131.24,null,25.03,29.3,1.24,0]
["20160723:1046",18,null,null,46.93,50.99,null,11.18,28.51,0.69,0]
["20160723:1146",19,null,null,0,0,null,0,27.26,1.79,0]
["20160723:1246",20,null,null,0,0,null,0,26.52,1.24,0]
["20160723:1346",21,null,null,0,0,null,0,26.27,1.31,0]
["20160723:1446",22,null,null,0,0,null,0,25.87,1.31,0]
["20160723:1546",23,null,null,0,0,null,0,25.6,1.1000000000000001,0]
["20160723:1646",24,null,null,0,0,null,0,25.39,1.03,0]
["20160723:1746",1,null,null,0,0,null,0,25.18,0.97,0]
["20160723:1846",2,null,null,0,0,null,0,24.76,0.9,0]
["20160723:1946",3,null,null,0,0,null,0,24.66,1.03,0]
["20160723:2046",4,null,null,0,0,null,0,24.58,1.03,0]
["20160723:2146",5,null,null,0,0,null,0,24.6,1.03,0]
["20160723:2246",6,null,null,0,0,null,0,24.59,0.76,0]
["20160723:2346",7,null,null,150.44999999999999,118.68,null,12.95,25.1,0.34,0]
["20160724:0046",8,null,null,578.16,280.19,null,26.85,26.02,0.55000000000000004,0]
["20160724:0146",9,null,null,705.26,462.36,null,40.880000000000003,27.29,0.76,0]
["20160724:0246",10,null,null,783.87,621.17999999999995,null,54.98,28.92,0.97,0]
["20160724:0346",11,null,null,887.36,797.95,null,69.03,30.08,1.17,0]
["20160724:0446",12,null,null,806.76,846.78,null,82.33,30.86,1.45,0]
["20160724:0546",13,null,null,656.67,689.96,null,80.739999999999995,31.31,1.66,0]
["20160724:0646",14,null,null,839.38,766.69,null,67.19,30.42,1.93,0]
["20160724:0746",15,null,null,971.39,725.36,null,53.13,28.82,2,0]
["20160724:0846",16,null,null,913.16,545.66,null,39.03,29.6,1.66,0]
["20160724:0946",{"$f":"IF(B4939=24,1,B4939+1)","v":17},null,null,604.14,298.85000000000002,null,25.01,29.45,1.24,0]
["20160724:1046",18,null,null,247.4,96.96,null,11.14,29.04,0.97,0]
["20160724:1146",19,null,null,0,0,null,0,28,1.59,0]
["20160724:1246",20,null,null,0,0,null,0,27.45,1.24,0]
["20160724:1346",21,null,null,0,0,null,0,26.91,0.76,0]
["20160724:1446",22,null,null,0,0,null,0,26.46,2.0699999999999998,0]
["20160724:1546",23,null,null,0,0,null,0,25.92,2.21,0]
["20160724:1646",24,null,null,0,0,null,0,25.31,2.21,0]
["20160724:1746",1,null,null,0,0,null,0,25.15,1.66,0]
["20160724:1846",2,null,null,0,0,null,0,25.74,2.2799999999999998,0]
["20160724:1946",3,null,null,0,0,null,0,25.65,2.2799999999999998,0]
["20160724:2046",4,null,null,0,0,null,0,25.44,2.0699999999999998,0]
["20160724:2146",5,null,null,0,0,null,0,25.2,1.93,0]
["20160724:2246",6,null,null,0,0,null,0,25.01,1.86,0]
["20160724:2346",7,null,null,710.45,138.69,null,12.9,25.84,2.0699999999999998,0]
["20160725:0046",8,null,null,632.84,287.13,null,26.81,27.17,2.83,0]
["20160725:0146",9,null,null,846.36,503.18,null,40.86,28.44,2.76,0]
["20160725:0246",10,null,null,972.54,711.28,null,54.98,29.75,2.83,0]
["20160725:0346",11,null,null,956.88,851.42,null,69.05,30.61,2.83,0]
["20160725:0446",12,null,null,876.28,929.43,null,82.44,31.46,2.83,0]
["20160725:0546",13,null,null,676.04,709.56,null,80.84,31.79,2.76,0]
["20160725:0646",14,null,null,910.13,818.78,null,67.22,31.36,2.21,0]
["20160725:0746",15,null,null,833.21,655.82,null,53.13,31.18,1.79,0]
["20160725:0846",16,null,null,853.73,525.69000000000005,null,39.020000000000003,31.17,1.17,0]
["20160725:0946",17,null,null,299.11,225.04,null,24.99,30.08,1.79,0]
["20160725:1046",18,null,null,186.02,90.55,null,11.1,28.23,1.59,0]
["20160725:1146",19,null,null,0,0,null,0,27.22,1.17,0]
["20160725:1246",20,null,null,0,0,null,0,26.59,1.59,0]
["20160725:1346",21,null,null,0,0,null,0,26.04,1.79,0]
["20160725:1446",22,null,null,0,0,null,0,25.78,1.59,0]
["20160725:1546",23,null,null,0,0,null,0,25.69,1.79,0]
["20160725:1646",24,null,null,0,0,null,0,25.5,1.79,0]
["20160725:1746",1,null,null,0,0,null,0,25.31,1.79,0]
["20160725:1846",2,null,null,0,0,null,0,25.96,2,0]
["20160725:1946",3,null,null,0,0,null,0,25.74,1.86,0]
["20160725:2046",4,null,null,0,0,null,0,25.36,1.72,0]
["20160725:2146",5,null,null,0,0,null,0,25.17,1.79,0]
["20160725:2246",6,null,null,0,0,null,0,25.07,1.79,0]
["20160725:2346",7,null,null,20.76,22.55,null,12.85,26.04,1.86,0]
["20160726:0046",8,null,null,36.1,39.22,null,26.78,27.82,2.83,0]
["20160726:0146",9,null,null,213.62,226.67,null,40.85,29.1,3.24,0]
["20160726:0246",10,null,null,300.49,319.48,null,54.98,30.38,3.24,0]
["20160726:0346",11,null,null,886.82,799.69,null,69.08,31.5,3.17,0]
["20160726:0446",12,null,null,763.28,803.76,null,82.56,32.17,2.83,0]
["20160726:0546",13,null,null,681.22,715.49,null,80.94,32.590000000000003,2.2799999999999998,0]
["20160726:0646",14,null,null,815.1,751.43,null,67.25,31.94,1.59,0]
["20160726:0746",15,null,null,876.21,678.09,null,53.14,32.119999999999997,1.45,0]
["20160726:0846",16,null,null,815.74,513.59,null,39.01,31.73,1.79,0]
["20160726:0946",17,null,null,632.20000000000005,304.88,null,24.96,30.85,1.45,0]
["20160726:1046",18,null,null,311.73,101.77,null,11.05,29.27,1.93,0]
["20160726:1146",19,null,null,0,0,null,0,27.65,2.41,0]
["20160726:1246",20,null,null,0,0,null,0,27.01,2.69,0]
["20160726:1346",21,null,null,0,0,null,0,26.26,2.34,0]
["20160726:1446",22,null,null,0,0,null,0,25.51,2.41,0]
["20160726:1546",23,null,null,0,0,null,0,25.28,2.0699999999999998,0]
["20160726:1646",24,null,null,0,0,null,0,25.15,2.69,0]
["20160726:1746",1,null,null,0,0,null,0,24.7,3.24,0]
["20160726:1846",2,null,null,0,0,null,0,26.16,3.03,0]
["20160726:1946",3,null,null,0,0,null,0,25.92,2.9,0]
["20160726:2046",4,null,null,0,0,null,0,25.73,2.83,0]
["20160726:2146",5,null,null,0,0,null,0,25.46,2.62,0]
["20160726:2246",6,null,null,0,0,null,0,25.31,2.41,0]
["20160726:2346",7,null,null,43.32,47.06,null,12.81,25.84,2.2799999999999998,0]
["20160727:0046",8,null,null,293.49,222.45,null,26.75,26.63,2.69,0]
["20160727:0146",{"$f":"IF(B5003=24,1,B5003+1)","v":9},null,null,690.46,459.03,null,40.83,27.6,2.76,0]
["20160727:0246",10,null,null,685.95,575.96,null,54.98,28.95,2.48,0]
["20160727:0346",11,null,null,608.99,602.29,null,69.11,30.15,2.41,0]
["20160727:0446",12,null,null,660.79,700.48,null,82.68,31.09,2.34,0]
["20160727:0546",13,null,null,879.14,924.01,null,81.03,31.59,2.21,0]
["20160727:0646",14,null,null,887.18,804.18,null,67.28,31.66,2.41,0]
["20160727:0746",15,null,null,775.78,628.45000000000005,null,53.14,31.39,2.34,0]
["20160727:0846",16,null,null,708.74,478.05,null,38.99,31.37,1.38,0]
["20160727:0946",17,null,null,660.4,310.35000000000002,null,24.92,30.23,2.5499999999999998,0]
["20160727:1046",18,null,null,117.14,77.27,null,11,27.56,1.72,0]
["20160727:1146",19,null,null,0,0,null,0,26.36,1.93,0]
["20160727:1246",20,null,null,0,0,null,0,25.83,2.48,0]
["20160727:1346",21,null,null,0,0,null,0,25.58,2.69,0]
["20160727:1446",22,null,null,0,0,null,0,25.41,2.62,0]
["20160727:1546",23,null,null,0,0,null,0,25.25,2.76,0]
["20160727:1646",24,null,null,0,0,null,0,25.16,2.76,0]
["20160727:1746",1,null,null,0,0,null,0,25.14,2.5499999999999998,0]
["20160727:1846",2,null,null,0,0,null,0,25.43,2.97,0]
["20160727:1946",3,null,null,0,0,null,0,25.32,2.76,0]
["20160727:2046",4,null,null,0,0,null,0,25.19,2.62,0]
["20160727:2146",5,null,null,0,0,null,0,25.06,2.62,0]
["20160727:2246",6,null,null,0,0,null,0,24.96,2.48,0]
["20160727:2346",7,null,null,20.76,22.55,null,12.76,25.42,2.48,0]
["20160728:0046",8,null,null,191.7,180.34,null,26.72,26.45,3.1,0]
["20160728:0146",9,null,null,174.99,189.08,null,40.82,27.59,2.76,0]
["20160728:0246",10,null,null,317.89,335.78,null,54.99,28.8,2.5499999999999998,0]
["20160728:0346",11,null,null,864.64,785.97,null,69.14,30.07,2.48,0]
["20160728:0446",12,null,null,762.59,806.2,null,82.79,30.01,2.14,0]
["20160728:0546",13,null,null,570.21,607.51,null,81.12,29.63,2.48,0]
["20160728:0646",14,null,null,796.93,740.43,null,67.3,30.38,1.93,0]
["20160728:0746",15,null,null,710.5,595.16,null,53.13,29.78,2.76,0]
["20160728:0846",16,null,null,604.66999999999996,441.09,null,38.97,28.66,1.79,0]
["20160728:0946",17,null,null,29.78,32.36,null,24.89,28.7,2.21,0]
["20160728:1046",18,null,null,153.9,85.59,null,10.95,27.81,2.5499999999999998,0]
["20160728:1146",19,null,null,0,0,null,0,27.14,2.83,0]
["20160728:1246",20,null,null,0,0,null,0,26.73,2.76,0]
["20160728:1346",21,null,null,0,0,null,0,26.16,2.41,0]
["20160728:1446",22,null,null,0,0,null,0,25.74,2.41,0]
["20160728:1546",23,null,null,0,0,null,0,25.35,2.62,0]
["20160728:1646",24,null,null,0,0,null,0,25.07,2.48,0]
["20160728:1746",1,null,null,0,0,null,0,24.87,2.2799999999999998,0]
["20160728:1846",2,null,null,0,0,null,0,24.51,2.0699999999999998,0]
["20160728:1946",3,null,null,0,0,null,0,24.4,2.0699999999999998,0]
["20160728:2046",4,null,null,0,0,null,0,24.27,2,0]
["20160728:2146",5,null,null,0,0,null,0,24.19,2,0]
["20160728:2246",6,null,null,0,0,null,0,24.1,1.86,0]
["20160728:2346",7,null,null,337.21,140.57,null,12.72,24.77,2.2799999999999998,0]
["20160729:0046",8,null,null,274.07,215.95,null,26.69,25.95,2.0699999999999998,0]
["20160729:0146",9,null,null,368.05,335.1,null,40.81,27.22,2.0699999999999998,0]
["20160729:0246",10,null,null,463.83,449.72,null,54.99,28.42,2.41,0]
["20160729:0346",11,null,null,692.63,665.19,null,69.17,26.97,3.59,0]
["20160729:0446",12,null,null,479.19,516.72,null,82.91,26.39,3.31,0]
["20160729:0546",13,null,null,226.51,246.1,null,81.209999999999994,27.65,3.1,0]
["20160729:0646",14,null,null,452.93,473.63,null,67.31,27.49,2.83,0]
["20160729:0746",15,null,null,141.68,153.94,null,53.13,28.52,3.03,0]
["20160729:0846",16,null,null,130.85,142.16999999999999,null,38.950000000000003,28.98,2.69,0]
["20160729:0946",17,null,null,181.38,172.9,null,24.85,28.83,2.34,0]
["20160729:1046",18,null,null,202.82,91.82,null,10.9,27.56,2.48,0]
["20160729:1146",19,null,null,0,0,null,0,26.12,2.14,0]
["20160729:1246",20,null,null,0,0,null,0,25.84,2.0699999999999998,0]
["20160729:1346",21,null,null,0,0,null,0,25.5,2.0699999999999998,0]
["20160729:1446",22,null,null,0,0,null,0,25.17,2.21,0]
["20160729:1546",23,null,null,0,0,null,0,24.79,2.2799999999999998,0]
["20160729:1646",24,null,null,0,0,null,0,24.57,2,0]
["20160729:1746",{"$f":"IF(B5067=24,1,B5067+1)","v":1},null,null,0,0,null,0,24.51,2,0]
["20160729:1846",2,null,null,0,0,null,0,24.59,2,0]
["20160729:1946",3,null,null,0,0,null,0,24.42,1.79,0]
["20160729:2046",4,null,null,0,0,null,0,24.28,1.86,0]
["20160729:2146",5,null,null,0,0,null,0,24.13,1.86,0]
["20160729:2246",6,null,null,0,0,null,0,24.03,1.72,0]
["20160729:2346",7,null,null,19.850000000000001,21.57,null,12.68,24.9,2.14,0]
["20160730:0046",8,null,null,117.89,126.22,null,26.67,26.13,2.0699999999999998,0]
["20160730:0146",9,null,null,457.48,377.69,null,40.79,27.76,2.21,0]
["20160730:0246",10,null,null,770.26,618.80999999999995,null,55,28.51,2.41,0]
["20160730:0346",11,null,null,818.48,755.19,null,69.2,28.86,2.48,0]
["20160730:0446",12,null,null,856.63,918.19,null,83.02,29.4,2.2799999999999998,0]
["20160730:0546",13,null,null,705.45,743.28,null,81.28,29.61,1.86,0]
["20160730:0646",14,null,null,992.52,890.19,null,67.33,29.98,2.97,0]
["20160730:0746",15,null,null,626.26,550.66999999999996,null,53.11,30.07,2.41,0]
["20160730:0846",16,null,null,130.85,142.16999999999999,null,38.92,30.02,2.48,0]
["20160730:0946",17,null,null,62.27,67.650000000000006,null,24.81,29.48,2.14,0]
["20160730:1046",18,null,null,19.850000000000001,21.57,null,10.84,28.05,1.86,0]
["20160730:1146",19,null,null,0,0,null,0,26.83,2,0]
["20160730:1246",20,null,null,0,0,null,0,26.23,2.2799999999999998,0]
["20160730:1346",21,null,null,0,0,null,0,25.87,2.21,0]
["20160730:1446",22,null,null,0,0,null,0,25.31,2.21,0]
["20160730:1546",23,null,null,0,0,null,0,25.03,2,0]
["20160730:1646",24,null,null,0,0,null,0,24.94,1.72,0]
["20160730:1746",1,null,null,0,0,null,0,24.82,1.72,0]
["20160730:1846",2,null,null,0,0,null,0,25.01,2.34,0]
["20160730:1946",3,null,null,0,0,null,0,24.86,2.5499999999999998,0]
["20160730:2046",4,null,null,0,0,null,0,24.68,2.41,0]
["20160730:2146",5,null,null,0,0,null,0,24.5,2.34,0]
["20160730:2246",6,null,null,0,0,null,0,24.32,2.21,0]
["20160730:2346",7,null,null,19.850000000000001,21.57,null,12.63,24.39,1.93,0]
["20160731:0046",8,null,null,47.83,51.97,null,26.64,25.27,2.0699999999999998,0]
["20160731:0146",9,null,null,181.31,195.95,null,40.78,26.26,2.83,0]
["20160731:0246",10,null,null,645.22,557.20000000000005,null,55,26.73,3.1,0]
["20160731:0346",11,null,null,925.65,835.27,null,69.23,27.68,3.66,0]
["20160731:0446",12,null,null,734.6,781.05,null,83.13,28.77,3.59,0]
["20160731:0546",13,null,null,681.18,719.91,null,81.36,29.55,3.52,0]
["20160731:0646",14,null,null,967.03,870.56,null,67.33,30.04,3.45,0]
["20160731:0746",15,null,null,959.04,725.99,null,53.1,30.42,3.38,0]
["20160731:0846",16,null,null,898.33,545.99,null,38.89,30.57,3.66,0]
["20160731:0946",17,null,null,334.25,236.13,null,24.76,30.28,3.45,0]
["20160731:1046",18,null,null,91.4,69.290000000000006,null,10.77,29.42,2.34,0]
["20160731:1146",19,null,null,0,0,null,0,28.15,1.79,0]
["20160731:1246",20,null,null,0,0,null,0,27.3,1.45,0]
["20160731:1346",21,null,null,0,0,null,0,26.41,1.17,0]
["20160731:1446",22,null,null,0,0,null,0,25.98,1.45,0]
["20160731:1546",23,null,null,0,0,null,0,25.78,1.86,0]
["20160731:1646",24,null,null,0,0,null,0,25.58,2.21,0]
["20160731:1746",1,null,null,0,0,null,0,25.33,2.21,0]
["20160731:1846",2,null,null,0,0,null,0,25.67,2.14,0]
["20160731:1946",3,null,null,0,0,null,0,25.53,2.0699999999999998,0]
["20160731:2046",4,null,null,0,0,null,0,25.33,2.2799999999999998,0]
["20160731:2146",5,null,null,0,0,null,0,25.21,2.5499999999999998,0]
["20160731:2246",6,null,null,0,0,null,0,25.3,2.83,0]
["20160731:2346",7,null,null,317.99,139.35,null,12.59,26.04,2.69,0]
["20160801:0046",8,null,null,727.75,302.43,null,26.62,27.35,3.79,0]
["20160801:0146",9,null,null,871.06,515.71,null,40.78,28.69,4,0]
["20160801:0246",10,null,null,946.78,705.63,null,55.01,29.93,3.72,0]
["20160801:0346",11,null,null,961.63,865.39,null,69.260000000000005,31.06,3.24,0]
["20160801:0446",12,null,null,880.66,954.13,null,83.24,31.95,2.69,0]
["20160801:0546",13,null,null,905.87,967.57,null,81.42,32.68,2.34,0]
["20160801:0646",14,null,null,992.38,892.76,null,67.34,32.4,2.34,0]
["20160801:0746",15,null,null,996.65,747.85,null,53.08,31.95,2.34,0]
["20160801:0846",16,null,null,915.7,552.73,null,38.85,30.34,1.93,0]
["20160801:0946",{"$f":"IF(B5131=24,1,B5131+1)","v":17},null,null,223.93,194.05,null,24.71,30.02,1.45,0]
["20160801:1046",18,null,null,218.77,92.14,null,10.71,29.52,1.66,0]
["20160801:1146",19,null,null,0,0,null,0,28.55,2.14,0]
["20160801:1246",20,null,null,0,0,null,0,27.91,2.41,0]
["20160801:1346",21,null,null,0,0,null,0,27.37,2.62,0]
["20160801:1446",22,null,null,0,0,null,0,26.91,2.62,0]
["20160801:1546",23,null,null,0,0,null,0,26.5,2.76,0]
["20160801:1646",24,null,null,0,0,null,0,26.27,2.76,0]
["20160801:1746",1,null,null,0,0,null,0,26.14,2.83,0]
["20160801:1846",2,null,null,0,0,null,0,26.22,3.1,0]
["20160801:1946",3,null,null,0,0,null,0,25.93,3.45,0]
["20160801:2046",4,null,null,0,0,null,0,25.75,3.52,0]
["20160801:2146",5,null,null,0,0,null,0,25.64,3.24,0]
["20160801:2246",6,null,null,0,0,null,0,25.48,2.62,0]
["20160801:2346",7,null,null,120.69,106.3,null,12.55,25.79,2.21,0]
["20160802:0046",8,null,null,582.59,282.38,null,26.59,26.94,2.97,0]
["20160802:0146",9,null,null,666.65,454.67,null,40.770000000000003,28.03,3.86,0]
["20160802:0246",10,null,null,811.99,640.91999999999996,null,55.02,29.14,4,0]
["20160802:0346",11,null,null,859.66,788.25,null,69.3,30,3.93,0]
["20160802:0446",12,null,null,752.25,803.07,null,83.35,30.7,4,0]
["20160802:0546",13,null,null,790.39,834.59,null,81.48,31.52,4.21,0]
["20160802:0646",14,null,null,876.89,802.95,null,67.34,31.24,3.52,0]
["20160802:0746",15,null,null,904.13,698.56,null,53.06,31.51,3.52,0]
["20160802:0846",16,null,null,864.12,534.52,null,38.81,31.66,3.72,0]
["20160802:0946",17,null,null,283.11,218.26,null,24.65,29.35,2.9,0]
["20160802:1046",18,null,null,20.76,22.55,null,10.64,29.05,2.0699999999999998,0]
["20160802:1146",19,null,null,0,0,null,0,28.3,2.41,0]
["20160802:1246",20,null,null,0,0,null,0,27.77,2.76,0]
["20160802:1346",21,null,null,0,0,null,0,27.29,2.9,0]
["20160802:1446",22,null,null,0,0,null,0,26.91,2.76,0]
["20160802:1546",23,null,null,0,0,null,0,26.67,2.9,0]
["20160802:1646",24,null,null,0,0,null,0,26.28,3.24,0]
["20160802:1746",1,null,null,0,0,null,0,26.06,3.1,0]
["20160802:1846",2,null,null,0,0,null,0,26.6,2.5499999999999998,0]
["20160802:1946",3,null,null,0,0,null,0,26.39,2.69,0]
["20160802:2046",4,null,null,0,0,null,0,26.47,2.76,0]
["20160802:2146",5,null,null,0,0,null,0,26.31,2.9,0]
["20160802:2246",6,null,null,0,0,null,0,26.06,2.97,0]
["20160802:2346",7,null,null,21.66,23.53,null,12.51,26.2,2.83,0]
["20160803:0046",8,null,null,82.12,89.23,null,26.57,27.09,3.17,0]
["20160803:0146",9,null,null,373.59,338.31,null,40.76,28.15,3.66,0]
["20160803:0246",10,null,null,483.18,463.14,null,55.03,29.14,3.66,0]
["20160803:0346",11,null,null,641.34,630.05999999999995,null,69.33,30.43,3.31,0]
["20160803:0446",12,null,null,641.57000000000005,687.14,null,83.45,31.27,2.83,0]
["20160803:0546",13,null,null,573.04,612.87,null,81.52,31.78,2.69,0]
["20160803:0646",14,null,null,504.36,519.49,null,67.33,30.65,2.48,0]
["20160803:0746",15,null,null,739.52,613.33000000000004,null,53.03,30.95,3.24,0]
["20160803:0846",16,null,null,676.91,469.64,null,38.770000000000003,28.76,2.62,0]
["20160803:0946",17,null,null,161.82,159.87,null,24.6,28.74,3.17,0]
["20160803:1046",18,null,null,63.54,59.1,null,10.56,27.73,2.83,0]
["20160803:1146",19,null,null,0,0,null,0,27.16,2.41,0]
["20160803:1246",20,null,null,0,0,null,0,26.98,2.2799999999999998,0]
["20160803:1346",21,null,null,0,0,null,0,26.7,2.21,0]
["20160803:1446",22,null,null,0,0,null,0,26.46,2.34,0]
["20160803:1546",23,null,null,0,0,null,0,26.21,2.34,0]
["20160803:1646",24,null,null,0,0,null,0,25.99,2.62,0]
["20160803:1746",1,null,null,0,0,null,0,25.85,2.62,0]
["20160803:1846",2,null,null,0,0,null,0,25.38,2.97,0]
["20160803:1946",3,null,null,0,0,null,0,24.79,2.5499999999999998,0]
["20160803:2046",4,null,null,0,0,null,0,24.39,2.21,0]
["20160803:2146",5,null,null,0,0,null,0,24.47,2.21,0]
["20160803:2246",6,null,null,0,0,null,0,24.58,2.2799999999999998,0]
["20160803:2346",7,null,null,23.46,25.49,null,12.48,25.14,1.86,0]
["20160804:0046",8,null,null,103.78,112.76,null,26.55,26.71,2.48,0]
["20160804:0146",{"$f":"IF(B5195=24,1,B5195+1)","v":9},null,null,235.23,245.81,null,40.75,27.65,3.17,0]
["20160804:0246",10,null,null,352.94,366.32,null,55.04,28.19,2.97,0]
["20160804:0346",11,null,null,718.3,687.91,null,69.36,28.98,3.1,0]
["20160804:0446",12,null,null,716.16,766.81,null,83.54,29.82,2.76,0]
["20160804:0546",13,null,null,753.94,798.15,null,81.56,30.64,2.5499999999999998,0]
["20160804:0646",14,null,null,888.94,814.04,null,67.319999999999993,31.08,2.5499999999999998,0]
["20160804:0746",15,null,null,754.82,622.33000000000004,null,53,31.63,1.72,0]
["20160804:0846",16,null,null,581.03,433.83,null,38.72,29.53,0.83,0]
["20160804:0946",17,null,null,276.2,214.92,null,24.53,29.26,2.48,0]
["20160804:1046",18,null,null,330.5,99.61,null,10.48,27.54,2.76,0]
["20160804:1146",19,null,null,0,0,null,0,26.43,2.62,0]
["20160804:1246",20,null,null,0,0,null,0,25.66,2.62,0]
["20160804:1346",21,null,null,0,0,null,0,25.01,2.41,0]
["20160804:1446",22,null,null,0,0,null,0,24.86,2,0]
["20160804:1546",23,null,null,0,0,null,0,24.67,1.86,0]
["20160804:1646",24,null,null,0,0,null,0,24.55,1.86,0]
["20160804:1746",1,null,null,0,0,null,0,24.39,1.79,0]
["20160804:1846",2,null,null,0,0,null,0,24.28,3.1,0]
["20160804:1946",3,null,null,0,0,null,0,24.12,2.5499999999999998,0]
["20160804:2046",4,null,null,0,0,null,0,24.15,2.48,0]
["20160804:2146",5,null,null,0,0,null,0,24.14,2.21,0]
["20160804:2246",6,null,null,0,0,null,0,24.07,2.0699999999999998,0]
["20160804:2346",7,null,null,19.850000000000001,21.57,null,12.44,24.66,1.79,0]
["20160805:0046",8,null,null,272.64,214.99,null,26.53,26.03,2.48,0]
["20160805:0146",9,null,null,608.46,437.12,null,40.75,27.08,2.97,0]
["20160805:0246",10,null,null,693.9,584.99,null,55.05,28,3.31,0]
["20160805:0346",11,null,null,742.34,706.28,null,69.39,28.89,3.45,0]
["20160805:0446",12,null,null,584.42999999999995,628.99,null,83.63,28.9,3.59,0]
["20160805:0546",13,null,null,820.43,871.84,null,81.59,29.22,3.59,0]
["20160805:0646",14,null,null,912.56,833.14,null,67.3,28.79,3.17,0]
["20160805:0746",15,null,null,312.26,330.01,null,52.96,28.8,2.83,0]
["20160805:0846",16,null,null,466.57,384.91,null,38.67,29.29,2.76,0]
["20160805:0946",17,null,null,181.69,171.15,null,24.47,29.34,2.5499999999999998,0]
["20160805:1046",18,null,null,197.66,87.5,null,10.4,28.64,2.0699999999999998,0]
["20160805:1146",19,null,null,0,0,null,0,27.9,2.2799999999999998,0]
["20160805:1246",20,null,null,0,0,null,0,27.28,2.48,0]
["20160805:1346",21,null,null,0,0,null,0,26.58,2.48,0]
["20160805:1446",22,null,null,0,0,null,0,26.07,2.0699999999999998,0]
["20160805:1546",23,null,null,0,0,null,0,25.61,1.66,0]
["20160805:1646",24,null,null,0,0,null,0,25.4,1.59,0]
["20160805:1746",1,null,null,0,0,null,0,25.24,1.79,0]
["20160805:1846",2,null,null,0,0,null,0,24.86,2,0]
["20160805:1946",3,null,null,0,0,null,0,24.76,1.86,0]
["20160805:2046",4,null,null,0,0,null,0,24.6,1.86,0]
["20160805:2146",5,null,null,0,0,null,0,24.48,1.79,0]
["20160805:2246",6,null,null,0,0,null,0,24.37,1.59,0]
["20160805:2346",7,null,null,19.850000000000001,21.57,null,12.41,24.84,1.45,0]
["20160806:0046",8,null,null,82.12,89.23,null,26.51,25.73,1.93,0]
["20160806:0146",9,null,null,77.61,84.32,null,40.75,26.87,2.97,0]
["20160806:0246",10,null,null,530.98,494.37,null,55.06,28.16,2.83,0]
["20160806:0346",11,null,null,882.21,810.34,null,69.42,28.64,2.76,0]
["20160806:0446",12,null,null,651.20000000000005,699.81,null,83.72,29.8,3.03,0]
["20160806:0546",13,null,null,840.33,896.3,null,81.61,30.18,3.1,0]
["20160806:0646",14,null,null,674.36,656.24,null,67.28,29.23,3.03,0]
["20160806:0746",15,null,null,790.47,642.21,null,52.92,28.4,2.48,0]
["20160806:0846",16,null,null,268.45,270.70999999999998,null,38.619999999999997,29.19,2.34,0]
["20160806:0946",17,null,null,37.9,41.18,null,24.4,29.34,2.41,0]
["20160806:1046",18,null,null,70.010000000000005,60.76,null,10.32,28.88,2,0]
["20160806:1146",19,null,null,0,0,null,0,28.07,1.72,0]
["20160806:1246",20,null,null,0,0,null,0,27.66,1.59,0]
["20160806:1346",21,null,null,0,0,null,0,27.03,1.86,0]
["20160806:1446",22,null,null,0,0,null,0,26.68,1.93,0]
["20160806:1546",23,null,null,0,0,null,0,26.28,1.86,0]
["20160806:1646",24,null,null,0,0,null,0,25.88,1.79,0]
["20160806:1746",{"$f":"IF(B5259=24,1,B5259+1)","v":1},null,null,0,0,null,0,25.69,1.93,0]
["20160806:1846",2,null,null,0,0,null,0,25.48,2.2799999999999998,0]
["20160806:1946",3,null,null,0,0,null,0,25.26,2.21,0]
["20160806:2046",4,null,null,0,0,null,0,25.02,2.21,0]
["20160806:2146",5,null,null,0,0,null,0,24.77,2.0699999999999998,0]
["20160806:2246",6,null,null,0,0,null,0,24.57,2,0]
["20160806:2346",7,null,null,741.74,142.63999999999999,null,12.37,25.36,2.14,0]
["20160807:0046",8,null,null,634.96,292.82,null,26.49,26.68,3.17,0]
["20160807:0146",9,null,null,871.44,522.15,null,40.74,27.8,4,0]
["20160807:0246",10,null,null,947.26,713.67,null,55.07,28.98,4.41,0]
["20160807:0346",11,null,null,898.52,824.28,null,69.45,29.59,4.21,0]
["20160807:0446",12,null,null,852.02,932.02,null,83.8,30.35,3.79,0]
["20160807:0546",13,null,null,856.81,917.29,null,81.62,30.76,3.66,0]
["20160807:0646",14,null,null,823.6,767.76,null,67.25,30.65,3.38,0]
["20160807:0746",15,null,null,739.22,615.25,null,52.88,29.83,3.45,0]
["20160807:0846",16,null,null,52.34,56.87,null,38.56,28.78,3.1,0]
["20160807:0946",17,null,null,288.02,218.94,null,24.32,28.32,1.38,0]
["20160807:1046",18,null,null,153.33000000000001,80.8,null,10.23,28.25,1.45,0]
["20160807:1146",19,null,null,0,0,null,0,27.75,1.66,0]
["20160807:1246",20,null,null,0,0,null,0,27.28,1.79,0]
["20160807:1346",21,null,null,0,0,null,0,26.85,2.0699999999999998,0]
["20160807:1446",22,null,null,0,0,null,0,26.41,2.62,0]
["20160807:1546",23,null,null,0,0,null,0,26.22,3.03,0]
["20160807:1646",24,null,null,0,0,null,0,26,3.24,0]
["20160807:1746",1,null,null,0,0,null,0,25.94,3.03,0]
["20160807:1846",2,null,null,0,0,null,0,25.92,3.17,0]
["20160807:1946",3,null,null,0,0,null,0,25.71,3.24,0]
["20160807:2046",4,null,null,0,0,null,0,25.58,2.97,0]
["20160807:2146",5,null,null,0,0,null,0,25.41,2.83,0]
["20160807:2246",6,null,null,0,0,null,0,25.21,2.83,0]
["20160807:2346",7,null,null,38.81,42.16,null,12.34,25.8,2.76,0]
["20160808:0046",8,null,null,663.2,297.91000000000003,null,26.48,27.12,4.07,0]
["20160808:0146",9,null,null,608.48,438.86,null,40.74,28.67,5.38,0]
["20160808:0246",10,null,null,948.26,715.91,null,55.08,29.65,4.55,0]
["20160808:0346",11,null,null,961.24,876.59,null,69.48,30.87,4.28,0]
["20160808:0446",12,null,null,865.9,952.77,null,83.86,31.89,4.28,0]
["20160808:0546",13,null,null,899.11,971.46,null,81.61,30.52,3.45,0]
["20160808:0646",14,null,null,998.05,906.18,null,67.209999999999994,32.03,3.72,0]
["20160808:0746",15,null,null,997.3,755.17,null,52.83,31.74,3.17,0]
["20160808:0846",16,null,null,925.94,561.62,null,38.49,31.4,3.72,0]
["20160808:0946",17,null,null,402.61,254.13,null,24.25,28.42,2.97,0]
["20160808:1046",18,null,null,102.38,68.94,null,10.130000000000001,27.82,2.48,0]
["20160808:1146",19,null,null,0,0,null,0,27.41,2.76,0]
["20160808:1246",20,null,null,0,0,null,0,27.22,2.76,0]
["20160808:1346",21,null,null,0,0,null,0,26.93,2.76,0]
["20160808:1446",22,null,null,0,0,null,0,26.74,2.97,0]
["20160808:1546",23,null,null,0,0,null,0,26.5,3.03,0]
["20160808:1646",24,null,null,0,0,null,0,26.29,3.03,0]
["20160808:1746",1,null,null,0,0,null,0,26.08,2.9,0]
["20160808:1846",2,null,null,0,0,null,0,26.35,2.9,0]
["20160808:1946",3,null,null,0,0,null,0,26.15,2.9,0]
["20160808:2046",4,null,null,0,0,null,0,25.96,2.69,0]
["20160808:2146",5,null,null,0,0,null,0,25.83,2.76,0]
["20160808:2246",6,null,null,0,0,null,0,25.63,2.69,0]
["20160808:2346",7,null,null,69.489999999999995,75.5,null,12.31,26.07,2.34,0]
["20160809:0046",8,null,null,155.52000000000001,157.41,null,26.46,27.3,3.31,0]
["20160809:0146",9,null,null,508.13,402.12,null,40.74,28.66,4,0]
["20160809:0246",10,null,null,737.02,610.70000000000005,null,55.1,29.76,4.28,0]
["20160809:0346",11,null,null,925.9,849.11,null,69.5,31.01,4.34,0]
["20160809:0446",12,null,null,802.92,873.49,null,83.92,31.91,4.07,0]
["20160809:0546",13,null,null,820.29,876.31,null,81.599999999999994,32.57,4.07,0]
["20160809:0646",14,null,null,830.37,774.33,null,67.17,30.67,4.55,0]
["20160809:0746",15,null,null,918.25,711.61,null,52.77,30.58,4.28,0]
["20160809:0846",16,null,null,787.62,511.24,null,38.43,30.33,3.93,0]
["20160809:0946",{"$f":"IF(B5323=24,1,B5323+1)","v":17},null,null,669.81,314.58,null,24.17,30.39,3.1,0]
["20160809:1046",18,null,null,296.77999999999997,95.12,null,10.039999999999999,29.77,2.14,0]
["20160809:1146",19,null,null,0,0,null,0,28.95,2.14,0]
["20160809:1246",20,null,null,0,0,null,0,28.33,2.41,0]
["20160809:1346",21,null,null,0,0,null,0,27.91,2.9,0]
["20160809:1446",22,null,null,0,0,null,0,27.12,3.03,0]
["20160809:1546",23,null,null,0,0,null,0,26.82,3.24,0]
["20160809:1646",24,null,null,0,0,null,0,26.58,3.86,0]
["20160809:1746",1,null,null,0,0,null,0,26.35,3.72,0]
["20160809:1846",2,null,null,0,0,null,0,26.47,3.59,0]
["20160809:1946",3,null,null,0,0,null,0,26.16,3.59,0]
["20160809:2046",4,null,null,0,0,null,0,25.93,3.66,0]
["20160809:2146",5,null,null,0,0,null,0,25.76,3.52,0]
["20160809:2246",6,null,null,0,0,null,0,25.68,3.1,0]
["20160809:2346",7,null,null,25.27,27.45,null,12.28,26.13,2.9,0]
["20160810:0046",8,null,null,136.33000000000001,142.46,null,26.45,27.22,3.93,0]
["20160810:0146",9,null,null,358.97,331.61,null,40.74,28.55,4.4800000000000004,0]
["20160810:0246",10,null,null,737.24,611.4,null,55.11,29.78,4.62,0]
["20160810:0346",11,null,null,802.45,755.56,null,69.53,30.42,4.4800000000000004,0]
["20160810:0446",12,null,null,826.18,904.31,null,83.97,31.24,4.41,0]
["20160810:0546",13,null,null,777.11,828.5,null,81.569999999999993,31.46,4.83,0]
["20160810:0646",14,null,null,952.94,870.21,null,67.13,30.85,4.83,0]
["20160810:0746",15,null,null,978.79,746.28,null,52.71,30.27,4.83,0]
["20160810:0846",16,null,null,304.39999999999998,296.02999999999997,null,38.36,30.61,4.62,0]
["20160810:0946",17,null,null,78.510000000000005,85.3,null,24.08,30.17,4.07,0]
["20160810:1046",18,null,null,25.27,27.45,null,9.94,29.43,2.9,0]
["20160810:1146",19,null,null,0,0,null,0,28.67,2.9,0]
["20160810:1246",20,null,null,0,0,null,0,28.14,2.69,0]
["20160810:1346",21,null,null,0,0,null,0,27.68,2.34,0]
["20160810:1446",22,null,null,0,0,null,0,27.28,2.41,0]
["20160810:1546",23,null,null,0,0,null,0,26.92,2.69,0]
["20160810:1646",24,null,null,0,0,null,0,26.65,2.83,0]
["20160810:1746",1,null,null,0,0,null,0,26.4,2.9,0]
["20160810:1846",2,null,null,0,0,null,0,26.95,3.52,0]
["20160810:1946",3,null,null,0,0,null,0,26.94,3.66,0]
["20160810:2046",4,null,null,0,0,null,0,26.86,3.52,0]
["20160810:2146",5,null,null,0,0,null,0,26.68,3.38,0]
["20160810:2246",6,null,null,0,0,null,0,26.53,3.31,0]
["20160810:2346",7,null,null,19.850000000000001,21.57,null,12.25,26.88,2.97,0]
["20160811:0046",8,null,null,29.78,32.36,null,26.44,27.57,3.38,0]
["20160811:0146",9,null,null,97.46,105.89,null,40.74,28.6,4.34,0]
["20160811:0246",10,null,null,295.43,315.02999999999997,null,55.12,29.63,4.55,0]
["20160811:0346",11,null,null,479.53,500.2,null,69.55,30.61,4.4800000000000004,0]
["20160811:0446",12,null,null,594.22,642.54,null,84.01,31.62,4.62,0]
["20160811:0546",13,null,null,429.8,465.36,null,81.53,32.299999999999997,4.83,0]
["20160811:0646",14,null,null,504.76,521.04,null,67.069999999999993,29.65,4.83,0]
["20160811:0746",15,null,null,559.83000000000004,513.99,null,52.65,29.9,4.76,0]
["20160811:0846",16,null,null,235.28,244.81,null,38.28,29.78,4.34,0]
["20160811:0946",17,null,null,110.88,118.56,null,23.99,29.57,3.72,0]
["20160811:1046",18,null,null,46.83,45.79,null,9.83,28.84,3.31,0]
["20160811:1146",19,null,null,0,0,null,0,28.09,3.17,0]
["20160811:1246",20,null,null,0,0,null,0,27.68,2.9,0]
["20160811:1346",21,null,null,0,0,null,0,27.2,2.9,0]
["20160811:1446",22,null,null,0,0,null,0,26.8,3.17,0]
["20160811:1546",23,null,null,0,0,null,0,26.52,3.24,0]
["20160811:1646",24,null,null,0,0,null,0,26.38,3.31,0]
["20160811:1746",1,null,null,0,0,null,0,26.28,3.45,0]
["20160811:1846",2,null,null,0,0,null,0,26.97,4,0]
["20160811:1946",3,null,null,0,0,null,0,26.79,3.79,0]
["20160811:2046",4,null,null,0,0,null,0,26.59,3.59,0]
["20160811:2146",5,null,null,0,0,null,0,26.49,3.52,0]
["20160811:2246",6,null,null,0,0,null,0,26.41,3.52,0]
["20160811:2346",7,null,null,21.66,23.53,null,12.22,26.53,3.66,0]
["20160812:0046",8,null,null,167.53,164.64,null,26.42,27.14,3.79,0]
["20160812:0146",{"$f":"IF(B5387=24,1,B5387+1)","v":9},null,null,210.97,225.04,null,40.74,28.19,4.4800000000000004,0]
["20160812:0246",10,null,null,373.28,383.95,null,55.13,29.01,4.83,0]
["20160812:0346",11,null,null,417.19,442.79,null,69.569999999999993,30.07,4.97,0]
["20160812:0446",12,null,null,450.08,488.41,null,84.03,30.72,5.45,0]
["20160812:0546",13,null,null,765.02,816.44,null,81.47,30.69,5.86,0]
["20160812:0646",14,null,null,466.33,487.02,null,67.02,29.4,4.6900000000000004,0]
["20160812:0746",15,null,null,833.43,668.05,null,52.58,29.87,4.97,0]
["20160812:0846",16,null,null,755.42,500.6,null,38.200000000000003,29.62,4.41,0]
["20160812:0946",17,null,null,231.32,194.94,null,23.9,29.67,4.28,0]
["20160812:1046",18,null,null,66.239999999999995,55.99,null,9.73,29.09,4.28,0]
["20160812:1146",19,null,null,0,0,null,0,28.31,4.1399999999999997,0]
["20160812:1246",20,null,null,0,0,null,0,27.58,3.93,0]
["20160812:1346",21,null,null,0,0,null,0,26.97,3.93,0]
["20160812:1446",22,null,null,0,0,null,0,26.48,3.72,0]
["20160812:1546",23,null,null,0,0,null,0,26.11,3.45,0]
["20160812:1646",24,null,null,0,0,null,0,25.87,3.31,0]
["20160812:1746",1,null,null,0,0,null,0,25.67,3.31,0]
["20160812:1846",2,null,null,0,0,null,0,25.81,3.45,0]
["20160812:1946",3,null,null,0,0,null,0,25.77,3.66,0]
["20160812:2046",4,null,null,0,0,null,0,25.74,3.59,0]
["20160812:2146",5,null,null,0,0,null,0,25.78,3.52,0]
["20160812:2246",6,null,null,0,0,null,0,25.85,3.45,0]
["20160812:2346",7,null,null,19.850000000000001,21.57,null,12.2,26.29,3.59,0]
["20160813:0046",8,null,null,546.37,282.58,null,26.41,27.05,3.66,0]
["20160813:0146",9,null,null,762.01,493.71,null,40.74,27.8,4.4800000000000004,0]
["20160813:0246",10,null,null,330.68,347.83,null,55.15,28.06,4.41,0]
["20160813:0346",11,null,null,506.35,524.41999999999996,null,69.599999999999994,28.52,4.4800000000000004,0]
["20160813:0446",12,null,null,679.5,735.98,null,84.05,29.33,4.9000000000000004,0]
["20160813:0546",13,null,null,644.61,689.8,null,81.41,30.54,5.31,0]
["20160813:0646",14,null,null,340.38,366.66,null,66.95,31.69,4.62,0]
["20160813:0746",15,null,null,319.89999999999998,337.16,null,52.51,31.31,5.45,0]
["20160813:0846",16,null,null,398.77,351.26,null,38.11,28.68,4.34,0]
["20160813:0946",17,null,null,74.900000000000006,81.38,null,23.8,28.13,3.59,0]
["20160813:1046",18,null,null,74.97,59.64,null,9.61,27.95,3.79,0]
["20160813:1146",19,null,null,0,0,null,0,27.75,3.66,0]
["20160813:1246",20,null,null,0,0,null,0,27.68,4.21,0]
["20160813:1346",21,null,null,0,0,null,0,27.57,4.34,0]
["20160813:1446",22,null,null,0,0,null,0,27.2,3.86,0]
["20160813:1546",23,null,null,0,0,null,0,26.97,3.93,0]
["20160813:1646",24,null,null,0,0,null,0,26.84,4.07,0]
["20160813:1746",1,null,null,0,0,null,0,26.77,4.21,0]
["20160813:1846",2,null,null,0,0,null,0,27,4,0]
["20160813:1946",3,null,null,0,0,null,0,26.87,4,0]
["20160813:2046",4,null,null,0,0,null,0,26.76,3.93,0]
["20160813:2146",5,null,null,0,0,null,0,26.69,3.93,0]
["20160813:2246",6,null,null,0,0,null,0,26.59,3.93,0]
["20160813:2346",7,null,null,18.95,20.59,null,12.17,26.61,4.07,0]
["20160814:0046",8,null,null,50.54,54.91,null,26.4,27.16,4.21,0]
["20160814:0146",9,null,null,97.46,105.89,null,40.75,28.16,5.17,0]
["20160814:0246",10,null,null,245.49,265.58999999999997,null,55.16,29.48,6.69,0]
["20160814:0346",11,null,null,344.59,371.21,null,69.61,30.66,5.86,0]
["20160814:0446",12,null,null,411.3,446.71,null,84.04,31.36,5.72,0]
["20160814:0546",13,null,null,381.36,413.68,null,81.33,31.87,5.72,0]
["20160814:0646",14,null,null,444.96,467.7,null,66.88,30.52,4.6900000000000004,0]
["20160814:0746",15,null,null,337.85,352.87,null,52.43,31.15,4.9000000000000004,0]
["20160814:0846",16,null,null,90.24,98.05,null,38.03,31.26,5.24,0]
["20160814:0946",17,null,null,105.48,112.69,null,23.7,30.25,4.28,0]
["20160814:1046",18,null,null,74.28,58.7,null,9.5,28.01,4.28,0]
["20160814:1146",19,null,null,0,0,null,0,26.4,4.21,0]
["20160814:1246",20,null,null,0,0,null,0,25.93,3.86,0]
["20160814:1346",21,null,null,0,0,null,0,25.75,3.79,0]
["20160814:1446",22,null,null,0,0,null,0,25.94,3.66,0]
["20160814:1546",23,null,null,0,0,null,0,25.98,3.66,0]
["20160814:1646",24,null,null,0,0,null,0,26.06,3.86,0]
["20160814:1746",{"$f":"IF(B5451=24,1,B5451+1)","v":1},null,null,0,0,null,0,26.14,4,0]
["20160814:1846",2,null,null,0,0,null,0,26.87,4.21,0]
["20160814:1946",3,null,null,0,0,null,0,26.9,4.21,0]
["20160814:2046",4,null,null,0,0,null,0,26.9,4.34,0]
["20160814:2146",5,null,null,0,0,null,0,26.81,4.41,0]
["20160814:2246",6,null,null,0,0,null,0,26.67,4.34,0]
["20160814:2346",7,null,null,18.95,20.59,null,12.15,26.6,4.28,0]
["20160815:0046",8,null,null,29.78,32.36,null,26.39,26.81,3.52,0]
["20160815:0146",9,null,null,118.22,128.44,null,40.75,27.54,4.6900000000000004,0]
["20160815:0246",10,null,null,101.98,110.8,null,55.17,29.31,5.72,0]
["20160815:0346",11,null,null,453.94,477.82,null,69.63,30.79,6.34,0]
["20160815:0446",12,null,null,478.95,519.89,null,84.03,31.85,6.34,0]
["20160815:0546",13,null,null,694.62,742.38,null,81.239999999999995,32.71,6.48,0]
["20160815:0646",14,null,null,620.4,617.21,null,66.8,32.1,6.28,0]
["20160815:0746",15,null,null,502.46,477.43,null,52.35,30.57,5.66,0]
["20160815:0846",16,null,null,775.01,507.97,null,37.93,30.04,5.0999999999999996,0]
["20160815:0946",17,null,null,183.76,170.69,null,23.6,29.36,4.62,0]
["20160815:1046",18,null,null,88.18,62.1,null,9.3800000000000008,28.18,4.28,0]
["20160815:1146",19,null,null,0,0,null,0,27.29,3.79,0]
["20160815:1246",20,null,null,0,0,null,0,26.91,3.66,0]
["20160815:1346",21,null,null,0,0,null,0,26.49,3.66,0]
["20160815:1446",22,null,null,0,0,null,0,26.11,3.72,0]
["20160815:1546",23,null,null,0,0,null,0,25.77,4,0]
["20160815:1646",24,null,null,0,0,null,0,25.6,4.21,0]
["20160815:1746",1,null,null,0,0,null,0,25.52,4,0]
["20160815:1846",2,null,null,0,0,null,0,25.24,3.59,0]
["20160815:1946",3,null,null,0,0,null,0,25.15,3.52,0]
["20160815:2046",4,null,null,0,0,null,0,25.02,3.66,0]
["20160815:2146",5,null,null,0,0,null,0,24.89,3.72,0]
["20160815:2246",6,null,null,0,0,null,0,24.83,3.72,0]
["20160815:2346",7,null,null,18.95,20.59,null,12.13,25.13,3.79,0]
["20160816:0046",8,null,null,29.78,32.36,null,26.39,26.16,3.59,0]
["20160816:0146",9,null,null,108.29,117.66,null,40.75,27.16,4.28,0]
["20160816:0246",10,null,null,287.20999999999998,307.42,null,55.18,28.61,4.97,0]
["20160816:0346",11,null,null,512.66,530.84,null,69.64,29.83,5.38,0]
["20160816:0446",12,null,null,493.43,535.64,null,84,30.91,5.31,0]
["20160816:0546",13,null,null,771.68,825.14,null,81.13,31.94,5.24,0]
["20160816:0646",14,null,null,744.71,713.79,null,66.709999999999994,31.81,4.1399999999999997,0]
["20160816:0746",15,null,null,853.94,680.77,null,52.26,31.71,4.83,0]
["20160816:0846",16,null,null,796.99,516.39,null,37.840000000000003,29.25,4.41,0]
["20160816:0946",17,null,null,222.08,188.73,null,23.49,28.92,3.72,0]
["20160816:1046",18,null,null,160.97,75.84,null,9.26,28.4,3.45,0]
["20160816:1146",19,null,null,0,0,null,0,27.7,3.03,0]
["20160816:1246",20,null,null,0,0,null,0,27.17,2.9,0]
["20160816:1346",21,null,null,0,0,null,0,26.77,2.76,0]
["20160816:1446",22,null,null,0,0,null,0,26.25,2.69,0]
["20160816:1546",23,null,null,0,0,null,0,25.86,2.83,0]
["20160816:1646",24,null,null,0,0,null,0,25.46,2.97,0]
["20160816:1746",1,null,null,0,0,null,0,25.32,3.03,0]
["20160816:1846",2,null,null,0,0,null,0,25.29,3.17,0]
["20160816:1946",3,null,null,0,0,null,0,25.2,3.38,0]
["20160816:2046",4,null,null,0,0,null,0,25.14,3.45,0]
["20160816:2146",5,null,null,0,0,null,0,25.16,3.38,0]
["20160816:2246",6,null,null,0,0,null,0,25.23,3.1,0]
["20160816:2346",7,null,null,23.46,25.49,null,12.11,25.65,2.76,0]
["20160817:0046",8,null,null,326,234.45,null,26.38,26.99,3.66,0]
["20160817:0146",9,null,null,872.72,535.52,null,40.76,28.55,5.03,0]
["20160817:0246",10,null,null,435.02,432.8,null,55.19,29.97,5.86,0]
["20160817:0346",11,null,null,666.71,658.6,null,69.650000000000006,30.92,6,0]
["20160817:0446",12,null,null,712.3,775.14,null,83.95,31.14,5.79,0]
["20160817:0546",13,null,null,661.13,707.63,null,81.010000000000005,31.4,5.52,0]
["20160817:0646",14,null,null,538.04999999999995,549.98,null,66.62,31.68,5.45,0]
["20160817:0746",15,null,null,314.02999999999997,331.46,null,52.16,31.71,4.83,0]
["20160817:0846",16,null,null,743.53,496.98,null,37.74,31.69,4.07,0]
["20160817:0946",{"$f":"IF(B5515=24,1,B5515+1)","v":17},null,null,296.81,217.93,null,23.38,31.14,3.79,0]
["20160817:1046",18,null,null,155.16999999999999,74.3,null,9.1300000000000008,29.99,3.45,0]
["20160817:1146",19,null,null,0,0,null,0,29.2,2.9,0]
["20160817:1246",20,null,null,0,0,null,0,28.74,3.17,0]
["20160817:1346",21,null,null,0,0,null,0,28.3,3.45,0]
["20160817:1446",22,null,null,0,0,null,0,27.99,3.66,0]
["20160817:1546",23,null,null,0,0,null,0,27.65,3.38,0]
["20160817:1646",24,null,null,0,0,null,0,27.3,3.31,0]
["20160817:1746",1,null,null,0,0,null,0,27.06,3.38,0]
["20160817:1846",2,null,null,0,0,null,0,27.21,3.72,0]
["20160817:1946",3,null,null,0,0,null,0,26.96,3.72,0]
["20160817:2046",4,null,null,0,0,null,0,26.73,3.72,0]
["20160817:2146",5,null,null,0,0,null,0,26.28,3.72,0]
["20160817:2246",6,null,null,0,0,null,0,25.46,3.52,0]
["20160817:2346",7,null,null,18.95,20.59,null,12.09,25.45,3.24,0]
["20160818:0046",8,null,null,40.61,44.12,null,26.37,25.53,3.24,0]
["20160818:0146",9,null,null,459.27,384.55,null,40.76,26.01,3.66,0]
["20160818:0246",10,null,null,766.73,634.89,null,55.2,26.73,3.17,0]
["20160818:0346",11,null,null,884.04,829.01,null,69.66,26.77,3.31,0]
["20160818:0446",12,null,null,571.17999999999995,619.99,null,83.89,26.8,3.03,0]
["20160818:0546",13,null,null,560.25,602.82000000000005,null,80.88,27.45,2.62,0]
["20160818:0646",14,null,null,688.21,671.06,null,66.52,28.2,2.5499999999999998,0]
["20160818:0746",15,null,null,174.17,189.24,null,52.06,29.8,3.45,0]
["20160818:0846",16,null,null,299.74,291.99,null,37.630000000000003,30.47,3.66,0]
["20160818:0946",17,null,null,258.68,204.13,null,23.26,29.72,4.4800000000000004,0]
["20160818:1046",18,null,null,34.29,37.26,null,9,27.74,3.93,0]
["20160818:1146",19,null,null,0,0,null,0,26.85,3.66,0]
["20160818:1246",20,null,null,0,0,null,0,26.41,3.72,0]
["20160818:1346",21,null,null,0,0,null,0,26.29,3.72,0]
["20160818:1446",22,null,null,0,0,null,0,26.25,3.86,0]
["20160818:1546",23,null,null,0,0,null,0,26,4.21,0]
["20160818:1646",24,null,null,0,0,null,0,25.79,4.28,0]
["20160818:1746",1,null,null,0,0,null,0,25.74,4.28,0]
["20160818:1846",2,null,null,0,0,null,0,26.02,4.9000000000000004,0]
["20160818:1946",3,null,null,0,0,null,0,26.13,5.0999999999999996,0]
["20160818:2046",4,null,null,0,0,null,0,26.27,4.83,0]
["20160818:2146",5,null,null,0,0,null,0,26.28,4.4800000000000004,0]
["20160818:2246",6,null,null,0,0,null,0,26.39,4.55,0]
["20160818:2346",7,null,null,18.95,20.59,null,12.07,26.4,4.55,0]
["20160819:0046",8,null,null,29.78,32.36,null,26.37,26.86,3.86,0]
["20160819:0146",9,null,null,58.66,63.73,null,40.76,27.46,5.17,0]
["20160819:0246",10,null,null,138.97999999999999,151,null,55.21,28.27,6.07,0]
["20160819:0346",11,null,null,194.03,210.81,null,69.66,29.21,6.76,0]
["20160819:0446",12,null,null,173.27,188.25,null,83.81,29.52,6.41,0]
["20160819:0546",13,null,null,434.88,470.92,null,80.739999999999995,29.4,5.79,0]
["20160819:0646",14,null,null,393.18,419,null,66.42,29,4.9000000000000004,0]
["20160819:0746",15,null,null,188.61,204.92,null,51.96,29.38,4.62,0]
["20160819:0846",16,null,null,95.66,103.93,null,37.520000000000003,29.63,5.79,0]
["20160819:0946",17,null,null,76.709999999999994,83.34,null,23.14,27.27,3.93,0]
["20160819:1046",18,null,null,31.59,34.32,null,8.8699999999999992,27.04,3.93,0]
["20160819:1146",19,null,null,0,0,null,0,26.53,4.1399999999999997,0]
["20160819:1246",20,null,null,0,0,null,0,26.27,3.79,0]
["20160819:1346",21,null,null,0,0,null,0,26.11,4.21,0]
["20160819:1446",22,null,null,0,0,null,0,26,4.34,0]
["20160819:1546",23,null,null,0,0,null,0,25.85,4.21,0]
["20160819:1646",24,null,null,0,0,null,0,25.73,3.93,0]
["20160819:1746",1,null,null,0,0,null,0,25.66,4.07,0]
["20160819:1846",2,null,null,0,0,null,0,26.14,3.86,0]
["20160819:1946",3,null,null,0,0,null,0,26.11,3.86,0]
["20160819:2046",4,null,null,0,0,null,0,26.03,3.72,0]
["20160819:2146",5,null,null,0,0,null,0,25.85,3.45,0]
["20160819:2246",6,null,null,0,0,null,0,25.58,3.31,0]
["20160819:2346",7,null,null,22.56,24.51,null,12.05,26.02,3.1,0]
["20160820:0046",8,null,null,40.61,44.12,null,26.36,27.38,4.76,0]
["20160820:0146",{"$f":"IF(B5579=24,1,B5579+1)","v":9},null,null,239.72,250.08,null,40.770000000000003,28.74,5.59,0]
["20160820:0246",10,null,null,669.94,583.91,null,55.22,29.83,5.17,0]
["20160820:0346",11,null,null,923.03,864.31,null,69.66,30.93,4.6900000000000004,0]
["20160820:0446",12,null,null,837.08,929.38,null,83.72,31.87,4.55,0]
["20160820:0546",13,null,null,802.41,859.38,null,80.58,32.19,4.34,0]
["20160820:0646",14,null,null,912.16,844.04,null,66.31,32.590000000000003,4.1399999999999997,0]
["20160820:0746",15,null,null,845.69,677.67,null,51.85,32.54,3.79,0]
["20160820:0846",16,null,null,786.75,513.29,null,37.409999999999997,32.1,3.52,0]
["20160820:0946",17,null,null,288.22000000000003,213.94,null,23.02,31.09,2.9,0]
["20160820:1046",18,null,null,129.81,67.86,null,8.73,30.36,2.83,0]
["20160820:1146",19,null,null,0,0,null,0,29.34,2.2799999999999998,0]
["20160820:1246",20,null,null,0,0,null,0,28.67,2,0]
["20160820:1346",21,null,null,0,0,null,0,27.88,1.86,0]
["20160820:1446",22,null,null,0,0,null,0,27.14,1.93,0]
["20160820:1546",23,null,null,0,0,null,0,26.62,1.93,0]
["20160820:1646",24,null,null,0,0,null,0,26.24,1.79,0]
["20160820:1746",1,null,null,0,0,null,0,25.86,1.86,0]
["20160820:1846",2,null,null,0,0,null,0,25.84,2,0]
["20160820:1946",3,null,null,0,0,null,0,25.65,2.14,0]
["20160820:2046",4,null,null,0,0,null,0,25.47,2.0699999999999998,0]
["20160820:2146",5,null,null,0,0,null,0,25.19,1.93,0]
["20160820:2246",6,null,null,0,0,null,0,24.96,1.93,0]
["20160820:2346",7,null,null,442.66,150.52000000000001,null,12.03,25.98,2,0]
["20160821:0046",8,null,null,660.28,309.26,null,26.36,27.84,2.76,0]
["20160821:0146",9,null,null,858.68,536.42999999999995,null,40.770000000000003,29.4,3.38,0]
["20160821:0246",10,null,null,925.43,723.52,null,55.23,30.72,3.86,0]
["20160821:0346",11,null,null,938.79,879.37,null,69.66,31.76,3.93,0]
["20160821:0446",12,null,null,819.96,906.64,null,83.61,32.6,3.79,0]
["20160821:0546",13,null,null,803.73,860.6,null,80.41,33.08,3.93,0]
["20160821:0646",14,null,null,783.54,744.73,null,66.19,33.07,3.86,0]
["20160821:0746",15,null,null,944.05,732.9,null,51.74,33.1,3.59,0]
["20160821:0846",16,null,null,903.84,557.84,null,37.29,32.78,3.17,0]
["20160821:0946",17,null,null,341.15,230.22,null,22.89,32.11,2.5499999999999998,0]
["20160821:1046",18,null,null,122.44,65.27,null,8.6,31.01,1.93,0]
["20160821:1146",19,null,null,0,0,null,0,29.97,1.93,0]
["20160821:1246",20,null,null,0,0,null,0,29.17,2.14,0]
["20160821:1346",21,null,null,0,0,null,0,28.61,2.21,0]
["20160821:1446",22,null,null,0,0,null,0,28.14,2.14,0]
["20160821:1546",23,null,null,0,0,null,0,27.67,2.21,0]
["20160821:1646",24,null,null,0,0,null,0,27.27,2.2799999999999998,0]
["20160821:1746",1,null,null,0,0,null,0,26.96,2.62,0]
["20160821:1846",2,null,null,0,0,null,0,27.56,3.1,0]
["20160821:1946",3,null,null,0,0,null,0,27.31,3.03,0]
["20160821:2046",4,null,null,0,0,null,0,26.94,2.9,0]
["20160821:2146",5,null,null,0,0,null,0,26.52,2.83,0]
["20160821:2246",6,null,null,0,0,null,0,26.26,2.76,0]
["20160821:2346",7,null,null,71.290000000000006,77.459999999999994,null,12.02,26.67,2.62,0]
["20160822:0046",8,null,null,206.52,187.74,null,26.36,27.99,3.72,0]
["20160822:0146",9,null,null,801.12,518.07000000000005,null,40.78,29.37,4.34,0]
["20160822:0246",10,null,null,823.71,670.01,null,55.24,30.71,4.62,0]
["20160822:0346",11,null,null,938.85,880.96,null,69.66,31.45,4.55,0]
["20160822:0446",12,null,null,719.1,784.33,null,83.49,32.07,4.21,0]
["20160822:0546",13,null,null,869.7,937.84,null,80.23,32.33,4.34,0]
["20160822:0646",14,null,null,864.37,806.93,null,66.06,33.28,3.52,0]
["20160822:0746",15,null,null,742.97,621.75,null,51.62,33.25,3.45,0]
["20160822:0846",16,null,null,730.22,491.42,null,37.17,32.409999999999997,3.59,0]
["20160822:0946",17,null,null,299.06,216.3,null,22.76,29.59,2.14,0]
["20160822:1046",18,null,null,42.18,40.01,null,8.4499999999999993,28.39,1.52,0]
["20160822:1146",19,null,null,0,0,null,0,27.91,1.66,0]
["20160822:1246",20,null,null,0,0,null,0,27.59,2,0]
["20160822:1346",21,null,null,0,0,null,0,27.22,1.45,0]
["20160822:1446",22,null,null,0,0,null,0,26.53,1.45,0]
["20160822:1546",23,null,null,0,0,null,0,26.47,1.72,0]
["20160822:1646",24,null,null,0,0,null,0,26.28,1.72,0]
["20160822:1746",{"$f":"IF(B5643=24,1,B5643+1)","v":1},null,null,0,0,null,0,26.19,1.86,0]
["20160822:1846",2,null,null,0,0,null,0,25.68,1.31,0]
["20160822:1946",3,null,null,0,0,null,0,25.62,1.38,0]
["20160822:2046",4,null,null,0,0,null,0,25.54,1.38,0]
["20160822:2146",5,null,null,0,0,null,0,25.51,1.66,0]
["20160822:2246",6,null,null,0,0,null,0,25.39,1.52,0]
["20160822:2346",7,null,null,18.95,20.59,null,12,25.55,2,0]
["20160823:0046",8,null,null,29.78,32.36,null,26.35,26.2,1.66,0]
["20160823:0146",9,null,null,222.64,235.81,null,40.78,27.14,1.93,0]
["20160823:0246",10,null,null,698.24,602.63,null,55.24,27.58,1.93,0]
["20160823:0346",11,null,null,817.46,782.16,null,69.64,27.29,2.48,0]
["20160823:0446",12,null,null,548.78,596.11,null,83.35,27.92,2.21,0]
["20160823:0546",13,null,null,714.67,763.27,null,80.040000000000006,28.2,2.48,0]
["20160823:0646",14,null,null,889.31,826.85,null,65.930000000000007,27.95,1.38,0]
["20160823:0746",15,null,null,588.61,532.29999999999995,null,51.5,28.53,1.31,0]
["20160823:0846",16,null,null,401.47,350.03,null,37.04,29.34,1.17,0]
["20160823:0946",17,null,null,26.17,28.43,null,22.63,29.17,1.03,0]
["20160823:1046",18,null,null,317.76,86.17,null,8.31,28.57,0.83,0]
["20160823:1146",19,null,null,0,0,null,0,27.75,1.38,0]
["20160823:1246",20,null,null,0,0,null,0,27.21,1.45,0]
["20160823:1346",21,null,null,0,0,null,0,26.77,1.72,0]
["20160823:1446",22,null,null,0,0,null,0,26.39,1.93,0]
["20160823:1546",23,null,null,0,0,null,0,26.06,1.79,0]
["20160823:1646",24,null,null,0,0,null,0,25.89,1.72,0]
["20160823:1746",1,null,null,0,0,null,0,25.66,1.38,0]
["20160823:1846",2,null,null,0,0,null,0,25.35,1.45,0]
["20160823:1946",3,null,null,0,0,null,0,25.21,1.31,0]
["20160823:2046",4,null,null,0,0,null,0,25.02,1.52,0]
["20160823:2146",5,null,null,0,0,null,0,24.82,1.52,0]
["20160823:2246",6,null,null,0,0,null,0,24.5,1.38,0]
["20160823:2346",7,null,null,18.95,20.59,null,11.99,25.09,1.38,0]
["20160824:0046",8,null,null,66.78,72.56,null,26.35,26.02,1.59,0]
["20160824:0146",9,null,null,232.53,244.5,null,40.78,26.96,1.24,0]
["20160824:0246",10,null,null,521.78,496.05,null,55.24,28.5,1.38,0]
["20160824:0346",11,null,null,502.85,523.99,null,69.63,29.72,1.66,0]
["20160824:0446",12,null,null,529,574.65,null,83.2,30.43,1.66,0]
["20160824:0546",13,null,null,674.6,721.05,null,79.83,30.34,1.03,0]
["20160824:0646",14,null,null,877.12,817.38,null,65.790000000000006,29.83,0.9,0]
["20160824:0746",15,null,null,474.76,458.3,null,51.37,29.08,0.69,0]
["20160824:0846",16,null,null,312.54000000000002,298.66000000000003,null,36.909999999999997,28.05,0.69,0]
["20160824:0946",17,null,null,62.27,67.650000000000006,null,22.49,27.13,1.59,0]
["20160824:1046",18,null,null,165.68,69.44,null,8.16,26.51,1.17,0]
["20160824:1146",19,null,null,0,0,null,0,26.17,1.24,0]
["20160824:1246",20,null,null,0,0,null,0,25.78,1.17,0]
["20160824:1346",21,null,null,0,0,null,0,25.62,1.86,0]
["20160824:1446",22,null,null,0,0,null,0,25.14,1.93,0]
["20160824:1546",23,null,null,0,0,null,0,24.76,1.1000000000000001,0]
["20160824:1646",24,null,null,0,0,null,0,24.44,1.24,0]
["20160824:1746",1,null,null,0,0,null,0,24.18,1.45,0]
["20160824:1846",2,null,null,0,0,null,0,24.45,0.76,0]
["20160824:1946",3,null,null,0,0,null,0,24.32,0.34,0]
["20160824:2046",4,null,null,0,0,null,0,24.3,0.83,0]
["20160824:2146",5,null,null,0,0,null,0,24.42,0.69,0]
["20160824:2246",6,null,null,0,0,null,0,24.47,0.48,0]
["20160824:2346",7,null,null,22.56,24.51,null,11.98,24.65,0.69,0]
["20160825:0046",8,null,null,145.16999999999999,150.35,null,26.35,25.13,0.9,0]
["20160825:0146",9,null,null,402.69,359.21,null,40.79,25.75,0.69,0]
["20160825:0246",10,null,null,823.81,673.51,null,55.25,26.65,1.03,0]
["20160825:0346",11,null,null,639.17999999999995,641.29999999999995,null,69.61,27.43,1.38,0]
["20160825:0446",12,null,null,804.93,886.55,null,83.03,27.57,1.52,0]
["20160825:0546",13,null,null,726.39,775,null,79.62,28.34,1.31,0]
["20160825:0646",14,null,null,469.48,490.19,null,65.650000000000006,27.62,1.17,0]
["20160825:0746",15,null,null,292.43,311.10000000000002,null,51.23,28.4,0.9,0]
["20160825:0846",16,null,null,45.12,49.02,null,36.78,28.99,2,0]
["20160825:0946",{"$f":"IF(B5707=24,1,B5707+1)","v":17},null,null,168.71,157.72999999999999,null,22.35,28.11,1.72,0]
["20160825:1046",18,null,null,14.44,15.69,null,8.01,27.56,0.48,0]
["20160825:1146",19,null,null,0,0,null,0,26.69,1.1000000000000001,0]
["20160825:1246",20,null,null,0,0,null,0,26.28,0.14000000000000001,0]
["20160825:1346",21,null,null,0,0,null,0,25.85,0.97,0]
["20160825:1446",22,null,null,0,0,null,0,25.59,1.1000000000000001,0]
["20160825:1546",23,null,null,0,0,null,0,25.38,1.59,0]
["20160825:1646",24,null,null,0,0,null,0,25.14,1.79,0]
["20160825:1746",1,null,null,0,0,null,0,24.78,1.38,0]
["20160825:1846",2,null,null,0,0,null,0,24.78,0.97,0]
["20160825:1946",3,null,null,0,0,null,0,24.68,1.31,0]
["20160825:2046",4,null,null,0,0,null,0,24.6,1.59,0]
["20160825:2146",5,null,null,0,0,null,0,24.49,1.45,0]
["20160825:2246",6,null,null,0,0,null,0,24.33,1.24,0]
["20160825:2346",7,null,null,70.39,76.48,null,11.96,24.91,1.38,0]
["20160826:0046",8,null,null,177.16,171.8,null,26.35,26.24,1.93,0]
["20160826:0146",9,null,null,436.39,376.82,null,40.79,27.91,2.48,0]
["20160826:0246",10,null,null,719.41,617.11,null,55.25,28.88,2.48,0]
["20160826:0346",11,null,null,869.89,828.18,null,69.59,30.2,2.41,0]
["20160826:0446",12,null,null,718.48,783.1,null,82.85,30.83,2.14,0]
["20160826:0546",13,null,null,851.11,912.14,null,79.39,31.24,1.93,0]
["20160826:0646",14,null,null,745.59,716.33,null,65.489999999999995,31.21,1.66,0]
["20160826:0746",15,null,null,479.04,460.94,null,51.1,31.58,2,0]
["20160826:0846",16,null,null,741.53,495.74,null,36.64,31,1.66,0]
["20160826:0946",17,null,null,248.32,195,null,22.2,29.79,2.2799999999999998,0]
["20160826:1046",18,null,null,85.01,53,null,7.85,28.84,2.62,0]
["20160826:1146",19,null,null,0,0,null,0,27.66,2.0699999999999998,0]
["20160826:1246",20,null,null,0,0,null,0,27.37,1.86,0]
["20160826:1346",21,null,null,0,0,null,0,27.11,1.93,0]
["20160826:1446",22,null,null,0,0,null,0,26.91,1.79,0]
["20160826:1546",23,null,null,0,0,null,0,26.74,1.66,0]
["20160826:1646",24,null,null,0,0,null,0,26.45,1.72,0]
["20160826:1746",1,null,null,0,0,null,0,26.17,1.79,0]
["20160826:1846",2,null,null,0,0,null,0,26.3,2.21,0]
["20160826:1946",3,null,null,0,0,null,0,26.12,2.14,0]
["20160826:2046",4,null,null,0,0,null,0,25.95,2,0]
["20160826:2146",5,null,null,0,0,null,0,25.71,1.86,0]
["20160826:2246",6,null,null,0,0,null,0,25.56,2.0699999999999998,0]
["20160826:2346",7,null,null,18.95,20.59,null,11.95,26.08,2,0]
["20160827:0046",8,null,null,29.78,32.36,null,26.34,27.04,2.2799999999999998,0]
["20160827:0146",9,null,null,48.73,52.95,null,40.79,28.26,2.34,0]
["20160827:0246",10,null,null,134.46,146.09,null,55.24,29.66,2.48,0]
["20160827:0346",11,null,null,502.95,524.70000000000005,null,69.56,30.67,2.41,0]
["20160827:0446",12,null,null,436.45,474.22,null,82.66,31.36,2.5499999999999998,0]
["20160827:0546",13,null,null,346.12,375.73,null,79.16,31.7,2.41,0]
["20160827:0646",14,null,null,553.54,563.26,null,65.34,30.94,1.1000000000000001,0]
["20160827:0746",15,null,null,784.51,644.92999999999995,null,50.95,31.1,1.03,0]
["20160827:0846",16,null,null,554.46,420.17,null,36.5,31.32,0.83,0]
["20160827:0946",17,null,null,150.15,146.1,null,22.06,31.01,0.62,0]
["20160827:1046",18,null,null,211.67,72.180000000000007,null,7.69,29.32,0.14000000000000001,0]
["20160827:1146",19,null,null,0,0,null,0,27.59,1.31,0]
["20160827:1246",20,null,null,0,0,null,0,26.48,1.31,0]
["20160827:1346",21,null,null,0,0,null,0,25.68,0.83,0]
["20160827:1446",22,null,null,0,0,null,0,25.59,1.31,0]
["20160827:1546",23,null,null,0,0,null,0,25.25,1.31,0]
["20160827:1646",24,null,null,0,0,null,0,25.29,0,0]
["20160827:1746",1,null,null,0,0,null,0,25.04,0.83,0]
["20160827:1846",2,null,null,0,0,null,0,24.31,0.69,0]
["20160827:1946",3,null,null,0,0,null,0,24.23,0.76,0]
["20160827:2046",4,null,null,0,0,null,0,24.19,1.52,0]
["20160827:2146",5,null,null,0,0,null,0,24.18,1.72,0]
["20160827:2246",6,null,null,0,0,null,0,24.13,1.59,0]
["20160827:2346",7,null,null,18.95,20.59,null,11.94,24.25,1.52,0]
["20160828:0046",8,null,null,73.099999999999994,79.42,null,26.34,24.79,1.24,0]
["20160828:0146",{"$f":"IF(B5771=24,1,B5771+1)","v":9},null,null,259.55,266.73,null,40.799999999999997,25.83,1.38,0]
["20160828:0246",10,null,null,470.23,462.01,null,55.24,26.26,1.38,0]
["20160828:0346",11,null,null,651.29999999999995,652.85,null,69.53,27.09,1.72,0]
["20160828:0446",12,null,null,682.48,741.97,null,82.45,27.54,1.72,0]
["20160828:0546",13,null,null,892.9,960.17,null,78.92,28.44,1.66,0]
["20160828:0646",14,null,null,961.63,886.44,null,65.17,28.39,1.03,0]
["20160828:0746",15,null,null,970.54,750.58,null,50.81,28.61,1.31,0]
["20160828:0846",16,null,null,574.91,429.01,null,36.35,28.8,1.45,0]
["20160828:0946",17,null,null,157,149.11000000000001,null,21.91,28.79,1.24,0]
["20160828:1046",18,null,null,51.72,42.89,null,7.53,28.22,0.21,0]
["20160828:1146",19,null,null,0,0,null,0,27.46,0.62,0]
["20160828:1246",20,null,null,0,0,null,0,26.89,0.9,0]
["20160828:1346",21,null,null,0,0,null,0,26.6,0.97,0]
["20160828:1446",22,null,null,0,0,null,0,26.23,1.03,0]
["20160828:1546",23,null,null,0,0,null,0,26.15,1.24,0]
["20160828:1646",24,null,null,0,0,null,0,25.91,1.45,0]
["20160828:1746",1,null,null,0,0,null,0,25.61,1.66,0]
["20160828:1846",2,null,null,0,0,null,0,25.47,1.72,0]
["20160828:1946",3,null,null,0,0,null,0,25.45,1.72,0]
["20160828:2046",4,null,null,0,0,null,0,25.36,1.86,0]
["20160828:2146",5,null,null,0,0,null,0,25.37,1.72,0]
["20160828:2246",6,null,null,0,0,null,0,25.09,1.66,0]
["20160828:2346",7,null,null,507.46,159.44,null,11.93,25.72,1.66,0]
["20160829:0046",8,null,null,86.63,94.13,null,26.34,26.81,2.41,0]
["20160829:0146",9,null,null,403.59,361.34,null,40.799999999999997,28.05,2.34,0]
["20160829:0246",10,null,null,314.56,334.08,null,55.24,28.99,2.0699999999999998,0]
["20160829:0346",11,null,null,639.61,643.61,null,69.489999999999995,29.62,1.72,0]
["20160829:0446",12,null,null,697.9,758.82,null,82.23,30.03,1.86,0]
["20160829:0546",13,null,null,709.24,755.21,null,78.66,30.92,2.21,0]
["20160829:0646",14,null,null,927.67,858.38,null,65,30.34,2.2799999999999998,0]
["20160829:0746",15,null,null,798.98,653.33000000000004,null,50.65,30.41,2.14,0]
["20160829:0846",16,null,null,623.41999999999996,448.26,null,36.200000000000003,28.84,3.24,0]
["20160829:0946",17,null,null,234.37,187.74,null,21.75,26.94,2.5499999999999998,0]
["20160829:1046",18,null,null,85.74,51.29,null,7.37,26.27,1.31,0]
["20160829:1146",19,null,null,0,0,null,0,25.9,1.45,0]
["20160829:1246",20,null,null,0,0,null,0,25.61,1.59,0]
["20160829:1346",21,null,null,0,0,null,0,25.49,1.79,0]
["20160829:1446",22,null,null,0,0,null,0,25.39,1.72,0]
["20160829:1546",23,null,null,0,0,null,0,25.37,2.0699999999999998,0]
["20160829:1646",24,null,null,0,0,null,0,25.23,2.0699999999999998,0]
["20160829:1746",1,null,null,0,0,null,0,25.1,2.14,0]
["20160829:1846",2,null,null,0,0,null,0,24.84,1.93,0]
["20160829:1946",3,null,null,0,0,null,0,24.81,2,0]
["20160829:2046",4,null,null,0,0,null,0,24.74,1.72,0]
["20160829:2146",5,null,null,0,0,null,0,24.62,1.86,0]
["20160829:2246",6,null,null,0,0,null,0,24.57,1.86,0]
["20160829:2346",7,null,null,18.95,20.59,null,11.92,25.02,2.0699999999999998,0]
["20160830:0046",8,null,null,177.16,172.04,null,26.34,25.98,3.31,0]
["20160830:0146",9,null,null,765.02,515.66999999999996,null,40.799999999999997,26.68,3.52,0]
["20160830:0246",10,null,null,768.71,648.95000000000005,null,55.23,27.36,3.72,0]
["20160830:0346",11,null,null,876.83,838.64,null,69.44,28.64,3.31,0]
["20160830:0446",12,null,null,764.08,834,null,82,29.86,2.97,0]
["20160830:0546",13,null,null,830.29,884.24,null,78.400000000000006,30.91,2.76,0]
["20160830:0646",14,null,null,963.33,887.89,null,64.819999999999993,29.33,1.17,0]
["20160830:0746",15,null,null,899.97,709.76,null,50.5,29.63,2.21,0]
["20160830:0846",16,null,null,44.22,48.04,null,36.049999999999997,28.67,2.21,0]
["20160830:0946",17,null,null,24.37,26.47,null,21.6,28.93,2.2799999999999998,0]
["20160830:1046",18,null,null,217.49,69.31,null,7.21,28.54,1.52,0]
["20160830:1146",19,null,null,0,0,null,0,27.79,1.66,0]
["20160830:1246",20,null,null,0,0,null,0,27.21,1.93,0]
["20160830:1346",21,null,null,0,0,null,0,26.66,2.14,0]
["20160830:1446",22,null,null,0,0,null,0,26.18,2.34,0]
["20160830:1546",23,null,null,0,0,null,0,25.89,2.34,0]
["20160830:1646",24,null,null,0,0,null,0,25.6,2.34,0]
["20160830:1746",{"$f":"IF(B5835=24,1,B5835+1)","v":1},null,null,0,0,null,0,25.37,2.5499999999999998,0]
["20160830:1846",2,null,null,0,0,null,0,25.25,3.03,0]
["20160830:1946",3,null,null,0,0,null,0,25.17,2.97,0]
["20160830:2046",4,null,null,0,0,null,0,25.07,2.41,0]
["20160830:2146",5,null,null,0,0,null,0,24.94,2.41,0]
["20160830:2246",6,null,null,0,0,null,0,24.87,2.34,0]
["20160830:2346",7,null,null,18.95,20.59,null,11.92,25.43,2.5499999999999998,0]
["20160831:0046",8,null,null,466.95,278.95999999999998,null,26.34,26.72,3.86,0]
["20160831:0146",9,null,null,765.52,516.84,null,40.799999999999997,27.89,3.59,0]
["20160831:0246",10,null,null,638.4,573.94000000000005,null,55.22,28.63,3.52,0]
["20160831:0346",11,null,null,669.78,669.61,null,69.39,29.79,3.79,0]
["20160831:0446",12,null,null,742.26,808.02,null,81.760000000000005,30.32,4.21,0]
["20160831:0546",13,null,null,598.99,640.95000000000005,null,78.13,30.69,3.66,0]
["20160831:0646",14,null,null,879.85,820.04,null,64.64,30.59,3.45,0]
["20160831:0746",15,null,null,948.31,737.6,null,50.33,30.46,2.97,0]
["20160831:0846",16,null,null,839.7,532.41999999999996,null,35.89,30.29,2.0699999999999998,0]
["20160831:0946",17,null,null,274.77999999999997,201.26,null,21.44,28.1,2.83,0]
["20160831:1046",18,null,null,159.13,61.52,null,7.04,26.53,2.14,0]
["20160831:1146",19,null,null,0,0,null,0,26.01,2.14,0]
["20160831:1246",20,null,null,0,0,null,0,25.78,2.48,0]
["20160831:1346",21,null,null,0,0,null,0,25.7,2.48,0]
["20160831:1446",22,null,null,0,0,null,0,25.67,2.62,0]
["20160831:1546",23,null,null,0,0,null,0,25.67,2.76,0]
["20160831:1646",24,null,null,0,0,null,0,25.6,2.9,0]
["20160831:1746",1,null,null,0,0,null,0,25.36,2.76,0]
["20160831:1846",2,null,null,0,0,null,0,24.82,3.31,0]
["20160831:1946",3,null,null,0,0,null,0,24.62,3.24,0]
["20160831:2046",4,null,null,0,0,null,0,24.51,3.1,0]
["20160831:2146",5,null,null,0,0,null,0,24.5,3.03,0]
["20160831:2246",6,null,null,0,0,null,0,24.5,2.97,0]
["20160831:2346",7,null,null,46.02,50.01,null,11.91,24.63,2.97,0]
["20160901:0046",8,null,null,92.95,100.99,null,26.34,25.57,2.76,0]
["20160901:0146",9,null,null,381.64,350,null,40.799999999999997,26.33,3.03,0]
["20160901:0246",10,null,null,699.98,612.13,null,55.21,26.97,3.24,0]
["20160901:0346",11,null,null,861.4,828.12,null,69.34,27.88,4,0]
["20160901:0446",12,null,null,822.01,901.43,null,81.510000000000005,28.44,4.41,0]
["20160901:0546",13,null,null,830.42,881.97,null,77.86,29.11,4.55,0]
["20160901:0646",14,null,null,887.41,826.55,null,64.45,28.35,3.03,0]
["20160901:0746",15,null,null,551.36,475.79,null,50.17,28.42,3.1,0]
["20160901:0846",16,null,null,155.22,168.65,null,35.729999999999997,28.4,2.97,0]
["20160901:0946",17,null,null,46.93,50.99,null,21.27,29.01,3.52,0]
["20160901:1046",18,null,null,17.149999999999999,18.63,null,6.87,28.23,2.9,0]
["20160901:1146",19,null,null,0,0,null,0,27.47,2.69,0]
["20160901:1246",20,null,null,0,0,null,0,27.15,2.41,0]
["20160901:1346",21,null,null,0,0,null,0,26.74,2.34,0]
["20160901:1446",22,null,null,0,0,null,0,26.49,2.34,0]
["20160901:1546",23,null,null,0,0,null,0,26.23,2.69,0]
["20160901:1646",24,null,null,0,0,null,0,26.18,2.97,0]
["20160901:1746",1,null,null,0,0,null,0,25.99,2.97,0]
["20160901:1846",2,null,null,0,0,null,0,25.96,3.24,0]
["20160901:1946",3,null,null,0,0,null,0,25.8,3.31,0]
["20160901:2046",4,null,null,0,0,null,0,25.69,3.24,0]
["20160901:2146",5,null,null,0,0,null,0,25.53,3.03,0]
["20160901:2246",6,null,null,0,0,null,0,25.35,3.03,0]
["20160901:2346",7,null,null,38.81,42.16,null,11.9,25.86,2.76,0]
["20160902:0046",8,null,null,608.13,313.07,null,26.34,27.24,3.38,0]
["20160902:0146",9,null,null,497.04,410.21,null,40.79,28.41,4.07,0]
["20160902:0246",10,null,null,685.64,604.32000000000005,null,55.19,29.27,4.55,0]
["20160902:0346",11,null,null,538.59,558.04,null,69.28,30.45,5.31,0]
["20160902:0446",12,null,null,747.32,812.13,null,81.25,31.2,5.0999999999999996,0]
["20160902:0546",13,null,null,628.71,670.68,null,77.569999999999993,31.34,4.83,0]
["20160902:0646",14,null,null,733.86,707.27,null,64.25,30.46,5.59,0]
["20160902:0746",15,null,null,535.98,497.63,null,50,29.83,5.03,0]
["20160902:0846",16,null,null,458.09,374.47,null,35.57,29.19,4,0]
["20160902:0946",{"$f":"IF(B5899=24,1,B5899+1)","v":17},null,null,146.47,141.51,null,21.11,29.06,3.31,0]
["20160902:1046",18,null,null,66.16,41.98,null,6.7,28.48,2.83,0]
["20160902:1146",19,null,null,0,0,null,0,28.09,3.03,0]
["20160902:1246",20,null,null,0,0,null,0,27.91,3.1,0]
["20160902:1346",21,null,null,0,0,null,0,27.59,3.17,0]
["20160902:1446",22,null,null,0,0,null,0,27.48,3.31,0]
["20160902:1546",23,null,null,0,0,null,0,27.31,3.45,0]
["20160902:1646",24,null,null,0,0,null,0,26.99,3.45,0]
["20160902:1746",1,null,null,0,0,null,0,26.62,3.52,0]
["20160902:1846",2,null,null,0,0,null,0,26.47,3.79,0]
["20160902:1946",3,null,null,0,0,null,0,26.2,3.59,0]
["20160902:2046",4,null,null,0,0,null,0,26.02,3.45,0]
["20160902:2146",5,null,null,0,0,null,0,25.97,3.38,0]
["20160902:2246",6,null,null,0,0,null,0,25.78,3.31,0]
["20160902:2346",7,null,null,104.38,98.85,null,11.89,25.83,3.38,0]
["20160903:0046",8,null,null,92.95,100.99,null,26.33,26.28,3.03,0]
["20160903:0146",9,null,null,478.09,401.37,null,40.79,26.96,3.93,0]
["20160903:0246",10,null,null,428.82,432.3,null,55.17,27.68,4.4800000000000004,0]
["20160903:0346",11,null,null,648.54999999999995,653.6,null,69.209999999999994,28.04,4.34,0]
["20160903:0446",12,null,null,458.76,497.93,null,80.98,28.91,4.55,0]
["20160903:0546",13,null,null,441.79,477.44,null,77.28,29.25,4.9000000000000004,0]
["20160903:0646",14,null,null,707.22,686.19,null,64.05,28.16,4.07,0]
["20160903:0746",15,null,null,676.64,583.42999999999995,null,49.82,27.78,3.24,0]
["20160903:0846",16,null,null,288.95,279.23,null,35.4,27.36,2.97,0]
["20160903:0946",17,null,null,133.27000000000001,131.66,null,20.94,27.49,3.03,0]
["20160903:1046",18,null,null,38.46,34.29,null,6.52,27.16,2.97,0]
["20160903:1146",19,null,null,0,0,null,0,26.68,2.48,0]
["20160903:1246",20,null,null,0,0,null,0,26.24,2.2799999999999998,0]
["20160903:1346",21,null,null,0,0,null,0,26,2.21,0]
["20160903:1446",22,null,null,0,0,null,0,25.93,2.14,0]
["20160903:1546",23,null,null,0,0,null,0,25.78,2.21,0]
["20160903:1646",24,null,null,0,0,null,0,25.76,2.2799999999999998,0]
["20160903:1746",1,null,null,0,0,null,0,25.59,2.48,0]
["20160903:1846",2,null,null,0,0,null,0,26.12,3.1,0]
["20160903:1946",3,null,null,0,0,null,0,26.07,3.17,0]
["20160903:2046",4,null,null,0,0,null,0,25.98,3.31,0]
["20160903:2146",5,null,null,0,0,null,0,25.86,3.17,0]
["20160903:2246",6,null,null,0,0,null,0,25.66,3.03,0]
["20160903:2346",7,null,null,252.09,138.74,null,11.89,25.97,2.5499999999999998,0]
["20160904:0046",8,null,null,100.17,108.83,null,26.33,27.03,3.1,0]
["20160904:0146",9,null,null,220.81,234.12,null,40.79,27.93,3.38,0]
["20160904:0246",10,null,null,542.77,514.99,null,55.15,28.94,3.59,0]
["20160904:0346",11,null,null,886.06,852.05,null,69.14,29.93,3.79,0]
["20160904:0446",12,null,null,905.85,1005.12,null,80.7,30.97,3.93,0]
["20160904:0546",13,null,null,919.2,979.69,null,76.98,31.48,4.28,0]
["20160904:0646",14,null,null,772.45,736.66,null,63.85,31.03,4.21,0]
["20160904:0746",15,null,null,365.78,373.89,null,49.65,30.86,4.62,0]
["20160904:0846",16,null,null,142.59,154.91999999999999,null,35.229999999999997,30.56,4.55,0]
["20160904:0946",17,null,null,38.81,42.16,null,20.77,29.97,3.59,0]
["20160904:1046",18,null,null,10.83,11.77,null,6.34,28.98,2.62,0]
["20160904:1146",19,null,null,0,0,null,0,28.37,2.62,0]
["20160904:1246",20,null,null,0,0,null,0,27.72,2.48,0]
["20160904:1346",21,null,null,0,0,null,0,27.35,2.41,0]
["20160904:1446",22,null,null,0,0,null,0,27.04,2.48,0]
["20160904:1546",23,null,null,0,0,null,0,26.77,2.62,0]
["20160904:1646",24,null,null,0,0,null,0,26.58,2.62,0]
["20160904:1746",1,null,null,0,0,null,0,26.24,2.5499999999999998,0]
["20160904:1846",2,null,null,0,0,null,0,26.27,3.31,0]
["20160904:1946",3,null,null,0,0,null,0,26.15,3.24,0]
["20160904:2046",4,null,null,0,0,null,0,25.76,3.17,0]
["20160904:2146",5,null,null,0,0,null,0,25.46,2.97,0]
["20160904:2246",6,null,null,0,0,null,0,25.09,2.76,0]
["20160904:2346",7,null,null,18.95,20.59,null,11.88,25.2,2.48,0]
["20160905:0046",8,null,null,28.88,31.38,null,26.33,25.9,2.41,0]
["20160905:0146",{"$f":"IF(B5963=24,1,B5963+1)","v":9},null,null,152.51,165.7,null,40.78,27.09,3.03,0]
["20160905:0246",10,null,null,146.19999999999999,158.84,null,55.13,27.96,3.24,0]
["20160905:0346",11,null,null,123.64,134.33000000000001,null,69.06,29.15,3.45,0]
["20160905:0446",12,null,null,498.55,540.49,null,80.42,29.82,3.38,0]
["20160905:0546",13,null,null,289.77,314.77999999999997,null,76.680000000000007,30,3.17,0]
["20160905:0646",14,null,null,418.97,442.7,null,63.64,28.97,3.52,0]
["20160905:0746",15,null,null,578.42999999999995,523.57000000000005,null,49.46,29.64,3.38,0]
["20160905:0846",16,null,null,250.21,251.22,null,35.06,28.91,2.41,0]
["20160905:0946",17,null,null,189.2,162,null,20.6,28.41,2.34,0]
["20160905:1046",18,null,null,58.54,39.26,null,6.17,27.86,1.86,0]
["20160905:1146",19,null,null,0,0,null,0,27.24,1.79,0]
["20160905:1246",20,null,null,0,0,null,0,26.8,2.0699999999999998,0]
["20160905:1346",21,null,null,0,0,null,0,26.22,2.41,0]
["20160905:1446",22,null,null,0,0,null,0,25.64,2.21,0]
["20160905:1546",23,null,null,0,0,null,0,24.85,2.2799999999999998,0]
["20160905:1646",24,null,null,0,0,null,0,24.54,2.2799999999999998,0]
["20160905:1746",1,null,null,0,0,null,0,24.38,2.2799999999999998,0]
["20160905:1846",2,null,null,0,0,null,0,24.16,1.86,0]
["20160905:1946",3,null,null,0,0,null,0,24.15,1.38,0]
["20160905:2046",4,null,null,0,0,null,0,24.19,1.38,0]
["20160905:2146",5,null,null,0,0,null,0,24.33,1.45,0]
["20160905:2246",6,null,null,0,0,null,0,24.35,2.0699999999999998,0]
["20160905:2346",7,null,null,18.95,20.59,null,11.87,24.6,2.2799999999999998,0]
["20160906:0046",8,null,null,28.88,31.38,null,26.33,25,2.2799999999999998,0]
["20160906:0146",9,null,null,86.63,94.13,null,40.770000000000003,25.56,2.5499999999999998,0]
["20160906:0246",10,null,null,222,241.2,null,55.1,26.15,2.9,0]
["20160906:0346",11,null,null,237.34,257.87,null,68.98,27.17,3.17,0]
["20160906:0446",12,null,null,636.66,688.07,null,80.13,28.32,3.66,0]
["20160906:0546",13,null,null,420.53,454.72,null,76.37,29.62,3.66,0]
["20160906:0646",14,null,null,285.2,309.02999999999997,null,63.42,29.68,3.24,0]
["20160906:0746",15,null,null,66.78,72.56,null,49.28,29.1,3.38,0]
["20160906:0846",16,null,null,70.39,76.48,null,34.880000000000003,28.83,2.2799999999999998,0]
["20160906:0946",17,null,null,26.17,28.43,null,20.420000000000002,28.66,1.66,0]
["20160906:1046",18,null,null,8.1199999999999992,8.82,null,5.99,28.07,0.97,0]
["20160906:1146",19,null,null,0,0,null,0,27.44,1.17,0]
["20160906:1246",20,null,null,0,0,null,0,26.8,1.59,0]
["20160906:1346",21,null,null,0,0,null,0,26.14,2.0699999999999998,0]
["20160906:1446",22,null,null,0,0,null,0,25.72,2.14,0]
["20160906:1546",23,null,null,0,0,null,0,25.1,1.93,0]
["20160906:1646",24,null,null,0,0,null,0,24.84,2,0]
["20160906:1746",1,null,null,0,0,null,0,24.74,2.14,0]
["20160906:1846",2,null,null,0,0,null,0,24.93,2.5499999999999998,0]
["20160906:1946",3,null,null,0,0,null,0,24.86,2.48,0]
["20160906:2046",4,null,null,0,0,null,0,24.81,2.76,0]
["20160906:2146",5,null,null,0,0,null,0,24.67,2.83,0]
["20160906:2246",6,null,null,0,0,null,0,24.55,2.62,0]
["20160906:2346",7,null,null,18.95,20.59,null,11.87,24.64,2.41,0]
["20160907:0046",8,null,null,44.22,48.04,null,26.32,25.05,2.2799999999999998,0]
["20160907:0146",9,null,null,120.93,131.38999999999999,null,40.76,25.67,2.97,0]
["20160907:0246",10,null,null,362.56,377.81,null,55.07,25.95,2.9,0]
["20160907:0346",11,null,null,613.17999999999995,624.62,null,68.89,27.08,2.9,0]
["20160907:0446",12,null,null,534.52,578.58000000000004,null,79.83,27.94,2.69,0]
["20160907:0546",13,null,null,597.63,637.04,null,76.05,28.73,2.83,0]
["20160907:0646",14,null,null,687.07,669.5,null,63.2,29.6,2.83,0]
["20160907:0746",15,null,null,644.54999999999995,563.51,null,49.09,29.82,2.76,0]
["20160907:0846",16,null,null,344.05,311.95999999999998,null,34.700000000000003,29.87,2.34,0]
["20160907:0946",17,null,null,22.56,24.51,null,20.239999999999998,27.89,2.2799999999999998,0]
["20160907:1046",18,null,null,22.56,24.51,null,5.8,27,2.0699999999999998,0]
["20160907:1146",19,null,null,0,0,null,0,26.34,2.2799999999999998,0]
["20160907:1246",20,null,null,0,0,null,0,26.04,2.69,0]
["20160907:1346",21,null,null,0,0,null,0,25.88,2.62,0]
["20160907:1446",22,null,null,0,0,null,0,25.66,2.48,0]
["20160907:1546",23,null,null,0,0,null,0,25.47,2.69,0]
["20160907:1646",24,null,null,0,0,null,0,25.23,2.69,0]
["20160907:1746",{"$f":"IF(B6027=24,1,B6027+1)","v":1},null,null,0,0,null,0,25.01,2.5499999999999998,0]
["20160907:1846",2,null,null,0,0,null,0,25.43,2.83,0]
["20160907:1946",3,null,null,0,0,null,0,25.32,2.83,0]
["20160907:2046",4,null,null,0,0,null,0,25.23,2.76,0]
["20160907:2146",5,null,null,0,0,null,0,25.09,2.69,0]
["20160907:2246",6,null,null,0,0,null,0,24.95,2.48,0]
["20160907:2346",7,null,null,18.95,20.59,null,11.86,25.44,2.41,0]
["20160908:0046",8,null,null,44.22,48.04,null,26.32,26.5,3.52,0]
["20160908:0146",9,null,null,112.81,122.56,null,40.75,27.61,3.38,0]
["20160908:0246",10,null,null,455.9,454.13,null,55.04,28.84,3.17,0]
["20160908:0346",11,null,null,516.29999999999995,538.82000000000005,null,68.790000000000006,29.57,2.9,0]
["20160908:0446",12,null,null,698.99,754.03,null,79.52,30.18,2.69,0]
["20160908:0546",13,null,null,756.96,797.11,null,75.73,31.17,2.97,0]
["20160908:0646",14,null,null,372.41,397.67,null,62.97,30.55,4.1399999999999997,0]
["20160908:0746",15,null,null,64.069999999999993,69.62,null,48.89,30.46,4.28,0]
["20160908:0846",16,null,null,44.22,48.04,null,34.520000000000003,29.13,3.59,0]
["20160908:0946",17,null,null,225.26,176.09,null,20.07,27.62,3.03,0]
["20160908:1046",18,null,null,44.57,31.11,null,5.62,27.02,2.5499999999999998,0]
["20160908:1146",19,null,null,0,0,null,0,26.39,2.41,0]
["20160908:1246",20,null,null,0,0,null,0,25.98,2.48,0]
["20160908:1346",21,null,null,0,0,null,0,25.67,2.48,0]
["20160908:1446",22,null,null,0,0,null,0,25.51,2.5499999999999998,0]
["20160908:1546",23,null,null,0,0,null,0,25.35,2.5499999999999998,0]
["20160908:1646",24,null,null,0,0,null,0,25.34,2.62,0]
["20160908:1746",1,null,null,0,0,null,0,25.24,2.69,0]
["20160908:1846",2,null,null,0,0,null,0,25.24,2.5499999999999998,0]
["20160908:1946",3,null,null,0,0,null,0,24.96,2.21,0]
["20160908:2046",4,null,null,0,0,null,0,24.66,2.34,0]
["20160908:2146",5,null,null,0,0,null,0,24.46,2.48,0]
["20160908:2246",6,null,null,0,0,null,0,24.16,2.34,0]
["20160908:2346",7,null,null,18.95,20.59,null,11.85,24.76,2.21,0]
["20160909:0046",8,null,null,44.22,48.04,null,26.31,26.39,3.59,0]
["20160909:0146",9,null,null,431.1,380.14,null,40.74,27.68,3.17,0]
["20160909:0246",10,null,null,477.27,470.33,null,55,28.79,2.69,0]
["20160909:0346",11,null,null,848.14,823.52,null,68.69,29.8,2.5499999999999998,0]
["20160909:0446",12,null,null,846.57,919.8,null,79.209999999999994,30.46,2.48,0]
["20160909:0546",13,null,null,868.15,912.67,null,75.41,30.84,2.62,0]
["20160909:0646",14,null,null,591.02,592.1,null,62.74,29.64,2.62,0]
["20160909:0746",15,null,null,105.59,114.72,null,48.7,28.1,2.69,0]
["20160909:0846",16,null,null,621.66,442.41,null,34.340000000000003,27.64,1.59,0]
["20160909:0946",17,null,null,525.47,265.88,null,19.88,27.9,1.72,0]
["20160909:1046",18,null,null,136.16999999999999,45.33,null,5.44,27.7,1.17,0]
["20160909:1146",19,null,null,0,0,null,0,27.12,1.52,0]
["20160909:1246",20,null,null,0,0,null,0,26.65,1.79,0]
["20160909:1346",21,null,null,0,0,null,0,26.51,1.79,0]
["20160909:1446",22,null,null,0,0,null,0,26.29,2,0]
["20160909:1546",23,null,null,0,0,null,0,25.98,2.34,0]
["20160909:1646",24,null,null,0,0,null,0,25.81,2.48,0]
["20160909:1746",1,null,null,0,0,null,0,25.62,2.5499999999999998,0]
["20160909:1846",2,null,null,0,0,null,0,25.43,2.48,0]
["20160909:1946",3,null,null,0,0,null,0,25.12,2.0699999999999998,0]
["20160909:2046",4,null,null,0,0,null,0,24.79,1.93,0]
["20160909:2146",5,null,null,0,0,null,0,24.55,1.86,0]
["20160909:2246",6,null,null,0,0,null,0,24.34,1.79,0]
["20160909:2346",7,null,null,26.17,28.43,null,11.85,25.15,1.66,0]
["20160910:0046",8,null,null,210.94,192.67,null,26.3,26.71,2.34,0]
["20160910:0146",9,null,null,681.41,496.83,null,40.72,28.17,2.9,0]
["20160910:0246",10,null,null,840.41,703.78,null,54.96,29.4,3.52,0]
["20160910:0346",11,null,null,770.23,758.28,null,68.58,30.27,3.17,0]
["20160910:0446",12,null,null,585.89,632.23,null,78.89,31.03,2.76,0]
["20160910:0546",13,null,null,870.15,913.25,null,75.08,31.58,2.5499999999999998,0]
["20160910:0646",14,null,null,922.01,851.35,null,62.5,30.94,3.24,0]
["20160910:0746",15,null,null,526.62,488.37,null,48.5,30.63,3.1,0]
["20160910:0846",16,null,null,132.66,144.13,null,34.15,30.29,2.21,0]
["20160910:0946",{"$f":"IF(B6091=24,1,B6091+1)","v":17},null,null,48.73,52.95,null,19.7,28.73,1.59,0]
["20160910:1046",18,null,null,19.850000000000001,21.57,null,5.25,26.96,1.52,0]
["20160910:1146",19,null,null,0,0,null,0,26.61,1.52,0]
["20160910:1246",20,null,null,0,0,null,0,26.12,1.31,0]
["20160910:1346",21,null,null,0,0,null,0,25.7,1.45,0]
["20160910:1446",22,null,null,0,0,null,0,25.32,1.86,0]
["20160910:1546",23,null,null,0,0,null,0,25.2,1.45,0]
["20160910:1646",24,null,null,0,0,null,0,25.08,1.38,0]
["20160910:1746",1,null,null,0,0,null,0,24.95,1.45,0]
["20160910:1846",2,null,null,0,0,null,0,24.97,2.41,0]
["20160910:1946",3,null,null,0,0,null,0,24.95,2.34,0]
["20160910:2046",4,null,null,0,0,null,0,24.87,2.34,0]
["20160910:2146",5,null,null,0,0,null,0,24.72,1.45,0]
["20160910:2246",6,null,null,0,0,null,0,24.67,1.59,0]
["20160910:2346",7,null,null,18.95,20.59,null,11.84,24.91,1.52,0]
["20160911:0046",8,null,null,28.88,31.38,null,26.3,26.02,2.41,0]
["20160911:0146",9,null,null,47.83,51.97,null,40.71,27.54,2.76,0]
["20160911:0246",10,null,null,64.069999999999993,69.62,null,54.92,28.57,2.5499999999999998,0]
["20160911:0346",11,null,null,74.900000000000006,81.38,null,68.47,29.62,2.41,0]
["20160911:0446",12,null,null,92.05,100.01,null,78.56,30.69,2.2799999999999998,0]
["20160911:0546",13,null,null,225.61,245.12,null,74.739999999999995,29.98,1.86,0]
["20160911:0646",14,null,null,404.62,428.35,null,62.26,29.23,1.52,0]
["20160911:0746",15,null,null,368.29,374.13,null,48.29,29.3,1.72,0]
["20160911:0846",16,null,null,448.55,364.02,null,33.96,27.34,1.66,0]
["20160911:0946",17,null,null,173.92,150.80000000000001,null,19.52,26.76,0.9,0]
["20160911:1046",18,null,null,30.04,23.51,null,5.0599999999999996,26.51,0.76,0]
["20160911:1146",19,null,null,0,0,null,0,26.06,1.38,0]
["20160911:1246",20,null,null,0,0,null,0,25.7,1.79,0]
["20160911:1346",21,null,null,0,0,null,0,25.3,1.59,0]
["20160911:1446",22,null,null,0,0,null,0,25.05,1.31,0]
["20160911:1546",23,null,null,0,0,null,0,24.79,1.52,0]
["20160911:1646",24,null,null,0,0,null,0,24.55,0.69,0]
["20160911:1746",1,null,null,0,0,null,0,24.2,0.41,0]
["20160911:1846",2,null,null,0,0,null,0,24.24,0.83,0]
["20160911:1946",3,null,null,0,0,null,0,24.07,0.76,0]
["20160911:2046",4,null,null,0,0,null,0,24.09,0.55000000000000004,0]
["20160911:2146",5,null,null,0,0,null,0,24.07,0.48,0]
["20160911:2246",6,null,null,0,0,null,0,23.87,0.55000000000000004,0]
["20160911:2346",7,null,null,26.17,28.43,null,11.83,24.68,0.34,0]
["20160912:0046",8,null,null,85.73,93.15,null,26.29,25.47,0.41,0]
["20160912:0146",9,null,null,332.37,321.52,null,40.69,26.38,0.83,0]
["20160912:0246",10,null,null,776.8,667.43,null,54.87,27.53,0.76,0]
["20160912:0346",11,null,null,590.24,605.66999999999996,null,68.349999999999994,28.5,0.41,0]
["20160912:0446",12,null,null,655.32000000000005,704.61,null,78.239999999999995,29.28,0.41,0]
["20160912:0546",13,null,null,614.26,651.35,null,74.400000000000006,29.76,0.76,0]
["20160912:0646",14,null,null,665.64,651.07000000000005,null,62.02,30.13,0.48,0]
["20160912:0746",15,null,null,740.01,617.05999999999995,null,48.09,30.2,0.41,0]
["20160912:0846",16,null,null,440.17,359.23,null,33.770000000000003,29.65,0.83,0]
["20160912:0946",17,null,null,141.44,132.43,null,19.329999999999998,28.11,1.72,0]
["20160912:1046",18,null,null,7.22,7.84,null,4.87,26.8,1.72,0]
["20160912:1146",19,null,null,0,0,null,0,25.61,0.97,0]
["20160912:1246",20,null,null,0,0,null,0,25.32,0.41,0]
["20160912:1346",21,null,null,0,0,null,0,25.16,0.83,0]
["20160912:1446",22,null,null,0,0,null,0,24.61,0.83,0]
["20160912:1546",23,null,null,0,0,null,0,24.27,0.62,0]
["20160912:1646",24,null,null,0,0,null,0,24.04,0.34,0]
["20160912:1746",1,null,null,0,0,null,0,23.72,0.9,0]
["20160912:1846",2,null,null,0,0,null,0,24.22,2,0]
["20160912:1946",3,null,null,0,0,null,0,24.06,1.72,0]
["20160912:2046",4,null,null,0,0,null,0,23.97,1.72,0]
["20160912:2146",5,null,null,0,0,null,0,23.97,1.86,0]
["20160912:2246",6,null,null,0,0,null,0,23.86,2,0]
["20160912:2346",7,null,null,31.59,34.32,null,11.82,24.08,2.14,0]
["20160913:0046",8,null,null,210.98,193.03,null,26.28,24.67,2.83,0]
["20160913:0146",{"$f":"IF(B6155=24,1,B6155+1)","v":9},null,null,47.83,51.97,null,40.67,25.18,3.31,0]
["20160913:0246",10,null,null,111,120.6,null,54.82,25.52,3.79,0]
["20160913:0346",11,null,null,426.31,454.07,null,68.22,25.78,3.45,0]
["20160913:0446",12,null,null,238.25,258.85000000000002,null,77.900000000000006,26.01,3.31,0]
["20160913:0546",13,null,null,188.61,204.92,null,74.06,26.53,3.59,0]
["20160913:0646",14,null,null,96.56,104.91,null,61.77,25.09,3.59,0]
["20160913:0746",15,null,null,57.76,62.75,null,47.88,25.02,3.79,0]
["20160913:0846",16,null,null,62.27,67.650000000000006,null,33.57,25.18,4.41,0]
["20160913:0946",17,null,null,20.76,22.55,null,19.14,25.37,4.4800000000000004,0]
["20160913:1046",18,null,null,6.32,6.86,null,4.68,25.24,4,0]
["20160913:1146",19,null,null,0,0,null,0,25.08,4.21,0]
["20160913:1246",20,null,null,0,0,null,0,24.97,4.55,0]
["20160913:1346",21,null,null,0,0,null,0,24.87,4.76,0]
["20160913:1446",22,null,null,0,0,null,0,24.78,4.6900000000000004,0]
["20160913:1546",23,null,null,0,0,null,0,24.66,4.62,0]
["20160913:1646",24,null,null,0,0,null,0,24.5,3.86,0]
["20160913:1746",1,null,null,0,0,null,0,24.35,3.52,0]
["20160913:1846",2,null,null,0,0,null,0,23.68,2.9,0]
["20160913:1946",3,null,null,0,0,null,0,23.69,3.1,0]
["20160913:2046",4,null,null,0,0,null,0,23.52,2.97,0]
["20160913:2146",5,null,null,0,0,null,0,23.35,2.83,0]
["20160913:2246",6,null,null,0,0,null,0,23.21,2.9,0]
["20160913:2346",7,null,null,21.66,23.53,null,11.81,23.68,2.76,0]
["20160914:0046",8,null,null,28.88,31.38,null,26.27,24.87,4,0]
["20160914:0146",9,null,null,107.39,116.68,null,40.64,26.44,4.41,0]
["20160914:0246",10,null,null,221.1,240.22,null,54.77,27.51,3.52,0]
["20160914:0346",11,null,null,341.95,369.22,null,68.08,28.48,3.17,0]
["20160914:0446",12,null,null,688.37,738.09,null,77.56,29.56,3.17,0]
["20160914:0546",13,null,null,922.47,963.59,null,73.72,29.83,3.17,0]
["20160914:0646",14,null,null,594.11,592.97,null,61.52,29.17,2.5499999999999998,0]
["20160914:0746",15,null,null,892.96,703.56,null,47.66,29.84,2.69,0]
["20160914:0846",16,null,null,803.57,512.66,null,33.380000000000003,29.82,2.9,0]
["20160914:0946",17,null,null,134.06,126.56,null,18.95,28.95,2.76,0]
["20160914:1046",18,null,null,41.48,24.64,null,4.49,27.8,2.41,0]
["20160914:1146",19,null,null,0,0,null,0,26.72,2.21,0]
["20160914:1246",20,null,null,0,0,null,0,25.95,2.2799999999999998,0]
["20160914:1346",21,null,null,0,0,null,0,25.34,2.0699999999999998,0]
["20160914:1446",22,null,null,0,0,null,0,24.84,1.86,0]
["20160914:1546",23,null,null,0,0,null,0,24.51,2.0699999999999998,0]
["20160914:1646",24,null,null,0,0,null,0,24.36,2.14,0]
["20160914:1746",1,null,null,0,0,null,0,24.14,2.0699999999999998,0]
["20160914:1846",2,null,null,0,0,null,0,24.7,1.93,0]
["20160914:1946",3,null,null,0,0,null,0,24.53,1.86,0]
["20160914:2046",4,null,null,0,0,null,0,24.36,1.86,0]
["20160914:2146",5,null,null,0,0,null,0,24.15,1.72,0]
["20160914:2246",6,null,null,0,0,null,0,23.96,1.66,0]
["20160914:2346",7,null,null,708.52,194.92,null,11.8,24.75,1.59,0]
["20160915:0046",8,null,null,412.41,273.33,null,26.25,26.42,2.0699999999999998,0]
["20160915:0146",9,null,null,582.76,457.74,null,40.619999999999997,27.91,2.97,0]
["20160915:0246",10,null,null,749.59,653.52,null,54.71,28.82,2.9,0]
["20160915:0346",11,null,null,953.14,919.88,null,67.94,29.41,3.24,0]
["20160915:0446",12,null,null,896.66,968.58,null,77.22,30.14,2.9,0]
["20160915:0546",13,null,null,939.27,980.31,null,73.37,30.43,2.69,0]
["20160915:0646",14,null,null,890.2,823.2,null,61.26,30.63,2.5499999999999998,0]
["20160915:0746",15,null,null,120.03,130.41,null,47.45,30.18,2.2799999999999998,0]
["20160915:0846",16,null,null,294.79000000000002,277.7,null,33.18,30.08,2.14,0]
["20160915:0946",17,null,null,79.42,86.28,null,18.760000000000002,29.63,1.03,0]
["20160915:1046",18,null,null,30.58,22.65,null,4.3,28.73,0.48,0]
["20160915:1146",19,null,null,0,0,null,0,26.96,1.45,0]
["20160915:1246",20,null,null,0,0,null,0,25.78,1.93,0]
["20160915:1346",21,null,null,0,0,null,0,25.52,1.66,0]
["20160915:1446",22,null,null,0,0,null,0,25.46,1.52,0]
["20160915:1546",23,null,null,0,0,null,0,25.35,1.79,0]
["20160915:1646",24,null,null,0,0,null,0,25.17,1.93,0]
["20160915:1746",{"$f":"IF(B6219=24,1,B6219+1)","v":1},null,null,0,0,null,0,25.17,1.72,0]
["20160915:1846",2,null,null,0,0,null,0,25.17,1.59,0]
["20160915:1946",3,null,null,0,0,null,0,25.05,1.86,0]
["20160915:2046",4,null,null,0,0,null,0,24.94,1.93,0]
["20160915:2146",5,null,null,0,0,null,0,24.88,1.86,0]
["20160915:2246",6,null,null,0,0,null,0,24.95,1.72,0]
["20160915:2346",7,null,null,44.22,48.04,null,11.79,25.26,1.38,0]
["20160916:0046",8,null,null,668.77,344.08,null,26.24,26.63,1.72,0]
["20160916:0146",9,null,null,843.25,570.67999999999995,null,40.590000000000003,28.06,3.24,0]
["20160916:0246",10,null,null,840.9,710.13,null,54.65,29.03,2.97,0]
["20160916:0346",11,null,null,965.64,931.98,null,67.8,29.85,2.34,0]
["20160916:0446",12,null,null,700.78,749.52,null,76.88,30.86,2,0]
["20160916:0546",13,null,null,648.5,682.87,null,73.02,30.15,1.59,0]
["20160916:0646",14,null,null,966.94,883.99,null,61,30.98,2.5499999999999998,0]
["20160916:0746",15,null,null,684.08,582.71,null,47.23,30.68,1.66,0]
["20160916:0846",16,null,null,387.84,329.9,null,32.979999999999997,30.47,1.72,0]
["20160916:0946",17,null,null,569.58000000000004,270.41000000000003,null,18.57,27.97,1.79,0]
["20160916:1046",18,null,null,56.69,27.8,null,4.1100000000000003,27.3,0.9,0]
["20160916:1146",19,null,null,0,0,null,0,26.9,1.1000000000000001,0]
["20160916:1246",20,null,null,0,0,null,0,26.35,1.52,0]
["20160916:1346",21,null,null,0,0,null,0,25.97,1.79,0]
["20160916:1446",22,null,null,0,0,null,0,25.78,1.52,0]
["20160916:1546",23,null,null,0,0,null,0,25.41,1.52,0]
["20160916:1646",24,null,null,0,0,null,0,25.17,1.52,0]
["20160916:1746",1,null,null,0,0,null,0,24.91,1.24,0]
["20160916:1846",2,null,null,0,0,null,0,25.68,2,0]
["20160916:1946",3,null,null,0,0,null,0,25.5,1.93,0]
["20160916:2046",4,null,null,0,0,null,0,25.26,2,0]
["20160916:2146",5,null,null,0,0,null,0,25.21,2.14,0]
["20160916:2246",6,null,null,0,0,null,0,24.93,1.66,0]
["20160916:2346",7,null,null,18.95,20.59,null,11.78,25.69,1.45,0]
["20160917:0046",8,null,null,317.76,241.43,null,26.22,27.08,1.79,0]
["20160917:0146",9,null,null,659.43,493.3,null,40.56,28.47,2.14,0]
["20160917:0246",10,null,null,902.69,749.36,null,54.58,29.47,1.86,0]
["20160917:0346",11,null,null,932.99,902.07,null,67.64,30.45,1.1000000000000001,0]
["20160917:0446",12,null,null,914.7,986.02,null,76.53,31.17,0.83,0]
["20160917:0546",13,null,null,897.48,930.68,null,72.67,30.9,0.62,0]
["20160917:0646",14,null,null,979.56,893.59,null,60.74,31.71,0.14000000000000001,0]
["20160917:0746",15,null,null,867.8,687.69,null,47.01,31.42,0.34,0]
["20160917:0846",16,null,null,773.74,498.67,null,32.78,28.95,2,0]
["20160917:0946",17,null,null,19.850000000000001,21.57,null,18.38,28.43,1.24,0]
["20160917:1046",18,null,null,107.17,33.4,null,3.92,27.9,1.17,0]
["20160917:1146",19,null,null,0,0,null,0,27.2,1.52,0]
["20160917:1246",20,null,null,0,0,null,0,26.77,1.72,0]
["20160917:1346",21,null,null,0,0,null,0,26.54,1.45,0]
["20160917:1446",22,null,null,0,0,null,0,25.97,0.83,0]
["20160917:1546",23,null,null,0,0,null,0,25.49,0.28000000000000003,0]
["20160917:1646",24,null,null,0,0,null,0,24.9,1.24,0]
["20160917:1746",1,null,null,0,0,null,0,24.59,1.45,0]
["20160917:1846",2,null,null,0,0,null,0,24.53,1.38,0]
["20160917:1946",3,null,null,0,0,null,0,24.38,1.38,0]
["20160917:2046",4,null,null,0,0,null,0,24.19,1.59,0]
["20160917:2146",5,null,null,0,0,null,0,24.09,1.72,0]
["20160917:2246",6,null,null,0,0,null,0,23.99,1.66,0]
["20160917:2346",7,null,null,18.95,20.59,null,11.77,24.53,2.5499999999999998,0]
["20160918:0046",8,null,null,83.93,91.19,null,26.21,25.73,2.21,0]
["20160918:0146",9,null,null,747.38,532.33000000000004,null,40.520000000000003,27.31,1.66,0]
["20160918:0246",10,null,null,989.06,806.62,null,54.51,28.09,1.17,0]
["20160918:0346",11,null,null,956.03,923.58,null,67.48,29.05,0.97,0]
["20160918:0446",12,null,null,917.47,986.94,null,76.17,29.3,0.9,0]
["20160918:0546",13,null,null,898.87,930.36,null,72.31,29.59,0.83,0]
["20160918:0646",14,null,null,998.59,908.65,null,60.47,30.77,1.1000000000000001,0]
["20160918:0746",15,null,null,981.87,754.63,null,46.79,30.72,0.9,0]
["20160918:0846",16,null,null,703.78,469.87,null,32.58,30.57,0.69,0]
["20160918:0946",{"$f":"IF(B6283=24,1,B6283+1)","v":17},null,null,184.33,149.59,null,18.18,30.22,0.48,0]
["20160918:1046",18,null,null,6.32,6.86,null,3.73,29.34,0.83,0]
["20160918:1146",19,null,null,0,0,null,0,28.34,1.24,0]
["20160918:1246",20,null,null,0,0,null,0,27.11,1.45,0]
["20160918:1346",21,null,null,0,0,null,0,26.5,1.24,0]
["20160918:1446",22,null,null,0,0,null,0,26.07,0.9,0]
["20160918:1546",23,null,null,0,0,null,0,25.45,1.31,0]
["20160918:1646",24,null,null,0,0,null,0,24.78,1.17,0]
["20160918:1746",1,null,null,0,0,null,0,24.63,0.76,0]
["20160918:1846",2,null,null,0,0,null,0,24.75,0.62,0]
["20160918:1946",3,null,null,0,0,null,0,24.5,0.83,0]
["20160918:2046",4,null,null,0,0,null,0,24.81,0.28000000000000003,0]
["20160918:2146",5,null,null,0,0,null,0,24.21,0.69,0]
["20160918:2246",6,null,null,0,0,null,0,24.47,0.41,0]
["20160918:2346",7,null,null,18.95,20.59,null,11.76,24.99,0.14000000000000001,0]
["20160919:0046",8,null,null,127.58,135.27000000000001,null,26.19,26.33,0.21,0]
["20160919:0146",9,null,null,581.80999999999995,459.87,null,40.479999999999997,27.65,0.76,0]
["20160919:0246",10,null,null,896.36,747.52,null,54.43,28.93,0.62,0]
["20160919:0346",11,null,null,543.33000000000004,564.1,null,67.319999999999993,29.88,0.69,0]
["20160919:0446",12,null,null,456.42,493.29,null,75.819999999999993,30.88,1.17,0]
["20160919:0546",13,null,null,823.56,851.57,null,71.95,30.06,1.24,0]
["20160919:0646",14,null,null,810.2,759.06,null,60.2,29.67,1.79,0]
["20160919:0746",15,null,null,857.97,681.04,null,46.56,30.15,1.17,0]
["20160919:0846",16,null,null,522.72,392.41,null,32.380000000000003,29.55,1.17,0]
["20160919:0946",17,null,null,19.850000000000001,21.57,null,17.989999999999998,28.9,0.48,0]
["20160919:1046",18,null,null,58.54,25.32,null,3.53,28.12,1.31,0]
["20160919:1146",19,null,null,0,0,null,0,27.62,0.9,0]
["20160919:1246",20,null,null,0,0,null,0,26.81,1.24,0]
["20160919:1346",21,null,null,0,0,null,0,25.88,2.2799999999999998,0]
["20160919:1446",22,null,null,0,0,null,0,24.98,1.1000000000000001,0]
["20160919:1546",23,null,null,0,0,null,0,24.8,0.69,0]
["20160919:1646",24,null,null,0,0,null,0,24.69,1.17,0]
["20160919:1746",1,null,null,0,0,null,0,24.27,0.83,0]
["20160919:1846",2,null,null,0,0,null,0,24.09,0.41,0]
["20160919:1946",3,null,null,0,0,null,0,23.95,0.21,0]
["20160919:2046",4,null,null,0,0,null,0,23.9,0.48,0]
["20160919:2146",5,null,null,0,0,null,0,23.91,0.69,0]
["20160919:2246",6,null,null,0,0,null,0,23.95,0.83,0]
["20160919:2346",7,null,null,18.95,20.59,null,11.75,24.04,0.97,0]
["20160920:0046",8,null,null,28.88,31.38,null,26.17,24.3,1.31,0]
["20160920:0146",9,null,null,89.34,97.07,null,40.450000000000003,24.4,1.17,0]
["20160920:0246",10,null,null,405.84,415.56,null,54.35,24.74,1.24,0]
["20160920:0346",11,null,null,618.61,631.04999999999995,null,67.150000000000006,25.1,1.45,0]
["20160920:0446",12,null,null,691.95,736.89,null,75.459999999999994,25.39,2,0]
["20160920:0546",13,null,null,636.5,668.46,null,71.59,24.92,2.62,0]
["20160920:0646",14,null,null,1010.98,917.29,null,59.93,26.74,1.72,0]
["20160920:0746",15,null,null,959.19,739.92,null,46.34,28.02,1.52,0]
["20160920:0846",16,null,null,661.27,450.65,null,32.17,28.42,1.38,0]
["20160920:0946",17,null,null,349.97,206.31,null,17.79,28.04,1.17,0]
["20160920:1046",18,null,null,1.8,1.96,null,3.34,26.68,1.52,0]
["20160920:1146",19,null,null,0,0,null,0,25.4,2,0]
["20160920:1246",20,null,null,0,0,null,0,24.86,1.38,0]
["20160920:1346",21,null,null,0,0,null,0,24.61,0.83,0]
["20160920:1446",22,null,null,0,0,null,0,24.55,0.9,0]
["20160920:1546",23,null,null,0,0,null,0,24.45,1.24,0]
["20160920:1646",24,null,null,0,0,null,0,24.2,1.79,0]
["20160920:1746",1,null,null,0,0,null,0,23.96,1.86,0]
["20160920:1846",2,null,null,0,0,null,0,24.48,0.28000000000000003,0]
["20160920:1946",3,null,null,0,0,null,0,24.24,0.41,0]
["20160920:2046",4,null,null,0,0,null,0,24.26,1.1000000000000001,0]
["20160920:2146",5,null,null,0,0,null,0,24.21,2,0]
["20160920:2246",6,null,null,0,0,null,0,24.13,1.86,0]
["20160920:2346",7,null,null,18.95,20.59,null,11.73,24.31,1.72,0]
["20160921:0046",8,null,null,32.49,35.299999999999997,null,26.14,24.81,2.34,0]
["20160921:0146",{"$f":"IF(B6347=24,1,B6347+1)","v":9},null,null,181.32,196.13,null,40.4,25.1,2.62,0]
["20160921:0246",10,null,null,166.95,181.39,null,54.27,25.66,2.69,0]
["20160921:0346",11,null,null,243.66,264.73,null,66.97,26.32,2.2799999999999998,0]
["20160921:0446",12,null,null,425.07,459.87,null,75.099999999999994,27.98,1.79,0]
["20160921:0546",13,null,null,348.58,377.55,null,71.23,28.63,1.52,0]
["20160921:0646",14,null,null,545.41,550.33000000000004,null,59.66,26.01,2.14,0]
["20160921:0746",15,null,null,55.95,60.79,null,46.11,25.75,1.66,0]
["20160921:0846",16,null,null,622.9,434.11,null,31.97,25.58,1.66,0]
["20160921:0946",17,null,null,317.45999999999998,195.18,null,17.600000000000001,25.62,1.86,0]
["20160921:1046",18,null,null,27.36,16.13,null,3.15,25.21,1.59,0]
["20160921:1146",19,null,null,0,0,null,0,24.9,2,0]
["20160921:1246",20,null,null,0,0,null,0,24.8,1.79,0]
["20160921:1346",21,null,null,0,0,null,0,24.7,1.86,0]
["20160921:1446",22,null,null,0,0,null,0,24.58,1.72,0]
["20160921:1546",23,null,null,0,0,null,0,24.43,1.66,0]
["20160921:1646",24,null,null,0,0,null,0,24.3,2.14,0]
["20160921:1746",1,null,null,0,0,null,0,24.13,2.21,0]
["20160921:1846",2,null,null,0,0,null,0,24.02,1.86,0]
["20160921:1946",3,null,null,0,0,null,0,23.94,2.0699999999999998,0]
["20160921:2046",4,null,null,0,0,null,0,23.77,2.14,0]
["20160921:2146",5,null,null,0,0,null,0,23.67,2.21,0]
["20160921:2246",6,null,null,0,0,null,0,23.57,2.34,0]
["20160921:2346",7,null,null,18.95,20.59,null,11.72,23.61,2.34,0]
["20160922:0046",8,null,null,28.88,31.38,null,26.12,24.07,3.24,0]
["20160922:0146",9,null,null,47.83,51.97,null,40.36,24.7,3.79,0]
["20160922:0246",10,null,null,399.88,410.81,null,54.18,25.31,3.31,0]
["20160922:0346",11,null,null,311.97000000000003,337.72,null,66.790000000000006,26.33,3.03,0]
["20160922:0446",12,null,null,620.39,662.1,null,74.73,27.63,2.48,0]
["20160922:0546",13,null,null,277.23,301.10000000000002,null,70.87,29.16,1.86,0]
["20160922:0646",14,null,null,166.05,180.41,null,59.38,28.39,1.93,0]
["20160922:0746",15,null,null,193.12,209.83,null,45.88,26.32,2.97,0]
["20160922:0846",16,null,null,642.69000000000005,441.67,null,31.76,25.3,2.14,0]
["20160922:0946",17,null,null,280.67,182.64,null,17.399999999999999,25.36,1.66,0]
["20160922:1046",18,null,null,1.8,1.96,null,2.96,25.28,1.45,0]
["20160922:1146",19,null,null,0,0,null,0,25.04,1.38,0]
["20160922:1246",20,null,null,0,0,null,0,24.91,1.1000000000000001,0]
["20160922:1346",21,null,null,0,0,null,0,24.56,1.24,0]
["20160922:1446",22,null,null,0,0,null,0,24.42,0.76,0]
["20160922:1546",23,null,null,0,0,null,0,24.27,0.9,0]
["20160922:1646",24,null,null,0,0,null,0,23.71,0.69,0]
["20160922:1746",1,null,null,0,0,null,0,23.64,1.17,0]
["20160922:1846",2,null,null,0,0,null,0,24.24,1.31,0]
["20160922:1946",3,null,null,0,0,null,0,24.29,1.52,0]
["20160922:2046",4,null,null,0,0,null,0,24.18,1.72,0]
["20160922:2146",5,null,null,0,0,null,0,24.01,1.86,0]
["20160922:2246",6,null,null,0,0,null,0,23.89,2.0699999999999998,0]
["20160922:2346",7,null,null,18.95,20.59,null,11.7,24.13,2,0]
["20160923:0046",8,null,null,40.61,44.12,null,26.09,24.93,3.38,0]
["20160923:0146",9,null,null,299.88,299.33,null,40.31,26.01,2.76,0]
["20160923:0246",10,null,null,970.82,800.03,null,54.09,27.06,2,0]
["20160923:0346",11,null,null,636.80999999999995,646.91,null,66.599999999999994,27.98,1.38,0]
["20160923:0446",12,null,null,469.67,506.44,null,74.37,28.89,1.17,0]
["20160923:0546",13,null,null,767.67,791.98,null,70.5,29.28,0.69,0]
["20160923:0646",14,null,null,331.48,355.55,null,59.1,27.2,1.17,0]
["20160923:0746",15,null,null,55.05,59.81,null,45.65,27.35,0.97,0]
["20160923:0846",16,null,null,59.56,64.709999999999994,null,31.55,27.27,0.55000000000000004,0]
["20160923:0946",17,null,null,62.27,67.650000000000006,null,17.21,27.26,0.69,0]
["20160923:1046",18,null,null,46.96,19.78,null,2.77,26.65,1.1000000000000001,0]
["20160923:1146",19,null,null,0,0,null,0,26.12,1.38,0]
["20160923:1246",20,null,null,0,0,null,0,25.46,1.38,0]
["20160923:1346",21,null,null,0,0,null,0,24.64,1.24,0]
["20160923:1446",22,null,null,0,0,null,0,24.3,0.83,0]
["20160923:1546",23,null,null,0,0,null,0,24.23,1.1000000000000001,0]
["20160923:1646",24,null,null,0,0,null,0,24.13,0.97,0]
["20160923:1746",{"$f":"IF(B6411=24,1,B6411+1)","v":1},null,null,0,0,null,0,23.94,0.55000000000000004,0]
["20160923:1846",2,null,null,0,0,null,0,23.92,0.69,0]
["20160923:1946",3,null,null,0,0,null,0,23.85,0.41,0]
["20160923:2046",4,null,null,0,0,null,0,24.02,0.14000000000000001,0]
["20160923:2146",5,null,null,0,0,null,0,24.01,0.34,0]
["20160923:2246",6,null,null,0,0,null,0,24.24,0.21,0]
["20160923:2346",7,null,null,18.95,20.59,null,11.68,24.49,7.0000000000000007E-2,0]
["20160924:0046",8,null,null,63.17,68.63,null,26.06,25.04,0.76,0]
["20160924:0146",9,null,null,335.72,324.7,null,40.26,25.64,0.76,0]
["20160924:0246",10,null,null,379.78,393.81,null,53.99,26.29,0.76,0]
["20160924:0346",11,null,null,647.95000000000005,656.36,null,66.400000000000006,27.29,0.55000000000000004,0]
["20160924:0446",12,null,null,860.7,909.27,null,74,28.19,0.69,0]
["20160924:0546",13,null,null,924.73,946.16,null,70.14,29.23,1.24,0]
["20160924:0646",14,null,null,751.95,711.16,null,58.82,28.63,1.24,0]
["20160924:0746",15,null,null,553.5,498.51,null,45.41,29.16,1.17,0]
["20160924:0846",16,null,null,271.43,257.02999999999997,null,31.34,28.82,1.17,0]
["20160924:0946",17,null,null,22.56,24.51,null,17.010000000000002,28.26,0.48,0]
["20160924:1046",18,null,null,9.02,9.8000000000000007,null,2.57,26.94,1.45,0]
["20160924:1146",19,null,null,0,0,null,0,25.22,1.86,0]
["20160924:1246",20,null,null,0,0,null,0,24.85,0.97,0]
["20160924:1346",21,null,null,0,0,null,0,24.74,0.69,0]
["20160924:1446",22,null,null,0,0,null,0,24.53,1.38,0]
["20160924:1546",23,null,null,0,0,null,0,24.26,1.38,0]
["20160924:1646",24,null,null,0,0,null,0,24.15,1.1000000000000001,0]
["20160924:1746",1,null,null,0,0,null,0,24.02,1.31,0]
["20160924:1846",2,null,null,0,0,null,0,24.29,1.1000000000000001,0]
["20160924:1946",3,null,null,0,0,null,0,24.18,0.9,0]
["20160924:2046",4,null,null,0,0,null,0,24.07,0.83,0]
["20160924:2146",5,null,null,0,0,null,0,23.94,0.83,0]
["20160924:2246",6,null,null,0,0,null,0,23.9,1.03,0]
["20160924:2346",7,null,null,28.88,31.38,null,11.66,24.56,0.76,0]
["20160925:0046",8,null,null,194.64,183.66,null,26.03,25.48,1.1000000000000001,0]
["20160925:0146",9,null,null,458.46,399.85,null,40.200000000000003,26.73,1.24,0]
["20160925:0246",10,null,null,692.51,622.67999999999995,null,53.89,28.33,1.24,0]
["20160925:0346",11,null,null,950.05,918.2,null,66.2,28.96,1.17,0]
["20160925:0446",12,null,null,631.76,671.75,null,73.63,29.69,1.31,0]
["20160925:0546",13,null,null,653.37,681.19,null,69.77,30.69,1.24,0]
["20160925:0646",14,null,null,930.38,847.26,null,58.54,30.37,1.1000000000000001,0]
["20160925:0746",15,null,null,789.5,637.89,null,45.18,28.69,1.38,0]
["20160925:0846",16,null,null,648.71,441.74,null,31.13,28.19,1.38,0]
["20160925:0946",17,null,null,115.03,109.3,null,16.82,27.7,1.1000000000000001,0]
["20160925:1046",18,null,null,9.93,10.79,null,2.38,26.94,0.76,0]
["20160925:1146",19,null,null,0,0,null,0,26.5,2,0]
["20160925:1246",20,null,null,0,0,null,0,26.17,2,0]
["20160925:1346",21,null,null,0,0,null,0,25.81,1.59,0]
["20160925:1446",22,null,null,0,0,null,0,25.49,1.1000000000000001,0]
["20160925:1546",23,null,null,0,0,null,0,25.06,0.83,0]
["20160925:1646",24,null,null,0,0,null,0,24.88,0.83,0]
["20160925:1746",1,null,null,0,0,null,0,24.6,0.9,0]
["20160925:1846",2,null,null,0,0,null,0,25.13,1.31,0]
["20160925:1946",3,null,null,0,0,null,0,24.77,1.1000000000000001,0]
["20160925:2046",4,null,null,0,0,null,0,24.35,1.03,0]
["20160925:2146",5,null,null,0,0,null,0,24.29,0.97,0]
["20160925:2246",6,null,null,0,0,null,0,24.08,1.38,0]
["20160925:2346",7,null,null,18.05,19.61,null,11.64,25.18,1.31,0]
["20160926:0046",8,null,null,144.99,149.15,null,26,26.57,1.24,0]
["20160926:0146",9,null,null,487.95,416.01,null,40.14,27.45,1.31,0]
["20160926:0246",10,null,null,590.5,554.53,null,53.78,28.41,1.17,0]
["20160926:0346",11,null,null,962.74,929.8,null,65.989999999999995,29.4,0.62,0]
["20160926:0446",12,null,null,905.69,955.05,null,73.260000000000005,30.46,0.83,0]
["20160926:0546",13,null,null,975.71,995.8,null,69.41,27.92,0.41,0]
["20160926:0646",14,null,null,962.97,872.23,null,58.26,30.33,0.9,0]
["20160926:0746",15,null,null,720.62,597.52,null,44.95,28.92,1.79,0]
["20160926:0846",16,null,null,573.17999999999995,408.62,null,30.93,28.53,0.9,0]
["20160926:0946",{"$f":"IF(B6475=24,1,B6475+1)","v":17},null,null,204.57,150.96,null,16.62,28.4,0.9,0]
["20160926:1046",18,null,null,8.1199999999999992,8.82,null,2.19,27.75,1.38,0]
["20160926:1146",19,null,null,0,0,null,0,26.84,1.59,0]
["20160926:1246",20,null,null,0,0,null,0,26.39,1.59,0]
["20160926:1346",21,null,null,0,0,null,0,26.02,1.45,0]
["20160926:1446",22,null,null,0,0,null,0,25.72,1.24,0]
["20160926:1546",23,null,null,0,0,null,0,25.26,0.9,0]
["20160926:1646",24,null,null,0,0,null,0,25.18,1.38,0]
["20160926:1746",1,null,null,0,0,null,0,25.12,1.38,0]
["20160926:1846",2,null,null,0,0,null,0,24.42,1.52,0]
["20160926:1946",3,null,null,0,0,null,0,24.27,0.97,0]
["20160926:2046",4,null,null,0,0,null,0,24.02,1.03,0]
["20160926:2146",5,null,null,0,0,null,0,23.8,1.03,0]
["20160926:2246",6,null,null,0,0,null,0,23.62,1.1000000000000001,0]
["20160926:2346",7,null,null,23.46,25.49,null,11.62,24.47,0.83,0]
["20160927:0046",8,null,null,53.24,57.85,null,25.96,25.97,1.17,0]
["20160927:0146",9,null,null,500.92,422.92,null,40.08,27.54,1.1000000000000001,0]
["20160927:0246",10,null,null,909.93,763.04,null,53.67,28.61,0.41,0]
["20160927:0346",11,null,null,917.52,888.29,null,65.78,29.68,7.0000000000000007E-2,0]
["20160927:0446",12,null,null,805,845.42,null,72.89,30.74,0.48,0]
["20160927:0546",13,null,null,945,961.26,null,69.040000000000006,30.56,0.69,0]
["20160927:0646",14,null,null,930.32,845.47,null,57.97,30.64,0.34,0]
["20160927:0746",15,null,null,741.21,608.75,null,44.71,30.66,0.14000000000000001,0]
["20160927:0846",16,null,null,536.63,391.54,null,30.72,30.94,0.41,0]
["20160927:0946",17,null,null,269.94,173.65,null,16.43,30.5,0.14000000000000001,0]
["20160927:1046",18,null,null,6.32,6.86,null,2.0099999999999998,29.1,0.55000000000000004,0]
["20160927:1146",19,null,null,0,0,null,0,26.95,1.79,0]
["20160927:1246",20,null,null,0,0,null,0,25.83,1.66,0]
["20160927:1346",21,null,null,0,0,null,0,25.56,1.52,0]
["20160927:1446",22,null,null,0,0,null,0,25.35,1.66,0]
["20160927:1546",23,null,null,0,0,null,0,25.02,1.72,0]
["20160927:1646",24,null,null,0,0,null,0,24.82,1.24,0]
["20160927:1746",1,null,null,0,0,null,0,24.53,0.76,0]
["20160927:1846",2,null,null,0,0,null,0,25.01,1.52,0]
["20160927:1946",3,null,null,0,0,null,0,24.81,1.45,0]
["20160927:2046",4,null,null,0,0,null,0,24.57,1.45,0]
["20160927:2146",5,null,null,0,0,null,0,24.44,1.59,0]
["20160927:2246",6,null,null,0,0,null,0,24.4,1.66,0]
["20160927:2346",7,null,null,424.65,177.05,null,11.59,24.97,1.59,0]
["20160928:0046",8,null,null,657.79,354.33,null,25.92,26.17,2.2799999999999998,0]
["20160928:0146",9,null,null,819.35,574.22,null,40.020000000000003,27.4,2,0]
["20160928:0246",10,null,null,970.94,804.45,null,53.56,28.52,1.93,0]
["20160928:0346",11,null,null,952.52,919.73,null,65.569999999999993,29.35,1.86,0]
["20160928:0446",12,null,null,929.95,977.81,null,72.510000000000005,30.51,1.72,0]
["20160928:0546",13,null,null,1003.64,1021.2,null,68.67,30.64,0.97,0]
["20160928:0646",14,null,null,1023.81,919.88,null,57.69,30.44,1.31,0]
["20160928:0746",15,null,null,970.1,741.74,null,44.47,30.45,1.03,0]
["20160928:0846",16,null,null,817.89,509.49,null,30.51,30.44,0.97,0]
["20160928:0946",17,null,null,232.06,159.52000000000001,null,16.23,30.56,0.9,0]
["20160928:1046",18,null,null,0,0,null,1.82,29.54,0.34,0]
["20160928:1146",19,null,null,0,0,null,0,28.35,1.24,0]
["20160928:1246",20,null,null,0,0,null,0,27.16,1.72,0]
["20160928:1346",21,null,null,0,0,null,0,26.22,1.24,0]
["20160928:1446",22,null,null,0,0,null,0,25.88,1.24,0]
["20160928:1546",23,null,null,0,0,null,0,25.5,0.97,0]
["20160928:1646",24,null,null,0,0,null,0,25.05,0.97,0]
["20160928:1746",1,null,null,0,0,null,0,24.64,0.9,0]
["20160928:1846",2,null,null,0,0,null,0,25.17,2.0699999999999998,0]
["20160928:1946",3,null,null,0,0,null,0,24.98,2.14,0]
["20160928:2046",4,null,null,0,0,null,0,24.79,1.66,0]
["20160928:2146",5,null,null,0,0,null,0,24.55,1.24,0]
["20160928:2246",6,null,null,0,0,null,0,24.22,0.48,0]
["20160928:2346",7,null,null,502.01,189.25,null,11.56,24.73,0.9,0]
["20160929:0046",8,null,null,536.20000000000005,319.43,null,25.88,25.78,0.97,0]
["20160929:0146",{"$f":"IF(B6539=24,1,B6539+1)","v":9},null,null,876.76,601.29,null,39.950000000000003,27.34,1.1000000000000001,0]
["20160929:0246",10,null,null,944.16,787.08,null,53.44,28.75,1.17,0]
["20160929:0346",11,null,null,981.9,946.72,null,65.349999999999994,29.75,1.03,0]
["20160929:0446",12,null,null,947.59,995.35,null,72.14,30.65,0.97,0]
["20160929:0546",13,null,null,991.54,1005.8,null,68.3,30,0.9,0]
["20160929:0646",14,null,null,969.08,874.13,null,57.4,30.15,0.41,0]
["20160929:0746",15,null,null,903.5,701.17,null,44.24,30,0.62,0]
["20160929:0846",16,null,null,770.88,489,null,30.3,29.8,0.48,0]
["20160929:0946",17,null,null,251.4,165.37,null,16.04,27.34,1.17,0]
["20160929:1046",18,null,null,0,0,null,1.63,26.35,0.62,0]
["20160929:1146",19,null,null,0,0,null,0,25.94,1.24,0]
["20160929:1246",20,null,null,0,0,null,0,25.76,1.24,0]
["20160929:1346",21,null,null,0,0,null,0,25.46,1.03,0]
["20160929:1446",22,null,null,0,0,null,0,25.22,1.03,0]
["20160929:1546",23,null,null,0,0,null,0,25.16,0.97,0]
["20160929:1646",24,null,null,0,0,null,0,24.97,1.31,0]
["20160929:1746",1,null,null,0,0,null,0,24.74,0.9,0]
["20160929:1846",2,null,null,0,0,null,0,24.37,1.72,0]
["20160929:1946",3,null,null,0,0,null,0,24.02,1.66,0]
["20160929:2046",4,null,null,0,0,null,0,23.75,1.24,0]
["20160929:2146",5,null,null,0,0,null,0,23.64,0.34,0]
["20160929:2246",6,null,null,0,0,null,0,23.61,0.97,0]
["20160929:2346",7,null,null,18.05,19.61,null,11.53,23.78,0.9,0]
["20160930:0046",8,null,null,28.88,31.38,null,25.84,24.45,0.83,0]
["20160930:0146",9,null,null,89.34,97.07,null,39.880000000000003,25.36,1.17,0]
["20160930:0246",10,null,null,62.27,67.650000000000006,null,53.31,26.77,1.79,0]
["20160930:0346",11,null,null,73.099999999999994,79.42,null,65.12,27.77,2.0699999999999998,0]
["20160930:0446",12,null,null,137.16999999999999,149.04,null,71.760000000000005,28.58,1.24,0]
["20160930:0546",13,null,null,483.97,515.03,null,67.94,28.77,0.76,0]
["20160930:0646",14,null,null,922.39,836.43,null,57.11,27.2,0.34,0]
["20160930:0746",15,null,null,789.42,634.64,null,44,28.01,0.76,0]
["20160930:0846",16,null,null,375.87,313.08999999999997,null,30.09,28.26,1.1000000000000001,0]
["20160930:0946",17,null,null,199.07,145.06,null,15.85,27.99,1.24,0]
["20160930:1046",18,null,null,0,0,null,1.45,27.32,1.24,0]
["20160930:1146",19,null,null,0,0,null,0,26.62,0.97,0]
["20160930:1246",20,null,null,0,0,null,0,26.07,0.9,0]
["20160930:1346",21,null,null,0,0,null,0,25.69,1.17,0]
["20160930:1446",22,null,null,0,0,null,0,25.35,0.97,0]
["20160930:1546",23,null,null,0,0,null,0,25.24,1.17,0]
["20160930:1646",24,null,null,0,0,null,0,25.07,1.31,0]
["20160930:1746",1,null,null,0,0,null,0,24.9,1.31,0]
["20160930:1846",2,null,null,0,0,null,0,24.78,1.1000000000000001,0]
["20160930:1946",3,null,null,0,0,null,0,24.57,0.97,0]
["20160930:2046",4,null,null,0,0,null,0,24.3,0.62,0]
["20160930:2146",5,null,null,0,0,null,0,24.42,0.21,0]
["20160930:2246",6,null,null,0,0,null,0,23.74,0.41,0]
["20160930:2346",7,null,null,18.05,19.61,null,11.5,23.77,0.55000000000000004,0]
["20161001:0046",8,null,null,36.1,39.22,null,25.79,24.35,0.97,0]
["20161001:0146",9,null,null,225.54,238.79,null,39.799999999999997,25.3,1.24,0]
["20161001:0246",10,null,null,214.78,233.36,null,53.19,26.73,1.38,0]
["20161001:0346",11,null,null,237.34,257.87,null,64.89,27.81,1.24,0]
["20161001:0446",12,null,null,537.91999999999996,574.25,null,71.39,28.88,1.1000000000000001,0]
["20161001:0546",13,null,null,594.24,621.4,null,67.569999999999993,29.83,1.45,0]
["20161001:0646",14,null,null,758.11,711.88,null,56.83,30.32,1.72,0]
["20161001:0746",15,null,null,715.42,592.44000000000005,null,43.76,30.24,1.52,0]
["20161001:0846",16,null,null,267.75,251.49,null,29.88,30.07,0.9,0]
["20161001:0946",17,null,null,74.92,78.739999999999995,null,15.65,28.07,1.79,0]
["20161001:1046",18,null,null,0,0,null,1.27,26.78,1.52,0]
["20161001:1146",19,null,null,0,0,null,0,26.33,0.97,0]
["20161001:1246",20,null,null,0,0,null,0,26.07,0.97,0]
["20161001:1346",21,null,null,0,0,null,0,25.64,0.83,0]
["20161001:1446",22,null,null,0,0,null,0,25.24,1.38,0]
["20161001:1546",23,null,null,0,0,null,0,24.91,1.45,0]
["20161001:1646",24,null,null,0,0,null,0,24.62,1.31,0]
["20161001:1746",{"$f":"IF(B6603=24,1,B6603+1)","v":1},null,null,0,0,null,0,24.35,1.24,0]
["20161001:1846",2,null,null,0,0,null,0,24.28,1.03,0]
["20161001:1946",3,null,null,0,0,null,0,24.08,1.03,0]
["20161001:2046",4,null,null,0,0,null,0,23.89,1.17,0]
["20161001:2146",5,null,null,0,0,null,0,23.78,1.38,0]
["20161001:2246",6,null,null,0,0,null,0,23.79,1.52,0]
["20161001:2346",7,null,null,18.05,19.61,null,11.47,24.84,1.38,0]
["20161002:0046",8,null,null,28.88,31.38,null,25.74,26.23,2.0699999999999998,0]
["20161002:0146",9,null,null,97.46,105.89,null,39.72,27.21,1.79,0]
["20161002:0246",10,null,null,558.96,534.09,null,53.05,28.3,1.38,0]
["20161002:0346",11,null,null,974.29,938.31,null,64.650000000000006,29.26,1.38,0]
["20161002:0446",12,null,null,890.61,926.17,null,71.010000000000005,29.61,1.52,0]
["20161002:0546",13,null,null,547.41,576.32000000000005,null,67.2,30.19,1.31,0]
["20161002:0646",14,null,null,432.73,449.61,null,56.54,30.14,1.24,0]
["20161002:0746",15,null,null,805.4,643.84,null,43.53,30.09,1.1000000000000001,0]
["20161002:0846",16,null,null,64.98,70.599999999999994,null,29.67,29.42,1.66,0]
["20161002:0946",17,null,null,327.72,187.28,null,15.46,28.98,1.24,0]
["20161002:1046",18,null,null,0,0,null,1.08,28.09,1.03,0]
["20161002:1146",19,null,null,0,0,null,0,27.33,1.38,0]
["20161002:1246",20,null,null,0,0,null,0,26.86,1.17,0]
["20161002:1346",21,null,null,0,0,null,0,26.31,1.1000000000000001,0]
["20161002:1446",22,null,null,0,0,null,0,25.87,1.03,0]
["20161002:1546",23,null,null,0,0,null,0,25.56,1.31,0]
["20161002:1646",24,null,null,0,0,null,0,25.25,1.38,0]
["20161002:1746",1,null,null,0,0,null,0,24.96,1.38,0]
["20161002:1846",2,null,null,0,0,null,0,24.57,1.1000000000000001,0]
["20161002:1946",3,null,null,0,0,null,0,24.4,1.45,0]
["20161002:2046",4,null,null,0,0,null,0,24.18,1.66,0]
["20161002:2146",5,null,null,0,0,null,0,24.08,1.52,0]
["20161002:2246",6,null,null,0,0,null,0,23.71,1.38,0]
["20161002:2346",7,null,null,27.98,30.4,null,11.44,24.85,1.1000000000000001,0]
["20161003:0046",8,null,null,257.36,218.25,null,25.69,26.36,1.66,0]
["20161003:0146",9,null,null,761.44,553.19000000000005,null,39.64,27.7,1.79,0]
["20161003:0246",10,null,null,929.61,780.97,null,52.92,28.64,1.86,0]
["20161003:0346",11,null,null,951.51,916.92,null,64.41,29.26,1.59,0]
["20161003:0446",12,null,null,766.8,799.12,null,70.63,29.83,1.52,0]
["20161003:0546",13,null,null,793.68,805.12,null,66.84,29.84,1.52,0]
["20161003:0646",14,null,null,231.93,251.99,null,56.25,29.6,1.93,0]
["20161003:0746",15,null,null,391.45,383.94,null,43.29,29.64,2.14,0]
["20161003:0846",16,null,null,702.56,459.08,null,29.47,29.63,1.93,0]
["20161003:0946",17,null,null,251.77,161.47,null,15.27,29.14,1.45,0]
["20161003:1046",18,null,null,0,0,null,0.9,28.21,1.66,0]
["20161003:1146",19,null,null,0,0,null,0,27.4,1.31,0]
["20161003:1246",20,null,null,0,0,null,0,27.39,0.41,0]
["20161003:1346",21,null,null,0,0,null,0,26.1,0.76,0]
["20161003:1446",22,null,null,0,0,null,0,25.53,1.03,0]
["20161003:1546",23,null,null,0,0,null,0,25.23,1.31,0]
["20161003:1646",24,null,null,0,0,null,0,24.78,1.03,0]
["20161003:1746",1,null,null,0,0,null,0,24.69,0.69,0]
["20161003:1846",2,null,null,0,0,null,0,25.32,0.28000000000000003,0]
["20161003:1946",3,null,null,0,0,null,0,25.15,0.41,0]
["20161003:2046",4,null,null,0,0,null,0,24.28,0.76,0]
["20161003:2146",5,null,null,0,0,null,0,24.08,0.83,0]
["20161003:2246",6,null,null,0,0,null,0,23.78,0.97,0]
["20161003:2346",7,null,null,213.62,138.25,null,11.4,25.21,0.76,0]
["20161004:0046",8,null,null,484.42,306.88,null,25.64,26.67,1.24,0]
["20161004:0146",9,null,null,805.6,574.57000000000005,null,39.56,27.89,0.9,0]
["20161004:0246",10,null,null,950,795.04,null,52.77,29.08,0.48,0]
["20161004:0346",11,null,null,951.87,916.65,null,64.17,29.72,0.41,0]
["20161004:0446",12,null,null,959.07,995.39,null,70.25,30.54,0.97,0]
["20161004:0546",13,null,null,990.31,992.88,null,66.47,30.58,1.03,0]
["20161004:0646",14,null,null,974.38,874,null,55.96,30.25,1.31,0]
["20161004:0746",15,null,null,937.43,719.21,null,43.05,30.38,1.52,0]
["20161004:0846",16,null,null,64.069999999999993,69.62,null,29.26,30.22,1.52,0]
["20161004:0946",{"$f":"IF(B6667=24,1,B6667+1)","v":17},null,null,163.72,127.75,null,15.09,29.46,1.17,0]
["20161004:1046",18,null,null,0,0,null,0.73,28.64,0.76,0]
["20161004:1146",19,null,null,0,0,null,0,27.87,1.45,0]
["20161004:1246",20,null,null,0,0,null,0,27.15,1.38,0]
["20161004:1346",21,null,null,0,0,null,0,26.6,1.24,0]
["20161004:1446",22,null,null,0,0,null,0,26.01,1.52,0]
["20161004:1546",23,null,null,0,0,null,0,25.64,1.72,0]
["20161004:1646",24,null,null,0,0,null,0,25.3,1.17,0]
["20161004:1746",1,null,null,0,0,null,0,25.18,7.0000000000000007E-2,0]
["20161004:1846",2,null,null,0,0,null,0,25.06,0.55000000000000004,0]
["20161004:1946",3,null,null,0,0,null,0,24.82,0.69,0]
["20161004:2046",4,null,null,0,0,null,0,24.64,0.83,0]
["20161004:2146",5,null,null,0,0,null,0,24.48,0.76,0]
["20161004:2246",6,null,null,0,0,null,0,24.83,0.41,0]
["20161004:2346",7,null,null,18.05,19.61,null,11.36,25.24,0.28000000000000003,0]
["20161005:0046",8,null,null,32.49,35.299999999999997,null,25.58,26.7,0.21,0]
["20161005:0146",9,null,null,55.05,59.81,null,39.47,27.84,0,0]
["20161005:0246",10,null,null,167.85,182.37,null,52.63,29.01,0.34,0]
["20161005:0346",11,null,null,344.31,371.15,null,63.92,30.06,0.69,0]
["20161005:0446",12,null,null,817.08,846.29,null,69.88,30.33,0.97,0]
["20161005:0546",13,null,null,710.17,726.13,null,66.099999999999994,30.4,1.1000000000000001,0]
["20161005:0646",14,null,null,615.52,600,null,55.67,30.93,1.31,0]
["20161005:0746",15,null,null,543.5,486.09,null,42.82,30.44,0.97,0]
["20161005:0846",16,null,null,365.69,304.73,null,29.06,29.85,0.9,0]
["20161005:0946",17,null,null,26.17,28.43,null,14.9,28.32,1.38,0]
["20161005:1046",18,null,null,0,0,null,0.55000000000000004,27.31,1.59,0]
["20161005:1146",19,null,null,0,0,null,0,26.54,1.17,0]
["20161005:1246",20,null,null,0,0,null,0,25.89,1.1000000000000001,0]
["20161005:1346",21,null,null,0,0,null,0,25.33,1.45,0]
["20161005:1446",22,null,null,0,0,null,0,24.98,1.38,0]
["20161005:1546",23,null,null,0,0,null,0,24.62,1.31,0]
["20161005:1646",24,null,null,0,0,null,0,24.39,0.9,0]
["20161005:1746",1,null,null,0,0,null,0,24.22,0.62,0]
["20161005:1846",2,null,null,0,0,null,0,24.35,0.41,0]
["20161005:1946",3,null,null,0,0,null,0,24.33,0.69,0]
["20161005:2046",4,null,null,0,0,null,0,24.28,0.9,0]
["20161005:2146",5,null,null,0,0,null,0,24.23,0.76,0]
["20161005:2246",6,null,null,0,0,null,0,24.16,0.48,0]
["20161005:2346",7,null,null,61.37,66.67,null,11.32,24.28,0.28000000000000003,0]
["20161006:0046",8,null,null,311.39999999999998,243.28,null,25.52,24.83,0.41,0]
["20161006:0146",9,null,null,284.26,287.68,null,39.380000000000003,25.21,0.41,0]
["20161006:0246",10,null,null,864.53,738.89,null,52.48,25.97,0.21,0]
["20161006:0346",11,null,null,897.03,866.78,null,63.67,26.5,0.34,0]
["20161006:0446",12,null,null,835.63,863.24,null,69.5,27.5,0.9,0]
["20161006:0546",13,null,null,396.82,426.53,null,65.739999999999995,28.45,1.38,0]
["20161006:0646",14,null,null,263.10000000000002,284.8,null,55.39,28.89,0.69,0]
["20161006:0746",15,null,null,80.319999999999993,87.26,null,42.58,29.42,0.97,0]
["20161006:0846",16,null,null,111.9,121.58,null,28.85,29.08,1.17,0]
["20161006:0946",17,null,null,66.040000000000006,68.989999999999995,null,14.72,28.73,0.62,0]
["20161006:1046",18,null,null,0,0,null,0.38,26.83,1.52,0]
["20161006:1146",19,null,null,0,0,null,0,25.55,1.59,0]
["20161006:1246",20,null,null,0,0,null,0,25.11,1.31,0]
["20161006:1346",21,null,null,0,0,null,0,24.98,1.31,0]
["20161006:1446",22,null,null,0,0,null,0,24.79,0.9,0]
["20161006:1546",23,null,null,0,0,null,0,24.66,0.83,0]
["20161006:1646",24,null,null,0,0,null,0,24.46,0.41,0]
["20161006:1746",1,null,null,0,0,null,0,24.27,0.41,0]
["20161006:1846",2,null,null,0,0,null,0,24.18,0.34,0]
["20161006:1946",3,null,null,0,0,null,0,24.51,0.69,0]
["20161006:2046",4,null,null,0,0,null,0,24.4,0.76,0]
["20161006:2146",5,null,null,0,0,null,0,24.35,0.62,0]
["20161006:2246",6,null,null,0,0,null,0,24.21,0.69,0]
["20161006:2346",7,null,null,46.93,50.99,null,11.28,24.61,0.76,0]
["20161007:0046",8,null,null,151.4,154.49,null,25.46,25.26,0.62,0]
["20161007:0146",{"$f":"IF(B6731=24,1,B6731+1)","v":9},null,null,271.43,277.52999999999997,null,39.28,26.13,0.34,0]
["20161007:0246",10,null,null,459.81,459.4,null,52.33,26.72,0.62,0]
["20161007:0346",11,null,null,818.37,798.63,null,63.41,27.68,0.62,0]
["20161007:0446",12,null,null,556.70000000000005,590.25,null,69.12,27.83,0.34,0]
["20161007:0546",13,null,null,480.34,509.5,null,65.38,28.09,0.14000000000000001,0]
["20161007:0646",14,null,null,703.12,665.81,null,55.1,29.2,1.52,0]
["20161007:0746",15,null,null,595.33000000000004,516.64,null,42.35,29.17,1.45,0]
["20161007:0846",16,null,null,453.97,346.83,null,28.65,29.14,1.66,0]
["20161007:0946",17,null,null,188.8,134.88,null,14.53,26.54,1.31,0]
["20161007:1046",18,null,null,0,0,null,0.21,25.59,0.41,0]
["20161007:1146",19,null,null,0,0,null,0,25.28,0.48,0]
["20161007:1246",20,null,null,0,0,null,0,25.1,1.03,0]
["20161007:1346",21,null,null,0,0,null,0,24.91,1.17,0]
["20161007:1446",22,null,null,0,0,null,0,24.81,1.03,0]
["20161007:1546",23,null,null,0,0,null,0,24.69,0.9,0]
["20161007:1646",24,null,null,0,0,null,0,24.44,0.9,0]
["20161007:1746",1,null,null,0,0,null,0,24.16,0.83,0]
["20161007:1846",2,null,null,0,0,null,0,24.5,1.1000000000000001,0]
["20161007:1946",3,null,null,0,0,null,0,24.45,0.97,0]
["20161007:2046",4,null,null,0,0,null,0,24.32,0.97,0]
["20161007:2146",5,null,null,0,0,null,0,24.16,1.24,0]
["20161007:2246",6,null,null,0,0,null,0,23.96,1.24,0]
["20161007:2346",7,null,null,18.05,19.61,null,11.23,24.42,1.24,0]
["20161008:0046",8,null,null,27.98,30.4,null,25.39,25.2,1.52,0]
["20161008:0146",9,null,null,64.98,70.599999999999994,null,39.18,26.32,1.38,0]
["20161008:0246",10,null,null,409.29,418.17,null,52.17,27.48,1.17,0]
["20161008:0346",11,null,null,798.67,781.36,null,63.15,28.54,1.31,0]
["20161008:0446",12,null,null,669.99,699.88,null,68.75,29.38,1.1000000000000001,0]
["20161008:0546",13,null,null,839.38,840.76,null,65.02,29.53,0.9,0]
["20161008:0646",14,null,null,838.65,766.31,null,54.81,28.76,1.1000000000000001,0]
["20161008:0746",15,null,null,771.53,619.94000000000005,null,42.11,28.95,0.97,0]
["20161008:0846",16,null,null,415.8,327.52999999999997,null,28.45,29.06,0.83,0]
["20161008:0946",17,null,null,210.71,142.27000000000001,null,14.35,28.9,0.28000000000000003,0]
["20161008:1046",18,null,null,0,0,null,0.04,27.62,1.24,0]
["20161008:1146",19,null,null,0,0,null,0,26.29,1.03,0]
["20161008:1246",20,null,null,0,0,null,0,25.67,1.31,0]
["20161008:1346",21,null,null,0,0,null,0,25.28,1.52,0]
["20161008:1446",22,null,null,0,0,null,0,24.9,1.45,0]
["20161008:1546",23,null,null,0,0,null,0,24.58,1.52,0]
["20161008:1646",24,null,null,0,0,null,0,24.21,1.45,0]
["20161008:1746",1,null,null,0,0,null,0,24,1.31,0]
["20161008:1846",2,null,null,0,0,null,0,24.38,1.52,0]
["20161008:1946",3,null,null,0,0,null,0,24.18,1.24,0]
["20161008:2046",4,null,null,0,0,null,0,23.98,0.97,0]
["20161008:2146",5,null,null,0,0,null,0,24.21,0.41,0]
["20161008:2246",6,null,null,0,0,null,0,24.08,0.34,0]
["20161008:2346",7,null,null,117.95,104.54,null,11.19,24.6,0.83,0]
["20161009:0046",8,null,null,349.65,258.77,null,25.32,25.96,1.31,0]
["20161009:0146",9,null,null,749.19,550.35,null,39.08,27.4,1.59,0]
["20161009:0246",10,null,null,906.32,767,null,52.01,28.78,1.86,0]
["20161009:0346",11,null,null,838.46,814.57,null,62.89,29.86,2.21,0]
["20161009:0446",12,null,null,961.65,986.6,null,68.37,30.58,2.34,0]
["20161009:0546",13,null,null,966.11,958.57,null,64.66,30.91,2.48,0]
["20161009:0646",14,null,null,937.9,840.37,null,54.53,30.66,2.14,0]
["20161009:0746",15,null,null,884.28,684.31,null,41.88,30.55,2.41,0]
["20161009:0846",16,null,null,356.53,296.97000000000003,null,28.25,30.27,2.0699999999999998,0]
["20161009:0946",17,null,null,453.47,217.04,null,14.17,29.63,1.24,0]
["20161009:1046",18,null,null,0,0,null,-0.13,28.42,0.76,0]
["20161009:1146",19,null,null,0,0,null,0,27.17,0.9,0]
["20161009:1246",20,null,null,0,0,null,0,26.08,1.17,0]
["20161009:1346",21,null,null,0,0,null,0,25.13,1.45,0]
["20161009:1446",22,null,null,0,0,null,0,24.55,1.66,0]
["20161009:1546",23,null,null,0,0,null,0,24.2,1.66,0]
["20161009:1646",24,null,null,0,0,null,0,23.93,1.59,0]
["20161009:1746",{"$f":"IF(B6795=24,1,B6795+1)","v":1},null,null,0,0,null,0,23.74,1.66,0]
["20161009:1846",2,null,null,0,0,null,0,23.58,1.38,0]
["20161009:1946",3,null,null,0,0,null,0,23.36,1.52,0]
["20161009:2046",4,null,null,0,0,null,0,23.1,1.38,0]
["20161009:2146",5,null,null,0,0,null,0,23.1,1.03,0]
["20161009:2246",6,null,null,0,0,null,0,22.78,1.17,0]
["20161009:2346",7,null,null,314.95,161.24,null,11.14,24.54,1.17,0]
["20161010:0046",8,null,null,322.8,247.25,null,25.25,26.57,1.66,0]
["20161010:0146",9,null,null,644.67999999999995,499.71,null,38.97,28.08,1.86,0]
["20161010:0246",10,null,null,732.04,652.02,null,51.84,29.24,2.0699999999999998,0]
["20161010:0346",11,null,null,744.5,734.57,null,62.63,29.84,2.0699999999999998,0]
["20161010:0446",12,null,null,724.49,750.2,null,68,30.31,2.14,0]
["20161010:0546",13,null,null,833.87,833.09,null,64.3,30.56,2.0699999999999998,0]
["20161010:0646",14,null,null,328.59,350.88,null,54.24,30.23,1.1000000000000001,0]
["20161010:0746",15,null,null,736.55,597.94000000000005,null,41.65,29.98,1.31,0]
["20161010:0846",16,null,null,710.99,457.14,null,28.05,30.31,1.03,0]
["20161010:0946",17,null,null,318.8,176.41,null,14,29.8,0.83,0]
["20161010:1046",18,null,null,0,0,null,-0.28999999999999998,28.66,0.48,0]
["20161010:1146",19,null,null,0,0,null,0,28.32,0.34,0]
["20161010:1246",20,null,null,0,0,null,0,27.67,0.55000000000000004,0]
["20161010:1346",21,null,null,0,0,null,0,26.18,0.97,0]
["20161010:1446",22,null,null,0,0,null,0,25.72,0.97,0]
["20161010:1546",23,null,null,0,0,null,0,25.59,0.9,0]
["20161010:1646",24,null,null,0,0,null,0,25.04,1.1000000000000001,0]
["20161010:1746",1,null,null,0,0,null,0,24.94,1.24,0]
["20161010:1846",2,null,null,0,0,null,0,24.75,1.03,0]
["20161010:1946",3,null,null,0,0,null,0,24.62,1.31,0]
["20161010:2046",4,null,null,0,0,null,0,24.61,1.66,0]
["20161010:2146",5,null,null,0,0,null,0,24.53,1.86,0]
["20161010:2246",6,null,null,0,0,null,0,24.43,1.86,0]
["20161010:2346",7,null,null,35.200000000000003,38.24,null,11.08,25.25,1.79,0]
["20161011:0046",8,null,null,243.63,210.75,null,25.18,26.7,2.41,0]
["20161011:0146",9,null,null,427.95,383.67,null,38.86,27.79,2.48,0]
["20161011:0246",10,null,null,632.16999999999996,584.53,null,51.67,29.17,2.69,0]
["20161011:0346",11,null,null,757.79,745.23,null,62.36,30.01,3.1,0]
["20161011:0446",12,null,null,941.74,961.47,null,67.62,30.57,3.17,0]
["20161011:0546",13,null,null,727.24,735.79,null,63.94,30.7,2.97,0]
["20161011:0646",14,null,null,756.36,702.55,null,53.96,30.44,2.83,0]
["20161011:0746",15,null,null,682.24,565.69000000000005,null,41.42,30.42,2.5499999999999998,0]
["20161011:0846",16,null,null,598.22,408.44,null,27.85,30.19,2.14,0]
["20161011:0946",17,null,null,389.55,197.02,null,13.82,29.39,1.24,0]
["20161011:1046",18,null,null,0,0,null,0,28.59,1.66,0]
["20161011:1146",19,null,null,0,0,null,0,27.72,1.86,0]
["20161011:1246",20,null,null,0,0,null,0,27.3,1.93,0]
["20161011:1346",21,null,null,0,0,null,0,26.8,1.86,0]
["20161011:1446",22,null,null,0,0,null,0,26.3,1.59,0]
["20161011:1546",23,null,null,0,0,null,0,26.02,1.45,0]
["20161011:1646",24,null,null,0,0,null,0,25.55,1.38,0]
["20161011:1746",1,null,null,0,0,null,0,25.21,1.38,0]
["20161011:1846",2,null,null,0,0,null,0,25.03,1.72,0]
["20161011:1946",3,null,null,0,0,null,0,24.94,2,0]
["20161011:2046",4,null,null,0,0,null,0,24.87,2.41,0]
["20161011:2146",5,null,null,0,0,null,0,24.6,2.48,0]
["20161011:2246",6,null,null,0,0,null,0,24.4,2.48,0]
["20161011:2346",7,null,null,17.149999999999999,18.63,null,11.03,24.64,2.21,0]
["20161012:0046",8,null,null,440.91,293.39,null,25.1,25.84,3.17,0]
["20161012:0146",9,null,null,791.01,571.19000000000005,null,38.75,27.21,3.86,0]
["20161012:0246",10,null,null,940.12,789.97,null,51.5,28.36,4.07,0]
["20161012:0346",11,null,null,987.19,942.22,null,62.09,29.28,4.62,0]
["20161012:0446",12,null,null,1015.74,1037.33,null,67.25,29.39,4.4800000000000004,0]
["20161012:0546",13,null,null,1004.59,990.4,null,63.59,29.69,4.41,0]
["20161012:0646",14,null,null,368.09,387.98,null,53.68,29.57,3.03,0]
["20161012:0746",15,null,null,679.7,563.44000000000005,null,41.19,29.04,2.34,0]
["20161012:0846",16,null,null,696.18,449.2,null,27.66,28.86,1.93,0]
["20161012:0946",{"$f":"IF(B6859=24,1,B6859+1)","v":17},null,null,297.51,168.44,null,13.65,28.55,1.72,0]
["20161012:1046",18,null,null,0,0,null,0,27.76,1.59,0]
["20161012:1146",19,null,null,0,0,null,0,27.23,1.66,0]
["20161012:1246",20,null,null,0,0,null,0,26.87,1.79,0]
["20161012:1346",21,null,null,0,0,null,0,26.45,2.0699999999999998,0]
["20161012:1446",22,null,null,0,0,null,0,26.16,2.2799999999999998,0]
["20161012:1546",23,null,null,0,0,null,0,26.12,2.76,0]
["20161012:1646",24,null,null,0,0,null,0,25.93,3.24,0]
["20161012:1746",1,null,null,0,0,null,0,25.45,3.31,0]
["20161012:1846",2,null,null,0,0,null,0,25.4,3.17,0]
["20161012:1946",3,null,null,0,0,null,0,25.23,2.97,0]
["20161012:2046",4,null,null,0,0,null,0,24.9,2.69,0]
["20161012:2146",5,null,null,0,0,null,0,24.51,2.5499999999999998,0]
["20161012:2246",6,null,null,0,0,null,0,23.96,2.41,0]
["20161012:2346",7,null,null,21.66,23.53,null,10.97,24.31,2.21,0]
["20161013:0046",8,null,null,463.18,301.23,null,25.02,25.78,3.24,0]
["20161013:0146",9,null,null,768.38,560.87,null,38.630000000000003,27.28,5.38,0]
["20161013:0246",10,null,null,918.66,775.49,null,51.32,28.27,5.38,0]
["20161013:0346",11,null,null,975.27,930.4,null,61.81,28.86,4.9000000000000004,0]
["20161013:0446",12,null,null,1006.28,1024.6600000000001,null,66.88,29.36,5.03,0]
["20161013:0546",13,null,null,987.08,971.26,null,63.24,29.75,4.76,0]
["20161013:0646",14,null,null,841.97,764.35,null,53.4,29.64,3.59,0]
["20161013:0746",15,null,null,141.68,153.94,null,40.96,29.13,2.97,0]
["20161013:0846",16,null,null,76.709999999999994,83.34,null,27.47,28.48,2.97,0]
["20161013:0946",17,null,null,48.73,52.95,null,13.48,27.28,3.17,0]
["20161013:1046",18,null,null,0,0,null,0,26.65,2.5499999999999998,0]
["20161013:1146",19,null,null,0,0,null,0,26.28,2.62,0]
["20161013:1246",20,null,null,0,0,null,0,26.18,2.9,0]
["20161013:1346",21,null,null,0,0,null,0,25.81,3.1,0]
["20161013:1446",22,null,null,0,0,null,0,25.23,2.9,0]
["20161013:1546",23,null,null,0,0,null,0,24.81,2.76,0]
["20161013:1646",24,null,null,0,0,null,0,24.44,2.76,0]
["20161013:1746",1,null,null,0,0,null,0,24.09,2.9,0]
["20161013:1846",2,null,null,0,0,null,0,24.18,2.2799999999999998,0]
["20161013:1946",3,null,null,0,0,null,0,24.01,2.2799999999999998,0]
["20161013:2046",4,null,null,0,0,null,0,23.81,2.21,0]
["20161013:2146",5,null,null,0,0,null,0,23.6,2.14,0]
["20161013:2246",6,null,null,0,0,null,0,23.49,2,0]
["20161013:2346",7,null,null,650.59,223.05,null,10.91,24.05,1.86,0]
["20161014:0046",8,null,null,48.73,52.95,null,24.94,25.46,2.5499999999999998,0]
["20161014:0146",9,null,null,78.510000000000005,85.3,null,38.51,26.74,3.03,0]
["20161014:0246",10,null,null,208.47,226.49,null,51.14,27.55,3.52,0]
["20161014:0346",11,null,null,203.95,221.59,null,61.54,28.29,3.86,0]
["20161014:0446",12,null,null,384.16,414.27,null,66.510000000000005,28.95,4.21,0]
["20161014:0546",13,null,null,302.12,327.32,null,62.88,29.19,5.03,0]
["20161014:0646",14,null,null,371.42,390.57,null,53.12,28.57,3.93,0]
["20161014:0746",15,null,null,129.05000000000001,140.21,null,40.74,28.65,3.93,0]
["20161014:0846",16,null,null,190.08,191.47,null,27.28,28.16,3.79,0]
["20161014:0946",17,null,null,13.54,14.71,null,13.31,27.38,3.17,0]
["20161014:1046",18,null,null,0,0,null,0,26.35,2.5499999999999998,0]
["20161014:1146",19,null,null,0,0,null,0,25.69,2.14,0]
["20161014:1246",20,null,null,0,0,null,0,25.13,1.79,0]
["20161014:1346",21,null,null,0,0,null,0,24.7,1.86,0]
["20161014:1446",22,null,null,0,0,null,0,24.48,1.79,0]
["20161014:1546",23,null,null,0,0,null,0,24.23,1.72,0]
["20161014:1646",24,null,null,0,0,null,0,24.07,2,0]
["20161014:1746",1,null,null,0,0,null,0,23.98,2.14,0]
["20161014:1846",2,null,null,0,0,null,0,24.07,2,0]
["20161014:1946",3,null,null,0,0,null,0,23.83,1.59,0]
["20161014:2046",4,null,null,0,0,null,0,23.5,1.31,0]
["20161014:2146",5,null,null,0,0,null,0,23.2,1.17,0]
["20161014:2246",6,null,null,0,0,null,0,23.06,1.1000000000000001,0]
["20161014:2346",7,null,null,20.76,22.55,null,10.85,23.72,0.83,0]
["20161015:0046",8,null,null,52.34,56.87,null,24.85,24.96,1.66,0]
["20161015:0146",{"$f":"IF(B6923=24,1,B6923+1)","v":9},null,null,254.53,262.92,null,38.380000000000003,26.21,2,0]
["20161015:0246",10,null,null,266.02,286.14999999999998,null,50.96,27.18,2.0699999999999998,0]
["20161015:0346",11,null,null,241.86,262.77,null,61.26,27.94,2.14,0]
["20161015:0446",12,null,null,287.49,312.10000000000002,null,66.14,28.05,2,0]
["20161015:0546",13,null,null,242.76,263.75,null,62.54,28.26,2,0]
["20161015:0646",14,null,null,222,241.2,null,52.84,28.28,1.93,0]
["20161015:0746",15,null,null,202.04,218.11,null,40.51,28.51,2.34,0]
["20161015:0846",16,null,null,136.5,145.68,null,27.09,28.18,2.14,0]
["20161015:0946",17,null,null,29.78,32.36,null,13.15,27.85,1.79,0]
["20161015:1046",18,null,null,0,0,null,0,26.69,1.72,0]
["20161015:1146",19,null,null,0,0,null,0,26.01,1.59,0]
["20161015:1246",20,null,null,0,0,null,0,25.54,1.31,0]
["20161015:1346",21,null,null,0,0,null,0,25.04,1.24,0]
["20161015:1446",22,null,null,0,0,null,0,24.64,1.38,0]
["20161015:1546",23,null,null,0,0,null,0,24.29,1.45,0]
["20161015:1646",24,null,null,0,0,null,0,24.03,1.52,0]
["20161015:1746",1,null,null,0,0,null,0,23.75,1.45,0]
["20161015:1846",2,null,null,0,0,null,0,23.87,0.69,0]
["20161015:1946",3,null,null,0,0,null,0,23.78,1.1000000000000001,0]
["20161015:2046",4,null,null,0,0,null,0,23.87,1.24,0]
["20161015:2146",5,null,null,0,0,null,0,23.86,1.45,0]
["20161015:2246",6,null,null,0,0,null,0,23.99,1.38,0]
["20161015:2346",7,null,null,29.78,32.36,null,10.78,24.5,1.31,0]
["20161016:0046",8,null,null,284.14999999999998,229.72,null,24.76,25.81,2.69,0]
["20161016:0146",9,null,null,183.22,197.35,null,38.26,27.08,2.83,0]
["20161016:0246",10,null,null,785.41,686.28,null,50.77,27.75,2.69,0]
["20161016:0346",11,null,null,938.64,894.99,null,60.98,28.84,2.5499999999999998,0]
["20161016:0446",12,null,null,591.94000000000005,619.41,null,65.77,29.17,2.34,0]
["20161016:0546",13,null,null,606.67999999999995,623.35,null,62.19,28.55,1.93,0]
["20161016:0646",14,null,null,742.27,687.81,null,52.56,30.06,2.97,0]
["20161016:0746",15,null,null,49.63,53.93,null,40.29,28.42,3.72,0]
["20161016:0846",16,null,null,59.56,64.709999999999994,null,26.9,27.75,2.76,0]
["20161016:0946",17,null,null,91.15,83.03,null,12.98,27.41,1.66,0]
["20161016:1046",18,null,null,0,0,null,0,26.74,2.0699999999999998,0]
["20161016:1146",19,null,null,0,0,null,0,26.11,2.0699999999999998,0]
["20161016:1246",20,null,null,0,0,null,0,25.77,2,0]
["20161016:1346",21,null,null,0,0,null,0,25.53,2.14,0]
["20161016:1446",22,null,null,0,0,null,0,25.42,2.48,0]
["20161016:1546",23,null,null,0,0,null,0,25.31,2.9,0]
["20161016:1646",24,null,null,0,0,null,0,25.29,3.03,0]
["20161016:1746",1,null,null,0,0,null,0,25.21,3.03,0]
["20161016:1846",2,null,null,0,0,null,0,24.46,2.83,0]
["20161016:1946",3,null,null,0,0,null,0,24.24,3.03,0]
["20161016:2046",4,null,null,0,0,null,0,23.94,3.17,0]
["20161016:2146",5,null,null,0,0,null,0,23.73,3.17,0]
["20161016:2246",6,null,null,0,0,null,0,23.54,3.1,0]
["20161016:2346",7,null,null,344.7,168.51,null,10.72,24,2.62,0]
["20161017:0046",8,null,null,446.02,295.24,null,24.67,25.4,4,0]
["20161017:0146",9,null,null,845.12,598.66999999999996,null,38.130000000000003,27.1,5.24,0]
["20161017:0246",10,null,null,965.55,806.94,null,50.58,28.18,5.03,0]
["20161017:0346",11,null,null,976.39,927.09,null,60.7,28.67,4.76,0]
["20161017:0446",12,null,null,965.49,973.15,null,65.41,29.57,5.0999999999999996,0]
["20161017:0546",13,null,null,932.4,912.58,null,61.85,29.78,4.6900000000000004,0]
["20161017:0646",14,null,null,648.07000000000005,616.77,null,52.29,30.15,3.31,0]
["20161017:0746",15,null,null,554.79999999999995,484.72,null,40.07,30.22,3.31,0]
["20161017:0846",16,null,null,422.67,323.72000000000003,null,26.72,28.91,2.69,0]
["20161017:0946",17,null,null,98.69,87.61,null,12.83,28.13,2.5499999999999998,0]
["20161017:1046",18,null,null,0,0,null,0,27.19,2.41,0]
["20161017:1146",19,null,null,0,0,null,0,26.52,2.0699999999999998,0]
["20161017:1246",20,null,null,0,0,null,0,26.11,1.79,0]
["20161017:1346",21,null,null,0,0,null,0,25.5,1.66,0]
["20161017:1446",22,null,null,0,0,null,0,25.11,1.45,0]
["20161017:1546",23,null,null,0,0,null,0,24.82,1.38,0]
["20161017:1646",24,null,null,0,0,null,0,24.52,1.1000000000000001,0]
["20161017:1746",{"$f":"IF(B6987=24,1,B6987+1)","v":1},null,null,0,0,null,0,24.46,0.62,0]
["20161017:1846",2,null,null,0,0,null,0,24.15,0.55000000000000004,0]
["20161017:1946",3,null,null,0,0,null,0,23.21,1.31,0]
["20161017:2046",4,null,null,0,0,null,0,22.82,1.31,0]
["20161017:2146",5,null,null,0,0,null,0,22.61,1.38,0]
["20161017:2246",6,null,null,0,0,null,0,22.4,1.38,0]
["20161017:2346",7,null,null,153.94999999999999,117.44,null,10.65,23.75,0.97,0]
["20161018:0046",8,null,null,531.28,325.43,null,24.57,26.19,1.03,0]
["20161018:0146",9,null,null,754.63,554.30999999999995,null,37.99,27.75,1.45,0]
["20161018:0246",10,null,null,814.06,704.96,null,50.38,28.64,2.0699999999999998,0]
["20161018:0346",11,null,null,884.81,846.71,null,60.41,29.43,2.2799999999999998,0]
["20161018:0446",12,null,null,930.32,936.16,null,65.05,29.93,2.41,0]
["20161018:0546",13,null,null,790.71,784.43,null,61.51,30.13,2.41,0]
["20161018:0646",14,null,null,858.36,771.8,null,52.02,30.46,2.0699999999999998,0]
["20161018:0746",15,null,null,645.67999999999995,538.91,null,39.86,30.44,2.14,0]
["20161018:0846",16,null,null,171.32,175.1,null,26.54,30.31,1.86,0]
["20161018:0946",17,null,null,42.41,46.08,null,12.67,29.54,1.17,0]
["20161018:1046",18,null,null,0,0,null,0,28.47,1.24,0]
["20161018:1146",19,null,null,0,0,null,0,27.08,1.1000000000000001,0]
["20161018:1246",20,null,null,0,0,null,0,26.25,1.38,0]
["20161018:1346",21,null,null,0,0,null,0,25.65,1.52,0]
["20161018:1446",22,null,null,0,0,null,0,25.15,1.59,0]
["20161018:1546",23,null,null,0,0,null,0,24.82,1.59,0]
["20161018:1646",24,null,null,0,0,null,0,24.54,1.72,0]
["20161018:1746",1,null,null,0,0,null,0,24.31,1.86,0]
["20161018:1846",2,null,null,0,0,null,0,24.13,1.86,0]
["20161018:1946",3,null,null,0,0,null,0,23.92,1.86,0]
["20161018:2046",4,null,null,0,0,null,0,23.68,1.86,0]
["20161018:2146",5,null,null,0,0,null,0,23.45,1.79,0]
["20161018:2246",6,null,null,0,0,null,0,23.22,1.66,0]
["20161018:2346",7,null,null,410.75,181.98,null,10.58,23.99,1.31,0]
["20161019:0046",8,null,null,441.62,293.39999999999998,null,24.47,26.28,1.45,0]
["20161019:0146",9,null,null,797.78,575.5,null,37.86,28.02,1.52,0]
["20161019:0246",10,null,null,908.52,767.63,null,50.19,29.3,1.66,0]
["20161019:0346",11,null,null,977.01,925.33,null,60.13,30.19,1.52,0]
["20161019:0446",12,null,null,978.87,982.43,null,64.680000000000007,30.84,1.45,0]
["20161019:0546",13,null,null,971.82,945.73,null,61.17,31.19,1.52,0]
["20161019:0646",14,null,null,959.6,846.77,null,51.75,30.96,1.72,0]
["20161019:0746",15,null,null,835.1,648.76,null,39.64,30.75,1.72,0]
["20161019:0846",16,null,null,596.14,401.49,null,26.36,30.57,1.72,0]
["20161019:0946",17,null,null,202.67,130.41,null,12.52,29.35,0.83,0]
["20161019:1046",18,null,null,0,0,null,0,28.63,0.76,0]
["20161019:1146",19,null,null,0,0,null,0,27.55,1.52,0]
["20161019:1246",20,null,null,0,0,null,0,26.67,1.66,0]
["20161019:1346",21,null,null,0,0,null,0,26.21,1.79,0]
["20161019:1446",22,null,null,0,0,null,0,25.86,2,0]
["20161019:1546",23,null,null,0,0,null,0,25.6,2.14,0]
["20161019:1646",24,null,null,0,0,null,0,25.44,2.21,0]
["20161019:1746",1,null,null,0,0,null,0,25.29,2.21,0]
["20161019:1846",2,null,null,0,0,null,0,25.29,2.2799999999999998,0]
["20161019:1946",3,null,null,0,0,null,0,24.95,2.14,0]
["20161019:2046",4,null,null,0,0,null,0,24.63,2,0]
["20161019:2146",5,null,null,0,0,null,0,24.28,1.79,0]
["20161019:2246",6,null,null,0,0,null,0,24.05,1.66,0]
["20161019:2346",7,null,null,247.65,144.85,null,10.5,24.78,1.52,0]
["20161020:0046",8,null,null,464.61,301.69,null,24.37,26.6,2.0699999999999998,0]
["20161020:0146",9,null,null,812.6,583.19000000000005,null,37.72,28.03,2.41,0]
["20161020:0246",10,null,null,942.44,790.25,null,49.99,29.25,2.14,0]
["20161020:0346",11,null,null,958.56,907.99,null,59.84,30.01,1.52,0]
["20161020:0446",12,null,null,980.69,982.13,null,64.319999999999993,30.53,1.1000000000000001,0]
["20161020:0546",13,null,null,1010.27,980.2,null,60.84,30.84,1.17,0]
["20161020:0646",14,null,null,994.05,872.26,null,51.48,31.22,1.45,0]
["20161020:0746",15,null,null,931.32,704.62,null,39.43,31.34,1.59,0]
["20161020:0846",16,null,null,628.98,414.62,null,26.19,31.1,1.66,0]
["20161020:0946",{"$f":"IF(B7051=24,1,B7051+1)","v":17},null,null,197.17,127.27,null,12.37,30.16,1.17,0]
["20161020:1046",18,null,null,0,0,null,0,29.09,1.79,0]
["20161020:1146",19,null,null,0,0,null,0,28,2,0]
["20161020:1246",20,null,null,0,0,null,0,27.45,2.21,0]
["20161020:1346",21,null,null,0,0,null,0,26.98,2.5499999999999998,0]
["20161020:1446",22,null,null,0,0,null,0,26.41,2.69,0]
["20161020:1546",23,null,null,0,0,null,0,25.81,2.62,0]
["20161020:1646",24,null,null,0,0,null,0,25.26,2.34,0]
["20161020:1746",1,null,null,0,0,null,0,24.76,2.21,0]
["20161020:1846",2,null,null,0,0,null,0,24.63,2.14,0]
["20161020:1946",3,null,null,0,0,null,0,24.39,2,0]
["20161020:2046",4,null,null,0,0,null,0,24.12,2,0]
["20161020:2146",5,null,null,0,0,null,0,23.96,2,0]
["20161020:2246",6,null,null,0,0,null,0,23.94,1.79,0]
["20161020:2346",7,null,null,138.49,110.42,null,10.42,24.75,1.59,0]
["20161021:0046",8,null,null,404.32,279.18,null,24.27,26.37,2.14,0]
["20161021:0146",9,null,null,766.13,560.16,null,37.57,28.01,3.1,0]
["20161021:0246",10,null,null,891.75,755.56,null,49.79,29.14,2.83,0]
["20161021:0346",11,null,null,945.45,895.42,null,59.56,30.09,2.69,0]
["20161021:0446",12,null,null,975.21,974.56,null,63.97,30.85,2.5499999999999998,0]
["20161021:0546",13,null,null,899.39,876.58,null,60.5,31.11,2.48,0]
["20161021:0646",14,null,null,958.02,843.61,null,51.22,31.42,2.69,0]
["20161021:0746",15,null,null,847.3,654.66,null,39.22,31.49,2.21,0]
["20161021:0846",16,null,null,619.63,410.34,null,26.01,31.38,1.72,0]
["20161021:0946",17,null,null,158.61000000000001,112.78,null,12.22,30.69,1.59,0]
["20161021:1046",18,null,null,0,0,null,0,29.3,2.21,0]
["20161021:1146",19,null,null,0,0,null,0,28.4,2.41,0]
["20161021:1246",20,null,null,0,0,null,0,27.69,2.21,0]
["20161021:1346",21,null,null,0,0,null,0,27.14,2.0699999999999998,0]
["20161021:1446",22,null,null,0,0,null,0,26.61,2.21,0]
["20161021:1546",23,null,null,0,0,null,0,26.28,2.21,0]
["20161021:1646",24,null,null,0,0,null,0,25.91,2.14,0]
["20161021:1746",1,null,null,0,0,null,0,25.53,2.0699999999999998,0]
["20161021:1846",2,null,null,0,0,null,0,25.42,2.0699999999999998,0]
["20161021:1946",3,null,null,0,0,null,0,25.21,2.2799999999999998,0]
["20161021:2046",4,null,null,0,0,null,0,24.99,2.21,0]
["20161021:2146",5,null,null,0,0,null,0,24.78,1.86,0]
["20161021:2246",6,null,null,0,0,null,0,24.49,1.59,0]
["20161021:2346",7,null,null,476.49,194.25,null,10.34,25.14,1.31,0]
["20161022:0046",8,null,null,544.02,329.21,null,24.16,26.87,1.93,0]
["20161022:0146",9,null,null,787.44,570.54999999999995,null,37.43,28.32,2.62,0]
["20161022:0246",10,null,null,920.51,774.62,null,49.58,29.46,2.62,0]
["20161022:0346",11,null,null,918.75,871.45,null,59.27,30.22,2.62,0]
["20161022:0446",12,null,null,938.86,936.99,null,63.61,30.98,2.48,0]
["20161022:0546",13,null,null,998.11,965.05,null,60.17,31.35,2.21,0]
["20161022:0646",14,null,null,957.38,842.09,null,50.96,31.24,2.48,0]
["20161022:0746",15,null,null,867.55,665.61,null,39.01,31.08,2.34,0]
["20161022:0846",16,null,null,573.86,389.59,null,25.85,30.89,1.93,0]
["20161022:0946",17,null,null,208.48,130.52000000000001,null,12.08,29.61,1.52,0]
["20161022:1046",18,null,null,0,0,null,0,28.6,1.86,0]
["20161022:1146",19,null,null,0,0,null,0,27.9,1.79,0]
["20161022:1246",20,null,null,0,0,null,0,27.47,1.86,0]
["20161022:1346",21,null,null,0,0,null,0,26.92,2.0699999999999998,0]
["20161022:1446",22,null,null,0,0,null,0,26.49,2.0699999999999998,0]
["20161022:1546",23,null,null,0,0,null,0,25.98,1.93,0]
["20161022:1646",24,null,null,0,0,null,0,25.71,1.79,0]
["20161022:1746",1,null,null,0,0,null,0,25.35,1.79,0]
["20161022:1846",2,null,null,0,0,null,0,25.54,1.93,0]
["20161022:1946",3,null,null,0,0,null,0,25.32,1.79,0]
["20161022:2046",4,null,null,0,0,null,0,25,1.72,0]
["20161022:2146",5,null,null,0,0,null,0,24.73,1.66,0]
["20161022:2246",6,null,null,0,0,null,0,24.55,1.66,0]
["20161022:2346",7,null,null,96.51,90.25,null,10.26,25.26,1.38,0]
["20161023:0046",8,null,null,229.18,199.83,null,24.05,26.74,1.86,0]
["20161023:0146",{"$f":"IF(B7115=24,1,B7115+1)","v":9},null,null,546.03,447.58,null,37.28,27.91,2.0699999999999998,0]
["20161023:0246",10,null,null,890.75,754.21,null,49.38,29.21,1.72,0]
["20161023:0346",11,null,null,891.33,847.18,null,58.98,30.34,1.31,0]
["20161023:0446",12,null,null,766.3,774.67,null,63.26,31.05,1.31,0]
["20161023:0546",13,null,null,651.15,657.81,null,59.85,31.3,1.52,0]
["20161023:0646",14,null,null,800.1,724.62,null,50.7,31.07,1.17,0]
["20161023:0746",15,null,null,865.37,663.75,null,38.81,30.72,0.97,0]
["20161023:0846",16,null,null,748.53,464.86,null,25.68,28.86,2.34,0]
["20161023:0946",17,null,null,172.82,116.4,null,11.94,27.2,1.24,0]
["20161023:1046",18,null,null,0,0,null,0,26.67,1.24,0]
["20161023:1146",19,null,null,0,0,null,0,26.34,1.38,0]
["20161023:1246",20,null,null,0,0,null,0,25.72,1.59,0]
["20161023:1346",21,null,null,0,0,null,0,25.02,2,0]
["20161023:1446",22,null,null,0,0,null,0,24.64,2.41,0]
["20161023:1546",23,null,null,0,0,null,0,24.36,2.0699999999999998,0]
["20161023:1646",24,null,null,0,0,null,0,24.24,1.52,0]
["20161023:1746",1,null,null,0,0,null,0,24.12,1.1000000000000001,0]
["20161023:1846",2,null,null,0,0,null,0,24.88,1.79,0]
["20161023:1946",3,null,null,0,0,null,0,24.66,1.59,0]
["20161023:2046",4,null,null,0,0,null,0,24.57,1.52,0]
["20161023:2146",5,null,null,0,0,null,0,24.38,1.72,0]
["20161023:2246",6,null,null,0,0,null,0,24.22,1.66,0]
["20161023:2346",7,null,null,16.239999999999998,17.649999999999999,null,10.18,24.39,1.59,0]
["20161024:0046",8,null,null,132.32,137.08000000000001,null,23.94,24.96,1.86,0]
["20161024:0146",9,null,null,620.02,485.83,null,37.130000000000003,25.16,2.34,0]
["20161024:0246",10,null,null,477.92,469.06,null,49.17,25.94,1.93,0]
["20161024:0346",11,null,null,641.88,639.69000000000005,null,58.69,26.41,1.86,0]
["20161024:0446",12,null,null,887,884.3,null,62.91,27,1.52,0]
["20161024:0546",13,null,null,952.99,920.18,null,59.53,27.89,1.38,0]
["20161024:0646",14,null,null,687.69,641.36,null,50.45,28.56,0.97,0]
["20161024:0746",15,null,null,787.02,617.76,null,38.61,28.61,1.38,0]
["20161024:0846",16,null,null,562.16999999999996,382.99,null,25.52,28.82,1.79,0]
["20161024:0946",17,null,null,140.56,102.73,null,11.8,28.25,1.59,0]
["20161024:1046",18,null,null,0,0,null,0,27.44,1.59,0]
["20161024:1146",19,null,null,0,0,null,0,26.36,1.52,0]
["20161024:1246",20,null,null,0,0,null,0,25.69,1.79,0]
["20161024:1346",21,null,null,0,0,null,0,25.28,1.38,0]
["20161024:1446",22,null,null,0,0,null,0,24.87,1.17,0]
["20161024:1546",23,null,null,0,0,null,0,24.66,1.31,0]
["20161024:1646",24,null,null,0,0,null,0,24.42,1.45,0]
["20161024:1746",1,null,null,0,0,null,0,24.04,1.17,0]
["20161024:1846",2,null,null,0,0,null,0,24.36,1.52,0]
["20161024:1946",3,null,null,0,0,null,0,24.28,1.24,0]
["20161024:2046",4,null,null,0,0,null,0,23.77,0.76,0]
["20161024:2146",5,null,null,0,0,null,0,23.96,0.21,0]
["20161024:2246",6,null,null,0,0,null,0,23.9,0.28000000000000003,0]
["20161024:2346",7,null,null,16.239999999999998,17.649999999999999,null,10.09,24.22,0.55000000000000004,0]
["20161025:0046",8,null,null,26.17,28.43,null,23.83,25.28,0.76,0]
["20161025:0146",9,null,null,217.35,228.92,null,36.979999999999997,26.26,0.97,0]
["20161025:0246",10,null,null,828.74,711.59,null,48.96,27.47,1.17,0]
["20161025:0346",11,null,null,715.23,699.82,null,58.41,28.67,1.24,0]
["20161025:0446",12,null,null,601.82000000000005,622.71,null,62.57,29.27,1.38,0]
["20161025:0546",13,null,null,616.09,625.45000000000005,null,59.21,29.6,1.66,0]
["20161025:0646",14,null,null,650.39,612.82000000000005,null,50.2,29.64,1.79,0]
["20161025:0746",15,null,null,185.92,200.54,null,38.409999999999997,29.42,1.79,0]
["20161025:0846",16,null,null,484.85,347.84,null,25.36,29.25,1.93,0]
["20161025:0946",17,null,null,16.239999999999998,17.649999999999999,null,11.67,28.29,2.34,0]
["20161025:1046",18,null,null,0,0,null,0,27.28,1.86,0]
["20161025:1146",19,null,null,0,0,null,0,26.52,1.79,0]
["20161025:1246",20,null,null,0,0,null,0,25.97,1.66,0]
["20161025:1346",21,null,null,0,0,null,0,25.55,1.66,0]
["20161025:1446",22,null,null,0,0,null,0,25.2,1.52,0]
["20161025:1546",23,null,null,0,0,null,0,24.8,1.66,0]
["20161025:1646",24,null,null,0,0,null,0,24.53,1.45,0]
["20161025:1746",{"$f":"IF(B7179=24,1,B7179+1)","v":1},null,null,0,0,null,0,24.3,1.17,0]
["20161025:1846",2,null,null,0,0,null,0,24.26,1.17,0]
["20161025:1946",3,null,null,0,0,null,0,24.06,1.24,0]
["20161025:2046",4,null,null,0,0,null,0,23.88,1.24,0]
["20161025:2146",5,null,null,0,0,null,0,23.83,1.24,0]
["20161025:2246",6,null,null,0,0,null,0,23.85,1.1000000000000001,0]
["20161025:2346",7,null,null,196.29,128.32,null,10,24.72,0.83,0]
["20161026:0046",8,null,null,621.37,355.64,null,23.71,26.52,1.17,0]
["20161026:0146",9,null,null,861.95,606.9,null,36.82,27.83,1.45,0]
["20161026:0246",10,null,null,994.19,823.39,null,48.74,29.08,1.66,0]
["20161026:0346",11,null,null,997.35,934.3,null,58.12,30.02,1.86,0]
["20161026:0446",12,null,null,826.12,825.28,null,62.22,30.77,2.41,0]
["20161026:0546",13,null,null,979.67,941.25,null,58.89,30.89,2.69,0]
["20161026:0646",14,null,null,995.79,867.44,null,49.95,31.14,3.03,0]
["20161026:0746",15,null,null,767.25,604.96,null,38.22,30.89,2.9,0]
["20161026:0846",16,null,null,414.73,313.98,null,25.2,30.59,2.41,0]
["20161026:0946",17,null,null,129.15,96.87,null,11.54,29.77,1.52,0]
["20161026:1046",18,null,null,0,0,null,0,28.73,1.79,0]
["20161026:1146",19,null,null,0,0,null,0,27.91,1.45,0]
["20161026:1246",20,null,null,0,0,null,0,27.27,1.45,0]
["20161026:1346",21,null,null,0,0,null,0,26.67,1.66,0]
["20161026:1446",22,null,null,0,0,null,0,26.05,1.52,0]
["20161026:1546",23,null,null,0,0,null,0,25.52,1.03,0]
["20161026:1646",24,null,null,0,0,null,0,25.41,0.62,0]
["20161026:1746",1,null,null,0,0,null,0,24.96,0.76,0]
["20161026:1846",2,null,null,0,0,null,0,25.17,0.55000000000000004,0]
["20161026:1946",3,null,null,0,0,null,0,25.36,0.41,0]
["20161026:2046",4,null,null,0,0,null,0,25.27,0.14000000000000001,0]
["20161026:2146",5,null,null,0,0,null,0,25.14,0.34,0]
["20161026:2246",6,null,null,0,0,null,0,24.85,0.41,0]
["20161026:2346",7,null,null,189.96,126.21,null,9.91,25.12,0.28000000000000003,0]
["20161027:0046",8,null,null,584.80999999999995,342.61,null,23.59,26.73,0.55000000000000004,0]
["20161027:0146",9,null,null,882.61,617.54999999999995,null,36.659999999999997,28.13,0.62,0]
["20161027:0246",10,null,null,992.99,821.89,null,48.53,29.52,1.52,0]
["20161027:0346",11,null,null,997.21,932.79,null,57.83,30.22,1.66,0]
["20161027:0446",12,null,null,894.23,886.24,null,61.88,30.37,1.59,0]
["20161027:0546",13,null,null,653.04,656.16,null,58.58,30.94,1.79,0]
["20161027:0646",14,null,null,620.39,589.15,null,49.7,30.99,1.45,0]
["20161027:0746",15,null,null,843.48,648.79,null,38.03,29.96,1.86,0]
["20161027:0846",16,null,null,202.39,194.86,null,25.05,28.69,1.24,0]
["20161027:0946",17,null,null,22.56,24.51,null,11.41,27.92,0.76,0]
["20161027:1046",18,null,null,0,0,null,0,27.05,1.24,0]
["20161027:1146",19,null,null,0,0,null,0,26.53,1.1000000000000001,0]
["20161027:1246",20,null,null,0,0,null,0,26,0.55000000000000004,0]
["20161027:1346",21,null,null,0,0,null,0,25.39,0.9,0]
["20161027:1446",22,null,null,0,0,null,0,25.07,1.38,0]
["20161027:1546",23,null,null,0,0,null,0,24.79,1.17,0]
["20161027:1646",24,null,null,0,0,null,0,24.46,1.17,0]
["20161027:1746",1,null,null,0,0,null,0,24.15,1.17,0]
["20161027:1846",2,null,null,0,0,null,0,23.99,0.97,0]
["20161027:1946",3,null,null,0,0,null,0,23.73,0.97,0]
["20161027:2046",4,null,null,0,0,null,0,23.53,1.1000000000000001,0]
["20161027:2146",5,null,null,0,0,null,0,23.4,1.31,0]
["20161027:2246",6,null,null,0,0,null,0,23.3,1.1000000000000001,0]
["20161027:2346",7,null,null,635.52,224.77,null,9.81,24.28,0.83,0]
["20161028:0046",8,null,null,643.28,362.9,null,23.47,25.74,1.45,0]
["20161028:0146",9,null,null,885.27,618.41999999999996,null,36.5,27.23,1.86,0]
["20161028:0246",10,null,null,991.82,820.37,null,48.31,28.39,1.52,0]
["20161028:0346",11,null,null,1016.68,948.53,null,57.54,29.34,1.24,0]
["20161028:0446",12,null,null,1038.26,1022.45,null,61.54,30.3,1.1000000000000001,0]
["20161028:0546",13,null,null,1005.21,961.34,null,58.28,30.91,1.1000000000000001,0]
["20161028:0646",14,null,null,951.51,832.02,null,49.46,31.22,1.59,0]
["20161028:0746",15,null,null,894.64,678.38,null,37.840000000000003,31.19,1.86,0]
["20161028:0846",16,null,null,635,413.21,null,24.9,30.76,2.2799999999999998,0]
["20161028:0946",{"$f":"IF(B7243=24,1,B7243+1)","v":17},null,null,199.21,123.08,null,11.29,29.8,2,0]
["20161028:1046",18,null,null,0,0,null,0,28.51,1.86,0]
["20161028:1146",19,null,null,0,0,null,0,27.76,1.79,0]
["20161028:1246",20,null,null,0,0,null,0,27.28,1.52,0]
["20161028:1346",21,null,null,0,0,null,0,26.66,1.31,0]
["20161028:1446",22,null,null,0,0,null,0,26.08,1.38,0]
["20161028:1546",23,null,null,0,0,null,0,25.74,1.52,0]
["20161028:1646",24,null,null,0,0,null,0,25.43,1.79,0]
["20161028:1746",1,null,null,0,0,null,0,25.31,2.34,0]
["20161028:1846",2,null,null,0,0,null,0,25.07,2.0699999999999998,0]
["20161028:1946",3,null,null,0,0,null,0,24.78,2.2799999999999998,0]
["20161028:2046",4,null,null,0,0,null,0,24.38,2.2799999999999998,0]
["20161028:2146",5,null,null,0,0,null,0,24.05,2.14,0]
["20161028:2246",6,null,null,0,0,null,0,23.88,1.93,0]
["20161028:2346",7,null,null,128.91,103.25,null,9.7100000000000009,24.26,1.93,0]
["20161029:0046",8,null,null,300.20999999999998,232.43,null,23.34,25.66,2.69,0]
["20161029:0146",9,null,null,692.64,520.76,null,36.340000000000003,26.93,2.83,0]
["20161029:0246",10,null,null,749.96,656.89,null,48.1,28.6,2.83,0]
["20161029:0346",11,null,null,725.63,704.99,null,57.25,29.38,2.2799999999999998,0]
["20161029:0446",12,null,null,846.2,839.4,null,61.21,30.28,2.0699999999999998,0]
["20161029:0546",13,null,null,761.88,747.63,null,57.97,30.71,2.62,0]
["20161029:0646",14,null,null,469.01,469.87,null,49.22,31.04,2.41,0]
["20161029:0746",15,null,null,574.79,489.5,null,37.65,30.96,2.9,0]
["20161029:0846",16,null,null,633.70000000000005,412.18,null,24.75,30.21,3.17,0]
["20161029:0946",17,null,null,229.9,133.13999999999999,null,11.18,28.98,2.62,0]
["20161029:1046",18,null,null,0,0,null,0,28.1,2.21,0]
["20161029:1146",19,null,null,0,0,null,0,27.48,2.0699999999999998,0]
["20161029:1246",20,null,null,0,0,null,0,26.8,2,0]
["20161029:1346",21,null,null,0,0,null,0,26.29,2.2799999999999998,0]
["20161029:1446",22,null,null,0,0,null,0,26.04,2.62,0]
["20161029:1546",23,null,null,0,0,null,0,25.99,3.1,0]
["20161029:1646",24,null,null,0,0,null,0,25.83,3.38,0]
["20161029:1746",1,null,null,0,0,null,0,25.39,3.52,0]
["20161029:1846",2,null,null,0,0,null,0,25.17,3.31,0]
["20161029:1946",3,null,null,0,0,null,0,24.67,3.24,0]
["20161029:2046",4,null,null,0,0,null,0,24.36,3.24,0]
["20161029:2146",5,null,null,0,0,null,0,24.1,3.17,0]
["20161029:2246",6,null,null,0,0,null,0,23.94,3.03,0]
["20161029:2346",7,null,null,121.17,99.95,null,9.6199999999999992,24.36,2.76,0]
["20161030:0046",8,null,null,220.28,192.8,null,23.22,25.52,3.86,0]
["20161030:0146",9,null,null,647.19000000000005,497.38,null,36.17,27.07,4.55,0]
["20161030:0246",10,null,null,696.88,621.04,null,47.88,28.63,5.03,0]
["20161030:0346",11,null,null,788.27,754.98,null,56.97,29.68,4.55,0]
["20161030:0446",12,null,null,872.92,862.12,null,60.88,30.54,4.28,0]
["20161030:0546",13,null,null,868.94,837.99,null,57.67,31,4,0]
["20161030:0646",14,null,null,679.6,631.20000000000005,null,48.99,31.06,3.52,0]
["20161030:0746",15,null,null,601.34,504.94,null,37.47,30.59,3.66,0]
["20161030:0846",16,null,null,418.74,313.44,null,24.61,29.86,3.45,0]
["20161030:0946",17,null,null,109.32,85.49,null,11.06,29.02,2.76,0]
["20161030:1046",18,null,null,0,0,null,0,28.35,2.9,0]
["20161030:1146",19,null,null,0,0,null,0,27.81,3.38,0]
["20161030:1246",20,null,null,0,0,null,0,27.24,3.72,0]
["20161030:1346",21,null,null,0,0,null,0,26.68,3.72,0]
["20161030:1446",22,null,null,0,0,null,0,26.01,3.66,0]
["20161030:1546",23,null,null,0,0,null,0,25.53,3.66,0]
["20161030:1646",24,null,null,0,0,null,0,25.04,3.66,0]
["20161030:1746",1,null,null,0,0,null,0,24.67,3.59,0]
["20161030:1846",2,null,null,0,0,null,0,24.96,3.38,0]
["20161030:1946",3,null,null,0,0,null,0,24.64,3.24,0]
["20161030:2046",4,null,null,0,0,null,0,24.42,3.24,0]
["20161030:2146",5,null,null,0,0,null,0,24.17,3.1,0]
["20161030:2246",6,null,null,0,0,null,0,23.97,3.1,0]
["20161030:2346",7,null,null,706.9,238.58,null,9.51,24.28,2.97,0]
["20161031:0046",8,null,null,562.84,333.66,null,23.09,25.33,4.21,0]
["20161031:0146",{"$f":"IF(B7307=24,1,B7307+1)","v":9},null,null,868.23,608.9,null,36,26.67,5.31,0]
["20161031:0246",10,null,null,968.34,801.79,null,47.66,27.99,5.59,0]
["20161031:0346",11,null,null,1003.72,932.77,null,56.68,28.96,5.17,0]
["20161031:0446",12,null,null,960.25,940.92,null,60.55,29.7,4.62,0]
["20161031:0546",13,null,null,832.14,805.27,null,57.38,30.2,4.28,0]
["20161031:0646",14,null,null,196.73,213.75,null,48.76,30.58,3.93,0]
["20161031:0746",15,null,null,60.46,65.69,null,37.299999999999997,29.72,4.76,0]
["20161031:0846",16,null,null,200.52,192.41,null,24.47,28.79,3.66,0]
["20161031:0946",17,null,null,178.98,114.3,null,10.95,28.39,2.83,0]
["20161031:1046",18,null,null,0,0,null,0,27.71,2.41,0]
["20161031:1146",19,null,null,0,0,null,0,27.24,2.76,0]
["20161031:1246",20,null,null,0,0,null,0,26.97,2.97,0]
["20161031:1346",21,null,null,0,0,null,0,26.6,3.03,0]
["20161031:1446",22,null,null,0,0,null,0,26.35,3.17,0]
["20161031:1546",23,null,null,0,0,null,0,25.55,2.83,0]
["20161031:1646",24,null,null,0,0,null,0,24.8,2.69,0]
["20161031:1746",1,null,null,0,0,null,0,24.4,2.83,0]
["20161031:1846",2,null,null,0,0,null,0,24.68,3.24,0]
["20161031:1946",3,null,null,0,0,null,0,24.4,3.24,0]
["20161031:2046",4,null,null,0,0,null,0,24.15,3.38,0]
["20161031:2146",5,null,null,0,0,null,0,23.84,3.03,0]
["20161031:2246",6,null,null,0,0,null,0,23.72,3.1,0]
["20161031:2346",7,null,null,454.88,188.38,null,9.41,23.95,2.9,0]
["20161101:0046",8,null,null,569.19000000000005,336.17,null,22.96,24.84,3.59,0]
["20161101:0146",9,null,null,814.64,581.74,null,35.840000000000003,26.44,5.38,0]
["20161101:0246",10,null,null,945.25,785.63,null,47.44,27.26,5.93,0]
["20161101:0346",11,null,null,964.42,897.83,null,56.4,27.05,5.52,0]
["20161101:0446",12,null,null,782.18,778.59,null,60.23,27.05,5.24,0]
["20161101:0546",13,null,null,965.1,919.13,null,57.09,26.84,5.03,0]
["20161101:0646",14,null,null,671.79,624.91999999999996,null,48.53,28.84,5.24,0]
["20161101:0746",15,null,null,885.81,671.57,null,37.119999999999997,27.79,5.17,0]
["20161101:0846",16,null,null,652.25,419.76,null,24.34,27.28,4.21,0]
["20161101:0946",17,null,null,178.91,113.7,null,10.85,26.97,4.55,0]
["20161101:1046",18,null,null,0,0,null,0,26.52,4.28,0]
["20161101:1146",19,null,null,0,0,null,0,26.18,4.4800000000000004,0]
["20161101:1246",20,null,null,0,0,null,0,25.88,4.62,0]
["20161101:1346",21,null,null,0,0,null,0,25.54,4.76,0]
["20161101:1446",22,null,null,0,0,null,0,25.12,4.83,0]
["20161101:1546",23,null,null,0,0,null,0,24.83,4.76,0]
["20161101:1646",24,null,null,0,0,null,0,24.49,4.6900000000000004,0]
["20161101:1746",1,null,null,0,0,null,0,24.28,4.62,0]
["20161101:1846",2,null,null,0,0,null,0,23.96,4.1399999999999997,0]
["20161101:1946",3,null,null,0,0,null,0,23.42,3.66,0]
["20161101:2046",4,null,null,0,0,null,0,23.08,3.59,0]
["20161101:2146",5,null,null,0,0,null,0,22.95,3.72,0]
["20161101:2246",6,null,null,0,0,null,0,22.94,3.93,0]
["20161101:2346",7,null,null,16.239999999999998,17.649999999999999,null,9.3000000000000007,23.13,4.07,0]
["20161102:0046",8,null,null,567.45000000000005,335,null,22.82,24,3.66,0]
["20161102:0146",9,null,null,559.24,451.11,null,35.67,25.78,5.52,0]
["20161102:0246",10,null,null,899.46,753.97,null,47.21,27.63,7.24,0]
["20161102:0346",11,null,null,963.92,896.04,null,56.11,28.4,6.62,0]
["20161102:0446",12,null,null,689.35,695.63,null,59.91,28.95,6.21,0]
["20161102:0546",13,null,null,893.25,855.38,null,56.8,29.56,6,0]
["20161102:0646",14,null,null,654.89,611.64,null,48.31,30.11,6,0]
["20161102:0746",15,null,null,237.6,250.18,null,36.950000000000003,29.3,5.66,0]
["20161102:0846",16,null,null,107.39,116.68,null,24.21,28.72,5.45,0]
["20161102:0946",17,null,null,169.47,110.45,null,10.75,27.94,5.17,0]
["20161102:1046",18,null,null,0,0,null,0,27.4,5.17,0]
["20161102:1146",19,null,null,0,0,null,0,26.75,5.66,0]
["20161102:1246",20,null,null,0,0,null,0,26.03,5.72,0]
["20161102:1346",21,null,null,0,0,null,0,25.39,5.66,0]
["20161102:1446",22,null,null,0,0,null,0,24.74,5.45,0]
["20161102:1546",23,null,null,0,0,null,0,24.18,5.31,0]
["20161102:1646",24,null,null,0,0,null,0,23.74,5.0999999999999996,0]
["20161102:1746",{"$f":"IF(B7371=24,1,B7371+1)","v":1},null,null,0,0,null,0,23.4,5.03,0]
["20161102:1846",2,null,null,0,0,null,0,23.15,4.6900000000000004,0]
["20161102:1946",3,null,null,0,0,null,0,22.93,4.55,0]
["20161102:2046",4,null,null,0,0,null,0,22.83,4.55,0]
["20161102:2146",5,null,null,0,0,null,0,22.71,4.41,0]
["20161102:2246",6,null,null,0,0,null,0,22.62,4.28,0]
["20161102:2346",7,null,null,539.98,204.66,null,9.1999999999999993,22.85,3.72,0]
["20161103:0046",8,null,null,620.69000000000005,353.51,null,22.69,23.85,4.34,0]
["20161103:0146",9,null,null,826.95,586.91,null,35.49,24.98,5.38,0]
["20161103:0246",10,null,null,944.15,783.27,null,46.99,26.48,6.69,0]
["20161103:0346",11,null,null,1005.71,930.19,null,55.83,28.26,7.52,0]
["20161103:0446",12,null,null,993.1,966.44,null,59.59,28.91,6.97,0]
["20161103:0546",13,null,null,758.96,740.9,null,56.52,29.18,6.69,0]
["20161103:0646",14,null,null,581.54,556.64,null,48.09,28.74,5.66,0]
["20161103:0746",15,null,null,851.84,650.82000000000005,null,36.79,28.28,5.03,0]
["20161103:0846",16,null,null,215.87,202.44,null,24.08,27.97,5.17,0]
["20161103:0946",17,null,null,248.74,137.63999999999999,null,10.65,27.42,4.62,0]
["20161103:1046",18,null,null,0,0,null,0,26.6,4.28,0]
["20161103:1146",19,null,null,0,0,null,0,25.91,4.4800000000000004,0]
["20161103:1246",20,null,null,0,0,null,0,25.24,4.76,0]
["20161103:1346",21,null,null,0,0,null,0,24.5,4.76,0]
["20161103:1446",22,null,null,0,0,null,0,23.81,4.62,0]
["20161103:1546",23,null,null,0,0,null,0,23.23,4.41,0]
["20161103:1646",24,null,null,0,0,null,0,22.63,4.1399999999999997,0]
["20161103:1746",1,null,null,0,0,null,0,22.15,3.79,0]
["20161103:1846",2,null,null,0,0,null,0,21.89,3.52,0]
["20161103:1946",3,null,null,0,0,null,0,21.56,3.24,0]
["20161103:2046",4,null,null,0,0,null,0,21.29,3.03,0]
["20161103:2146",5,null,null,0,0,null,0,21.08,2.97,0]
["20161103:2246",6,null,null,0,0,null,0,20.92,2.83,0]
["20161103:2346",7,null,null,309.86,154.43,null,9.09,21.34,2.62,0]
["20161104:0046",8,null,null,617.83000000000004,351.4,null,22.55,22.57,3.59,0]
["20161104:0146",9,null,null,848,596.94000000000005,null,35.32,23.97,3.93,0]
["20161104:0246",10,null,null,957.82,791.77,null,46.77,25.54,4.07,0]
["20161104:0346",11,null,null,1005.49,928.51,null,55.55,27.04,4,0]
["20161104:0446",12,null,null,1006.87,977.61,null,59.28,28.36,4.1399999999999997,0]
["20161104:0546",13,null,null,1027.3399999999999,970.5,null,56.24,29.19,4.07,0]
["20161104:0646",14,null,null,1008.83,869.59,null,47.87,29.26,3.79,0]
["20161104:0746",15,null,null,921.47,691.68,null,36.630000000000003,29.11,3.79,0]
["20161104:0846",16,null,null,753.41,463.76,null,23.96,28.51,3.31,0]
["20161104:0946",17,null,null,97.02,78.650000000000006,null,10.55,27.68,2.9,0]
["20161104:1046",18,null,null,0,0,null,0,26.39,2.62,0]
["20161104:1146",19,null,null,0,0,null,0,25.6,2.5499999999999998,0]
["20161104:1246",20,null,null,0,0,null,0,24.95,2.5499999999999998,0]
["20161104:1346",21,null,null,0,0,null,0,24.38,2.41,0]
["20161104:1446",22,null,null,0,0,null,0,23.88,2.21,0]
["20161104:1546",23,null,null,0,0,null,0,23.34,1.93,0]
["20161104:1646",24,null,null,0,0,null,0,22.9,1.86,0]
["20161104:1746",1,null,null,0,0,null,0,22.49,1.93,0]
["20161104:1846",2,null,null,0,0,null,0,22.47,2,0]
["20161104:1946",3,null,null,0,0,null,0,22.19,2.21,0]
["20161104:2046",4,null,null,0,0,null,0,21.91,2.2799999999999998,0]
["20161104:2146",5,null,null,0,0,null,0,21.65,2.41,0]
["20161104:2246",6,null,null,0,0,null,0,21.44,2.34,0]
["20161104:2346",7,null,null,82.3,78.62,null,8.9700000000000006,21.86,2.0699999999999998,0]
["20161105:0046",8,null,null,47.83,51.97,null,22.41,23.34,2.83,0]
["20161105:0146",9,null,null,689.32,516.29,null,35.14,24.79,2.69,0]
["20161105:0246",10,null,null,888.29,744.02,null,46.55,26.36,2.48,0]
["20161105:0346",11,null,null,948.34,878.9,null,55.27,27.57,2.34,0]
["20161105:0446",12,null,null,714.4,714.82,null,58.98,28.51,2.21,0]
["20161105:0546",13,null,null,808.82,780.66,null,55.97,29.22,2.21,0]
["20161105:0646",14,null,null,425.55,432.18,null,47.66,30.06,2.34,0]
["20161105:0746",15,null,null,888.65,671.74,null,36.47,29.75,2.0699999999999998,0]
["20161105:0846",16,null,null,751.16,462.66,null,23.84,29.31,1.79,0]
["20161105:0946",{"$f":"IF(B7435=24,1,B7435+1)","v":17},null,null,344.56,168.21,null,10.47,28.79,1.45,0]
["20161105:1046",18,null,null,0,0,null,0,27.9,1.52,0]
["20161105:1146",19,null,null,0,0,null,0,26.86,1.72,0]
["20161105:1246",20,null,null,0,0,null,0,25.96,1.66,0]
["20161105:1346",21,null,null,0,0,null,0,25.15,1.59,0]
["20161105:1446",22,null,null,0,0,null,0,24.45,1.72,0]
["20161105:1546",23,null,null,0,0,null,0,24.04,1.79,0]
["20161105:1646",24,null,null,0,0,null,0,23.91,1.93,0]
["20161105:1746",1,null,null,0,0,null,0,23.7,1.93,0]
["20161105:1846",2,null,null,0,0,null,0,23.33,1.79,0]
["20161105:1946",3,null,null,0,0,null,0,23.32,1.72,0]
["20161105:2046",4,null,null,0,0,null,0,23.26,1.86,0]
["20161105:2146",5,null,null,0,0,null,0,23.35,1.86,0]
["20161105:2246",6,null,null,0,0,null,0,23.32,1.79,0]
["20161105:2346",7,null,null,490.15,193.25,null,8.86,23.62,1.59,0]
["20161106:0046",8,null,null,570.53,334.19,null,22.27,25.2,2,0]
["20161106:0146",9,null,null,812.82,577.91999999999996,null,34.97,26.48,2,0]
["20161106:0246",10,null,null,947.82,783,null,46.32,28.32,2.41,0]
["20161106:0346",11,null,null,997.54,918.74,null,55,29.56,2.69,0]
["20161106:0446",12,null,null,1020.84,987.11,null,58.67,30.6,2.2799999999999998,0]
["20161106:0546",13,null,null,1026.9000000000001,967.12,null,55.7,31.04,1.59,0]
["20161106:0646",14,null,null,853.57,753.22,null,47.46,30.87,1.38,0]
["20161106:0746",15,null,null,782.35,608.9,null,36.32,31.05,1.31,0]
["20161106:0846",16,null,null,741.77,458.25,null,23.73,30.18,1.17,0]
["20161106:0946",17,null,null,400.1,184.93,null,10.38,29.15,1.52,0]
["20161106:1046",18,null,null,0,0,null,0,27.96,1.86,0]
["20161106:1146",19,null,null,0,0,null,0,27.18,1.72,0]
["20161106:1246",20,null,null,0,0,null,0,26.24,1.72,0]
["20161106:1346",21,null,null,0,0,null,0,25.58,1.45,0]
["20161106:1446",22,null,null,0,0,null,0,24.83,0.97,0]
["20161106:1546",23,null,null,0,0,null,0,24.64,0.55000000000000004,0]
["20161106:1646",24,null,null,0,0,null,0,24.58,1.17,0]
["20161106:1746",1,null,null,0,0,null,0,24.24,1.24,0]
["20161106:1846",2,null,null,0,0,null,0,23.93,1.1000000000000001,0]
["20161106:1946",3,null,null,0,0,null,0,23.88,1.03,0]
["20161106:2046",4,null,null,0,0,null,0,23.87,0.83,0]
["20161106:2146",5,null,null,0,0,null,0,23.88,0.83,0]
["20161106:2246",6,null,null,0,0,null,0,23.97,1.03,0]
["20161106:2346",7,null,null,30.68,33.340000000000003,null,8.75,24.08,1.31,0]
["20161107:0046",8,null,null,156.54,152,null,22.13,24.3,2,0]
["20161107:0146",9,null,null,173.58,186.75,null,34.79,24.7,1.93,0]
["20161107:0246",10,null,null,57.76,62.75,null,46.1,25.22,2.0699999999999998,0]
["20161107:0346",11,null,null,226.51,246.1,null,54.72,25.46,1.72,0]
["20161107:0446",12,null,null,265.20999999999998,287.72000000000003,null,58.37,26.56,1.52,0]
["20161107:0546",13,null,null,281.63,304.89999999999998,null,55.44,27.54,1.1000000000000001,0]
["20161107:0646",14,null,null,268.2,288.2,null,47.26,26.97,0.9,0]
["20161107:0746",15,null,null,281.08,286.27,null,36.17,27.88,0.76,0]
["20161107:0846",16,null,null,312.08999999999997,257.20999999999998,null,23.62,28.41,0.76,0]
["20161107:0946",17,null,null,104.34,81.96,null,10.3,27.49,1.52,0]
["20161107:1046",18,null,null,0,0,null,0,25.64,2.48,0]
["20161107:1146",19,null,null,0,0,null,0,24.94,2.41,0]
["20161107:1246",20,null,null,0,0,null,0,24.79,1.45,0]
["20161107:1346",21,null,null,0,0,null,0,24.59,1.59,0]
["20161107:1446",22,null,null,0,0,null,0,24.49,1.45,0]
["20161107:1546",23,null,null,0,0,null,0,24.42,1.52,0]
["20161107:1646",24,null,null,0,0,null,0,24.26,1.72,0]
["20161107:1746",1,null,null,0,0,null,0,24.05,1.59,0]
["20161107:1846",2,null,null,0,0,null,0,23.84,1.03,0]
["20161107:1946",3,null,null,0,0,null,0,23.77,1.03,0]
["20161107:2046",4,null,null,0,0,null,0,23.71,1.24,0]
["20161107:2146",5,null,null,0,0,null,0,23.75,1.86,0]
["20161107:2246",6,null,null,0,0,null,0,23.77,1.93,0]
["20161107:2346",7,null,null,15.34,16.670000000000002,null,8.6300000000000008,23.92,2.21,0]
["20161108:0046",8,null,null,37,40.200000000000003,null,21.98,24.55,2.83,0]
["20161108:0146",{"$f":"IF(B7499=24,1,B7499+1)","v":9},null,null,387.86,349.59,null,34.61,25.24,1.93,0]
["20161108:0246",10,null,null,396.34,399.77,null,45.88,25.92,1.38,0]
["20161108:0346",11,null,null,330.69,354.36,null,54.45,26.54,0.97,0]
["20161108:0446",12,null,null,469.46,492.89,null,58.08,26.93,0.9,0]
["20161108:0546",13,null,null,821.9,788.53,null,55.18,27.65,1.17,0]
["20161108:0646",14,null,null,581.80999999999995,553.96,null,47.06,27.43,2.48,0]
["20161108:0746",15,null,null,722.17,572.95000000000005,null,36.020000000000003,27.75,2.48,0]
["20161108:0846",16,null,null,161.63,163.53,null,23.51,27.85,2,0]
["20161108:0946",17,null,null,226.87,121.82,null,10.220000000000001,27.56,1.66,0]
["20161108:1046",18,null,null,0,0,null,0,26.58,1.66,0]
["20161108:1146",19,null,null,0,0,null,0,25.8,1.59,0]
["20161108:1246",20,null,null,0,0,null,0,25.29,1.52,0]
["20161108:1346",21,null,null,0,0,null,0,24.9,1.45,0]
["20161108:1446",22,null,null,0,0,null,0,24.63,1.59,0]
["20161108:1546",23,null,null,0,0,null,0,24.39,1.66,0]
["20161108:1646",24,null,null,0,0,null,0,24.33,1.79,0]
["20161108:1746",1,null,null,0,0,null,0,24.04,1.93,0]
["20161108:1846",2,null,null,0,0,null,0,23.86,1.03,0]
["20161108:1946",3,null,null,0,0,null,0,23.49,0.97,0]
["20161108:2046",4,null,null,0,0,null,0,23.74,0.55000000000000004,0]
["20161108:2146",5,null,null,0,0,null,0,23.88,0.69,0]
["20161108:2246",6,null,null,0,0,null,0,23.73,0.62,0]
["20161108:2346",7,null,null,325.07,153.88999999999999,null,8.51,23.73,0.69,0]
["20161109:0046",8,null,null,64.069999999999993,69.62,null,21.84,24.03,1.17,0]
["20161109:0146",9,null,null,143.49,155.9,null,34.43,24.88,1.86,0]
["20161109:0246",10,null,null,611.58000000000004,556.78,null,45.65,25.87,1.93,0]
["20161109:0346",11,null,null,655.7,639.54999999999995,null,54.18,26.73,1.86,0]
["20161109:0446",12,null,null,689.65,689.61,null,57.79,28.35,1.66,0]
["20161109:0546",13,null,null,636.29,633.1,null,54.93,28.96,1.86,0]
["20161109:0646",14,null,null,770.26,691.24,null,46.87,30.23,2.5499999999999998,0]
["20161109:0746",15,null,null,474.47,422.88,null,35.880000000000003,30.01,2.62,0]
["20161109:0846",16,null,null,491.3,344.9,null,23.41,27.26,1.86,0]
["20161109:0946",17,null,null,163.05000000000001,104.85,null,10.15,26.8,0.41,0]
["20161109:1046",18,null,null,0,0,null,0,25.78,1.38,0]
["20161109:1146",19,null,null,0,0,null,0,25.03,1.38,0]
["20161109:1246",20,null,null,0,0,null,0,24.93,0.97,0]
["20161109:1346",21,null,null,0,0,null,0,25.08,0.21,0]
["20161109:1446",22,null,null,0,0,null,0,25.15,0.9,0]
["20161109:1546",23,null,null,0,0,null,0,24.73,2.34,0]
["20161109:1646",24,null,null,0,0,null,0,23.86,3.17,0]
["20161109:1746",1,null,null,0,0,null,0,23.16,3.24,0]
["20161109:1846",2,null,null,0,0,null,0,23.05,3.31,0]
["20161109:1946",3,null,null,0,0,null,0,22.44,3.38,0]
["20161109:2046",4,null,null,0,0,null,0,21.83,3.38,0]
["20161109:2146",5,null,null,0,0,null,0,21.46,3.52,0]
["20161109:2246",6,null,null,0,0,null,0,21.25,3.52,0]
["20161109:2346",7,null,null,30.68,33.340000000000003,null,8.39,21.38,3.31,0]
["20161110:0046",8,null,null,31.59,34.32,null,21.69,22.09,3.72,0]
["20161110:0146",9,null,null,179.24,191.93,null,34.25,23.31,4.4800000000000004,0]
["20161110:0246",10,null,null,928.16,765.89,null,45.43,24.73,4.55,0]
["20161110:0346",11,null,null,571.70000000000005,570.51,null,53.91,25.83,4.21,0]
["20161110:0446",12,null,null,611.97,621.04999999999995,null,57.5,26.87,3.86,0]
["20161110:0546",13,null,null,889.43,843.04,null,54.68,27.6,3.93,0]
["20161110:0646",14,null,null,381.43,393.13,null,46.68,28.28,3.72,0]
["20161110:0746",15,null,null,256.49,265.41000000000003,null,35.75,27.96,3.66,0]
["20161110:0846",16,null,null,58.66,63.73,null,23.32,27.74,3.1,0]
["20161110:0946",17,null,null,74.66,65.59,null,10.08,27.17,3.03,0]
["20161110:1046",18,null,null,0,0,null,0,26.67,3.59,0]
["20161110:1146",19,null,null,0,0,null,0,25.87,4.34,0]
["20161110:1246",20,null,null,0,0,null,0,24.9,4.83,0]
["20161110:1346",21,null,null,0,0,null,0,23.7,4.76,0]
["20161110:1446",22,null,null,0,0,null,0,22.64,4.62,0]
["20161110:1546",23,null,null,0,0,null,0,21.54,4.21,0]
["20161110:1646",24,null,null,0,0,null,0,20.68,3.86,0]
["20161110:1746",{"$f":"IF(B7563=24,1,B7563+1)","v":1},null,null,0,0,null,0,19.96,3.52,0]
["20161110:1846",2,null,null,0,0,null,0,19.86,3.45,0]
["20161110:1946",3,null,null,0,0,null,0,19.47,3.24,0]
["20161110:2046",4,null,null,0,0,null,0,19.149999999999999,3.24,0]
["20161110:2146",5,null,null,0,0,null,0,18.87,3.17,0]
["20161110:2246",6,null,null,0,0,null,0,18.690000000000001,3.03,0]
["20161110:2346",7,null,null,397.64,169.48,null,8.27,19.05,2.69,0]
["20161111:0046",8,null,null,482.99,298.47000000000003,null,21.54,20.53,3.52,0]
["20161111:0146",9,null,null,819.83,577.92999999999995,null,34.07,22.28,3.72,0]
["20161111:0246",10,null,null,972.19,794.62,null,45.21,24.06,3.66,0]
["20161111:0346",11,null,null,1023.46,933.19,null,53.65,25.61,3.38,0]
["20161111:0446",12,null,null,1028,984.78,null,57.22,26.91,3.03,0]
["20161111:0546",13,null,null,1052.6600000000001,983.31,null,54.44,27.8,2.69,0]
["20161111:0646",14,null,null,1010.64,865.78,null,46.5,28.23,2.62,0]
["20161111:0746",15,null,null,840.52,641.55999999999995,null,35.619999999999997,28.39,2.62,0]
["20161111:0846",16,null,null,708.65,442.94,null,23.22,28.14,2.62,0]
["20161111:0946",17,null,null,421.4,191.8,null,10.02,27.26,2.0699999999999998,0]
["20161111:1046",18,null,null,0,0,null,0,25.69,2.14,0]
["20161111:1146",19,null,null,0,0,null,0,24.69,2.21,0]
["20161111:1246",20,null,null,0,0,null,0,24,2.14,0]
["20161111:1346",21,null,null,0,0,null,0,23.41,2.0699999999999998,0]
["20161111:1446",22,null,null,0,0,null,0,22.86,2.0699999999999998,0]
["20161111:1546",23,null,null,0,0,null,0,22.35,2.14,0]
["20161111:1646",24,null,null,0,0,null,0,21.9,2.21,0]
["20161111:1746",1,null,null,0,0,null,0,21.49,2.21,0]
["20161111:1846",2,null,null,0,0,null,0,21.43,2.21,0]
["20161111:1946",3,null,null,0,0,null,0,21.05,2.14,0]
["20161111:2046",4,null,null,0,0,null,0,20.63,2.0699999999999998,0]
["20161111:2146",5,null,null,0,0,null,0,20.32,2.14,0]
["20161111:2246",6,null,null,0,0,null,0,20.14,2.21,0]
["20161111:2346",7,null,null,789.16,250.06,null,8.14,20.73,2.14,0]
["20161112:0046",8,null,null,665.58,363.59,null,21.4,22.63,2.83,0]
["20161112:0146",9,null,null,863.63,599.42999999999995,null,33.89,24.49,2.76,0]
["20161112:0246",10,null,null,970.93,792.69,null,44.99,26.16,2.5499999999999998,0]
["20161112:0346",11,null,null,1023.1,931.35,null,53.39,27.79,2.2799999999999998,0]
["20161112:0446",12,null,null,929.97,894.29,null,56.95,28.84,1.93,0]
["20161112:0546",13,null,null,991.09,927.4,null,54.2,29.74,1.72,0]
["20161112:0646",14,null,null,855.85,751.16,null,46.32,30.16,1.59,0]
["20161112:0746",15,null,null,547.19000000000005,467.21,null,35.49,30.31,1.59,0]
["20161112:0846",16,null,null,343.03,272.33999999999997,null,23.13,30.15,1.52,0]
["20161112:0946",17,null,null,421.68,191.7,null,9.9600000000000009,29.35,0.97,0]
["20161112:1046",18,null,null,0,0,null,0,28.19,1.17,0]
["20161112:1146",19,null,null,0,0,null,0,26.88,1.38,0]
["20161112:1246",20,null,null,0,0,null,0,25.94,1.45,0]
["20161112:1346",21,null,null,0,0,null,0,25.29,1.31,0]
["20161112:1446",22,null,null,0,0,null,0,24.88,1.17,0]
["20161112:1546",23,null,null,0,0,null,0,24.49,1.03,0]
["20161112:1646",24,null,null,0,0,null,0,23.82,1.24,0]
["20161112:1746",1,null,null,0,0,null,0,23.62,1.52,0]
["20161112:1846",2,null,null,0,0,null,0,23.32,1.38,0]
["20161112:1946",3,null,null,0,0,null,0,23.13,1.59,0]
["20161112:2046",4,null,null,0,0,null,0,23.14,1.66,0]
["20161112:2146",5,null,null,0,0,null,0,22.91,1.72,0]
["20161112:2246",6,null,null,0,0,null,0,22.78,1.66,0]
["20161112:2346",7,null,null,780.32,247.63,null,8.02,23.26,1.38,0]
["20161113:0046",8,null,null,627.44000000000005,348.98,null,21.25,25.3,1.86,0]
["20161113:0146",9,null,null,861.67,597.42999999999995,null,33.71,26.83,1.72,0]
["20161113:0246",10,null,null,969.64,790.72,null,44.77,28.45,1.59,0]
["20161113:0346",11,null,null,1008.72,917.7,null,53.13,29.72,2,0]
["20161113:0446",12,null,null,878.59,848.06,null,56.68,30.57,2.21,0]
["20161113:0546",13,null,null,810.28,774.29,null,53.97,30.99,2.21,0]
["20161113:0646",14,null,null,743.13,669.68,null,46.15,30.92,1.72,0]
["20161113:0746",15,null,null,756.5,591.87,null,35.369999999999997,30.89,1.59,0]
["20161113:0846",16,null,null,216.28,200.41,null,23.05,30.62,1.52,0]
["20161113:0946",{"$f":"IF(B7627=24,1,B7627+1)","v":17},null,null,347.02,168.03,null,9.91,29.84,1.1000000000000001,0]
["20161113:1046",18,null,null,0,0,null,0,28.58,1.31,0]
["20161113:1146",19,null,null,0,0,null,0,27.24,1.38,0]
["20161113:1246",20,null,null,0,0,null,0,26.31,1.45,0]
["20161113:1346",21,null,null,0,0,null,0,25.67,1.59,0]
["20161113:1446",22,null,null,0,0,null,0,24.87,1.59,0]
["20161113:1546",23,null,null,0,0,null,0,24.3,1.38,0]
["20161113:1646",24,null,null,0,0,null,0,23.74,1.38,0]
["20161113:1746",1,null,null,0,0,null,0,23.32,1.38,0]
["20161113:1846",2,null,null,0,0,null,0,23.51,1.1000000000000001,0]
["20161113:1946",3,null,null,0,0,null,0,23.04,1.24,0]
["20161113:2046",4,null,null,0,0,null,0,22.67,1.31,0]
["20161113:2146",5,null,null,0,0,null,0,22.46,1.66,0]
["20161113:2246",6,null,null,0,0,null,0,22.47,1.79,0]
["20161113:2346",7,null,null,603.52,211.41,null,7.89,23.14,1.59,0]
["20161114:0046",8,null,null,623.9,347.43,null,21.1,25.55,1.93,0]
["20161114:0146",9,null,null,859.18,595.28,null,33.53,27.36,1.79,0]
["20161114:0246",10,null,null,960.85,783.5,null,44.55,29.1,1.86,0]
["20161114:0346",11,null,null,1001.61,910.34,null,52.87,30.24,2,0]
["20161114:0446",12,null,null,848.18,820.68,null,56.41,30.82,1.86,0]
["20161114:0546",13,null,null,961.41,899.53,null,53.74,31.21,1.79,0]
["20161114:0646",14,null,null,813.44,719.49,null,45.98,31.41,1.79,0]
["20161114:0746",15,null,null,779.23,604.79999999999995,null,35.25,31.38,1.79,0]
["20161114:0846",16,null,null,506.6,351.33,null,22.97,31.05,1.79,0]
["20161114:0946",17,null,null,14.44,15.69,null,9.85,30.18,1.38,0]
["20161114:1046",18,null,null,0,0,null,0,28.82,1.72,0]
["20161114:1146",19,null,null,0,0,null,0,27.68,1.79,0]
["20161114:1246",20,null,null,0,0,null,0,26.6,1.86,0]
["20161114:1346",21,null,null,0,0,null,0,25.75,1.72,0]
["20161114:1446",22,null,null,0,0,null,0,25.03,1.79,0]
["20161114:1546",23,null,null,0,0,null,0,24.34,1.79,0]
["20161114:1646",24,null,null,0,0,null,0,23.79,1.72,0]
["20161114:1746",1,null,null,0,0,null,0,23.39,1.79,0]
["20161114:1846",2,null,null,0,0,null,0,23.33,1.86,0]
["20161114:1946",3,null,null,0,0,null,0,23.44,2.2799999999999998,0]
["20161114:2046",4,null,null,0,0,null,0,23.36,2.41,0]
["20161114:2146",5,null,null,0,0,null,0,23.01,2.34,0]
["20161114:2246",6,null,null,0,0,null,0,22.62,2.2799999999999998,0]
["20161114:2346",7,null,null,745.98,239.67,null,7.76,22.98,2.14,0]
["20161115:0046",8,null,null,650.08000000000004,355.8,null,20.94,24.62,2.76,0]
["20161115:0146",9,null,null,872.89,601.48,null,33.35,26.28,2.62,0]
["20161115:0246",10,null,null,981.34,796.29,null,44.34,27.97,2.48,0]
["20161115:0346",11,null,null,1029.43,932.14,null,52.62,29.44,2.41,0]
["20161115:0446",12,null,null,1021.16,971.71,null,56.15,30.51,2.34,0]
["20161115:0546",13,null,null,1045.3399999999999,971.54,null,53.52,31.19,2.21,0]
["20161115:0646",14,null,null,1000.22,855.49,null,45.82,31.34,2.0699999999999998,0]
["20161115:0746",15,null,null,930.17,694.35,null,35.14,31.2,2.14,0]
["20161115:0846",16,null,null,695.43,437.41,null,22.9,30.91,2.2799999999999998,0]
["20161115:0946",17,null,null,337.07,164.41,null,9.81,29.87,1.79,0]
["20161115:1046",18,null,null,0,0,null,0,28.21,2.14,0]
["20161115:1146",19,null,null,0,0,null,0,27.04,2.2799999999999998,0]
["20161115:1246",20,null,null,0,0,null,0,26.3,2.41,0]
["20161115:1346",21,null,null,0,0,null,0,25.65,2.48,0]
["20161115:1446",22,null,null,0,0,null,0,25.09,2.62,0]
["20161115:1546",23,null,null,0,0,null,0,24.63,2.97,0]
["20161115:1646",24,null,null,0,0,null,0,24.21,3.17,0]
["20161115:1746",1,null,null,0,0,null,0,23.52,2.9,0]
["20161115:1846",2,null,null,0,0,null,0,23.07,2.76,0]
["20161115:1946",3,null,null,0,0,null,0,22.31,2.48,0]
["20161115:2046",4,null,null,0,0,null,0,21.57,2.34,0]
["20161115:2146",5,null,null,0,0,null,0,20.93,2.14,0]
["20161115:2246",6,null,null,0,0,null,0,20.39,2.0699999999999998,0]
["20161115:2346",7,null,null,723.83,234.49,null,7.64,20.7,1.86,0]
["20161116:0046",8,null,null,645.23,353.19,null,20.79,23,2.41,0]
["20161116:0146",{"$f":"IF(B7691=24,1,B7691+1)","v":9},null,null,846.69,586.82000000000005,null,33.17,24.89,2.62,0]
["20161116:0246",10,null,null,958.05,779.37,null,44.12,26.67,2.48,0]
["20161116:0346",11,null,null,1028.92,930.19,null,52.37,28.22,2.2799999999999998,0]
["20161116:0446",12,null,null,1020.8,969.77,null,55.89,29.43,2,0]
["20161116:0546",13,null,null,1045.6500000000001,970.65,null,53.3,30.29,1.93,0]
["20161116:0646",14,null,null,999.62,854.52,null,45.66,30.86,2.14,0]
["20161116:0746",15,null,null,905.27,679.21,null,35.03,30.98,2.2799999999999998,0]
["20161116:0846",16,null,null,694.36,437.14,null,22.83,30.67,2.48,0]
["20161116:0946",17,null,null,332.7,163.09,null,9.77,29.44,2,0]
["20161116:1046",18,null,null,0,0,null,0,27.56,2.2799999999999998,0]
["20161116:1146",19,null,null,0,0,null,0,26.32,2.2799999999999998,0]
["20161116:1246",20,null,null,0,0,null,0,25.46,2.2799999999999998,0]
["20161116:1346",21,null,null,0,0,null,0,24.71,2.14,0]
["20161116:1446",22,null,null,0,0,null,0,24.08,2.21,0]
["20161116:1546",23,null,null,0,0,null,0,23.61,2.34,0]
["20161116:1646",24,null,null,0,0,null,0,23.17,2.5499999999999998,0]
["20161116:1746",1,null,null,0,0,null,0,22.65,2.5499999999999998,0]
["20161116:1846",2,null,null,0,0,null,0,22.39,2.62,0]
["20161116:1946",3,null,null,0,0,null,0,21.8,2.62,0]
["20161116:2046",4,null,null,0,0,null,0,21.24,2.5499999999999998,0]
["20161116:2146",5,null,null,0,0,null,0,20.78,2.41,0]
["20161116:2246",6,null,null,0,0,null,0,20.38,2.21,0]
["20161116:2346",7,null,null,700.65,229.08,null,7.51,20.77,1.93,0]
["20161117:0046",8,null,null,606.88,338.21,null,20.64,22.89,2.62,0]
["20161117:0146",9,null,null,845.49,585.65,null,32.99,24.77,2.9,0]
["20161117:0246",10,null,null,956.6,777.25,null,43.91,26.49,2.69,0]
["20161117:0346",11,null,null,1014.15,916.32,null,52.12,28.03,2.5499999999999998,0]
["20161117:0446",12,null,null,1020.26,967.71,null,55.64,29.21,2.41,0]
["20161117:0546",13,null,null,1032.2,957.6,null,53.09,30.08,2.34,0]
["20161117:0646",14,null,null,976.17,836.36,null,45.51,30.73,2.48,0]
["20161117:0746",15,null,null,928.17,693.2,null,34.93,30.98,2.48,0]
["20161117:0846",16,null,null,685.55,433.26,null,22.76,30.59,2.34,0]
["20161117:0946",17,null,null,328.17,161.71,null,9.73,29.47,1.72,0]
["20161117:1046",18,null,null,0,0,null,0,27.99,2.21,0]
["20161117:1146",19,null,null,0,0,null,0,27.22,2.5499999999999998,0]
["20161117:1246",20,null,null,0,0,null,0,26.81,2.9,0]
["20161117:1346",21,null,null,0,0,null,0,26.28,2.76,0]
["20161117:1446",22,null,null,0,0,null,0,25.88,2.62,0]
["20161117:1546",23,null,null,0,0,null,0,25.46,2.69,0]
["20161117:1646",24,null,null,0,0,null,0,25.07,2.83,0]
["20161117:1746",1,null,null,0,0,null,0,24.7,2.9,0]
["20161117:1846",2,null,null,0,0,null,0,24.4,2.97,0]
["20161117:1946",3,null,null,0,0,null,0,24.12,2.9,0]
["20161117:2046",4,null,null,0,0,null,0,23.83,2.83,0]
["20161117:2146",5,null,null,0,0,null,0,23.57,2.69,0]
["20161117:2246",6,null,null,0,0,null,0,23.36,2.62,0]
["20161117:2346",7,null,null,681.44,224.07,null,7.38,23.68,2.2799999999999998,0]
["20161118:0046",8,null,null,631.24,346.32,null,20.49,25.1,3.17,0]
["20161118:0146",9,null,null,865.6,594.87,null,32.81,26.71,3.59,0]
["20161118:0246",10,null,null,970.94,785.89,null,43.69,28.23,3.52,0]
["20161118:0346",11,null,null,1027.73,926.17,null,51.88,29.45,3.79,0]
["20161118:0446",12,null,null,1007.38,954.57,null,55.4,29.94,3.03,0]
["20161118:0546",13,null,null,1010.49,937.51,null,52.89,30.67,2.5499999999999998,0]
["20161118:0646",14,null,null,866.22,755.5,null,45.36,30.51,2.83,0]
["20161118:0746",15,null,null,791.41,611.30999999999995,null,34.83,30.53,2.76,0]
["20161118:0846",16,null,null,685.39,433.19,null,22.7,30.04,2.69,0]
["20161118:0946",17,null,null,323.48,160.27000000000001,null,9.6999999999999993,29.35,2,0]
["20161118:1046",18,null,null,0,0,null,0,28.34,1.72,0]
["20161118:1146",19,null,null,0,0,null,0,27.64,1.79,0]
["20161118:1246",20,null,null,0,0,null,0,26.99,1.86,0]
["20161118:1346",21,null,null,0,0,null,0,26.6,1.93,0]
["20161118:1446",22,null,null,0,0,null,0,26.2,2.21,0]
["20161118:1546",23,null,null,0,0,null,0,25.79,2.34,0]
["20161118:1646",24,null,null,0,0,null,0,25.46,2.14,0]
["20161118:1746",{"$f":"IF(B7755=24,1,B7755+1)","v":1},null,null,0,0,null,0,25.03,1.93,0]
["20161118:1846",2,null,null,0,0,null,0,24.75,1.86,0]
["20161118:1946",3,null,null,0,0,null,0,24.45,1.79,0]
["20161118:2046",4,null,null,0,0,null,0,24.14,1.79,0]
["20161118:2146",5,null,null,0,0,null,0,23.83,1.79,0]
["20161118:2246",6,null,null,0,0,null,0,23.56,1.66,0]
["20161118:2346",7,null,null,157.31,100.12,null,7.24,23.87,1.38,0]
["20161119:0046",8,null,null,492.79,295.55,null,20.329999999999998,25.3,2.0699999999999998,0]
["20161119:0146",9,null,null,479.4,395.33,null,32.630000000000003,26.4,1.93,0]
["20161119:0246",10,null,null,884.86,727.27,null,43.48,27.92,1.79,0]
["20161119:0346",11,null,null,910.46,829.92,null,51.65,28.87,1.52,0]
["20161119:0446",12,null,null,897.57,856.95,null,55.16,29.5,1.1000000000000001,0]
["20161119:0546",13,null,null,805.81,765.89,null,52.69,30.35,0.83,0]
["20161119:0646",14,null,null,936.45,806.12,null,45.22,30.66,1.03,0]
["20161119:0746",15,null,null,357.09,340.89,null,34.74,30.55,0.83,0]
["20161119:0846",16,null,null,683.98,432.77,null,22.64,30.16,1.17,0]
["20161119:0946",17,null,null,324.29000000000002,160.86000000000001,null,9.67,29.07,0.28000000000000003,0]
["20161119:1046",18,null,null,0,0,null,0,28.12,1.31,0]
["20161119:1146",19,null,null,0,0,null,0,27.16,1.66,0]
["20161119:1246",20,null,null,0,0,null,0,26.64,1.66,0]
["20161119:1346",21,null,null,0,0,null,0,26.18,1.59,0]
["20161119:1446",22,null,null,0,0,null,0,25.75,1.45,0]
["20161119:1546",23,null,null,0,0,null,0,25.29,1.52,0]
["20161119:1646",24,null,null,0,0,null,0,24.91,1.45,0]
["20161119:1746",1,null,null,0,0,null,0,24.59,1.45,0]
["20161119:1846",2,null,null,0,0,null,0,24.63,1.24,0]
["20161119:1946",3,null,null,0,0,null,0,24.31,1.45,0]
["20161119:2046",4,null,null,0,0,null,0,24.06,1.24,0]
["20161119:2146",5,null,null,0,0,null,0,24.1,0.76,0]
["20161119:2246",6,null,null,0,0,null,0,23.92,0.76,0]
["20161119:2346",7,null,null,468.34,176.58,null,7.11,24.05,1.1000000000000001,0]
["20161120:0046",8,null,null,549.46,315.02,null,20.18,25.93,1.79,0]
["20161120:0146",9,null,null,807.08,562.91999999999996,null,32.450000000000003,27.45,2.0699999999999998,0]
["20161120:0246",10,null,null,929.61,755.62,null,43.28,28.63,1.86,0]
["20161120:0346",11,null,null,954.55,863.58,null,51.41,29.55,1.59,0]
["20161120:0446",12,null,null,731.34,715.78,null,54.93,30.25,1.45,0]
["20161120:0546",13,null,null,890.85,834.73,null,52.5,30.57,1.52,0]
["20161120:0646",14,null,null,720,649.82000000000005,null,45.08,31.29,2.21,0]
["20161120:0746",15,null,null,814.82,625.24,null,34.65,31.42,2.41,0]
["20161120:0846",16,null,null,600.20000000000005,394.74,null,22.59,31.27,2.34,0]
["20161120:0946",17,null,null,256.98,138.59,null,9.64,30.33,1.66,0]
["20161120:1046",18,null,null,0,0,null,0,29.04,1.79,0]
["20161120:1146",19,null,null,0,0,null,0,28.12,1.59,0]
["20161120:1246",20,null,null,0,0,null,0,27.33,1.66,0]
["20161120:1346",21,null,null,0,0,null,0,26.73,1.72,0]
["20161120:1446",22,null,null,0,0,null,0,26.37,1.66,0]
["20161120:1546",23,null,null,0,0,null,0,26,1.79,0]
["20161120:1646",24,null,null,0,0,null,0,25.69,1.93,0]
["20161120:1746",1,null,null,0,0,null,0,25.47,1.93,0]
["20161120:1846",2,null,null,0,0,null,0,25.35,1.72,0]
["20161120:1946",3,null,null,0,0,null,0,24.93,1.72,0]
["20161120:2046",4,null,null,0,0,null,0,24.61,1.72,0]
["20161120:2146",5,null,null,0,0,null,0,24.28,1.72,0]
["20161120:2246",6,null,null,0,0,null,0,24.06,1.66,0]
["20161120:2346",7,null,null,301.91000000000003,138.12,null,6.98,24.47,1.52,0]
["20161121:0046",8,null,null,579.61,324.95,null,20.03,26.09,2.21,0]
["20161121:0146",9,null,null,850.5,583.84,null,32.270000000000003,27.44,2.21,0]
["20161121:0246",10,null,null,966.83,779.45,null,43.07,28.99,1.93,0]
["20161121:0346",11,null,null,975.65,879.16,null,51.18,29.96,1.86,0]
["20161121:0446",12,null,null,903.88,860.05,null,54.7,30.65,1.79,0]
["20161121:0546",13,null,null,712.64,688.86,null,52.31,30.78,1.66,0]
["20161121:0646",14,null,null,303.44,321.14999999999998,null,44.95,31.48,1.52,0]
["20161121:0746",15,null,null,76.709999999999994,83.34,null,34.57,31.23,1.79,0]
["20161121:0846",16,null,null,406.71,303.16000000000003,null,22.55,30.8,1.93,0]
["20161121:0946",{"$f":"IF(B7819=24,1,B7819+1)","v":17},null,null,404.89,188.3,null,9.6199999999999992,30.15,1.52,0]
["20161121:1046",18,null,null,0,0,null,0,29.01,1.66,0]
["20161121:1146",19,null,null,0,0,null,0,28.19,1.59,0]
["20161121:1246",20,null,null,0,0,null,0,27.6,1.59,0]
["20161121:1346",21,null,null,0,0,null,0,27.05,1.79,0]
["20161121:1446",22,null,null,0,0,null,0,26.73,1.72,0]
["20161121:1546",23,null,null,0,0,null,0,26.33,1.52,0]
["20161121:1646",24,null,null,0,0,null,0,26,1.31,0]
["20161121:1746",1,null,null,0,0,null,0,25.7,1.31,0]
["20161121:1846",2,null,null,0,0,null,0,25.15,0.9,0]
["20161121:1946",3,null,null,0,0,null,0,24.95,0.69,0]
["20161121:2046",4,null,null,0,0,null,0,25.13,0.48,0]
["20161121:2146",5,null,null,0,0,null,0,25.26,0.14000000000000001,0]
["20161121:2246",6,null,null,0,0,null,0,25.02,0.41,0]
["20161121:2346",7,null,null,421.26,164.31,null,6.85,24.95,0.55000000000000004,0]
["20161122:0046",8,null,null,136.5,132.57,null,19.88,26.23,0.97,0]
["20161122:0146",9,null,null,709.7,512.07000000000005,null,32.1,27.54,1.45,0]
["20161122:0246",10,null,null,785.83,660.09,null,42.87,28.4,1.24,0]
["20161122:0346",11,null,null,884.42,805.8,null,50.96,29.59,0.97,0]
["20161122:0446",12,null,null,774.5,750.16,null,54.48,30.31,0.97,0]
["20161122:0546",13,null,null,588.46,586.07000000000005,null,52.13,30.91,0.97,0]
["20161122:0646",14,null,null,718.93,648.66,null,44.83,31.05,0.69,0]
["20161122:0746",15,null,null,241.46,250.57,null,34.49,30.85,1.03,0]
["20161122:0846",16,null,null,405.98,302.52,null,22.5,30.57,1.1000000000000001,0]
["20161122:0946",17,null,null,314.58,158.18,null,9.61,28.93,1.03,0]
["20161122:1046",18,null,null,0,0,null,0,27.75,1.1000000000000001,0]
["20161122:1146",19,null,null,0,0,null,0,26.91,1.24,0]
["20161122:1246",20,null,null,0,0,null,0,26.13,1.1000000000000001,0]
["20161122:1346",21,null,null,0,0,null,0,25.55,0.9,0]
["20161122:1446",22,null,null,0,0,null,0,25.12,0.21,0]
["20161122:1546",23,null,null,0,0,null,0,24.82,0.83,0]
["20161122:1646",24,null,null,0,0,null,0,24.57,0.55000000000000004,0]
["20161122:1746",1,null,null,0,0,null,0,24.45,7.0000000000000007E-2,0]
["20161122:1846",2,null,null,0,0,null,0,25.03,1.38,0]
["20161122:1946",3,null,null,0,0,null,0,24.78,1.24,0]
["20161122:2046",4,null,null,0,0,null,0,24.64,0.9,0]
["20161122:2146",5,null,null,0,0,null,0,24.88,0.34,0]
["20161122:2246",6,null,null,0,0,null,0,24.17,0.69,0]
["20161122:2346",7,null,null,19.850000000000001,21.57,null,6.71,24.53,0.55000000000000004,0]
["20161123:0046",8,null,null,568.37,318.95999999999998,null,19.72,25.44,0.83,0]
["20161123:0146",9,null,null,271.32,264.66000000000003,null,31.92,26.18,0.83,0]
["20161123:0246",10,null,null,688.72,596.47,null,42.67,27.37,0.9,0]
["20161123:0346",11,null,null,914.76,828.35,null,50.74,29.13,1.03,0]
["20161123:0446",12,null,null,948.13,895.67,null,54.26,30.28,1.59,0]
["20161123:0546",13,null,null,615.63,608.22,null,51.96,30.34,1.66,0]
["20161123:0646",14,null,null,640.70000000000005,591.58000000000004,null,44.71,28.56,1.66,0]
["20161123:0746",15,null,null,836.16,637.79999999999995,null,34.42,28.92,2.2799999999999998,0]
["20161123:0846",16,null,null,756.36,467.63,null,22.47,28.79,2.21,0]
["20161123:0946",17,null,null,72.86,63.3,null,9.6,27.13,1.1000000000000001,0]
["20161123:1046",18,null,null,0,0,null,0,26.71,0.14000000000000001,0]
["20161123:1146",19,null,null,0,0,null,0,26.36,0.34,0]
["20161123:1246",20,null,null,0,0,null,0,25.92,1.66,0]
["20161123:1346",21,null,null,0,0,null,0,25.62,2.0699999999999998,0]
["20161123:1446",22,null,null,0,0,null,0,25.24,2.0699999999999998,0]
["20161123:1546",23,null,null,0,0,null,0,24.93,1.86,0]
["20161123:1646",24,null,null,0,0,null,0,24.78,1.66,0]
["20161123:1746",1,null,null,0,0,null,0,24.55,1.79,0]
["20161123:1846",2,null,null,0,0,null,0,24.31,1.93,0]
["20161123:1946",3,null,null,0,0,null,0,24.22,1.86,0]
["20161123:2046",4,null,null,0,0,null,0,24.11,2.14,0]
["20161123:2146",5,null,null,0,0,null,0,23.88,2.2799999999999998,0]
["20161123:2246",6,null,null,0,0,null,0,23.86,2.34,0]
["20161123:2346",7,null,null,35.200000000000003,38.24,null,6.58,24.02,2.48,0]
["20161124:0046",8,null,null,41.51,45.1,null,19.57,24.5,2.97,0]
["20161124:0146",{"$f":"IF(B7883=24,1,B7883+1)","v":9},null,null,117.32,127.46,null,31.75,24.98,3.52,0]
["20161124:0246",10,null,null,830.15,686.31,null,42.47,25.74,4.28,0]
["20161124:0346",11,null,null,742.99,694.9,null,50.52,26.79,4.55,0]
["20161124:0446",12,null,null,697.78,684.5,null,54.05,28.06,5.03,0]
["20161124:0546",13,null,null,401.73,421.65,null,51.79,28.67,5.03,0]
["20161124:0646",14,null,null,655.13,602.11,null,44.6,29.56,4,0]
["20161124:0746",15,null,null,365.61,346.36,null,34.35,29.41,4.28,0]
["20161124:0846",16,null,null,309.85000000000002,253.24,null,22.43,29.06,3.79,0]
["20161124:0946",17,null,null,404.16,188.82,null,9.59,28.52,2.83,0]
["20161124:1046",18,null,null,0,0,null,0,27.63,2.83,0]
["20161124:1146",19,null,null,0,0,null,0,27.13,3.1,0]
["20161124:1246",20,null,null,0,0,null,0,26.74,3.79,0]
["20161124:1346",21,null,null,0,0,null,0,25.94,4.34,0]
["20161124:1446",22,null,null,0,0,null,0,24.8,4.28,0]
["20161124:1546",23,null,null,0,0,null,0,23.69,3.86,0]
["20161124:1646",24,null,null,0,0,null,0,22.83,3.52,0]
["20161124:1746",1,null,null,0,0,null,0,22.24,3.38,0]
["20161124:1846",2,null,null,0,0,null,0,22.35,3.45,0]
["20161124:1946",3,null,null,0,0,null,0,22.01,3.45,0]
["20161124:2046",4,null,null,0,0,null,0,21.66,3.31,0]
["20161124:2146",5,null,null,0,0,null,0,21.56,3.1,0]
["20161124:2246",6,null,null,0,0,null,0,21.39,2.9,0]
["20161124:2346",7,null,null,31.59,34.32,null,6.45,21.66,2.83,0]
["20161125:0046",8,null,null,77.61,84.32,null,19.420000000000002,22.5,3.52,0]
["20161125:0146",9,null,null,671.61,490.09,null,31.57,23.77,3.66,0]
["20161125:0246",10,null,null,968.74,775.8,null,42.27,25.38,3.59,0]
["20161125:0346",11,null,null,1031.01,918.75,null,50.31,27.05,3.45,0]
["20161125:0446",12,null,null,1025.93,961.44,null,53.85,28.4,3.31,0]
["20161125:0546",13,null,null,747.3,714.57,null,51.63,29.36,3.31,0]
["20161125:0646",14,null,null,773.03,686.45,null,44.49,29.16,2.9,0]
["20161125:0746",15,null,null,536.67999999999995,458.64,null,34.29,28.9,2.83,0]
["20161125:0846",16,null,null,256.57,222.97,null,22.4,28.63,2.83,0]
["20161125:0946",17,null,null,121.78,87.39,null,9.59,28.17,2.2799999999999998,0]
["20161125:1046",18,null,null,0,0,null,0,27.16,2.14,0]
["20161125:1146",19,null,null,0,0,null,0,26.2,2.0699999999999998,0]
["20161125:1246",20,null,null,0,0,null,0,25.62,2.0699999999999998,0]
["20161125:1346",21,null,null,0,0,null,0,25.24,2.41,0]
["20161125:1446",22,null,null,0,0,null,0,24.94,2.97,0]
["20161125:1546",23,null,null,0,0,null,0,24.36,3.17,0]
["20161125:1646",24,null,null,0,0,null,0,23.67,3.24,0]
["20161125:1746",1,null,null,0,0,null,0,23.09,3.24,0]
["20161125:1846",2,null,null,0,0,null,0,22.98,3.03,0]
["20161125:1946",3,null,null,0,0,null,0,22.49,2.9,0]
["20161125:2046",4,null,null,0,0,null,0,22.13,2.76,0]
["20161125:2146",5,null,null,0,0,null,0,21.81,2.83,0]
["20161125:2246",6,null,null,0,0,null,0,21.58,2.9,0]
["20161125:2346",7,null,null,19.850000000000001,21.57,null,6.31,21.91,2.76,0]
["20161126:0046",8,null,null,46.02,50.01,null,19.27,23.18,3.72,0]
["20161126:0146",9,null,null,343.1,310.57,null,31.4,24.74,4.07,0]
["20161126:0246",10,null,null,470.43,446.39,null,42.08,26.35,4.21,0]
["20161126:0346",11,null,null,850.06,774.93,null,50.1,27.92,4.34,0]
["20161126:0446",12,null,null,1039.73,972.54,null,53.65,29.34,4.9000000000000004,0]
["20161126:0546",13,null,null,879.76,821.34,null,51.48,29.86,5.17,0]
["20161126:0646",14,null,null,668.8,611.35,null,44.39,29.17,4.34,0]
["20161126:0746",15,null,null,167.13,180.79,null,34.229999999999997,29.06,3.79,0]
["20161126:0846",16,null,null,108.31,116.23,null,22.38,29.02,3.59,0]
["20161126:0946",17,null,null,94.74,74.8,null,9.59,28.5,3.45,0]
["20161126:1046",18,null,null,0,0,null,0,27.58,4.21,0]
["20161126:1146",19,null,null,0,0,null,0,26.76,5.24,0]
["20161126:1246",20,null,null,0,0,null,0,25.32,5.79,0]
["20161126:1346",21,null,null,0,0,null,0,23.62,5.79,0]
["20161126:1446",22,null,null,0,0,null,0,22.09,5.59,0]
["20161126:1546",23,null,null,0,0,null,0,20.9,4.97,0]
["20161126:1646",24,null,null,0,0,null,0,20.07,4.6900000000000004,0]
["20161126:1746",{"$f":"IF(B7947=24,1,B7947+1)","v":1},null,null,0,0,null,0,19.5,4.4800000000000004,0]
["20161126:1846",2,null,null,0,0,null,0,19.89,4.34,0]
["20161126:1946",3,null,null,0,0,null,0,19.63,4.21,0]
["20161126:2046",4,null,null,0,0,null,0,19.38,4.07,0]
["20161126:2146",5,null,null,0,0,null,0,19.2,4.07,0]
["20161126:2246",6,null,null,0,0,null,0,19.03,3.93,0]
["20161126:2346",7,null,null,844.67,247.74,null,6.18,19.14,3.31,0]
["20161127:0046",8,null,null,607.73,328.7,null,19.12,20.25,4.62,0]
["20161127:0146",9,null,null,853.52,579.01,null,31.23,21.82,4.97,0]
["20161127:0246",10,null,null,965.55,771.08,null,41.89,23.59,4.97,0]
["20161127:0346",11,null,null,1030.07,915.24,null,49.9,25.2,4.76,0]
["20161127:0446",12,null,null,1025.97,958.98,null,53.46,26.41,4.62,0]
["20161127:0546",13,null,null,1028.94,945.31,null,51.33,27.27,4.41,0]
["20161127:0646",14,null,null,979.43,835.6,null,44.29,27.98,4,0]
["20161127:0746",15,null,null,906.43,681.09,null,34.18,28.2,3.86,0]
["20161127:0846",16,null,null,671.67,429.93,null,22.36,27.92,3.66,0]
["20161127:0946",17,null,null,309.17,157.78,null,9.6,27.05,2.83,0]
["20161127:1046",18,null,null,0,0,null,0,25.54,2.5499999999999998,0]
["20161127:1146",19,null,null,0,0,null,0,24.59,2.62,0]
["20161127:1246",20,null,null,0,0,null,0,23.98,3.03,0]
["20161127:1346",21,null,null,0,0,null,0,23.36,3.59,0]
["20161127:1446",22,null,null,0,0,null,0,22.57,3.79,0]
["20161127:1546",23,null,null,0,0,null,0,21.62,3.72,0]
["20161127:1646",24,null,null,0,0,null,0,20.73,3.59,0]
["20161127:1746",1,null,null,0,0,null,0,20,3.45,0]
["20161127:1846",2,null,null,0,0,null,0,19.850000000000001,3.38,0]
["20161127:1946",3,null,null,0,0,null,0,19.39,3.45,0]
["20161127:2046",4,null,null,0,0,null,0,19.079999999999998,3.38,0]
["20161127:2146",5,null,null,0,0,null,0,18.850000000000001,3.31,0]
["20161127:2246",6,null,null,0,0,null,0,18.690000000000001,3.31,0]
["20161127:2346",7,null,null,612.70000000000005,198.82,null,6.04,18.940000000000001,3.03,0]
["20161128:0046",8,null,null,570.23,313.97000000000003,null,18.97,20.29,4.34,0]
["20161128:0146",9,null,null,827.9,564.67999999999995,null,31.07,21.92,4.83,0]
["20161128:0246",10,null,null,950.06,759.82,null,41.71,23.6,4.83,0]
["20161128:0346",11,null,null,1015.19,901.8,null,49.7,25.02,4.62,0]
["20161128:0446",12,null,null,1025.8499999999999,957.69,null,53.28,26.11,4.28,0]
["20161128:0546",13,null,null,1014.91,932.53,null,51.19,26.87,4,0]
["20161128:0646",14,null,null,979.26,835.32,null,44.2,25.15,3.38,0]
["20161128:0746",15,null,null,905.4,680.67,null,34.130000000000003,25.52,3.24,0]
["20161128:0846",16,null,null,709.06,447.88,null,22.35,25.84,2.97,0]
["20161128:0946",17,null,null,314.57,160.16999999999999,null,9.61,25.85,2.21,0]
["20161128:1046",18,null,null,0,0,null,0,24.87,1.93,0]
["20161128:1146",19,null,null,0,0,null,0,23.97,2.21,0]
["20161128:1246",20,null,null,0,0,null,0,23.3,2.69,0]
["20161128:1346",21,null,null,0,0,null,0,23.09,3.66,0]
["20161128:1446",22,null,null,0,0,null,0,22.49,4.07,0]
["20161128:1546",23,null,null,0,0,null,0,21.58,4,0]
["20161128:1646",24,null,null,0,0,null,0,20.77,3.86,0]
["20161128:1746",1,null,null,0,0,null,0,20.170000000000002,3.79,0]
["20161128:1846",2,null,null,0,0,null,0,19.88,3.79,0]
["20161128:1946",3,null,null,0,0,null,0,19.52,3.72,0]
["20161128:2046",4,null,null,0,0,null,0,19.25,3.59,0]
["20161128:2146",5,null,null,0,0,null,0,19.09,3.52,0]
["20161128:2246",6,null,null,0,0,null,0,18.95,3.38,0]
["20161128:2346",7,null,null,579.28,191.08,null,5.91,19.27,3.03,0]
["20161129:0046",8,null,null,559.66999999999996,309.08999999999997,null,18.82,20.81,4,0]
["20161129:0146",9,null,null,795.08,546.98,null,30.9,22.76,4.4800000000000004,0]
["20161129:0246",10,null,null,948.41,757.39,null,41.52,24.72,4.41,0]
["20161129:0346",11,null,null,1013.93,899.39,null,49.51,26.48,4.21,0]
["20161129:0446",12,null,null,1025.6500000000001,956.34,null,53.1,27.86,4.21,0]
["20161129:0546",13,null,null,1014.05,931.09,null,51.05,28.78,4.34,0]
["20161129:0646",14,null,null,963.12,823.14,null,44.12,29.31,4.07,0]
["20161129:0746",15,null,null,904.75,680.37,null,34.090000000000003,29.66,4.1399999999999997,0]
["20161129:0846",16,null,null,664.29,427.42,null,22.34,29.59,4.07,0]
["20161129:0946",{"$f":"IF(B8011=24,1,B8011+1)","v":17},null,null,314.14999999999998,160.37,null,9.6199999999999992,28.66,3.17,0]
["20161129:1046",18,null,null,0,0,null,0,27.12,3.52,0]
["20161129:1146",19,null,null,0,0,null,0,26.12,4.4800000000000004,0]
["20161129:1246",20,null,null,0,0,null,0,25.06,4.62,0]
["20161129:1346",21,null,null,0,0,null,0,24.32,4.55,0]
["20161129:1446",22,null,null,0,0,null,0,23.38,4.34,0]
["20161129:1546",23,null,null,0,0,null,0,22.61,4.34,0]
["20161129:1646",24,null,null,0,0,null,0,21.94,4.34,0]
["20161129:1746",1,null,null,0,0,null,0,21.41,4.28,0]
["20161129:1846",2,null,null,0,0,null,0,21.09,4.21,0]
["20161129:1946",3,null,null,0,0,null,0,20.82,4.07,0]
["20161129:2046",4,null,null,0,0,null,0,20.63,3.93,0]
["20161129:2146",5,null,null,0,0,null,0,20.47,3.79,0]
["20161129:2246",6,null,null,0,0,null,0,20.34,3.79,0]
["20161129:2346",7,null,null,548.24,182.75,null,5.78,20.64,3.45,0]
["20161130:0046",8,null,null,591.17999999999995,319.39999999999998,null,18.670000000000002,21.95,4.28,0]
["20161130:0146",9,null,null,839.15,568.15,null,30.74,23.63,5.03,0]
["20161130:0246",10,null,null,939.48,750.39,null,41.34,25.49,5.66,0]
["20161130:0346",11,null,null,1020.64,903.57,null,49.32,27.19,6.41,0]
["20161130:0446",12,null,null,1017.71,948.18,null,52.93,28.25,5.93,0]
["20161130:0546",13,null,null,1014.47,930.83,null,50.92,29.17,5.59,0]
["20161130:0646",14,null,null,962.72,822.75,null,44.04,28.82,4.4800000000000004,0]
["20161130:0746",15,null,null,904.94,681,null,34.049999999999997,28.7,4.34,0]
["20161130:0846",16,null,null,664.38,427.96,null,22.33,28.44,4.55,0]
["20161130:0946",17,null,null,315.27,161.69,null,9.64,27.7,4.83,0]
["20161130:1046",18,null,null,0,0,null,0,26.65,4.6900000000000004,0]
["20161130:1146",19,null,null,0,0,null,0,25.78,4.76,0]
["20161130:1246",20,null,null,0,0,null,0,24.69,5.0999999999999996,0]
["20161130:1346",21,null,null,0,0,null,0,23.5,5.17,0]
["20161130:1446",22,null,null,0,0,null,0,22.42,5.03,0]
["20161130:1546",23,null,null,0,0,null,0,21.44,4.83,0]
["20161130:1646",24,null,null,0,0,null,0,20.68,4.55,0]
["20161130:1746",1,null,null,0,0,null,0,20.25,4.41,0]
["20161130:1846",2,null,null,0,0,null,0,20.64,3.86,0]
["20161130:1946",3,null,null,0,0,null,0,20.41,3.93,0]
["20161130:2046",4,null,null,0,0,null,0,20.09,4.4800000000000004,0]
["20161130:2146",5,null,null,0,0,null,0,19.8,4.1399999999999997,0]
["20161130:2246",6,null,null,0,0,null,0,19.54,4.07,0]
["20161130:2346",7,null,null,490.53,152.16,null,5.64,19.61,3.79,0]
["20161201:0046",8,null,null,561.87,308.5,null,18.52,20.61,4.83,0]
["20161201:0146",9,null,null,805.9,551.02,null,30.58,22.04,5.38,0]
["20161201:0246",10,null,null,937.58,748.47,null,41.17,23.65,5.38,0]
["20161201:0346",11,null,null,1013.75,897.2,null,49.14,25.2,5.52,0]
["20161201:0446",12,null,null,1031.77,959.71,null,52.76,26.5,5.52,0]
["20161201:0546",13,null,null,1021.69,936.71,null,50.8,27.63,5.66,0]
["20161201:0646",14,null,null,978.03,834.64,null,43.97,28.72,5.38,0]
["20161201:0746",15,null,null,897.28,677.41,null,34.020000000000003,28.27,5.03,0]
["20161201:0846",16,null,null,694.46,443.1,null,22.33,27.95,4.97,0]
["20161201:0946",17,null,null,227.79,130.25,null,9.66,26.77,4.55,0]
["20161201:1046",18,null,null,0,0,null,0,25.37,4.6900000000000004,0]
["20161201:1146",19,null,null,0,0,null,0,24.38,4.76,0]
["20161201:1246",20,null,null,0,0,null,0,23.55,4.6900000000000004,0]
["20161201:1346",21,null,null,0,0,null,0,22.64,4.4800000000000004,0]
["20161201:1446",22,null,null,0,0,null,0,21.81,4.21,0]
["20161201:1546",23,null,null,0,0,null,0,21.11,4,0]
["20161201:1646",24,null,null,0,0,null,0,20.57,3.93,0]
["20161201:1746",1,null,null,0,0,null,0,20.45,4.07,0]
["20161201:1846",2,null,null,0,0,null,0,20.12,4,0]
["20161201:1946",3,null,null,0,0,null,0,19.89,4,0]
["20161201:2046",4,null,null,0,0,null,0,19.649999999999999,3.93,0]
["20161201:2146",5,null,null,0,0,null,0,19.59,3.93,0]
["20161201:2246",6,null,null,0,0,null,0,19.489999999999998,3.86,0]
["20161201:2346",7,null,null,55.79,52,null,5.51,19.75,3.59,0]
["20161202:0046",8,null,null,447.51,265.91000000000003,null,18.38,20.85,4.4800000000000004,0]
["20161202:0146",{"$f":"IF(B8075=24,1,B8075+1)","v":9},null,null,685.74,490.04,null,30.42,22.45,5.0999999999999996,0]
["20161202:0246",10,null,null,921.05,736.77,null,41,24.05,5.24,0]
["20161202:0346",11,null,null,967.72,859.51,null,48.97,25.45,5.03,0]
["20161202:0446",12,null,null,1045.3900000000001,970.69,null,52.6,26.42,4.83,0]
["20161202:0546",13,null,null,1006.95,923.6,null,50.69,27.46,4.83,0]
["20161202:0646",14,null,null,977.47,834.17,null,43.9,27.43,4.6900000000000004,0]
["20161202:0746",15,null,null,896.33,676.95,null,34,28.59,5.0999999999999996,0]
["20161202:0846",16,null,null,656.57,425.9,null,22.34,28.05,4.76,0]
["20161202:0946",17,null,null,188.51,116.02,null,9.69,27.29,4.4800000000000004,0]
["20161202:1046",18,null,null,0,0,null,0,26.38,4.28,0]
["20161202:1146",19,null,null,0,0,null,0,25.64,4.34,0]
["20161202:1246",20,null,null,0,0,null,0,24.69,4.41,0]
["20161202:1346",21,null,null,0,0,null,0,23.88,4.28,0]
["20161202:1446",22,null,null,0,0,null,0,23.09,4.1399999999999997,0]
["20161202:1546",23,null,null,0,0,null,0,22.47,4.07,0]
["20161202:1646",24,null,null,0,0,null,0,22.06,3.93,0]
["20161202:1746",1,null,null,0,0,null,0,21.65,3.79,0]
["20161202:1846",2,null,null,0,0,null,0,21.46,3.66,0]
["20161202:1946",3,null,null,0,0,null,0,21.24,3.79,0]
["20161202:2046",4,null,null,0,0,null,0,21.25,3.79,0]
["20161202:2146",5,null,null,0,0,null,0,21.19,3.72,0]
["20161202:2246",6,null,null,0,0,null,0,20.98,3.72,0]
["20161202:2346",7,null,null,265.02999999999997,109.19,null,5.38,21.13,3.52,0]
["20161203:0046",8,null,null,269.92,195.6,null,18.23,22.06,4.21,0]
["20161203:0146",9,null,null,793.62,542.36,null,30.26,23.76,5.0999999999999996,0]
["20161203:0246",10,null,null,354.97,356.33,null,40.83,25.51,5.59,0]
["20161203:0346",11,null,null,754.97,696.88,null,48.79,27.06,5.66,0]
["20161203:0446",12,null,null,458.03,474.59,null,52.45,28.43,5.52,0]
["20161203:0546",13,null,null,960.59,884.2,null,50.58,29.59,5.66,0]
["20161203:0646",14,null,null,848.92,740.3,null,43.84,29.02,5.31,0]
["20161203:0746",15,null,null,847.81,647.89,null,33.979999999999997,29.03,4.83,0]
["20161203:0846",16,null,null,545.4,373.91,null,22.35,28.55,4.1399999999999997,0]
["20161203:0946",17,null,null,233.81,133.62,null,9.7200000000000006,27.85,4.55,0]
["20161203:1046",18,null,null,0,0,null,0,27.04,4.4800000000000004,0]
["20161203:1146",19,null,null,0,0,null,0,26.49,4.07,0]
["20161203:1246",20,null,null,0,0,null,0,25.98,3.93,0]
["20161203:1346",21,null,null,0,0,null,0,25.48,3.79,0]
["20161203:1446",22,null,null,0,0,null,0,24.84,3.72,0]
["20161203:1546",23,null,null,0,0,null,0,24.37,3.79,0]
["20161203:1646",24,null,null,0,0,null,0,23.81,3.86,0]
["20161203:1746",1,null,null,0,0,null,0,23.28,3.93,0]
["20161203:1846",2,null,null,0,0,null,0,23.02,3.72,0]
["20161203:1946",3,null,null,0,0,null,0,22.36,3.52,0]
["20161203:2046",4,null,null,0,0,null,0,21.99,3.38,0]
["20161203:2146",5,null,null,0,0,null,0,21.69,3.24,0]
["20161203:2246",6,null,null,0,0,null,0,21.45,3.03,0]
["20161203:2346",7,null,null,17.149999999999999,18.63,null,5.25,21.58,2.69,0]
["20161204:0046",8,null,null,120,117.5,null,18.09,22.7,3.31,0]
["20161204:0146",9,null,null,160.91,171.59,null,30.11,24.36,3.93,0]
["20161204:0246",10,null,null,271.39999999999998,285.58,null,40.67,26.31,4.34,0]
["20161204:0346",11,null,null,488.34,488.87,null,48.63,27.88,4.41,0]
["20161204:0446",12,null,null,1024.8800000000001,950.67,null,52.31,29.21,4.55,0]
["20161204:0546",13,null,null,1020.92,934.42,null,50.47,30.63,5.0999999999999996,0]
["20161204:0646",14,null,null,937.32,804.36,null,43.79,30.08,4.97,0]
["20161204:0746",15,null,null,791.55,614.66,null,33.96,29.78,4.6900000000000004,0]
["20161204:0846",16,null,null,510.41,357.36,null,22.36,28.99,4.41,0]
["20161204:0946",17,null,null,194.56,119.31,null,9.75,28.38,4,0]
["20161204:1046",18,null,null,0,0,null,0,27.62,4,0]
["20161204:1146",19,null,null,0,0,null,0,26.94,4,0]
["20161204:1246",20,null,null,0,0,null,0,25.84,4.07,0]
["20161204:1346",21,null,null,0,0,null,0,24.82,4,0]
["20161204:1446",22,null,null,0,0,null,0,23.84,3.93,0]
["20161204:1546",23,null,null,0,0,null,0,23.19,3.93,0]
["20161204:1646",24,null,null,0,0,null,0,22.7,3.93,0]
["20161204:1746",{"$f":"IF(B8139=24,1,B8139+1)","v":1},null,null,0,0,null,0,22.24,3.86,0]
["20161204:1846",2,null,null,0,0,null,0,22.42,3.79,0]
["20161204:1946",3,null,null,0,0,null,0,22.12,3.59,0]
["20161204:2046",4,null,null,0,0,null,0,21.9,3.38,0]
["20161204:2146",5,null,null,0,0,null,0,21.8,3.24,0]
["20161204:2246",6,null,null,0,0,null,0,21.6,3.1,0]
["20161204:2346",7,null,null,562.01,161.16,null,5.12,21.68,2.97,0]
["20161205:0046",8,null,null,427.06,255.22,null,17.95,22.71,3.79,0]
["20161205:0146",9,null,null,766.31,526.77,null,29.95,24.26,4.1399999999999997,0]
["20161205:0246",10,null,null,748.19,623.72,null,40.51,25.94,4.28,0]
["20161205:0346",11,null,null,825.14,747.87,null,48.47,27.44,4.21,0]
["20161205:0446",12,null,null,724.59,700.16,null,52.17,28.73,4.1399999999999997,0]
["20161205:0546",13,null,null,802.94,755.61,null,50.38,29.53,4.07,0]
["20161205:0646",14,null,null,503.52,487.81,null,43.74,27.64,3.79,0]
["20161205:0746",15,null,null,815.46,629.07000000000005,null,33.950000000000003,27.73,4.07,0]
["20161205:0846",16,null,null,442.34,324.41000000000003,null,22.38,27.71,4.1399999999999997,0]
["20161205:0946",17,null,null,133.78,94.17,null,9.7899999999999991,27.39,3.52,0]
["20161205:1046",18,null,null,0,0,null,0,26.66,3.52,0]
["20161205:1146",19,null,null,0,0,null,0,25.99,3.59,0]
["20161205:1246",20,null,null,0,0,null,0,25.5,3.72,0]
["20161205:1346",21,null,null,0,0,null,0,25.11,4.34,0]
["20161205:1446",22,null,null,0,0,null,0,24.01,4.4800000000000004,0]
["20161205:1546",23,null,null,0,0,null,0,22.99,4.4800000000000004,0]
["20161205:1646",24,null,null,0,0,null,0,22.39,4.62,0]
["20161205:1746",1,null,null,0,0,null,0,21.77,4.76,0]
["20161205:1846",2,null,null,0,0,null,0,22.12,4.83,0]
["20161205:1946",3,null,null,0,0,null,0,21.88,5.0999999999999996,0]
["20161205:2046",4,null,null,0,0,null,0,21.8,5.0999999999999996,0]
["20161205:2146",5,null,null,0,0,null,0,21.81,5.03,0]
["20161205:2246",6,null,null,0,0,null,0,21.79,5.03,0]
["20161205:2346",7,null,null,787.84,199.46,null,4.99,22.07,5.03,0]
["20161206:0046",8,null,null,558.39,301.76,null,17.809999999999999,22.89,4.9000000000000004,0]
["20161206:0146",9,null,null,646.23,466.3,null,29.81,24.08,5.93,0]
["20161206:0246",10,null,null,820.04,667.83,null,40.35,25.43,6.41,0]
["20161206:0346",11,null,null,808.14,734.32,null,48.32,26.45,6.62,0]
["20161206:0446",12,null,null,524.35,532.30999999999995,null,52.04,27.42,7.86,0]
["20161206:0546",13,null,null,787.45,742.95,null,50.29,27.29,6.83,0]
["20161206:0646",14,null,null,530.35,508.42,null,43.7,27.9,6.21,0]
["20161206:0746",15,null,null,637.29,522.46,null,33.950000000000003,27.67,5.66,0]
["20161206:0846",16,null,null,591.11,397.21,null,22.4,27.48,4.9000000000000004,0]
["20161206:0946",17,null,null,46.79,47.21,null,9.83,26.9,5.03,0]
["20161206:1046",18,null,null,0,0,null,0,25.98,4.9000000000000004,0]
["20161206:1146",19,null,null,0,0,null,0,24.84,4.62,0]
["20161206:1246",20,null,null,0,0,null,0,24.05,4.62,0]
["20161206:1346",21,null,null,0,0,null,0,23.48,4.55,0]
["20161206:1446",22,null,null,0,0,null,0,22.87,4.41,0]
["20161206:1546",23,null,null,0,0,null,0,22.32,4.34,0]
["20161206:1646",24,null,null,0,0,null,0,21.79,4.41,0]
["20161206:1746",1,null,null,0,0,null,0,21.33,4.41,0]
["20161206:1846",2,null,null,0,0,null,0,21.01,4.28,0]
["20161206:1946",3,null,null,0,0,null,0,20.68,4.07,0]
["20161206:2046",4,null,null,0,0,null,0,20.45,3.93,0]
["20161206:2146",5,null,null,0,0,null,0,20.29,3.79,0]
["20161206:2246",6,null,null,0,0,null,0,20.11,3.66,0]
["20161206:2346",7,null,null,301.33,112.27,null,4.8600000000000003,20.16,3.38,0]
["20161207:0046",8,null,null,483.96,273.79000000000002,null,17.670000000000002,21.35,4.21,0]
["20161207:0146",9,null,null,761.62,522.09,null,29.66,22.98,4.76,0]
["20161207:0246",10,null,null,922.78,732.15,null,40.200000000000003,24.64,4.9000000000000004,0]
["20161207:0346",11,null,null,1002.37,881.18,null,48.17,26.08,4.83,0]
["20161207:0446",12,null,null,1023.59,946.87,null,51.91,27.03,4.83,0]
["20161207:0546",13,null,null,1048.82,957.09,null,50.21,27.86,4.62,0]
["20161207:0646",14,null,null,992.52,845.71,null,43.67,28.82,4.6900000000000004,0]
["20161207:0746",15,null,null,873.03,664.88,null,33.950000000000003,29.25,4.21,0]
["20161207:0846",16,null,null,351.49,278.25,null,22.43,28.81,3.66,0]
["20161207:0946",{"$f":"IF(B8203=24,1,B8203+1)","v":17},null,null,89.99,74.790000000000006,null,9.8800000000000008,27.98,3.24,0]
["20161207:1046",18,null,null,0,0,null,0,26.81,3.1,0]
["20161207:1146",19,null,null,0,0,null,0,25.93,3.24,0]
["20161207:1246",20,null,null,0,0,null,0,25.22,3.72,0]
["20161207:1346",21,null,null,0,0,null,0,24.47,4,0]
["20161207:1446",22,null,null,0,0,null,0,23.72,3.93,0]
["20161207:1546",23,null,null,0,0,null,0,22.93,3.86,0]
["20161207:1646",24,null,null,0,0,null,0,22.25,3.86,0]
["20161207:1746",1,null,null,0,0,null,0,21.65,3.86,0]
["20161207:1846",2,null,null,0,0,null,0,21.38,3.79,0]
["20161207:1946",3,null,null,0,0,null,0,20.98,3.72,0]
["20161207:2046",4,null,null,0,0,null,0,20.72,3.72,0]
["20161207:2146",5,null,null,0,0,null,0,20.46,3.72,0]
["20161207:2246",6,null,null,0,0,null,0,20.36,3.72,0]
["20161207:2346",7,null,null,268.95,105.41,null,4.7300000000000004,20.47,3.38,0]
["20161208:0046",8,null,null,545.4,294.74,null,17.54,21.6,4.41,0]
["20161208:0146",9,null,null,807.06,543.54999999999995,null,29.52,23.16,5.03,0]
["20161208:0246",10,null,null,944.77,745.13,null,40.049999999999997,24.82,5.17,0]
["20161208:0346",11,null,null,1017.13,891.88,null,48.03,26.23,4.97,0]
["20161208:0446",12,null,null,1023.86,946.32,null,51.79,27.49,4.76,0]
["20161208:0546",13,null,null,1020.13,932.19,null,50.14,28.47,4.62,0]
["20161208:0646",14,null,null,865.21,752.45,null,43.64,28.34,4.9000000000000004,0]
["20161208:0746",15,null,null,896.98,680.09,null,33.96,28.8,4.97,0]
["20161208:0846",16,null,null,705.91,453.39,null,22.46,28.39,4.28,0]
["20161208:0946",17,null,null,340.25,174.63,null,9.93,27.69,3.1,0]
["20161208:1046",18,null,null,0,0,null,0,26.47,2.69,0]
["20161208:1146",19,null,null,0,0,null,0,25.4,2.97,0]
["20161208:1246",20,null,null,0,0,null,0,24.68,3.38,0]
["20161208:1346",21,null,null,0,0,null,0,24.08,3.38,0]
["20161208:1446",22,null,null,0,0,null,0,23.39,3.31,0]
["20161208:1546",23,null,null,0,0,null,0,22.68,3.31,0]
["20161208:1646",24,null,null,0,0,null,0,21.98,3.38,0]
["20161208:1746",1,null,null,0,0,null,0,21.33,3.45,0]
["20161208:1846",2,null,null,0,0,null,0,21.05,3.31,0]
["20161208:1946",3,null,null,0,0,null,0,20.58,3.17,0]
["20161208:2046",4,null,null,0,0,null,0,20.18,3.17,0]
["20161208:2146",5,null,null,0,0,null,0,19.86,3.17,0]
["20161208:2246",6,null,null,0,0,null,0,19.57,3.17,0]
["20161208:2346",7,null,null,433.71,134.46,null,4.5999999999999996,19.600000000000001,2.97,0]
["20161209:0046",8,null,null,540.45000000000005,291.49,null,17.399999999999999,20.89,4,0]
["20161209:0146",9,null,null,819.56,548.34,null,29.38,22.62,4.6900000000000004,0]
["20161209:0246",10,null,null,959.2,753.45,null,39.909999999999997,24.45,4.6900000000000004,0]
["20161209:0346",11,null,null,1002.06,878.92,null,47.89,26.15,4.4800000000000004,0]
["20161209:0446",12,null,null,1022.84,944.6,null,51.68,27.54,4.21,0]
["20161209:0546",13,null,null,1034.77,944.38,null,50.07,28.51,3.86,0]
["20161209:0646",14,null,null,991.74,845.44,null,43.62,28.7,3.66,0]
["20161209:0746",15,null,null,898.14,681.59,null,33.97,28.89,3.66,0]
["20161209:0846",16,null,null,713.72,457.61,null,22.5,28.61,3.52,0]
["20161209:0946",17,null,null,252.48,143.12,null,9.99,27.72,2.69,0]
["20161209:1046",18,null,null,0,0,null,0,26.17,2.21,0]
["20161209:1146",19,null,null,0,0,null,0,25.01,2.14,0]
["20161209:1246",20,null,null,0,0,null,0,24.32,2.0699999999999998,0]
["20161209:1346",21,null,null,0,0,null,0,23.58,2.0699999999999998,0]
["20161209:1446",22,null,null,0,0,null,0,23.05,2.2799999999999998,0]
["20161209:1546",23,null,null,0,0,null,0,22.64,2.48,0]
["20161209:1646",24,null,null,0,0,null,0,22.13,2.62,0]
["20161209:1746",1,null,null,0,0,null,0,21.56,2.69,0]
["20161209:1846",2,null,null,0,0,null,0,21.21,2.83,0]
["20161209:1946",3,null,null,0,0,null,0,20.78,2.69,0]
["20161209:2046",4,null,null,0,0,null,0,20.36,2.5499999999999998,0]
["20161209:2146",5,null,null,0,0,null,0,20.03,2.41,0]
["20161209:2246",6,null,null,0,0,null,0,19.72,2.41,0]
["20161209:2346",7,null,null,211.2,92.33,null,4.4800000000000004,19.79,2.2799999999999998,0]
["20161210:0046",8,null,null,334.79,215.16,null,17.27,21.29,3.24,0]
["20161210:0146",{"$f":"IF(B8267=24,1,B8267+1)","v":9},null,null,678.03,477.7,null,29.24,23.18,3.38,0]
["20161210:0246",10,null,null,880.24,701.87,null,39.770000000000003,25.13,3.31,0]
["20161210:0346",11,null,null,955.24,841.57,null,47.76,26.87,3.31,0]
["20161210:0446",12,null,null,994.35,919.52,null,51.58,28.3,3.52,0]
["20161210:0546",13,null,null,1005.28,919.09,null,50.01,29.21,3.59,0]
["20161210:0646",14,null,null,977.37,835.02,null,43.6,29.25,4.07,0]
["20161210:0746",15,null,null,898.3,682.08,null,33.99,29.22,3.79,0]
["20161210:0846",16,null,null,715.37,459.22,null,22.54,28.78,3.38,0]
["20161210:0946",17,null,null,299.52999999999997,161.47999999999999,null,10.039999999999999,28.12,2.69,0]
["20161210:1046",18,null,null,0,0,null,0,27.19,2.41,0]
["20161210:1146",19,null,null,0,0,null,0,26.45,2.41,0]
["20161210:1246",20,null,null,0,0,null,0,25.8,2.62,0]
["20161210:1346",21,null,null,0,0,null,0,25.14,2.97,0]
["20161210:1446",22,null,null,0,0,null,0,24.39,3.45,0]
["20161210:1546",23,null,null,0,0,null,0,23.56,3.45,0]
["20161210:1646",24,null,null,0,0,null,0,22.63,3.24,0]
["20161210:1746",1,null,null,0,0,null,0,21.85,3.17,0]
["20161210:1846",2,null,null,0,0,null,0,21.38,2.69,0]
["20161210:1946",3,null,null,0,0,null,0,20.82,2.5499999999999998,0]
["20161210:2046",4,null,null,0,0,null,0,20.43,2.62,0]
["20161210:2146",5,null,null,0,0,null,0,20,2.5499999999999998,0]
["20161210:2246",6,null,null,0,0,null,0,19.670000000000002,2.5499999999999998,0]
["20161210:2346",7,null,null,628.99,165.95,null,4.3499999999999996,19.79,2.48,0]
["20161211:0046",8,null,null,148.33000000000001,131.15,null,17.14,21.12,3.38,0]
["20161211:0146",9,null,null,279.89,261.99,null,29.11,22.88,3.79,0]
["20161211:0246",10,null,null,555.83000000000004,495.65,null,39.64,24.75,3.79,0]
["20161211:0346",11,null,null,756.38,692.1,null,47.64,26.5,3.66,0]
["20161211:0446",12,null,null,956.62,887.05,null,51.48,27.99,3.31,0]
["20161211:0546",13,null,null,960.21,881.38,null,49.96,29.04,2.83,0]
["20161211:0646",14,null,null,938.2,806.25,null,43.59,29.12,2.5499999999999998,0]
["20161211:0746",15,null,null,614.57000000000005,510.09,null,34.01,29.26,2.14,0]
["20161211:0846",16,null,null,754.28,478.65,null,22.58,29.26,2.21,0]
["20161211:0946",17,null,null,181.07,116.56,null,10.11,28.56,1.72,0]
["20161211:1046",18,null,null,0,0,null,0,27.35,1.72,0]
["20161211:1146",19,null,null,0,0,null,0,26.33,1.79,0]
["20161211:1246",20,null,null,0,0,null,0,25.71,1.79,0]
["20161211:1346",21,null,null,0,0,null,0,25.19,1.86,0]
["20161211:1446",22,null,null,0,0,null,0,24.63,1.93,0]
["20161211:1546",23,null,null,0,0,null,0,23.94,1.93,0]
["20161211:1646",24,null,null,0,0,null,0,23.43,1.79,0]
["20161211:1746",1,null,null,0,0,null,0,22.83,1.72,0]
["20161211:1846",2,null,null,0,0,null,0,22.39,1.86,0]
["20161211:1946",3,null,null,0,0,null,0,21.98,1.86,0]
["20161211:2046",4,null,null,0,0,null,0,21.58,1.86,0]
["20161211:2146",5,null,null,0,0,null,0,21.43,1.79,0]
["20161211:2246",6,null,null,0,0,null,0,21.21,1.86,0]
["20161211:2346",7,null,null,30.68,33.340000000000003,null,4.2300000000000004,21.49,1.66,0]
["20161212:0046",8,null,null,67.680000000000007,73.540000000000006,null,17.02,23.32,2.14,0]
["20161212:0146",9,null,null,597.99,436.28,null,28.98,25.16,2.62,0]
["20161212:0246",10,null,null,645.33000000000004,552.86,null,39.51,26.96,2.9,0]
["20161212:0346",11,null,null,970.57,851.67,null,47.52,28.82,3.45,0]
["20161212:0446",12,null,null,1022.77,942.52,null,51.4,30.38,3.45,0]
["20161212:0546",13,null,null,1034.27,943.31,null,49.91,30.99,2.9,0]
["20161212:0646",14,null,null,992.16,846.55,null,43.59,30.29,2.69,0]
["20161212:0746",15,null,null,899.22,683.86,null,34.04,30.36,2.41,0]
["20161212:0846",16,null,null,717.26,461.94,null,22.63,30.01,2.0699999999999998,0]
["20161212:0946",17,null,null,225.51,134.97,null,10.17,29.51,1.59,0]
["20161212:1046",18,null,null,0,0,null,0,28.33,1.72,0]
["20161212:1146",19,null,null,0,0,null,0,27.32,1.59,0]
["20161212:1246",20,null,null,0,0,null,0,26.46,1.66,0]
["20161212:1346",21,null,null,0,0,null,0,25.74,1.86,0]
["20161212:1446",22,null,null,0,0,null,0,25.01,1.72,0]
["20161212:1546",23,null,null,0,0,null,0,24.42,1.59,0]
["20161212:1646",24,null,null,0,0,null,0,23.87,1.72,0]
["20161212:1746",{"$f":"IF(B8331=24,1,B8331+1)","v":1},null,null,0,0,null,0,23.4,1.79,0]
["20161212:1846",2,null,null,0,0,null,0,23.21,2,0]
["20161212:1946",3,null,null,0,0,null,0,23.01,2.0699999999999998,0]
["20161212:2046",4,null,null,0,0,null,0,22.73,2.0699999999999998,0]
["20161212:2146",5,null,null,0,0,null,0,22.59,2.0699999999999998,0]
["20161212:2246",6,null,null,0,0,null,0,22.38,2.0699999999999998,0]
["20161212:2346",7,null,null,9.02,9.8000000000000007,null,4.1100000000000003,22.57,1.93,0]
["20161213:0046",8,null,null,139.01,125.32,null,16.89,24.4,2.62,0]
["20161213:0146",9,null,null,423.25,345.87,null,28.85,26.36,2.9,0]
["20161213:0246",10,null,null,916.14,721.37,null,39.39,28.23,3.45,0]
["20161213:0346",11,null,null,891.97,791.38,null,47.41,29.42,4,0]
["20161213:0446",12,null,null,956.18,885.53,null,51.31,29.97,3.72,0]
["20161213:0546",13,null,null,1020.88,931.88,null,49.88,30.73,3.52,0]
["20161213:0646",14,null,null,954.58,818.96,null,43.59,30.4,3.17,0]
["20161213:0746",15,null,null,875.96,670.26,null,34.07,30.4,3.17,0]
["20161213:0846",16,null,null,642.66999999999996,426.52,null,22.69,29.84,2.76,0]
["20161213:0946",17,null,null,191.57,121.7,null,10.24,29.19,1.86,0]
["20161213:1046",18,null,null,0,0,null,0,28.33,1.66,0]
["20161213:1146",19,null,null,0,0,null,0,27.65,1.79,0]
["20161213:1246",20,null,null,0,0,null,0,27.31,2.62,0]
["20161213:1346",21,null,null,0,0,null,0,26.64,3.24,0]
["20161213:1446",22,null,null,0,0,null,0,25.41,3.17,0]
["20161213:1546",23,null,null,0,0,null,0,24.46,3.24,0]
["20161213:1646",24,null,null,0,0,null,0,23.54,3.38,0]
["20161213:1746",1,null,null,0,0,null,0,23.13,2.83,0]
["20161213:1846",2,null,null,0,0,null,0,23.05,2.83,0]
["20161213:1946",3,null,null,0,0,null,0,22.72,2.97,0]
["20161213:2046",4,null,null,0,0,null,0,22.7,3.24,0]
["20161213:2146",5,null,null,0,0,null,0,22.49,3.17,0]
["20161213:2246",6,null,null,0,0,null,0,22.22,3.24,0]
["20161213:2346",7,null,null,821.47,195.73,null,3.99,21.85,3.31,0]
["20161214:0046",8,null,null,151.91999999999999,131.88,null,16.77,22.13,3.38,0]
["20161214:0146",9,null,null,267.54000000000002,252.83,null,28.73,22.51,3.45,0]
["20161214:0246",10,null,null,596.13,519.91999999999996,null,39.270000000000003,22.65,3.79,0]
["20161214:0346",11,null,null,365.75,381.28,null,47.31,23.16,3.17,0]
["20161214:0446",12,null,null,527.46,533.13,null,51.24,23.34,3.17,0]
["20161214:0546",13,null,null,439.69,454.08,null,49.84,23.62,3.1,0]
["20161214:0646",14,null,null,410.67,414.24,null,43.6,28.54,4.34,0]
["20161214:0746",15,null,null,170.75,184.74,null,34.11,28.54,4.55,0]
["20161214:0846",16,null,null,154.86000000000001,158.01,null,22.75,27.85,4.07,0]
["20161214:0946",17,null,null,70.8,66.19,null,10.31,26.63,3.38,0]
["20161214:1046",18,null,null,0,0,null,0,25.66,3.17,0]
["20161214:1146",19,null,null,0,0,null,0,25.08,3.24,0]
["20161214:1246",20,null,null,0,0,null,0,24.62,3.45,0]
["20161214:1346",21,null,null,0,0,null,0,24.29,3.79,0]
["20161214:1446",22,null,null,0,0,null,0,24.04,4.4800000000000004,0]
["20161214:1546",23,null,null,0,0,null,0,23.41,4.97,0]
["20161214:1646",24,null,null,0,0,null,0,22.61,5.03,0]
["20161214:1746",1,null,null,0,0,null,0,21.7,4.9000000000000004,0]
["20161214:1846",2,null,null,0,0,null,0,22.62,4.62,0]
["20161214:1946",3,null,null,0,0,null,0,22.39,4.76,0]
["20161214:2046",4,null,null,0,0,null,0,22.16,4.83,0]
["20161214:2146",5,null,null,0,0,null,0,22.13,4.9000000000000004,0]
["20161214:2246",6,null,null,0,0,null,0,22.06,4.97,0]
["20161214:2346",7,null,null,33.39,36.28,null,3.87,22.15,5.17,0]
["20161215:0046",8,null,null,43.32,47.06,null,16.649999999999999,22.79,5.0999999999999996,0]
["20161215:0146",9,null,null,80.319999999999993,87.26,null,28.61,24.04,7.72,0]
["20161215:0246",10,null,null,254.86,268.49,null,39.159999999999997,25.57,8.07,0]
["20161215:0346",11,null,null,431.12,437.83,null,47.21,27.14,8.2100000000000009,0]
["20161215:0446",12,null,null,728.84,699.56,null,51.17,27.36,7.45,0]
["20161215:0546",13,null,null,699.88,671.65,null,49.82,26.97,7.17,0]
["20161215:0646",14,null,null,670.83,613.55999999999995,null,43.62,28.5,7.1,0]
["20161215:0746",15,null,null,336.01,326.73,null,34.159999999999997,27.39,6.69,0]
["20161215:0846",16,null,null,173.41,172.18,null,22.81,26.61,6.55,0]
["20161215:0946",{"$f":"IF(B8395=24,1,B8395+1)","v":17},null,null,76.849999999999994,69.28,null,10.39,25.61,6.34,0]
["20161215:1046",18,null,null,0,0,null,0,24.32,6.34,0]
["20161215:1146",19,null,null,0,0,null,0,23.18,6.14,0]
["20161215:1246",20,null,null,0,0,null,0,22.34,6.14,0]
["20161215:1346",21,null,null,0,0,null,0,21.5,6.07,0]
["20161215:1446",22,null,null,0,0,null,0,20.8,6.07,0]
["20161215:1546",23,null,null,0,0,null,0,20.309999999999999,6,0]
["20161215:1646",24,null,null,0,0,null,0,19.79,5.79,0]
["20161215:1746",1,null,null,0,0,null,0,19.059999999999999,5.59,0]
["20161215:1846",2,null,null,0,0,null,0,20.149999999999999,4.41,0]
["20161215:1946",3,null,null,0,0,null,0,19.82,4.4800000000000004,0]
["20161215:2046",4,null,null,0,0,null,0,19.649999999999999,5.66,0]
["20161215:2146",5,null,null,0,0,null,0,19.53,5.66,0]
["20161215:2246",6,null,null,0,0,null,0,19.399999999999999,5.72,0]
["20161215:2346",7,null,null,70.83,52.19,null,3.76,19.420000000000002,5.0999999999999996,0]
["20161216:0046",8,null,null,18.95,20.59,null,16.54,19.98,5.45,0]
["20161216:0146",9,null,null,72.2,78.44,null,28.5,20.55,6.14,0]
["20161216:0246",10,null,null,173.27,188.25,null,39.049999999999997,20.73,6.28,0]
["20161216:0346",11,null,null,273.42,293.54000000000002,null,47.12,20.99,6,0]
["20161216:0446",12,null,null,411.9,430.58,null,51.11,21.41,6.07,0]
["20161216:0546",13,null,null,475.87,486.04,null,49.8,21.31,6.41,0]
["20161216:0646",14,null,null,277.58,296.05,null,43.64,21.06,4.83,0]
["20161216:0746",15,null,null,250.36,258.83999999999997,null,34.21,20.85,4.4800000000000004,0]
["20161216:0846",16,null,null,145.55000000000001,150.94,null,22.88,21.01,4.28,0]
["20161216:0946",17,null,null,62.6,61.07,null,10.47,21.02,4.4800000000000004,0]
["20161216:1046",18,null,null,0,0,null,0,21,4.97,0]
["20161216:1146",19,null,null,0,0,null,0,20.72,5.38,0]
["20161216:1246",20,null,null,0,0,null,0,20.059999999999999,5.52,0]
["20161216:1346",21,null,null,0,0,null,0,19.32,5.24,0]
["20161216:1446",22,null,null,0,0,null,0,18.7,4.76,0]
["20161216:1546",23,null,null,0,0,null,0,18.16,4.4800000000000004,0]
["20161216:1646",24,null,null,0,0,null,0,17.829999999999998,5.0999999999999996,0]
["20161216:1746",1,null,null,0,0,null,0,17.38,4.62,0]
["20161216:1846",2,null,null,0,0,null,0,17.690000000000001,4,0]
["20161216:1946",3,null,null,0,0,null,0,17.38,4.28,0]
["20161216:2046",4,null,null,0,0,null,0,17.21,4.07,0]
["20161216:2146",5,null,null,0,0,null,0,17.21,3.38,0]
["20161216:2246",6,null,null,0,0,null,0,17.16,3.17,0]
["20161216:2346",7,null,null,8.1199999999999992,8.82,null,3.65,17.239999999999998,3.17,0]
["20161217:0046",8,null,null,58.66,63.73,null,16.420000000000002,18.079999999999998,4.1399999999999997,0]
["20161217:0146",9,null,null,224.08,221.47,null,28.39,19.37,4.4800000000000004,0]
["20161217:0246",10,null,null,543.05999999999995,483.6,null,38.950000000000003,21,4.55,0]
["20161217:0346",11,null,null,607.41999999999996,577.63,null,47.03,22.82,4.41,0]
["20161217:0446",12,null,null,1008.33,927.67,null,51.06,24.22,4.1399999999999997,0]
["20161217:0546",13,null,null,1020.78,931.68,null,49.8,24.81,3.93,0]
["20161217:0646",14,null,null,993.97,849.92,null,43.67,25.78,4,0]
["20161217:0746",15,null,null,911.64,695.43,null,34.26,26.49,4.07,0]
["20161217:0846",16,null,null,740.11,477.64,null,22.95,26.45,3.86,0]
["20161217:0946",17,null,null,449.57,221.56,null,10.55,25.67,3.31,0]
["20161217:1046",18,null,null,0,0,null,0,24.51,3.38,0]
["20161217:1146",19,null,null,0,0,null,0,23.56,3.52,0]
["20161217:1246",20,null,null,0,0,null,0,22.74,3.52,0]
["20161217:1346",21,null,null,0,0,null,0,21.85,3.38,0]
["20161217:1446",22,null,null,0,0,null,0,21.03,3.1,0]
["20161217:1546",23,null,null,0,0,null,0,20.29,2.83,0]
["20161217:1646",24,null,null,0,0,null,0,19.690000000000001,2.62,0]
["20161217:1746",1,null,null,0,0,null,0,19.170000000000002,2.48,0]
["20161217:1846",2,null,null,0,0,null,0,19.12,2.76,0]
["20161217:1946",3,null,null,0,0,null,0,18.88,2.62,0]
["20161217:2046",4,null,null,0,0,null,0,18.62,2.5499999999999998,0]
["20161217:2146",5,null,null,0,0,null,0,18.399999999999999,2.5499999999999998,0]
["20161217:2246",6,null,null,0,0,null,0,18.34,2.62,0]
["20161217:2346",7,null,null,361.89,112.36,null,3.53,18.47,2.41,0]
["20161218:0046",8,null,null,520.69000000000005,274.27,null,16.309999999999999,19.84,2.97,0]
["20161218:0146",{"$f":"IF(B8459=24,1,B8459+1)","v":9},null,null,795.65,526.20000000000005,null,28.28,21.77,3.38,0]
["20161218:0246",10,null,null,942.03,732.8,null,38.85,23.74,3.45,0]
["20161218:0346",11,null,null,1027.5899999999999,890.97,null,46.95,25.35,3.38,0]
["20161218:0446",12,null,null,1022.6,939.46,null,51.02,26.74,3.31,0]
["20161218:0546",13,null,null,1035.83,944.62,null,49.79,27.65,3.17,0]
["20161218:0646",14,null,null,994.96,851.21,null,43.7,28.56,2.97,0]
["20161218:0746",15,null,null,912.38,696.65,null,34.32,28.83,3.24,0]
["20161218:0846",16,null,null,740.84,478.83,null,23.02,28.62,3.31,0]
["20161218:0946",17,null,null,253.67,149.63999999999999,null,10.64,27.8,2.62,0]
["20161218:1046",18,null,null,0,0,null,0,26.1,2.2799999999999998,0]
["20161218:1146",19,null,null,0,0,null,0,24.98,2.2799999999999998,0]
["20161218:1246",20,null,null,0,0,null,0,24.27,2.62,0]
["20161218:1346",21,null,null,0,0,null,0,23.75,3.24,0]
["20161218:1446",22,null,null,0,0,null,0,23.06,3.24,0]
["20161218:1546",23,null,null,0,0,null,0,22.34,2.97,0]
["20161218:1646",24,null,null,0,0,null,0,21.73,2.76,0]
["20161218:1746",1,null,null,0,0,null,0,21.26,2.69,0]
["20161218:1846",2,null,null,0,0,null,0,21.07,2.5499999999999998,0]
["20161218:1946",3,null,null,0,0,null,0,20.67,2.48,0]
["20161218:2046",4,null,null,0,0,null,0,20.309999999999999,2.41,0]
["20161218:2146",5,null,null,0,0,null,0,20.010000000000002,2.21,0]
["20161218:2246",6,null,null,0,0,null,0,19.71,2.14,0]
["20161218:2346",7,null,null,657.2,161.02000000000001,null,3.42,19.77,2.0699999999999998,0]
["20161219:0046",8,null,null,555.80999999999995,285.10000000000002,null,16.2,21.44,2.83,0]
["20161219:0146",9,null,null,794.82,525.09,null,28.18,23.44,3.31,0]
["20161219:0246",10,null,null,941.9,731.85,null,38.75,25.2,2.97,0]
["20161219:0346",11,null,null,1005.37,872.96,null,46.88,26.92,2.69,0]
["20161219:0446",12,null,null,1037.7,952.18,null,50.98,28.3,2.41,0]
["20161219:0546",13,null,null,1049.53,956.42,null,49.8,29.23,2.0699999999999998,0]
["20161219:0646",14,null,null,995.58,852.3,null,43.74,29.73,1.79,0]
["20161219:0746",15,null,null,913.02,697.83,null,34.380000000000003,29.94,1.72,0]
["20161219:0846",16,null,null,751.28,485.15,null,23.1,29.76,1.72,0]
["20161219:0946",17,null,null,308.13,171.62,null,10.73,29.06,1.45,0]
["20161219:1046",18,null,null,0,0,null,0,27.7,1.72,0]
["20161219:1146",19,null,null,0,0,null,0,26.4,1.66,0]
["20161219:1246",20,null,null,0,0,null,0,25.35,1.72,0]
["20161219:1346",21,null,null,0,0,null,0,24.37,1.86,0]
["20161219:1446",22,null,null,0,0,null,0,23.75,2.14,0]
["20161219:1546",23,null,null,0,0,null,0,23.43,2.41,0]
["20161219:1646",24,null,null,0,0,null,0,23.04,2.48,0]
["20161219:1746",1,null,null,0,0,null,0,22.58,2.41,0]
["20161219:1846",2,null,null,0,0,null,0,22.61,2.21,0]
["20161219:1946",3,null,null,0,0,null,0,22.24,2.21,0]
["20161219:2046",4,null,null,0,0,null,0,21.83,2.14,0]
["20161219:2146",5,null,null,0,0,null,0,21.41,2.0699999999999998,0]
["20161219:2246",6,null,null,0,0,null,0,21.03,2.0699999999999998,0]
["20161219:2346",7,null,null,8.1199999999999992,8.82,null,3.32,20.96,1.93,0]
["20161220:0046",8,null,null,478.56,257.83999999999997,null,16.100000000000001,22.67,2.62,0]
["20161220:0146",9,null,null,549.84,405.58,null,28.08,24.77,2.5499999999999998,0]
["20161220:0246",10,null,null,829.73,660.96,null,38.67,26.93,2.41,0]
["20161220:0346",11,null,null,1005.1,872,null,46.81,28.71,2.5499999999999998,0]
["20161220:0446",12,null,null,1008.48,926.83,null,50.95,30.01,2.62,0]
["20161220:0546",13,null,null,1035.72,944.78,null,49.81,30.82,2.48,0]
["20161220:0646",14,null,null,964.43,829.32,null,43.79,31.38,2.41,0]
["20161220:0746",15,null,null,758.48,603.19000000000005,null,34.46,31.47,2.14,0]
["20161220:0846",16,null,null,675.87,449.05,null,23.19,31.17,2,0]
["20161220:0946",17,null,null,268.73,157.49,null,10.82,30.38,1.52,0]
["20161220:1046",18,null,null,0,0,null,0,28.88,1.86,0]
["20161220:1146",19,null,null,0,0,null,0,27.48,1.79,0]
["20161220:1246",20,null,null,0,0,null,0,26.47,1.72,0]
["20161220:1346",21,null,null,0,0,null,0,25.56,1.79,0]
["20161220:1446",22,null,null,0,0,null,0,24.85,1.72,0]
["20161220:1546",23,null,null,0,0,null,0,24.21,1.66,0]
["20161220:1646",24,null,null,0,0,null,0,23.85,1.79,0]
["20161220:1746",{"$f":"IF(B8523=24,1,B8523+1)","v":1},null,null,0,0,null,0,23.63,2,0]
["20161220:1846",2,null,null,0,0,null,0,23.62,2.21,0]
["20161220:1946",3,null,null,0,0,null,0,23.33,2.2799999999999998,0]
["20161220:2046",4,null,null,0,0,null,0,22.96,2.21,0]
["20161220:2146",5,null,null,0,0,null,0,22.48,2.14,0]
["20161220:2246",6,null,null,0,0,null,0,22.07,2.0699999999999998,0]
["20161220:2346",7,null,null,579.80999999999995,145.6,null,3.21,22,2,0]
["20161221:0046",8,null,null,545.72,279.72000000000003,null,16,23.69,2.5499999999999998,0]
["20161221:0146",9,null,null,791.42,520.86,null,27.98,25.8,2.5499999999999998,0]
["20161221:0246",10,null,null,955.57,738.71,null,38.590000000000003,27.98,2.41,0]
["20161221:0346",11,null,null,1004.51,870.88,null,46.75,29.71,2.34,0]
["20161221:0446",12,null,null,1022.48,938.47,null,50.93,30.83,2.41,0]
["20161221:0546",13,null,null,834.48,779.68,null,49.83,31.57,2.21,0]
["20161221:0646",14,null,null,575.75,544.95000000000005,null,43.84,31.74,2.0699999999999998,0]
["20161221:0746",15,null,null,400.86,375.01,null,34.53,31.96,2.14,0]
["20161221:0846",16,null,null,101.98,110.8,null,23.28,31.73,2.21,0]
["20161221:0946",17,null,null,370.49,196.57,null,10.92,30.91,1.79,0]
["20161221:1046",18,null,null,0,0,null,0,29.19,2.14,0]
["20161221:1146",19,null,null,0,0,null,0,27.71,2.21,0]
["20161221:1246",20,null,null,0,0,null,0,26.78,2.34,0]
["20161221:1346",21,null,null,0,0,null,0,26.19,2.41,0]
["20161221:1446",22,null,null,0,0,null,0,25.63,2.48,0]
["20161221:1546",23,null,null,0,0,null,0,25.2,2.5499999999999998,0]
["20161221:1646",24,null,null,0,0,null,0,24.82,2.62,0]
["20161221:1746",1,null,null,0,0,null,0,24.28,2.69,0]
["20161221:1846",2,null,null,0,0,null,0,23.95,2.83,0]
["20161221:1946",3,null,null,0,0,null,0,23.4,2.97,0]
["20161221:2046",4,null,null,0,0,null,0,22.89,3.17,0]
["20161221:2146",5,null,null,0,0,null,0,22.51,3.31,0]
["20161221:2246",6,null,null,0,0,null,0,22.23,3.38,0]
["20161221:2346",7,null,null,201.09,79,null,3.11,22.25,3.45,0]
["20161222:0046",8,null,null,541.37,277.14,null,15.9,23.6,4,0]
["20161222:0146",9,null,null,813.19,530.66999999999996,null,27.89,25.48,4.83,0]
["20161222:0246",10,null,null,955.2,737.62,null,38.51,27.37,5.03,0]
["20161222:0346",11,null,null,1019.81,882.21,null,46.7,28.88,5.45,0]
["20161222:0446",12,null,null,978.48,901.07,null,50.91,29.82,5.24,0]
["20161222:0546",13,null,null,882.67,818.61,null,49.86,30.1,4.97,0]
["20161222:0646",14,null,null,926.11,802.06,null,43.9,30.59,4.6900000000000004,0]
["20161222:0746",15,null,null,745.12,596.54,null,34.61,30.58,4.76,0]
["20161222:0846",16,null,null,647.85,437.06,null,23.37,30.05,4.55,0]
["20161222:0946",17,null,null,281.8,164.06,null,11.01,29.24,3.72,0]
["20161222:1046",18,null,null,0,0,null,0,28.13,3.31,0]
["20161222:1146",19,null,null,0,0,null,0,27.34,3.38,0]
["20161222:1246",20,null,null,0,0,null,0,26.85,3.72,0]
["20161222:1346",21,null,null,0,0,null,0,26.39,4.28,0]
["20161222:1446",22,null,null,0,0,null,0,25.5,4.4800000000000004,0]
["20161222:1546",23,null,null,0,0,null,0,24.49,4.21,0]
["20161222:1646",24,null,null,0,0,null,0,23.72,4,0]
["20161222:1746",1,null,null,0,0,null,0,22.95,3.86,0]
["20161222:1846",2,null,null,0,0,null,0,22.63,4,0]
["20161222:1946",3,null,null,0,0,null,0,22.24,4,0]
["20161222:2046",4,null,null,0,0,null,0,21.83,4,0]
["20161222:2146",5,null,null,0,0,null,0,21.62,3.86,0]
["20161222:2246",6,null,null,0,0,null,0,21.37,3.72,0]
["20161222:2346",7,null,null,487.95,127.73,null,3.01,21.42,3.31,0]
["20161223:0046",8,null,null,463.71,249.81,null,15.81,22.37,4.28,0]
["20161223:0146",9,null,null,635.11,444.81,null,27.81,23.77,4.76,0]
["20161223:0246",10,null,null,582.39,506.32,null,38.44,25.22,4.83,0]
["20161223:0346",11,null,null,974.48,846.79,null,46.66,26.74,4.6900000000000004,0]
["20161223:0446",12,null,null,1037.55,951.08,null,50.9,27.98,4.4800000000000004,0]
["20161223:0546",13,null,null,976.95,896.02,null,49.89,29.05,4.34,0]
["20161223:0646",14,null,null,796.6,707.95,null,43.97,29.67,3.93,0]
["20161223:0746",15,null,null,279.20999999999998,283.87,null,34.700000000000003,29.33,3.59,0]
["20161223:0846",16,null,null,383.75,303.85000000000002,null,23.46,28.97,3.45,0]
["20161223:0946",{"$f":"IF(B8587=24,1,B8587+1)","v":17},null,null,71.510000000000005,67.91,null,11.12,28.48,3.17,0]
["20161223:1046",18,null,null,0,0,null,0,27.7,3.24,0]
["20161223:1146",19,null,null,0,0,null,0,26.71,3.52,0]
["20161223:1246",20,null,null,0,0,null,0,25.63,3.59,0]
["20161223:1346",21,null,null,0,0,null,0,24.63,3.59,0]
["20161223:1446",22,null,null,0,0,null,0,23.85,3.45,0]
["20161223:1546",23,null,null,0,0,null,0,23.06,3.24,0]
["20161223:1646",24,null,null,0,0,null,0,22.38,3.03,0]
["20161223:1746",1,null,null,0,0,null,0,21.78,2.83,0]
["20161223:1846",2,null,null,0,0,null,0,21.53,2.76,0]
["20161223:1946",3,null,null,0,0,null,0,21.1,2.69,0]
["20161223:2046",4,null,null,0,0,null,0,20.79,2.69,0]
["20161223:2146",5,null,null,0,0,null,0,20.52,2.62,0]
["20161223:2246",6,null,null,0,0,null,0,20.34,2.48,0]
["20161223:2346",7,null,null,132.33000000000001,63.09,null,2.91,20.420000000000002,2.34,0]
["20161224:0046",8,null,null,421.56,234.23,null,15.71,21.98,3.1,0]
["20161224:0146",9,null,null,757.19,501.74,null,27.73,24.01,3.59,0]
["20161224:0246",10,null,null,931.03,720.65,null,38.369999999999997,26.01,3.45,0]
["20161224:0346",11,null,null,1019.64,880.96,null,46.62,27.8,3.1,0]
["20161224:0446",12,null,null,993.87,913.77,null,50.9,29.28,2.76,0]
["20161224:0546",13,null,null,993.27,910.08,null,49.94,30.44,2.48,0]
["20161224:0646",14,null,null,895.41,780.66,null,44.04,29.78,2.14,0]
["20161224:0746",15,null,null,821.8,645.34,null,34.79,30.05,2.0699999999999998,0]
["20161224:0846",16,null,null,699.95,464.94,null,23.56,29.99,2.0699999999999998,0]
["20161224:0946",17,null,null,348.4,190.85,null,11.22,29.67,1.66,0]
["20161224:1046",18,null,null,0,0,null,0,28.39,1.72,0]
["20161224:1146",19,null,null,0,0,null,0,27.27,1.79,0]
["20161224:1246",20,null,null,0,0,null,0,26.45,2,0]
["20161224:1346",21,null,null,0,0,null,0,25.95,2.48,0]
["20161224:1446",22,null,null,0,0,null,0,25.29,3.17,0]
["20161224:1546",23,null,null,0,0,null,0,24.4,3.1,0]
["20161224:1646",24,null,null,0,0,null,0,23.43,2.69,0]
["20161224:1746",1,null,null,0,0,null,0,22.66,2.41,0]
["20161224:1846",2,null,null,0,0,null,0,22.42,2.41,0]
["20161224:1946",3,null,null,0,0,null,0,21.93,2.34,0]
["20161224:2046",4,null,null,0,0,null,0,21.53,2.21,0]
["20161224:2146",5,null,null,0,0,null,0,21.26,2.0699999999999998,0]
["20161224:2246",6,null,null,0,0,null,0,20.89,2,0]
["20161224:2346",7,null,null,402.23,111.38,null,2.81,20.76,1.93,0]
["20161225:0046",8,null,null,491.67,257.35000000000002,null,15.62,22.45,2.48,0]
["20161225:0146",9,null,null,779.61,511.64,null,27.65,24.53,2.62,0]
["20161225:0246",10,null,null,953.51,734.03,null,38.31,26.62,2.5499999999999998,0]
["20161225:0346",11,null,null,1004.1,868.36,null,46.58,28.39,2.41,0]
["20161225:0446",12,null,null,993.77,913.61,null,50.91,29.78,2.34,0]
["20161225:0546",13,null,null,1037.32,947.71,null,49.98,30.77,2.2799999999999998,0]
["20161225:0646",14,null,null,912.6,793.99,null,44.12,31.58,2.83,0]
["20161225:0746",15,null,null,830.43,651.37,null,34.880000000000003,31.62,2.62,0]
["20161225:0846",16,null,null,631.88,432.36,null,23.67,31.49,2.48,0]
["20161225:0946",17,null,null,194.5,130.43,null,11.33,30.84,2,0]
["20161225:1046",18,null,null,0,0,null,0,29.34,2,0]
["20161225:1146",19,null,null,0,0,null,0,28.2,2,0]
["20161225:1246",20,null,null,0,0,null,0,27.25,2.14,0]
["20161225:1346",21,null,null,0,0,null,0,26.57,2,0]
["20161225:1446",22,null,null,0,0,null,0,25.95,1.86,0]
["20161225:1546",23,null,null,0,0,null,0,25.18,2,0]
["20161225:1646",24,null,null,0,0,null,0,24.53,2.14,0]
["20161225:1746",1,null,null,0,0,null,0,23.98,2.2799999999999998,0]
["20161225:1846",2,null,null,0,0,null,0,23.78,2.21,0]
["20161225:1946",3,null,null,0,0,null,0,23.33,2.0699999999999998,0]
["20161225:2046",4,null,null,0,0,null,0,22.77,2,0]
["20161225:2146",5,null,null,0,0,null,0,22.24,2,0]
["20161225:2246",6,null,null,0,0,null,0,21.83,2.0699999999999998,0]
["20161225:2346",7,null,null,863.54,184.33,null,2.72,21.74,2,0]
["20161226:0046",8,null,null,88.64,88.88,null,15.54,23.4,2.2799999999999998,0]
["20161226:0146",{"$f":"IF(B8651=24,1,B8651+1)","v":9},null,null,240.82,230.82,null,27.57,25.64,2.48,0]
["20161226:0246",10,null,null,745.47,605.54,null,38.26,27.86,2.76,0]
["20161226:0346",11,null,null,895.78,786.82,null,46.56,29.7,3.24,0]
["20161226:0446",12,null,null,463.82,477.11,null,50.93,31,3.52,0]
["20161226:0546",13,null,null,1024.01,936.85,null,50.04,31.8,3.38,0]
["20161226:0646",14,null,null,823.51,729.32,null,44.21,32.19,3.59,0]
["20161226:0746",15,null,null,905.9,699.78,null,34.979999999999997,32.229999999999997,3.38,0]
["20161226:0846",16,null,null,749.41,491.29,null,23.78,31.94,3.31,0]
["20161226:0946",17,null,null,359.11,196.75,null,11.44,30.98,2.48,0]
["20161226:1046",18,null,null,0,0,null,0,29,2.48,0]
["20161226:1146",19,null,null,0,0,null,0,27.64,2.5499999999999998,0]
["20161226:1246",20,null,null,0,0,null,0,26.83,2.69,0]
["20161226:1346",21,null,null,0,0,null,0,26.12,2.97,0]
["20161226:1446",22,null,null,0,0,null,0,25.85,4,0]
["20161226:1546",23,null,null,0,0,null,0,25.17,4.07,0]
["20161226:1646",24,null,null,0,0,null,0,24.21,3.79,0]
["20161226:1746",1,null,null,0,0,null,0,23.39,3.72,0]
["20161226:1846",2,null,null,0,0,null,0,22.93,3.38,0]
["20161226:1946",3,null,null,0,0,null,0,22.26,3.38,0]
["20161226:2046",4,null,null,0,0,null,0,21.74,3.52,0]
["20161226:2146",5,null,null,0,0,null,0,21.37,3.72,0]
["20161226:2246",6,null,null,0,0,null,0,21.09,4.1399999999999997,0]
["20161226:2346",7,null,null,304.7,93.61,null,2.63,21.1,4.4800000000000004,0]
["20161227:0046",8,null,null,481.15,251.72,null,15.46,22.41,4.9000000000000004,0]
["20161227:0146",9,null,null,776.55,507.99,null,27.51,24.3,6.41,0]
["20161227:0246",10,null,null,930.35,718.01,null,38.21,26.32,8.2799999999999994,0]
["20161227:0346",11,null,null,959.1,833.47,null,46.54,27.4,8,0]
["20161227:0446",12,null,null,894.26,831.39,null,50.95,27.7,7.17,0]
["20161227:0546",13,null,null,963.65,886.59,null,50.1,27.89,6.28,0]
["20161227:0646",14,null,null,824.08,730.29,null,44.3,28.71,6.41,0]
["20161227:0746",15,null,null,399.45,376.63,null,35.090000000000003,28.76,6.28,0]
["20161227:0846",16,null,null,604.21,420.26,null,23.89,28.27,6.28,0]
["20161227:0946",17,null,null,174.64,123.64,null,11.55,26.93,5.59,0]
["20161227:1046",18,null,null,0,0,null,0,25.14,5.86,0]
["20161227:1146",19,null,null,0,0,null,0,23.56,5.93,0]
["20161227:1246",20,null,null,0,0,null,0,22.21,6.14,0]
["20161227:1346",21,null,null,0,0,null,0,20.97,6,0]
["20161227:1446",22,null,null,0,0,null,0,19.93,5.79,0]
["20161227:1546",23,null,null,0,0,null,0,19.079999999999998,5.38,0]
["20161227:1646",24,null,null,0,0,null,0,18.41,5.0999999999999996,0]
["20161227:1746",1,null,null,0,0,null,0,17.989999999999998,4.76,0]
["20161227:1846",2,null,null,0,0,null,0,18.100000000000001,4.6900000000000004,0]
["20161227:1946",3,null,null,0,0,null,0,17.82,4.4800000000000004,0]
["20161227:2046",4,null,null,0,0,null,0,17.7,4.41,0]
["20161227:2146",5,null,null,0,0,null,0,17.47,4.28,0]
["20161227:2246",6,null,null,0,0,null,0,17.32,4.21,0]
["20161227:2346",7,null,null,266.58,84.94,null,2.54,17.350000000000001,3.72,0]
["20161228:0046",8,null,null,477.8,249.25,null,15.38,18.25,4.55,0]
["20161228:0146",9,null,null,775.61,506.67,null,27.44,19.8,5.24,0]
["20161228:0246",10,null,null,929.35,716.62,null,38.159999999999997,21.48,5.38,0]
["20161228:0346",11,null,null,1004.72,867.68,null,46.53,23.09,5.0999999999999996,0]
["20161228:0446",12,null,null,1039.04,952.28,null,50.98,24.63,4.83,0]
["20161228:0546",13,null,null,1053.3800000000001,963.05,null,50.18,25.87,4.6900000000000004,0]
["20161228:0646",14,null,null,1046.3399999999999,897.84,null,44.4,26.82,4.41,0]
["20161228:0746",15,null,null,963.07,738.26,null,35.200000000000003,27.11,4.34,0]
["20161228:0846",16,null,null,691.46,464.67,null,24,26.84,4.34,0]
["20161228:0946",17,null,null,427.82,224.81,null,11.67,26.1,3.72,0]
["20161228:1046",18,null,null,0,0,null,0,24.48,3.24,0]
["20161228:1146",19,null,null,0,0,null,0,23.31,3.86,0]
["20161228:1246",20,null,null,0,0,null,0,22.21,4.62,0]
["20161228:1346",21,null,null,0,0,null,0,20.95,4.9000000000000004,0]
["20161228:1446",22,null,null,0,0,null,0,19.77,4.76,0]
["20161228:1546",23,null,null,0,0,null,0,18.739999999999998,4.4800000000000004,0]
["20161228:1646",24,null,null,0,0,null,0,17.95,4.34,0]
["20161228:1746",{"$f":"IF(B8715=24,1,B8715+1)","v":1},null,null,0,0,null,0,17.309999999999999,4.28,0]
["20161228:1846",2,null,null,0,0,null,0,17.07,4.34,0]
["20161228:1946",3,null,null,0,0,null,0,16.68,4.21,0]
["20161228:2046",4,null,null,0,0,null,0,16.38,4.07,0]
["20161228:2146",5,null,null,0,0,null,0,16.18,4.1399999999999997,0]
["20161228:2246",6,null,null,0,0,null,0,16.05,4.21,0]
["20161228:2346",7,null,null,230.54,78.02,null,2.46,16.13,4.28,0]
["20161229:0046",8,null,null,398.32,221.71,null,15.31,17.45,4.76,0]
["20161229:0146",9,null,null,720.73,479.84,null,27.38,19.37,5.66,0]
["20161229:0246",10,null,null,897.09,695.92,null,38.130000000000003,21.4,5.79,0]
["20161229:0346",11,null,null,1004.8,867.39,null,46.52,23.27,5.79,0]
["20161229:0446",12,null,null,1038.6500000000001,952,null,51.02,24.76,5.79,0]
["20161229:0546",13,null,null,1053.58,963.8,null,50.25,25.7,5.72,0]
["20161229:0646",14,null,null,1032.52,887.96,null,44.5,27.04,5.31,0]
["20161229:0746",15,null,null,964.46,740.21,null,35.31,27.55,5.38,0]
["20161229:0846",16,null,null,807.24,523.80999999999995,null,24.12,26.92,5.86,0]
["20161229:0946",17,null,null,299.73,177.14,null,11.79,25.37,5.45,0]
["20161229:1046",18,null,null,0,0,null,0,23.6,5.45,0]
["20161229:1146",19,null,null,0,0,null,0,22.36,5.45,0]
["20161229:1246",20,null,null,0,0,null,0,21.39,5.52,0]
["20161229:1346",21,null,null,0,0,null,0,20.34,5.45,0]
["20161229:1446",22,null,null,0,0,null,0,19.329999999999998,4.97,0]
["20161229:1546",23,null,null,0,0,null,0,18.61,4.6900000000000004,0]
["20161229:1646",24,null,null,0,0,null,0,18.079999999999998,4.55,0]
["20161229:1746",1,null,null,0,0,null,0,17.63,4.41,0]
["20161229:1846",2,null,null,0,0,null,0,17.62,4.28,0]
["20161229:1946",3,null,null,0,0,null,0,17.52,4.21,0]
["20161229:2046",4,null,null,0,0,null,0,17.55,4.21,0]
["20161229:2146",5,null,null,0,0,null,0,17.57,4.1399999999999997,0]
["20161229:2246",6,null,null,0,0,null,0,17.61,3.45,0]
["20161229:2346",7,null,null,727.15,156.41,null,2.38,17.739999999999998,3.59,0]
["20161230:0046",8,null,null,548.5,271.12,null,15.24,18.440000000000001,4.6900000000000004,0]
["20161230:0146",9,null,null,247.74,233.92,null,27.33,19.59,5.17,0]
["20161230:0246",10,null,null,873.42,680.85,null,38.090000000000003,21.35,5.45,0]
["20161230:0346",11,null,null,989.85,855.67,null,46.52,22.97,5.24,0]
["20161230:0446",12,null,null,1039.3699999999999,952.79,null,51.06,24.69,4.97,0]
["20161230:0546",13,null,null,1068.1400000000001,977.14,null,50.34,25.93,4.6900000000000004,0]
["20161230:0646",14,null,null,1032.45,888.71,null,44.61,25.49,4.62,0]
["20161230:0746",15,null,null,943.06,727.49,null,35.43,25.46,4.34,0]
["20161230:0846",16,null,null,558.16,400.21,null,24.24,25.71,3.59,0]
["20161230:0946",17,null,null,229.15,149.33000000000001,null,11.91,25.71,2.2799999999999998,0]
["20161230:1046",18,null,null,0,0,null,0,25.17,2.62,0]
["20161230:1146",19,null,null,0,0,null,0,24.85,4.28,0]
["20161230:1246",20,null,null,0,0,null,0,23.78,5.17,0]
["20161230:1346",21,null,null,0,0,null,0,22.73,5.03,0]
["20161230:1446",22,null,null,0,0,null,0,21.85,4.76,0]
["20161230:1546",23,null,null,0,0,null,0,20.97,4.41,0]
["20161230:1646",24,null,null,0,0,null,0,20.25,4.28,0]
["20161230:1746",1,null,null,0,0,null,0,19.66,4.1399999999999997,0]
["20161230:1846",2,null,null,0,0,null,0,19.54,3.79,0]
["20161230:1946",3,null,null,0,0,null,0,19.190000000000001,3.66,0]
["20161230:2046",4,null,null,0,0,null,0,19,3.72,0]
["20161230:2146",5,null,null,0,0,null,0,18.850000000000001,3.79,0]
["20161230:2246",6,null,null,0,0,null,0,18.86,3.86,0]
["20161230:2346",7,null,null,683.69,148.22,null,2.2999999999999998,18.87,3.93,0]
["20161231:0046",8,null,null,44.22,48.04,null,15.17,19.82,4.34,0]
["20161231:0146",9,null,null,177.19,182.39,null,27.28,20.76,4.76,0]
["20161231:0246",10,null,null,316.45,319.25,null,38.07,22.35,5.24,0]
["20161231:0346",11,null,null,514.54,503.51,null,46.53,23.83,5.38,0]
["20161231:0446",12,null,null,793.16,750.37,null,51.11,25.66,5.45,0]
["20161231:0546",13,null,null,421.4,438.71,null,50.43,26.88,5.24,0]
["20161231:0646",14,null,null,149.81,162.76,null,44.73,25.88,4.9000000000000004,0]
["20161231:0746",15,null,null,178.81,193.55,null,35.56,25.51,4.21,0]
["20161231:0846",16,null,null,92.95,100.99,null,24.37,23.69,2.62,0]
["20161231:0946",{"$f":"IF(B8779=24,1,B8779+1)","v":17},null,null,44.22,48.04,null,12.03,22.21,3.03,0]
["20161231:1046",18,null,null,0,0,null,0,21.45,3.45,0]
["20161231:1146",19,null,null,0,0,null,0,20.99,3.38,0]
["20161231:1246",20,null,null,0,0,null,0,20.65,3.66,0]
["20161231:1346",21,null,null,0,0,null,0,20.309999999999999,3.72,0]
["20161231:1446",22,null,null,0,0,null,0,19.989999999999998,3.66,0]
["20161231:1546",23,null,null,0,0,null,0,19.670000000000002,3.72,0]
["20161231:1646",24,null,null,0,0,null,0,19.41,3.72,0]
["20161231:1746",1,null,null,0,0,null,0,19.22,3.59,0]
["20161231:1846",2,null,null,0,0,null,0,19.68,3.72,0]
["20161231:1946",3,null,null,0,0,null,0,19.66,3.66,0]
["20161231:2046",4,null,null,0,0,null,0,19.600000000000001,3.59,0]
["20161231:2146",5,null,null,0,0,null,0,19.64,3.59,0]
["20161231:2246",6,null,null,0,0,null,0,19.600000000000001,3.52,0]
[]
["G(i): Global irradiance on the inclined plane (plane of the array) (W/m2)"]
["H_sun: Sun height (degree)"]
["T2m: 2-m air temperature (degree Celsius)"]
["WS10m: 10-m total wind speed (m/s)"]
["Int: 1 means solar radiation values are reconstructed"]
[]
[]
[]
["PVGIS (c) European Union",null,null,null," 2001-2022"," 2001-2022"]

{"sheet":"Thailand One Week","index":6,"n_rows":177,"n_cols":23,"rows_kept":177,"cut":false,"hidden":false,"merged":[]}
[null,null,null,null,null,null,null,"Load Pattern"]
[]
[null,null,null,null,null,null,null,null,null,null,null,null,null,"STC",null,"Generation","Solar Cap"]
[null,null,null,null,null,null,null,null,null,null,null,null,null,1000,null,100,10]
[]
[null,null,null,null,null,null,"Std Dev",3,null,null,"Sum",null,null,null,null,{"$f":"SUM(P10:P177)","v":0},{"$f":"SUM(Q10:Q177)","v":0},null,null,null,{"$f":"SUM(U10:U177)","v":0},{"$f":"SUM(V10:V177)","v":0}]
[]
[null,null,null,null,null,"Hour","Load Percent","Normal",null,"Count",null,"Hour","Solar","Capacity Factor","Pattern","Target Load","Solar Production No PR","Surplus Solar","Desired Discharge","Opening","Add: Charge","Less: Discharge","Closing"]
[]
[null,null,"Start","2016-06-21",null,1,1,{"$f":"_xlfn.NORM.DIST(F10,12,$H$6,0)","v":1.6009021720694023E-4},null,1,{"$f":"D10","v":"2016-06-21"},{"$f":"HOUR(K10)+1","v":1}]
[null,null,null,null,null,2,1,{"$f":"_xlfn.NORM.DIST(F11,12,$H$6,0)","v":5.140929987637018E-4},null,2,null,{"$f":"HOUR(K11)+1","v":1}]
[null,null,"Solar Difference",{"$f":"P6-Q6","v":0},null,3,1,1.4772828039793357E-3,null,3,null,1]
[null,null,"Battery Difference",{"$f":"V6-U6","v":0},null,4,1,3.798662007932481E-3,null,4,null,1]
[null,null,null,null,null,5,1,8.7406296979031604E-3,null,5,null,1]
[null,null,null,null,null,6,1,1.7996988837729353E-2,null,6,null,1]
[null,null,null,null,null,7,1,3.3159046264249557E-2,null,7,null,1]
[null,null,null,null,null,8,1,5.4670024891997876E-2,null,8,null,1]
[null,null,null,null,null,9,1,8.0656908173047798E-2,null,9,null,1]
[null,null,null,null,null,10,1,0.10648266850745074,null,10,null,1]
[null,null,null,null,null,11,1,0.12579440923099772,null,11,null,1]
[null,null,null,null,null,12,1,0.13298076013381088,null,12,null,1]
[null,null,null,null,null,13,1,0.12579440923099772,null,13,null,1]
[null,null,null,null,null,14,1,0.10648266850745074,null,14,null,1]
[null,null,null,null,null,15,1,8.0656908173047798E-2,null,15,null,1]
[null,null,null,null,null,16,1,5.4670024891997876E-2,null,16,null,1]
[null,null,null,null,null,17,1,3.3159046264249557E-2,null,17,null,1]
[null,null,null,null,null,18,1,1.7996988837729353E-2,null,18,null,1]
[null,null,null,null,null,19,1,8.7406296979031604E-3,null,19,null,1]
[null,null,null,null,null,20,1,3.798662007932481E-3,null,20,null,1]
[null,null,null,null,null,21,1,1.4772828039793357E-3,null,21,null,1]
[null,null,null,null,null,22,1,5.140929987637018E-4,null,22,null,1]
[null,null,null,null,null,23,1,1.6009021720694023E-4,null,23,null,1]
[null,null,null,null,null,24,1,4.4610075254961789E-5,null,24,null,1]
[null,null,null,null,null,null,null,null,null,25,null,1]
[null,null,null,null,null,null,null,{"$f":"SUM(H10:H33)","v":0.9999269774715831},null,26,null,1]
[null,null,null,null,null,null,null,null,null,27,null,1]
[null,null,null,null,null,null,null,null,null,28,null,1]
[null,null,null,null,null,null,null,null,null,29,null,1]
[null,null,null,null,null,null,null,null,null,30,null,1]
[null,null,null,null,null,null,null,null,null,31,null,1]
[null,null,null,null,null,null,null,null,null,32,null,1]
[null,null,null,null,null,null,null,null,null,33,null,1]
[null,null,null,null,null,null,null,null,null,34,null,1]
[null,null,null,null,null,null,null,null,null,35,null,1]
[null,null,null,null,null,null,null,null,null,36,null,1]
[null,null,null,null,null,null,null,null,null,37,null,1]
[null,null,null,null,null,null,null,null,null,38,null,1]
[null,null,null,null,null,null,null,null,null,39,null,1]
[null,null,null,null,null,null,null,null,null,40,null,1]
[null,null,null,null,null,null,null,null,null,41,null,1]
[null,null,null,null,null,null,null,null,null,42,null,1]
[null,null,null,null,null,null,null,null,null,43,null,1]
[null,null,null,null,null,null,null,null,null,44,null,1]
[null,null,null,null,null,null,null,null,null,45,null,1]
[null,null,null,null,null,null,null,null,null,46,null,1]
[null,null,null,null,null,null,null,null,null,47,null,1]
[null,null,null,null,null,null,null,null,null,48,null,1]
[null,null,null,null,null,null,null,null,null,49,null,1]
[null,null,null,null,null,null,null,null,null,50,null,1]
[null,null,null,null,null,null,null,null,null,51,null,1]
[null,null,null,null,null,null,null,null,null,52,null,1]
[null,null,null,null,null,null,null,null,null,53,null,1]
[null,null,null,null,null,null,null,null,null,54,null,1]
[null,null,null,null,null,null,null,null,null,55,null,1]
[null,null,null,null,null,null,null,null,null,56,null,1]
[null,null,null,null,null,null,null,null,null,57,null,1]
[null,null,null,null,null,null,null,null,null,58,null,1]
[null,null,null,null,null,null,null,null,null,59,null,1]
[null,null,null,null,null,null,null,null,null,60,null,1]
[null,null,null,null,null,null,null,null,null,61,null,1]
[null,null,null,null,null,null,null,null,null,62,null,1]
[null,null,null,null,null,null,null,null,null,63,null,1]
[null,null,null,null,null,null,null,null,null,64,null,1]
[null,null,null,null,null,null,null,null,null,65,null,1]
[null,null,null,null,null,null,null,null,null,66,null,{"$f":"HOUR(K75)+1","v":1}]
[null,null,null,null,null,null,null,null,null,67,null,1]
[null,null,null,null,null,null,null,null,null,68,null,1]
[null,null,null,null,null,null,null,null,null,69,null,1]
[null,null,null,null,null,null,null,null,null,70,null,1]
[null,null,null,null,null,null,null,null,null,71,null,1]
[null,null,null,null,null,null,null,null,null,72,null,1]
[null,null,null,null,null,null,null,null,null,73,null,1]
[null,null,null,null,null,null,null,null,null,74,null,1]
[null,null,null,null,null,null,null,null,null,75,null,1]
[null,null,null,null,null,null,null,null,null,76,null,1]
[null,null,null,null,null,null,null,null,null,77,null,1]
[null,null,null,null,null,null,null,null,null,78,null,1]
[null,null,null,null,null,null,null,null,null,79,null,1]
[null,null,null,null,null,null,null,null,null,80,null,1]
[null,null,null,null,null,null,null,null,null,81,null,1]
[null,null,null,null,null,null,null,null,null,82,null,1]
[null,null,null,null,null,null,null,null,null,83,null,1]
[null,null,null,null,null,null,null,null,null,84,null,1]
[null,null,null,null,null,null,null,null,null,85,null,1]
[null,null,null,null,null,null,null,null,null,86,null,1]
[null,null,null,null,null,null,null,null,null,87,null,1]
[null,null,null,null,null,null,null,null,null,88,null,1]
[null,null,null,null,null,null,null,null,null,89,null,1]
[null,null,null,null,null,null,null,null,null,90,null,1]
[null,null,null,null,null,null,null,null,null,91,null,1]
[null,null,null,null,null,null,null,null,null,92,null,1]
[null,null,null,null,null,null,null,null,null,93,null,1]
[null,null,null,null,null,null,null,null,null,94,null,1]
[null,null,null,null,null,null,null,null,null,95,null,1]
[null,null,null,null,null,null,null,null,null,96,null,1]
[null,null,null,null,null,null,null,null,null,97,null,1]
[null,null,null,null,null,null,null,null,null,98,null,1]
[null,null,null,null,null,null,null,null,null,99,null,1]
[null,null,null,null,null,null,null,null,null,100,null,1]
[null,null,null,null,null,null,null,null,null,101,null,1]
[null,null,null,null,null,null,null,null,null,102,null,1]
[null,null,null,null,null,null,null,null,null,103,null,1]
[null,null,null,null,null,null,null,null,null,104,null,1]
[null,null,null,null,null,null,null,null,null,105,null,1]
[null,null,null,null,null,null,null,null,null,106,null,1]
[null,null,null,null,null,null,null,null,null,107,null,1]
[null,null,null,null,null,null,null,null,null,108,null,1]
[null,null,null,null,null,null,null,null,null,109,null,1]
[null,null,null,null,null,null,null,null,null,110,null,1]
[null,null,null,null,null,null,null,null,null,111,null,1]
[null,null,null,null,null,null,null,null,null,112,null,1]
[null,null,null,null,null,null,null,null,null,113,null,1]
[null,null,null,null,null,null,null,null,null,114,null,1]
[null,null,null,null,null,null,null,null,null,115,null,1]
[null,null,null,null,null,null,null,null,null,116,null,1]
[null,null,null,null,null,null,null,null,null,117,null,1]
[null,null,null,null,null,null,null,null,null,118,null,1]
[null,null,null,null,null,null,null,null,null,119,null,1]
[null,null,null,null,null,null,null,null,null,120,null,1]
[null,null,null,null,null,null,null,null,null,121,null,1]
[null,null,null,null,null,null,null,null,null,122,null,1]
[null,null,null,null,null,null,null,null,null,123,null,1]
[null,null,null,null,null,null,null,null,null,124,null,1]
[null,null,null,null,null,null,null,null,null,125,null,1]
[null,null,null,null,null,null,null,null,null,126,null,1]
[null,null,null,null,null,null,null,null,null,127,null,1]
[null,null,null,null,null,null,null,null,null,128,null,1]
[null,null,null,null,null,null,null,null,null,129,null,1]
[null,null,null,null,null,null,null,null,null,130,null,{"$f":"HOUR(K139)+1","v":1}]
[null,null,null,null,null,null,null,null,null,131,null,1]
[null,null,null,null,null,null,null,null,null,132,null,1]
[null,null,null,null,null,null,null,null,null,133,null,1]
[null,null,null,null,null,null,null,null,null,134,null,1]
[null,null,null,null,null,null,null,null,null,135,null,1]
[null,null,null,null,null,null,null,null,null,136,null,1]
[null,null,null,null,null,null,null,null,null,137,null,1]
[null,null,null,null,null,null,null,null,null,138,null,1]
[null,null,null,null,null,null,null,null,null,139,null,1]
[null,null,null,null,null,null,null,null,null,140,null,1]
[null,null,null,null,null,null,null,null,null,141,null,1]
[null,null,null,null,null,null,null,null,null,142,null,1]
[null,null,null,null,null,null,null,null,null,143,null,1]
[null,null,null,null,null,null,null,null,null,144,null,1]
[null,null,null,null,null,null,null,null,null,145,null,1]
[null,null,null,null,null,null,null,null,null,146,null,1]
[null,null,null,null,null,null,null,null,null,147,null,1]
[null,null,null,null,null,null,null,null,null,148,null,1]
[null,null,null,null,null,null,null,null,null,149,null,1]
[null,null,null,null,null,null,null,null,null,150,null,1]
[null,null,null,null,null,null,null,null,null,151,null,1]
[null,null,null,null,null,null,null,null,null,152,null,1]
[null,null,null,null,null,null,null,null,null,153,null,1]
[null,null,null,null,null,null,null,null,null,154,null,1]
[null,null,null,null,null,null,null,null,null,155,null,1]
[null,null,null,null,null,null,null,null,null,156,null,1]
[null,null,null,null,null,null,null,null,null,157,null,1]
[null,null,null,null,null,null,null,null,null,158,null,1]
[null,null,null,null,null,null,null,null,null,159,null,1]
[null,null,null,null,null,null,null,null,null,160,null,1]
[null,null,null,null,null,null,null,null,null,161,null,1]
[null,null,null,null,null,null,null,null,null,162,null,1]
[null,null,null,null,null,null,null,null,null,163,null,1]
[null,null,null,null,null,null,null,null,null,164,null,1]
[null,null,null,null,null,null,null,null,null,165,null,1]
[null,null,null,null,null,null,null,null,null,166,null,1]
[null,null,null,null,null,null,null,null,null,167,null,1]
[null,null,null,null,null,null,null,null,null,168,null,1]

{"sheet":"System Analysis Summary","index":7,"n_rows":10,"n_cols":10,"rows_kept":10,"cut":false,"hidden":false,"merged":[]}
[null,"Scenario Code",3,null,null,null,null,"Graph Month",null,{"$f":"'Graph Data'!C2","v":5}]
[]
[null,"Solar Capacity",{"$f":"'System Input'!F38","v":14000},null,"Battery Duration",{"$f":"'System Input'!F24","v":5}]
[null,null,"Solar Flag","Storage Flag"]
[null,"Scenario 1: No Solar",false,false]
[null,"Scenario 2: Solar, No Battery",true,false]
[null,"Scenario 3: Solar and Battery",true,true]
[null,"Scenario 4: Solar and hydrogen",true,false]
[]
[null,{"$f":"INDEX(B5:B8,$C$1)","v":"Scenario 3: Solar and Battery"},{"$f":"INDEX(C5:C8,$C$1)","v":true},{"$f":"INDEX(D5:D8,$C$1)","v":true}]

{"sheet":"System Input","index":8,"n_rows":106,"n_cols":16,"rows_kept":106,"cut":false,"hidden":false,"merged":[]}
[]
[null,"Coal"]
[null,null,"Coal Capacity",null,"MW",12000]
[null,null,"Coal Outage",null,"%",0.06]
[null,null,"Coal Force Outage",null,"%",0.02]
[null,null,"Total Outage",null,"%",{"$f":"SUM(F4:F5)","v":0.08}]
[null,null,"Minimum coal",null,"%",0.5]
[null,null,"Minimum Coal Capacity",null,"MW",{"$f":"F3*(1-F6)*F7","v":5520}]
[]
[null,"Gas"]
[null,null,"Total gas",null,"MW",13000]
[null,null,"Minimum gas",null,"%",0.3]
[null,null,"Minimum gas",null,"MW",{"$f":"F11*F12","v":3900}]
[]
[null,"Load Growth"]
[null,null,"Year",null,null,2025]
[null,null,"Base Year",null,null,2018]
[null,null,"Year",null,null,{"$f":"F16-F17","v":7}]
[null,null,"Annual Growth",null,null,0.02]
[null,null,"Compound Growth",null,null,{"$f":"(1+F19)^F18","v":1.1486856676492798}]
[]
[null,"Storage"]
[null,null,"Storage capacity",null,"MW",{"$f":"F38","v":14000}]
[null,null,"Duration of the cycle",null,"Hr",5]
[null,null,"Storage capacity",null,"MWh",{"$f":"F24*F23*F26","v":70000}]
[null,null,null,null,null,{"$f":"'System Analysis Summary'!D10","v":true}]
[null,null,null,"Depth of discharge","%",0.1]
[]
[null,null,null,"Round trip efficiency","%",0.95]
[]
[null,"Fuel Cost"]
[null,null,"Market Price for Natural Gas",null,"USD/mmbtu",15]
[null,null,"Average Heat Rate",null,"mmbtu/MWh",8]
[null,null,"Cost of Natural Gas",null,"RM/MWh",{"$f":"F32*F33","v":120}]
[]
[]
[null,"Solar"]
[null,null,"Solar Capacity",null,"MW",14000]
[null,null,"Solar Flag",null,"Flag",{"$f":"'System Analysis Summary'!C10","v":true}]
[null,null,"Solar Applied",null,null,{"$f":"F38*F39","v":14000}]
[]
[null,null,"STC for Irriatiation",null,"Watt",1000]
[null,null,"Temperature Adder for Panel",null,"%",1.35]
[]
[null,null,"Temperature Adder",null,"C",30]
[null,null,"STC Temperature",null,"C",25]
[null,null,"Temperature Coefficient",null,"%",3.0000000000000001E-3]
[]
[null,null,"Other Losses",null,"%",0.08]
[]
[]
[]
[null,"Hydro Generation"]
[null,null,null,"Month",1,2,3,4,5,6,7,8,9,10,11,12]
[null,null,null,"Hydro seasonality",0.13485922155019106,9.0347449491279139E-2,7.1795060428175309E-2,9.0534410672249876E-2,7.740050256098728E-2,6.1042493588419365E-2,6.6886316160820039E-2,8.3479899688374243E-2,7.4822668638392251E-2,9.3848434576326883E-2,8.7221321504379418E-2,6.7762221140404963E-2]
[]
[null,null,null,"Hydro annual capacity factor",0.31]
[null,null,null,"Annual capacity",2500]
[]
[null,null,null,"Annual energy",{"$f":"E58*E57*8760","v":6789000},{"$f":"E60","v":6789000},6789000,6789000,6789000,6789000,6789000,6789000,6789000,6789000,6789000,6789000]
[null,null,null,"Monthly energy",{"$f":"E60*E55","v":915559.25510424713},613368.83459629409,487416.66524688218,614638.11405390443,525472.01188654266,414417.48897177906,454091.20041580725,566745.03898437275,507971.09738604497,637137.02233868325,592145.55169323192,460037.7193222093]
[null,null,null,"Hour",{"$f":"8760/12","v":730},{"$f":"8760/12","v":730},730,730,730,730,730,730,730,730,730,730]
[null,null,null,"Hourly energy",{"$f":"E61/E62","v":1254.1907604167768},840.23128026889606,667.69406198203035,841.97001925192387,719.82467381718175,567.69519037230009,622.04274029562634,776.36306710188046,695.85081833704794,872.79044155984002,811.15828999072869,630.18865660576614]
[]
[]
[]
[]
[]
[]
[]
[]
[]
[]
[]
[]
[]
[]
[]
[]
[]
[]
[]
[]
[]
[]
[]
[]
[]
[]
[]
[]
[]
[]
[]
[]
[null,null,null,null,"Ambient Temp",28]
[null,null,null,null,"Adder",30]
[null,null,null,null,"Total",{"$f":"F96+F97","v":58},{"$f":"F98/F96","v":2.0714285714285716}]
[]
[null,null,null,null,"STC Temperature",25]
[]
[null,null,null,null,"Adder",{"$f":"F98-F100","v":33}]
[]
[null,null,null,null,"Coefficient",4.0000000000000001E-3]
[]
[null,null,null,null,"Percent Change",{"$f":"F102*F104","v":0.13200000000000001}]

{"sheet":"System Hourly","index":9,"n_rows":63,"n_cols":8768,"rows_kept":15,"cut":true,"hidden":false,"merged":[],"bounds":{"rows_first":7,"rows_last":1,"rows_between":7,"halvings":8}}
[null,"Time Line",null,null,null,"Constant","Sum"]
[null,null,null,"Hour Period",null,null,null,null,1,2,3,4,5,6,7,8,9,10,11,12,13,14,15,16,17,18,19,20,21,22,23,24,25,26,27,28,29,30,31,32,33,34,35,36,37,38,39,40,41,42,43,44,45,46,47,48,49,50,51,52,53,54,55,56,57,58,59,60,61,62,63,64,65,66,67,68,69,70,71,72,73,74,75,76,77,78,79,80,81,82,83,84,85,86,87,88,89,90,91,92,93,94,95,96,97,98,99,100,101,102,103,104,105,106,107,108,109,110,111,112,113,114,115,116,117,118,119,120,121,122,123,124,125,126,127,128,129,130,131,132,133,134,135,136,137,138,139,140,141,142,143,144,145,146,147,148,149,150,151,152,153,154,155,156,157,158,159,160,161,162,163,164,165,166,167,168,169,170,171,172,173,174,175,176,177,178,179,180,181,182,183,184,185,186,187,188,189,190,191,192,193,194,195,196,197,198,199,200,201,202,203,204,205,206,207,208,209,210,211,212,213,214,215,216,217,218,219,220,221,222,223,224,225,226,227,228,229,230,231,232,233,234,235,236,237,238,239,240,241,242,243,244,245,246,247,248,249,250,251,252,253,254,255,256,257,258,259,260,261,262,263,264,265,266,267,268,269,270,271,272,273,274,275,276,277,278,279,280,281,282,283,284,285,286,287,288,289,290,291,292,293,294,295,296,297,298,299,300,301,302,303,304,305,306,307,308,309,310,311,312,313,314,315,316,317,318,319,320,321,322,323,324,325,326,327,328,329,330,331,332,333,334,335,336,337,338,339,340,341,342,343,344,345,346,347,348,349,350,351,352,353,354,355,356,357,358,359,360,361,362,363,364,365,366,367,368,369,370,371,372,373,374,375,376,377,378,379,380,381,382,383,384,385,386,387,388,389,390,391,392,393,394,395,396,397,398,399,400,401,402,403,404,405,406,407,408,409,410,411,412,413,414,415,416,417,418,419,420,421,422,423,424,425,426,427,428,429,430,431,432,433,434,435,436,437,438,439,440,441,442,443,444,445,446,447,448,449,450,451,452,453,454,455,456,457,458,459,460,461,462,463,464,465,466,467,468,469,470,471,472,473,474,475,476,477,478,479,480,481,482,483,484,485,486,487,488,489,490,491,492,493,494,495,496,497,498,499,500,501,502,503,504,505,506,507,508,509,510,511,512,513,514,515,516,517,518,519,520,521,522,523,524,525,526,527,528,529,530,531,532,533,534,535,536,537,538,539,540,541,542,543,544,545,546,547,548,549,550,551,552,553,554,555,556,557,558,559,560,561,562,563,564,565,566,567,568,569,570,571,572,573,574,575,576,577,578,579,580,581,582,583,584,585,586,587,588,589,590,591,592,593,594,595,596,597,598,599,600,601,602,603,604,605,606,607,608,609,610,611,612,613,614,615,616,617,618,619,620,621,622,623,624,625,626,627,628,629,630,631,632,633,634,635,636,637,638,639,640,641,642,643,644,645,646,647,648,649,650,651,652,653,654,655,656,657,658,659,660,661,662,663,664,665,666,667,668,669,670,671,672,673,674,675,676,677,678,679,680,681,682,683,684,685,686,687,688,689,690,691,692,693,694,695,696,697,698,699,700,701,702,703,704,705,706,707,708,709,710,711,712,713,714,715,716,717,718,719,720,721,722,723,724,725,726,727,728,729,730,731,732,733,734,735,736,737,738,739,740,741,742,743,744,745,746,747,748,749,750,751,752,753,754,755,756,757,758,759,760,761,762,763,764,765,766,767,768,769,770,771,772,773,774,775,776,777,778,779,780,781,782,783,784,785,786,787,788,789,790,791,792,793,794,795,796,797,798,799,800,801,802,803,804,805,806,807,808,809,810,811,812,813,814,815,816,817,818,819,820,821,822,823,824,825,826,827,828,829,830,831,832,833,834,835,836,837,838,839,840,841,842,843,844,845,846,847,848,849,850,851,852,853,854,855,856,857,858,859,860,861,862,863,864,865,866,867,868,869,870,871,872,873,874,875,876,877,878,879,880,881,882,883,884,885,886,887,888,889,890,891,892,893,894,895,896,897,898,899,900,901,902,903,904,905,906,907,908,909,910,911,912,913,914,915,916,917,918,919,920,921,922,923,924,925,926,927,928,929,930,931,932,933,934,935,936,937,938,939,940,941,942,943,944,945,946,947,948,949,950,951,952,953,954,955,956,957,958,959,960,961,962,963,964,965,966,967,968,969,970,971,972,973,974,975,976,977,978,979,980,981,982,983,984,985,986,987,988,989,990,991,992,993,994,995,996,997,998,999,1000,1001,1002,1003,1004,1005,1006,1007,1008,1009,1010,1011,1012,1013,1014,1015,1016,1017,1018,1019,1020,1021,1022,1023,1024,1025,1026,1027,1028,1029,1030,1031,1032,1033,1034,1035,1036,1037,1038,1039,1040,1041,1042,1043,1044,1045,1046,1047,1048,1049,1050,1051,1052,1053,1054,1055,1056,1057,1058,1059,1060,1061,1062,1063,1064,1065,1066,1067,1068,1069,1070,1071,1072,1073,1074,1075,1076,1077,1078,1079,1080,1081,1082,1083,1084,1085,1086,1087,1088,1089,1090,1091,1092,1093,1094,1095,1096,1097,1098,1099,1100,1101,1102,1103,1104,1105,1106,1107,1108,1109,1110,1111,1112,1113,1114,1115,1116,1117,1118,1119,1120,1121,1122,1123,1124,1125,1126,1127,1128,1129,1130,1131,1132,1133,1134,1135,1136,1137,1138,1139,1140,1141,1142,1143,1144,1145,1146,1147,1148,1149,1150,1151,1152,1153,1154,1155,1156,1157,1158,1159,1160,1161,1162,1163,1164,1165,1166,1167,1168,1169,1170,1171,1172,1173,1174,1175,1176,1177,1178,1179,1180,1181,1182,1183,1184,1185,1186,1187,1188,1189,1190,1191,1192,1193,1194,1195,1196,1197,1198,1199,1200,1201,1202,1203,1204,1205,1206,1207,1208,1209,1210,1211,1212,1213,1214,1215,1216,1217,1218,1219,1220,1221,1222,1223,1224,1225,1226,1227,1228,1229,1230,1231,1232,1233,1234,1235,1236,1237,1238,1239,1240,1241,1242,1243,1244,1245,1246,1247,1248,1249,1250,1251,1252,1253,1254,1255,1256,1257,1258,1259,1260,1261,1262,1263,1264,1265,1266,1267,1268,1269,1270,1271,1272,1273,1274,1275,1276,1277,1278,1279,1280,1281,1282,1283,1284,1285,1286,1287,1288,1289,1290,1291,1292,1293,1294,1295,1296,1297,1298,1299,1300,1301,1302,1303,1304,1305,1306,1307,1308,1309,1310,1311,1312,1313,1314,1315,1316,1317,1318,1319,1320,1321,1322,1323,1324,1325,1326,1327,1328,1329,1330,1331,1332,1333,1334,1335,1336,1337,1338,1339,1340,1341,1342,1343,1344,1345,1346,1347,1348,1349,1350,1351,1352,1353,1354,1355,1356,1357,1358,1359,1360,1361,1362,1363,1364,1365,1366,1367,1368,1369,1370,1371,1372,1373,1374,1375,1376,1377,1378,1379,1380,1381,1382,1383,1384,1385,1386,1387,1388,1389,1390,1391,1392,1393,1394,1395,1396,1397,1398,1399,1400,1401,1402,1403,1404,1405,1406,1407,1408,1409,1410,1411,1412,1413,1414,1415,1416,1417,1418,1419,1420,1421,1422,1423,1424,1425,1426,1427,1428,1429,1430,1431,1432,1433,1434,1435,1436,1437,1438,1439,1440,1441,1442,1443,1444,1445,1446,1447,1448,1449,1450,1451,1452,1453,1454,1455,1456,1457,1458,1459,1460,1461,1462,1463,1464,1465,1466,1467,1468,1469,1470,1471,1472,1473,1474,1475,1476,1477,1478,1479,1480,1481,1482,1483,1484,1485,1486,1487,1488,1489,1490,1491,1492,1493,1494,1495,1496,1497,1498,1499,1500,1501,1502,1503,1504,1505,1506,1507,1508,1509,1510,1511,1512,1513,1514,1515,1516,1517,1518,1519,1520,1521,1522,1523,1524,1525,1526,1527,1528,1529,1530,1531,1532,1533,1534,1535,1536,1537,1538,1539,1540,1541,1542,1543,1544,1545,1546,1547,1548,1549,1550,1551,1552,1553,1554,1555,1556,1557,1558,1559,1560,1561,1562,1563,1564,1565,1566,1567,1568,1569,1570,1571,1572,1573,1574,1575,1576,1577,1578,1579,1580,1581,1582,1583,1584,1585,1586,1587,1588,1589,1590,1591,1592,1593,1594,1595,1596,1597,1598,1599,1600,1601,1602,1603,1604,1605,1606,1607,1608,1609,1610,1611,1612,1613,1614,1615,1616,1617,1618,1619,1620,1621,1622,1623,1624,1625,1626,1627,1628,1629,1630,1631,1632,1633,1634,1635,1636,1637,1638,1639,1640,1641,1642,1643,1644,1645,1646,1647,1648,1649,1650,1651,1652,1653,1654,1655,1656,1657,1658,1659,1660,1661,1662,1663,1664,1665,1666,1667,1668,1669,1670,1671,1672,1673,1674,1675,1676,1677,1678,1679,1680,1681,1682,1683,1684,1685,1686,1687,1688,1689,1690,1691,1692,1693,1694,1695,1696,1697,1698,1699,1700,1701,1702,1703,1704,1705,1706,1707,1708,1709,1710,1711,1712,1713,1714,1715,1716,1717,1718,1719,1720,1721,1722,1723,1724,1725,1726,1727,1728,1729,1730,1731,1732,1733,1734,1735,1736,1737,1738,1739,1740,1741,1742,1743,1744,1745,1746,1747,1748,1749,1750,1751,1752,1753,1754,1755,1756,1757,1758,1759,1760,1761,1762,1763,1764,1765,1766,1767,1768,1769,1770,1771,1772,1773,1774,1775,1776,1777,1778,1779,1780,1781,1782,1783,1784,1785,1786,1787,1788,1789,1790,1791,1792,1793,1794,1795,1796,1797,1798,1799,1800,1801,1802,1803,1804,1805,1806,1807,1808,1809,1810,1811,1812,1813,1814,1815,1816,1817,1818,1819,1820,1821,1822,1823,1824,1825,1826,1827,1828,1829,1830,1831,1832,1833,1834,1835,1836,1837,1838,1839,1840,1841,1842,1843,1844,1845,1846,1847,1848,1849,1850,1851,1852,1853,1854,1855,1856,1857,1858,1859,1860,1861,1862,1863,1864,1865,1866,1867,1868,1869,1870,1871,1872,1873,1874,1875,1876,1877,1878,1879,1880,1881,1882,1883,1884,1885,1886,1887,1888,1889,1890,1891,1892,1893,1894,1895,1896,1897,1898,1899,1900,1901,1902,1903,1904,1905,1906,1907,1908,1909,1910,1911,1912,1913,1914,1915,1916,1917,1918,1919,1920,1921,1922,1923,1924,1925,1926,1927,1928,1929,1930,1931,1932,1933,1934,1935,1936,1937,1938,1939,1940,1941,1942,1943,1944,1945,1946,1947,1948,1949,1950,1951,1952,1953,1954,1955,1956,1957,1958,1959,1960,1961,1962,1963,1964,1965,1966,1967,1968,1969,1970,1971,1972,1973,1974,1975,1976,1977,1978,1979,1980,1981,1982,1983,1984,1985,1986,1987,1988,1989,1990,1991,1992,1993,1994,1995,1996,1997,1998,1999,2000,2001,2002,2003,2004,2005,2006,2007,2008,2009,2010,2011,2012,2013,2014,2015,2016,2017,2018,2019,2020,2021,2022,2023,2024,2025,2026,2027,2028,2029,2030,2031,2032,2033,2034,2035,2036,2037,2038,2039,2040,2041,2042,2043,2044,2045,2046,2047,2048,2049,2050,2051,2052,2053,2054,2055,2056,2057,2058,2059,2060,2061,2062,2063,2064,2065,2066,2067,2068,2069,2070,2071,2072,2073,2074,2075,2076,2077,2078,2079,2080,2081,2082,2083,2084,2085,2086,2087,2088,2089,2090,2091,2092,2093,2094,2095,2096,2097,2098,2099,2100,2101,2102,2103,2104,2105,2106,2107,2108,2109,2110,2111,2112,2113,2114,2115,2116,2117,2118,2119,2120,2121,2122,2123,2124,2125,2126,2127,2128,2129,2130,2131,2132,2133,2134,2135,2136,2137,2138,2139,2140,2141,2142,2143,2144,2145,2146,2147,2148,2149,2150,2151,2152,2153,2154,2155,2156,2157,2158,2159,2160,2161,2162,2163,2164,2165,2166,2167,2168,2169,2170,2171,2172,2173,2174,2175,2176,2177,2178,2179,2180,2181,2182,2183,2184,2185,2186,2187,2188,2189,2190,2191,2192,2193,2194,2195,2196,2197,2198,2199,2200,2201,2202,2203,2204,2205,2206,2207,2208,2209,2210,2211,2212,2213,2214,2215,2216,2217,2218,2219,2220,2221,2222,2223,2224,2225,2226,2227,2228,2229,2230,2231,2232,2233,2234,2235,2236,2237,2238,2239,2240,2241,2242,2243,2244,2245,2246,2247,2248,2249,2250,2251,2252,2253,2254,2255,2256,2257,2258,2259,2260,2261,2262,2263,2264,2265,2266,2267,2268,2269,2270,2271,2272,2273,2274,2275,2276,2277,2278,2279,2280,2281,2282,2283,2284,2285,2286,2287,2288,2289,2290,2291,2292,2293,2294,2295,2296,2297,2298,2299,2300,2301,2302,2303,2304,2305,2306,2307,2308,2309,2310,2311,2312,2313,2314,2315,2316,2317,2318,2319,2320,2321,2322,2323,2324,2325,2326,2327,2328,2329,2330,2331,2332,2333,2334,2335,2336,2337,2338,2339,2340,2341,2342,2343,2344,2345,2346,2347,2348,2349,2350,2351,2352,2353,2354,2355,2356,2357,2358,2359,2360,2361,2362,2363,2364,2365,2366,2367,2368,2369,2370,2371,2372,2373,2374,2375,2376,2377,2378,2379,2380,2381,2382,2383,2384,2385,2386,2387,2388,2389,2390,2391,2392,2393,2394,2395,2396,2397,2398,2399,2400,2401,2402,2403,2404,2405,2406,2407,2408,2409,2410,2411,2412,2413,2414,2415,2416,2417,2418,2419,2420,2421,2422,2423,2424,2425,2426,2427,2428,2429,2430,2431,2432,2433,2434,2435,2436,2437,2438,2439,2440,2441,2442,2443,2444,2445,2446,2447,2448,2449,2450,2451,2452,2453,2454,2455,2456,2457,2458,2459,2460,2461,2462,2463,2464,2465,2466,2467,2468,2469,2470,2471,2472,2473,2474,2475,2476,2477,2478,2479,2480,2481,2482,2483,2484,2485,2486,2487,2488,2489,2490,2491,2492,2493,2494,2495,2496,2497,2498,2499,2500,2501,2502,2503,2504,2505,2506,2507,2508,2509,2510,2511,2512,2513,2514,2515,2516,2517,2518,2519,2520,2521,2522,2523,2524,2525,2526,2527,2528,2529,2530,2531,2532,2533,2534,2535,2536,2537,2538,2539,2540,2541,2542,2543,2544,2545,2546,2547,2548,2549,2550,2551,2552,2553,2554,2555,2556,2557,2558,2559,2560,2561,2562,2563,2564,2565,2566,2567,2568,2569,2570,2571,2572,2573,2574,2575,2576,2577,2578,2579,2580,2581,2582,2583,2584,2585,2586,2587,2588,2589,2590,2591,2592,2593,2594,2595,2596,2597,2598,2599,2600,2601,2602,2603,2604,2605,2606,2607,2608,2609,2610,2611,2612,2613,2614,2615,2616,2617,2618,2619,2620,2621,2622,2623,2624,2625,2626,2627,2628,2629,2630,2631,2632,2633,2634,2635,2636,2637,2638,2639,2640,2641,2642,2643,2644,2645,2646,2647,2648,2649,2650,2651,2652,2653,2654,2655,2656,2657,2658,2659,2660,2661,2662,2663,2664,2665,2666,2667,2668,2669,2670,2671,2672,2673,2674,2675,2676,2677,2678,2679,2680,2681,2682,2683,2684,2685,2686,2687,2688,2689,2690,2691,2692,2693,2694,2695,2696,2697,2698,2699,2700,2701,2702,2703,2704,2705,2706,2707,2708,2709,2710,2711,2712,2713,2714,2715,2716,2717,2718,2719,2720,2721,2722,2723,2724,2725,2726,2727,2728,2729,2730,2731,2732,2733,2734,2735,2736,2737,2738,2739,2740,2741,2742,2743,2744,2745,2746,2747,2748,2749,2750,2751,2752,2753,2754,2755,2756,2757,2758,2759,2760,2761,2762,2763,2764,2765,2766,2767,2768,2769,2770,2771,2772,2773,2774,2775,2776,2777,2778,2779,2780,2781,2782,2783,2784,2785,2786,2787,2788,2789,2790,2791,2792,2793,2794,2795,2796,2797,2798,2799,2800,2801,2802,2803,2804,2805,2806,2807,2808,2809,2810,2811,2812,2813,2814,2815,2816,2817,2818,2819,2820,2821,2822,2823,2824,2825,2826,2827,2828,2829,2830,2831,2832,2833,2834,2835,2836,2837,2838,2839,2840,2841,2842,2843,2844,2845,2846,2847,2848,2849,2850,2851,2852,2853,2854,2855,2856,2857,2858,2859,2860,2861,2862,2863,2864,2865,2866,2867,2868,2869,2870,2871,2872,2873,2874,2875,2876,2877,2878,2879,2880,2881,2882,2883,2884,2885,2886,2887,2888,2889,2890,2891,2892,2893,2894,2895,2896,2897,2898,2899,2900,2901,2902,2903,2904,2905,2906,2907,2908,2909,2910,2911,2912,2913,2914,2915,2916,2917,2918,2919,2920,2921,2922,2923,2924,2925,2926,2927,2928,2929,2930,2931,2932,2933,2934,2935,2936,2937,2938,2939,2940,2941,2942,2943,2944,2945,2946,2947,2948,2949,2950,2951,2952,2953,2954,2955,2956,2957,2958,2959,2960,2961,2962,2963,2964,2965,2966,2967,2968,2969,2970,2971,2972,2973,2974,2975,2976,2977,2978,2979,2980,2981,2982,2983,2984,2985,2986,2987,2988,2989,2990,2991,2992,2993,2994,2995,2996,2997,2998,2999,3000,3001,3002,3003,3004,3005,3006,3007,3008,3009,3010,3011,3012,3013,3014,3015,3016,3017,3018,3019,3020,3021,3022,3023,3024,3025,3026,3027,3028,3029,3030,3031,3032,3033,3034,3035,3036,3037,3038,3039,3040,3041,3042,3043,3044,3045,3046,3047,3048,3049,3050,3051,3052,3053,3054,3055,3056,3057,3058,3059,3060,3061,3062,3063,3064,3065,3066,3067,3068,3069,3070,3071,3072,3073,3074,3075,3076,3077,3078,3079,3080,3081,3082,3083,3084,3085,3086,3087,3088,3089,3090,3091,3092,3093,3094,3095,3096,3097,3098,3099,3100,3101,3102,3103,3104,3105,3106,3107,3108,3109,3110,3111,3112,3113,3114,3115,3116,3117,3118,3119,3120,3121,3122,3123,3124,3125,3126,3127,3128,3129,3130,3131,3132,3133,3134,3135,3136,3137,3138,3139,3140,3141,3142,3143,3144,3145,3146,3147,3148,3149,3150,3151,3152,3153,3154,3155,3156,3157,3158,3159,3160,3161,3162,3163,3164,3165,3166,3167,3168,3169,3170,3171,3172,3173,3174,3175,3176,3177,3178,3179,3180,3181,3182,3183,3184,3185,3186,3187,3188,3189,3190,3191,3192,3193,3194,3195,3196,3197,3198,3199,3200,3201,3202,3203,3204,3205,3206,3207,3208,3209,3210,3211,3212,3213,3214,3215,3216,3217,3218,3219,3220,3221,3222,3223,3224,3225,3226,3227,3228,3229,3230,3231,3232,3233,3234,3235,3236,3237,3238,3239,3240,3241,3242,3243,3244,3245,3246,3247,3248,3249,3250,3251,3252,3253,3254,3255,3256,3257,3258,3259,3260,3261,3262,3263,3264,3265,3266,3267,3268,3269,3270,3271,3272,3273,3274,3275,3276,3277,3278,3279,3280,3281,3282,3283,3284,3285,3286,3287,3288,3289,3290,3291,3292,3293,3294,3295,3296,3297,3298,3299,3300,3301,3302,3303,3304,3305,3306,3307,3308,3309,3310,3311,3312,3313,3314,3315,3316,3317,3318,3319,3320,3321,3322,3323,3324,3325,3326,3327,3328,3329,3330,3331,3332,3333,3334,3335,3336,3337,3338,3339,3340,3341,3342,3343,3344,3345,3346,3347,3348,3349,3350,3351,3352,3353,3354,3355,3356,3357,3358,3359,3360,3361,3362,3363,3364,3365,3366,3367,3368,3369,3370,3371,3372,3373,3374,3375,3376,3377,3378,3379,3380,3381,3382,3383,3384,3385,3386,3387,3388,3389,3390,3391,3392,3393,3394,3395,3396,3397,3398,3399,3400,3401,3402,3403,3404,3405,3406,3407,3408,3409,3410,3411,3412,3413,3414,3415,3416,3417,3418,3419,3420,3421,3422,3423,3424,3425,3426,3427,3428,3429,3430,3431,3432,3433,3434,3435,3436,3437,3438,3439,3440,3441,3442,3443,3444,3445,3446,3447,3448,3449,3450,3451,3452,3453,3454,3455,3456,3457,3458,3459,3460,3461,3462,3463,3464,3465,3466,3467,3468,3469,3470,3471,3472,3473,3474,3475,3476,3477,3478,3479,3480,3481,3482,3483,3484,3485,3486,3487,3488,3489,3490,3491,3492,3493,3494,3495,3496,3497,3498,3499,3500,3501,3502,3503,3504,3505,3506,3507,3508,3509,3510,3511,3512,3513,3514,3515,3516,3517,3518,3519,3520,3521,3522,3523,3524,3525,3526,3527,3528,3529,3530,3531,3532,3533,3534,3535,3536,3537,3538,3539,3540,3541,3542,3543,3544,3545,3546,3547,3548,3549,3550,3551,3552,3553,3554,3555,3556,3557,3558,3559,3560,3561,3562,3563,3564,3565,3566,3567,3568,3569,3570,3571,3572,3573,3574,3575,3576,3577,3578,3579,3580,3581,3582,3583,3584,3585,3586,3587,3588,3589,3590,3591,3592,3593,3594,3595,3596,3597,3598,3599,3600,3601,3602,3603,3604,3605,3606,3607,3608,3609,3610,3611,3612,3613,3614,3615,3616,3617,3618,3619,3620,3621,3622,3623,3624,3625,3626,3627,3628,3629,3630,3631,3632,3633,3634,3635,3636,3637,3638,3639,3640,3641,3642,3643,3644,3645,3646,3647,3648,3649,3650,3651,3652,3653,3654,3655,3656,3657,3658,3659,3660,3661,3662,3663,3664,3665,3666,3667,3668,3669,3670,3671,3672,3673,3674,3675,3676,3677,3678,3679,3680,3681,3682,3683,3684,3685,3686,3687,3688,3689,3690,3691,3692,3693,3694,3695,3696,3697,3698,3699,3700,3701,3702,3703,3704,3705,3706,3707,3708,3709,3710,3711,3712,3713,3714,3715,3716,3717,3718,3719,3720,3721,3722,3723,3724,3725,3726,3727,3728,3729,3730,3731,3732,3733,3734,3735,3736,3737,3738,3739,3740,3741,3742,3743,3744,3745,3746,3747,3748,3749,3750,3751,3752,3753,3754,3755,3756,3757,3758,3759,3760,3761,3762,3763,3764,3765,3766,3767,3768,3769,3770,3771,3772,3773,3774,3775,3776,3777,3778,3779,3780,3781,3782,3783,3784,3785,3786,3787,3788,3789,3790,3791,3792,3793,3794,3795,3796,3797,3798,3799,3800,3801,3802,3803,3804,3805,3806,3807,3808,3809,3810,3811,3812,3813,3814,3815,3816,3817,3818,3819,3820,3821,3822,3823,3824,3825,3826,3827,3828,3829,3830,3831,3832,3833,3834,3835,3836,3837,3838,3839,3840,3841,3842,3843,3844,3845,3846,3847,3848,3849,3850,3851,3852,3853,3854,3855,3856,3857,3858,3859,3860,3861,3862,3863,3864,3865,3866,3867,3868,3869,3870,3871,3872,3873,3874,3875,3876,3877,3878,3879,3880,3881,3882,3883,3884,3885,3886,3887,3888,3889,3890,3891,3892,3893,3894,3895,3896,3897,3898,3899,3900,3901,3902,3903,3904,3905,3906,3907,3908,3909,3910,3911,3912,3913,3914,3915,3916,3917,3918,3919,3920,3921,3922,3923,3924,3925,3926,3927,3928,3929,3930,3931,3932,3933,3934,3935,3936,3937,3938,3939,3940,3941,3942,3943,3944,3945,3946,3947,3948,3949,3950,3951,3952,3953,3954,3955,3956,3957,3958,3959,3960,3961,3962,3963,3964,3965,3966,3967,3968,3969,3970,3971,3972,3973,3974,3975,3976,3977,3978,3979,3980,3981,3982,3983,3984,3985,3986,3987,3988,3989,3990,3991,3992,3993,3994,3995,3996,3997,3998,3999,4000,4001,4002,4003,4004,4005,4006,4007,4008,4009,4010,4011,4012,4013,4014,4015,4016,4017,4018,4019,4020,4021,4022,4023,4024,4025,4026,4027,4028,4029,4030,4031,4032,4033,4034,4035,4036,4037,4038,4039,4040,4041,4042,4043,4044,4045,4046,4047,4048,4049,4050,4051,4052,4053,4054,4055,4056,4057,4058,4059,4060,4061,4062,4063,4064,4065,4066,4067,4068,4069,4070,4071,4072,4073,4074,4075,4076,4077,4078,4079,4080,4081,4082,4083,4084,4085,4086,4087,4088,4089,4090,4091,4092,4093,4094,4095,4096,4097,4098,4099,4100,4101,4102,4103,4104,4105,4106,4107,4108,4109,4110,4111,4112,4113,4114,4115,4116,4117,4118,4119,4120,4121,4122,4123,4124,4125,4126,4127,4128,4129,4130,4131,4132,4133,4134,4135,4136,4137,4138,4139,4140,4141,4142,4143,4144,4145,4146,4147,4148,4149,4150,4151,4152,4153,4154,4155,4156,4157,4158,4159,4160,4161,4162,4163,4164,4165,4166,4167,4168,4169,4170,4171,4172,4173,4174,4175,4176,4177,4178,4179,4180,4181,4182,4183,4184,4185,4186,4187,4188,4189,4190,4191,4192,4193,4194,4195,4196,4197,4198,4199,4200,4201,4202,4203,4204,4205,4206,4207,4208,4209,4210,4211,4212,4213,4214,4215,4216,4217,4218,4219,4220,4221,4222,4223,4224,4225,4226,4227,4228,4229,4230,4231,4232,4233,4234,4235,4236,4237,4238,4239,4240,4241,4242,4243,4244,4245,4246,4247,4248,4249,4250,4251,4252,4253,4254,4255,4256,4257,4258,4259,4260,4261,4262,4263,4264,4265,4266,4267,4268,4269,4270,4271,4272,4273,4274,4275,4276,4277,4278,4279,4280,4281,4282,4283,4284,4285,4286,4287,4288,4289,4290,4291,4292,4293,4294,4295,4296,4297,4298,4299,4300,4301,4302,4303,4304,4305,4306,4307,4308,4309,4310,4311,4312,4313,4314,4315,4316,4317,4318,4319,4320,4321,4322,4323,4324,4325,4326,4327,4328,4329,4330,4331,4332,4333,4334,4335,4336,4337,4338,4339,4340,4341,4342,4343,4344,4345,4346,4347,4348,4349,4350,4351,4352,4353,4354,4355,4356,4357,4358,4359,4360,4361,4362,4363,4364,4365,4366,4367,4368,4369,4370,4371,4372,4373,4374,4375,4376,4377,4378,4379,4380,4381,4382,4383,4384,4385,4386,4387,4388,4389,4390,4391,4392,4393,4394,4395,4396,4397,4398,4399,4400,4401,4402,4403,4404,4405,4406,4407,4408,4409,4410,4411,4412,4413,4414,4415,4416,4417,4418,4419,4420,4421,4422,4423,4424,4425,4426,4427,4428,4429,4430,4431,4432,4433,4434,4435,4436,4437,4438,4439,4440,4441,4442,4443,4444,4445,4446,4447,4448,4449,4450,4451,4452,4453,4454,4455,4456,4457,4458,4459,4460,4461,4462,4463,4464,4465,4466,4467,4468,4469,4470,4471,4472,4473,4474,4475,4476,4477,4478,4479,4480,4481,4482,4483,4484,4485,4486,4487,4488,4489,4490,4491,4492,4493,4494,4495,4496,4497,4498,4499,4500,4501,4502,4503,4504,4505,4506,4507,4508,4509,4510,4511,4512,4513,4514,4515,4516,4517,4518,4519,4520,4521,4522,4523,4524,4525,4526,4527,4528,4529,4530,4531,4532,4533,4534,4535,4536,4537,4538,4539,4540,4541,4542,4543,4544,4545,4546,4547,4548,4549,4550,4551,4552,4553,4554,4555,4556,4557,4558,4559,4560,4561,4562,4563,4564,4565,4566,4567,4568,4569,4570,4571,4572,4573,4574,4575,4576,4577,4578,4579,4580,4581,4582,4583,4584,4585,4586,4587,4588,4589,4590,4591,4592,4593,4594,4595,4596,4597,4598,4599,4600,4601,4602,4603,4604,4605,4606,4607,4608,4609,4610,4611,4612,4613,4614,4615,4616,4617,4618,4619,4620,4621,4622,4623,4624,4625,4626,4627,4628,4629,4630,4631,4632,4633,4634,4635,4636,4637,4638,4639,4640,4641,4642,4643,4644,4645,4646,4647,4648,4649,4650,4651,4652,4653,4654,4655,4656,4657,4658,4659,4660,4661,4662,4663,4664,4665,4666,4667,4668,4669,4670,4671,4672,4673,4674,4675,4676,4677,4678,4679,4680,4681,4682,4683,4684,4685,4686,4687,4688,4689,4690,4691,4692,4693,4694,4695,4696,4697,4698,4699,4700,4701,4702,4703,4704,4705,4706,4707,4708,4709,4710,4711,4712,4713,4714,4715,4716,4717,4718,4719,4720,4721,4722,4723,4724,4725,4726,4727,4728,4729,4730,4731,4732,4733,4734,4735,4736,4737,4738,4739,4740,4741,4742,4743,4744,4745,4746,4747,4748,4749,4750,4751,4752,4753,4754,4755,4756,4757,4758,4759,4760,4761,4762,4763,4764,4765,4766,4767,4768,4769,4770,4771,4772,4773,4774,4775,4776,4777,4778,4779,4780,4781,4782,4783,4784,4785,4786,4787,4788,4789,4790,4791,4792,4793,4794,4795,4796,4797,4798,4799,4800,4801,4802,4803,4804,4805,4806,4807,4808,4809,4810,4811,4812,4813,4814,4815,4816,4817,4818,4819,4820,4821,4822,4823,4824,4825,4826,4827,4828,4829,4830,4831,4832,4833,4834,4835,4836,4837,4838,4839,4840,4841,4842,4843,4844,4845,4846,4847,4848,4849,4850,4851,4852,4853,4854,4855,4856,4857,4858,4859,4860,4861,4862,4863,4864,4865,4866,4867,4868,4869,4870,4871,4872,4873,4874,4875,4876,4877,4878,4879,4880,4881,4882,4883,4884,4885,4886,4887,4888,4889,4890,4891,4892,4893,4894,4895,4896,4897,4898,4899,4900,4901,4902,4903,4904,4905,4906,4907,4908,4909,4910,4911,4912,4913,4914,4915,4916,4917,4918,4919,4920,4921,4922,4923,4924,4925,4926,4927,4928,4929,4930,4931,4932,4933,4934,4935,4936,4937,4938,4939,4940,4941,4942,4943,4944,4945,4946,4947,4948,4949,4950,4951,4952,4953,4954,4955,4956,4957,4958,4959,4960,4961,4962,4963,4964,4965,4966,4967,4968,4969,4970,4971,4972,4973,4974,4975,4976,4977,4978,4979,4980,4981,4982,4983,4984,4985,4986,4987,4988,4989,4990,4991,4992,4993,4994,4995,4996,4997,4998,4999,5000,5001,5002,5003,5004,5005,5006,5007,5008,5009,5010,5011,5012,5013,5014,5015,5016,5017,5018,5019,5020,5021,5022,5023,5024,5025,5026,5027,5028,5029,5030,5031,5032,5033,5034,5035,5036,5037,5038,5039,5040,5041,5042,5043,5044,5045,5046,5047,5048,5049,5050,5051,5052,5053,5054,5055,5056,5057,5058,5059,5060,5061,5062,5063,5064,5065,5066,5067,5068,5069,5070,5071,5072,5073,5074,5075,5076,5077,5078,5079,5080,5081,5082,5083,5084,5085,5086,5087,5088,5089,5090,5091,5092,5093,5094,5095,5096,5097,5098,5099,5100,5101,5102,5103,5104,5105,5106,5107,5108,5109,5110,5111,5112,5113,5114,5115,5116,5117,5118,5119,5120,5121,5122,5123,5124,5125,5126,5127,5128,5129,5130,5131,5132,5133,5134,5135,5136,5137,5138,5139,5140,5141,5142,5143,5144,5145,5146,5147,5148,5149,5150,5151,5152,5153,5154,5155,5156,5157,5158,5159,5160,5161,5162,5163,5164,5165,5166,5167,5168,5169,5170,5171,5172,5173,5174,5175,5176,5177,5178,5179,5180,5181,5182,5183,5184,5185,5186,5187,5188,5189,5190,5191,5192,5193,5194,5195,5196,5197,5198,5199,5200,5201,5202,5203,5204,5205,5206,5207,5208,5209,5210,5211,5212,5213,5214,5215,5216,5217,5218,5219,5220,5221,5222,5223,5224,5225,5226,5227,5228,5229,5230,5231,5232,5233,5234,5235,5236,5237,5238,5239,5240,5241,5242,5243,5244,5245,5246,5247,5248,5249,5250,5251,5252,5253,5254,5255,5256,5257,5258,5259,5260,5261,5262,5263,5264,5265,5266,5267,5268,5269,5270,5271,5272,5273,5274,5275,5276,5277,5278,5279,5280,5281,5282,5283,5284,5285,5286,5287,5288,5289,5290,5291,5292,5293,5294,5295,5296,5297,5298,5299,5300,5301,5302,5303,5304,5305,5306,5307,5308,5309,5310,5311,5312,5313,5314,5315,5316,5317,5318,5319,5320,5321,5322,5323,5324,5325,5326,5327,5328,5329,5330,5331,5332,5333,5334,5335,5336,5337,5338,5339,5340,5341,5342,5343,5344,5345,5346,5347,5348,5349,5350,5351,5352,5353,5354,5355,5356,5357,5358,5359,5360,5361,5362,5363,5364,5365,5366,5367,5368,5369,5370,5371,5372,5373,5374,5375,5376,5377,5378,5379,5380,5381,5382,5383,5384,5385,5386,5387,5388,5389,5390,5391,5392,5393,5394,5395,5396,5397,5398,5399,5400,5401,5402,5403,5404,5405,5406,5407,5408,5409,5410,5411,5412,5413,5414,5415,5416,5417,5418,5419,5420,5421,5422,5423,5424,5425,5426,5427,5428,5429,5430,5431,5432,5433,5434,5435,5436,5437,5438,5439,5440,5441,5442,5443,5444,5445,5446,5447,5448,5449,5450,5451,5452,5453,5454,5455,5456,5457,5458,5459,5460,5461,5462,5463,5464,5465,5466,5467,5468,5469,5470,5471,5472,5473,5474,5475,5476,5477,5478,5479,5480,5481,5482,5483,5484,5485,5486,5487,5488,5489,5490,5491,5492,5493,5494,5495,5496,5497,5498,5499,5500,5501,5502,5503,5504,5505,5506,5507,5508,5509,5510,5511,5512,5513,5514,5515,5516,5517,5518,5519,5520,5521,5522,5523,5524,5525,5526,5527,5528,5529,5530,5531,5532,5533,5534,5535,5536,5537,5538,5539,5540,5541,5542,5543,5544,5545,5546,5547,5548,5549,5550,5551,5552,5553,5554,5555,5556,5557,5558,5559,5560,5561,5562,5563,5564,5565,5566,5567,5568,5569,5570,5571,5572,5573,5574,5575,5576,5577,5578,5579,5580,5581,5582,5583,5584,5585,5586,5587,5588,5589,5590,5591,5592,5593,5594,5595,5596,5597,5598,5599,5600,5601,5602,5603,5604,5605,5606,5607,5608,5609,5610,5611,5612,5613,5614,5615,5616,5617,5618,5619,5620,5621,5622,5623,5624,5625,5626,5627,5628,5629,5630,5631,5632,5633,5634,5635,5636,5637,5638,5639,5640,5641,5642,5643,5644,5645,5646,5647,5648,5649,5650,5651,5652,5653,5654,5655,5656,5657,5658,5659,5660,5661,5662,5663,5664,5665,5666,5667,5668,5669,5670,5671,5672,5673,5674,5675,5676,5677,5678,5679,5680,5681,5682,5683,5684,5685,5686,5687,5688,5689,5690,5691,5692,5693,5694,5695,5696,5697,5698,5699,5700,5701,5702,5703,5704,5705,5706,5707,5708,5709,5710,5711,5712,5713,5714,5715,5716,5717,5718,5719,5720,5721,5722,5723,5724,5725,5726,5727,5728,5729,5730,5731,5732,5733,5734,5735,5736,5737,5738,5739,5740,5741,5742,5743,5744,5745,5746,5747,5748,5749,5750,5751,5752,5753,5754,5755,5756,5757,5758,5759,5760,5761,5762,5763,5764,5765,5766,5767,5768,5769,5770,5771,5772,5773,5774,5775,5776,5777,5778,5779,5780,5781,5782,5783,5784,5785,5786,5787,5788,5789,5790,5791,5792,5793,5794,5795,5796,5797,5798,5799,5800,5801,5802,5803,5804,5805,5806,5807,5808,5809,5810,5811,5812,5813,5814,5815,5816,5817,5818,5819,5820,5821,5822,5823,5824,5825,5826,5827,5828,5829,5830,5831,5832,5833,5834,5835,5836,5837,5838,5839,5840,5841,5842,5843,5844,5845,5846,5847,5848,5849,5850,5851,5852,5853,5854,5855,5856,5857,5858,5859,5860,5861,5862,5863,5864,5865,5866,5867,5868,5869,5870,5871,5872,5873,5874,5875,5876,5877,5878,5879,5880,5881,5882,5883,5884,5885,5886,5887,5888,5889,5890,5891,5892,5893,5894,5895,5896,5897,5898,5899,5900,5901,5902,5903,5904,5905,5906,5907,5908,5909,5910,5911,5912,5913,5914,5915,5916,5917,5918,5919,5920,5921,5922,5923,5924,5925,5926,5927,5928,5929,5930,5931,5932,5933,5934,5935,5936,5937,5938,5939,5940,5941,5942,5943,5944,5945,5946,5947,5948,5949,5950,5951,5952,5953,5954,5955,5956,5957,5958,5959,5960,5961,5962,5963,5964,5965,5966,5967,5968,5969,5970,5971,5972,5973,5974,5975,5976,5977,5978,5979,5980,5981,5982,5983,5984,5985,5986,5987,5988,5989,5990,5991,5992,5993,5994,5995,5996,5997,5998,5999,6000,6001,6002,6003,6004,6005,6006,6007,6008,6009,6010,6011,6012,6013,6014,6015,6016,6017,6018,6019,6020,6021,6022,6023,6024,6025,6026,6027,6028,6029,6030,6031,6032,6033,6034,6035,6036,6037,6038,6039,6040,6041,6042,6043,6044,6045,6046,6047,6048,6049,6050,6051,6052,6053,6054,6055,6056,6057,6058,6059,6060,6061,6062,6063,6064,6065,6066,6067,6068,6069,6070,6071,6072,6073,6074,6075,6076,6077,6078,6079,6080,6081,6082,6083,6084,6085,6086,6087,6088,6089,6090,6091,6092,6093,6094,6095,6096,6097,6098,6099,6100,6101,6102,6103,6104,6105,6106,6107,6108,6109,6110,6111,6112,6113,6114,6115,6116,6117,6118,6119,6120,6121,6122,6123,6124,6125,6126,6127,6128,6129,6130,6131,6132,6133,6134,6135,6136,6137,6138,6139,6140,6141,6142,6143,6144,6145,6146,6147,6148,6149,6150,6151,6152,6153,6154,6155,6156,6157,6158,6159,6160,6161,6162,6163,6164,6165,6166,6167,6168,6169,6170,6171,6172,6173,6174,6175,6176,6177,6178,6179,6180,6181,6182,6183,6184,6185,6186,6187,6188,6189,6190,6191,6192,6193,6194,6195,6196,6197,6198,6199,6200,6201,6202,6203,6204,6205,6206,6207,6208,6209,6210,6211,6212,6213,6214,6215,6216,6217,6218,6219,6220,6221,6222,6223,6224,6225,6226,6227,6228,6229,6230,6231,6232,6233,6234,6235,6236,6237,6238,6239,6240,6241,6242,6243,6244,6245,6246,6247,6248,6249,6250,6251,6252,6253,6254,6255,6256,6257,6258,6259,6260,6261,6262,6263,6264,6265,6266,6267,6268,6269,6270,6271,6272,6273,6274,6275,6276,6277,6278,6279,6280,6281,6282,6283,6284,6285,6286,6287,6288,6289,6290,6291,6292,6293,6294,6295,6296,6297,6298,6299,6300,6301,6302,6303,6304,6305,6306,6307,6308,6309,6310,6311,6312,6313,6314,6315,6316,6317,6318,6319,6320,6321,6322,6323,6324,6325,6326,6327,6328,6329,6330,6331,6332,6333,6334,6335,6336,6337,6338,6339,6340,6341,6342,6343,6344,6345,6346,6347,6348,6349,6350,6351,6352,6353,6354,6355,6356,6357,6358,6359,6360,6361,6362,6363,6364,6365,6366,6367,6368,6369,6370,6371,6372,6373,6374,6375,6376,6377,6378,6379,6380,6381,6382,6383,6384,6385,6386,6387,6388,6389,6390,6391,6392,6393,6394,6395,6396,6397,6398,6399,6400,6401,6402,6403,6404,6405,6406,6407,6408,6409,6410,6411,6412,6413,6414,6415,6416,6417,6418,6419,6420,6421,6422,6423,6424,6425,6426,6427,6428,6429,6430,6431,6432,6433,6434,6435,6436,6437,6438,6439,6440,6441,6442,6443,6444,6445,6446,6447,6448,6449,6450,6451,6452,6453,6454,6455,6456,6457,6458,6459,6460,6461,6462,6463,6464,6465,6466,6467,6468,6469,6470,6471,6472,6473,6474,6475,6476,6477,6478,6479,6480,6481,6482,6483,6484,6485,6486,6487,6488,6489,6490,6491,6492,6493,6494,6495,6496,6497,6498,6499,6500,6501,6502,6503,6504,6505,6506,6507,6508,6509,6510,6511,6512,6513,6514,6515,6516,6517,6518,6519,6520,6521,6522,6523,6524,6525,6526,6527,6528,6529,6530,6531,6532,6533,6534,6535,6536,6537,6538,6539,6540,6541,6542,6543,6544,6545,6546,6547,6548,6549,6550,6551,6552,6553,6554,6555,6556,6557,6558,6559,6560,6561,6562,6563,6564,6565,6566,6567,6568,6569,6570,6571,6572,6573,6574,6575,6576,6577,6578,6579,6580,6581,6582,6583,6584,6585,6586,6587,6588,6589,6590,6591,6592,6593,6594,6595,6596,6597,6598,6599,6600,6601,6602,6603,6604,6605,6606,6607,6608,6609,6610,6611,6612,6613,6614,6615,6616,6617,6618,6619,6620,6621,6622,6623,6624,6625,6626,6627,6628,6629,6630,6631,6632,6633,6634,6635,6636,6637,6638,6639,6640,6641,6642,6643,6644,6645,6646,6647,6648,6649,6650,6651,6652,6653,6654,6655,6656,6657,6658,6659,6660,6661,6662,6663,6664,6665,6666,6667,6668,6669,6670,6671,6672,6673,6674,6675,6676,6677,6678,6679,6680,6681,6682,6683,6684,6685,6686,6687,6688,6689,6690,6691,6692,6693,6694,6695,6696,6697,6698,6699,6700,6701,6702,6703,6704,6705,6706,6707,6708,6709,6710,6711,6712,6713,6714,6715,6716,6717,6718,6719,6720,6721,6722,6723,6724,6725,6726,6727,6728,6729,6730,6731,6732,6733,6734,6735,6736,6737,6738,6739,6740,6741,6742,6743,6744,6745,6746,6747,6748,6749,6750,6751,6752,6753,6754,6755,6756,6757,6758,6759,6760,6761,6762,6763,6764,6765,6766,6767,6768,6769,6770,6771,6772,6773,6774,6775,6776,6777,6778,6779,6780,6781,6782,6783,6784,6785,6786,6787,6788,6789,6790,6791,6792,6793,6794,6795,6796,6797,6798,6799,6800,6801,6802,6803,6804,6805,6806,6807,6808,6809,6810,6811,6812,6813,6814,6815,6816,6817,6818,6819,6820,6821,6822,6823,6824,6825,6826,6827,6828,6829,6830,6831,6832,6833,6834,6835,6836,6837,6838,6839,6840,6841,6842,6843,6844,6845,6846,6847,6848,6849,6850,6851,6852,6853,6854,6855,6856,6857,6858,6859,6860,6861,6862,6863,6864,6865,6866,6867,6868,6869,6870,6871,6872,6873,6874,6875,6876,6877,6878,6879,6880,6881,6882,6883,6884,6885,6886,6887,6888,6889,6890,6891,6892,6893,6894,6895,6896,6897,6898,6899,6900,6901,6902,6903,6904,6905,6906,6907,6908,6909,6910,6911,6912,6913,6914,6915,6916,6917,6918,6919,6920,6921,6922,6923,6924,6925,6926,6927,6928,6929,6930,6931,6932,6933,6934,6935,6936,6937,6938,6939,6940,6941,6942,6943,6944,6945,6946,6947,6948,6949,6950,6951,6952,6953,6954,6955,6956,6957,6958,6959,6960,6961,6962,6963,6964,6965,6966,6967,6968,6969,6970,6971,6972,6973,6974,6975,6976,6977,6978,6979,6980,6981,6982,6983,6984,6985,6986,6987,6988,6989,6990,6991,6992,6993,6994,6995,6996,6997,6998,6999,7000,7001,7002,7003,7004,7005,7006,7007,7008,7009,7010,7011,7012,7013,7014,7015,7016,7017,7018,7019,7020,7021,7022,7023,7024,7025,7026,7027,7028,7029,7030,7031,7032,7033,7034,7035,7036,7037,7038,7039,7040,7041,7042,7043,7044,7045,7046,7047,7048,7049,7050,7051,7052,7053,7054,7055,7056,7057,7058,7059,7060,7061,7062,7063,7064,7065,7066,7067,7068,7069,7070,7071,7072,7073,7074,7075,7076,7077,7078,7079,7080,7081,7082,7083,7084,7085,7086,7087,7088,7089,7090,7091,7092,7093,7094,7095,7096,7097,7098,7099,7100,7101,7102,7103,7104,7105,7106,7107,7108,7109,7110,7111,7112,7113,7114,7115,7116,7117,7118,7119,7120,7121,7122,7123,7124,7125,7126,7127,7128,7129,7130,7131,7132,7133,7134,7135,7136,7137,7138,7139,7140,7141,7142,7143,7144,7145,7146,7147,7148,7149,7150,7151,7152,7153,7154,7155,7156,7157,7158,7159,7160,7161,7162,7163,7164,7165,7166,7167,7168,7169,7170,7171,7172,7173,7174,7175,7176,7177,7178,7179,7180,7181,7182,7183,7184,7185,7186,7187,7188,7189,7190,7191,7192,7193,7194,7195,7196,7197,7198,7199,7200,7201,7202,7203,7204,7205,7206,7207,7208,7209,7210,7211,7212,7213,7214,7215,7216,7217,7218,7219,7220,7221,7222,7223,7224,7225,7226,7227,7228,7229,7230,7231,7232,7233,7234,7235,7236,7237,7238,7239,7240,7241,7242,7243,7244,7245,7246,7247,7248,7249,7250,7251,7252,7253,7254,7255,7256,7257,7258,7259,7260,7261,7262,7263,7264,7265,7266,7267,7268,7269,7270,7271,7272,7273,7274,7275,7276,7277,7278,7279,7280,7281,7282,7283,7284,7285,7286,7287,7288,7289,7290,7291,7292,7293,7294,7295,7296,7297,7298,7299,7300,7301,7302,7303,7304,7305,7306,7307,7308,7309,7310,7311,7312,7313,7314,7315,7316,7317,7318,7319,7320,7321,7322,7323,7324,7325,7326,7327,7328,7329,7330,7331,7332,7333,7334,7335,7336,7337,7338,7339,7340,7341,7342,7343,7344,7345,7346,7347,7348,7349,7350,7351,7352,7353,7354,7355,7356,7357,7358,7359,7360,7361,7362,7363,7364,7365,7366,7367,7368,7369,7370,7371,7372,7373,7374,7375,7376,7377,7378,7379,7380,7381,7382,7383,7384,7385,7386,7387,7388,7389,7390,7391,7392,7393,7394,7395,7396,7397,7398,7399,7400,7401,7402,7403,7404,7405,7406,7407,7408,7409,7410,7411,7412,7413,7414,7415,7416,7417,7418,7419,7420,7421,7422,7423,7424,7425,7426,7427,7428,7429,7430,7431,7432,7433,7434,7435,7436,7437,7438,7439,7440,7441,7442,7443,7444,7445,7446,7447,7448,7449,7450,7451,7452,7453,7454,7455,7456,7457,7458,7459,7460,7461,7462,7463,7464,7465,7466,7467,7468,7469,7470,7471,7472,7473,7474,7475,7476,7477,7478,7479,7480,7481,7482,7483,7484,7485,7486,7487,7488,7489,7490,7491,7492,7493,7494,7495,7496,7497,7498,7499,7500,7501,7502,7503,7504,7505,7506,7507,7508,7509,7510,7511,7512,7513,7514,7515,7516,7517,7518,7519,7520,7521,7522,7523,7524,7525,7526,7527,7528,7529,7530,7531,7532,7533,7534,7535,7536,7537,7538,7539,7540,7541,7542,7543,7544,7545,7546,7547,7548,7549,7550,7551,7552,7553,7554,7555,7556,7557,7558,7559,7560,7561,7562,7563,7564,7565,7566,7567,7568,7569,7570,7571,7572,7573,7574,7575,7576,7577,7578,7579,7580,7581,7582,7583,7584,7585,7586,7587,7588,7589,7590,7591,7592,7593,7594,7595,7596,7597,7598,7599,7600,7601,7602,7603,7604,7605,7606,7607,7608,7609,7610,7611,7612,7613,7614,7615,7616,7617,7618,7619,7620,7621,7622,7623,7624,7625,7626,7627,7628,7629,7630,7631,7632,7633,7634,7635,7636,7637,7638,7639,7640,7641,7642,7643,7644,7645,7646,7647,7648,7649,7650,7651,7652,7653,7654,7655,7656,7657,7658,7659,7660,7661,7662,7663,7664,7665,7666,7667,7668,7669,7670,7671,7672,7673,7674,7675,7676,7677,7678,7679,7680,7681,7682,7683,7684,7685,7686,7687,7688,7689,7690,7691,7692,7693,7694,7695,7696,7697,7698,7699,7700,7701,7702,7703,7704,7705,7706,7707,7708,7709,7710,7711,7712,7713,7714,7715,7716,7717,7718,7719,7720,7721,7722,7723,7724,7725,7726,7727,7728,7729,7730,7731,7732,7733,7734,7735,7736,7737,7738,7739,7740,7741,7742,7743,7744,7745,7746,7747,7748,7749,7750,7751,7752,7753,7754,7755,7756,7757,7758,7759,7760,7761,7762,7763,7764,7765,7766,7767,7768,7769,7770,7771,7772,7773,7774,7775,7776,7777,7778,7779,7780,7781,7782,7783,7784,7785,7786,7787,7788,7789,7790,7791,7792,7793,7794,7795,7796,7797,7798,7799,7800,7801,7802,7803,7804,7805,7806,7807,7808,7809,7810,7811,7812,7813,7814,7815,7816,7817,7818,7819,7820,7821,7822,7823,7824,7825,7826,7827,7828,7829,7830,7831,7832,7833,7834,7835,7836,7837,7838,7839,7840,7841,7842,7843,7844,7845,7846,7847,7848,7849,7850,7851,7852,7853,7854,7855,7856,7857,7858,7859,7860,7861,7862,7863,7864,7865,7866,7867,7868,7869,7870,7871,7872,7873,7874,7875,7876,7877,7878,7879,7880,7881,7882,7883,7884,7885,7886,7887,7888,7889,7890,7891,7892,7893,7894,7895,7896,7897,7898,7899,7900,7901,7902,7903,7904,7905,7906,7907,7908,7909,7910,7911,7912,7913,7914,7915,7916,7917,7918,7919,7920,7921,7922,7923,7924,7925,7926,7927,7928,7929,7930,7931,7932,7933,7934,7935,7936,7937,7938,7939,7940,7941,7942,7943,7944,7945,7946,7947,7948,7949,7950,7951,7952,7953,7954,7955,7956,7957,7958,7959,7960,7961,7962,7963,7964,7965,7966,7967,7968,7969,7970,7971,7972,7973,7974,7975,7976,7977,7978,7979,7980,7981,7982,7983,7984,7985,7986,7987,7988,7989,7990,7991,7992,7993,7994,7995,7996,7997,7998,7999,8000,8001,8002,8003,8004,8005,8006,8007,8008,8009,8010,8011,8012,8013,8014,8015,8016,8017,8018,8019,8020,8021,8022,8023,8024,8025,8026,8027,8028,8029,8030,8031,8032,8033,8034,8035,8036,8037,8038,8039,8040,8041,8042,8043,8044,8045,8046,8047,8048,8049,8050,8051,8052,8053,8054,8055,8056,8057,8058,8059,8060,8061,8062,8063,8064,8065,8066,8067,8068,8069,8070,8071,8072,8073,8074,8075,8076,8077,8078,8079,8080,8081,8082,8083,8084,8085,8086,8087,8088,8089,8090,8091,8092,8093,8094,8095,8096,8097,8098,8099,8100,8101,8102,8103,8104,8105,8106,8107,8108,8109,8110,8111,8112,8113,8114,8115,8116,8117,8118,8119,8120,8121,8122,8123,8124,8125,8126,8127,8128,8129,8130,8131,8132,8133,8134,8135,8136,8137,8138,8139,8140,8141,8142,8143,8144,8145,8146,8147,8148,8149,8150,8151,8152,8153,8154,8155,8156,8157,8158,8159,8160,8161,8162,8163,8164,8165,8166,8167,8168,8169,8170,8171,8172,8173,8174,8175,8176,8177,8178,8179,8180,8181,8182,8183,8184,8185,8186,8187,8188,8189,8190,8191,8192,8193,8194,8195,8196,8197,8198,8199,8200,8201,8202,8203,8204,8205,8206,8207,8208,8209,8210,8211,8212,8213,8214,8215,8216,8217,8218,8219,8220,8221,8222,8223,8224,8225,8226,8227,8228,8229,8230,8231,8232,8233,8234,8235,8236,8237,8238,8239,8240,8241,8242,8243,8244,8245,8246,8247,8248,8249,8250,8251,8252,8253,8254,8255,8256,8257,8258,8259,8260,8261,8262,8263,8264,8265,8266,8267,8268,8269,8270,8271,8272,8273,8274,8275,8276,8277,8278,8279,8280,8281,8282,8283,8284,8285,8286,8287,8288,8289,8290,8291,8292,8293,8294,8295,8296,8297,8298,8299,8300,8301,8302,8303,8304,8305,8306,8307,8308,8309,8310,8311,8312,8313,8314,8315,8316,8317,8318,8319,8320,8321,8322,8323,8324,8325,8326,8327,8328,8329,8330,8331,8332,8333,8334,8335,8336,8337,8338,8339,8340,8341,8342,8343,8344,8345,8346,8347,8348,8349,8350,8351,8352,8353,8354,8355,8356,8357,8358,8359,8360,8361,8362,8363,8364,8365,8366,8367,8368,8369,8370,8371,8372,8373,8374,8375,8376,8377,8378,8379,8380,8381,8382,8383,8384,8385,8386,8387,8388,8389,8390,8391,8392,8393,8394,8395,8396,8397,8398,8399,8400,8401,8402,8403,8404,8405,8406,8407,8408,8409,8410,8411,8412,8413,8414,8415,8416,8417,8418,8419,8420,8421,8422,8423,8424,8425,8426,8427,8428,8429,8430,8431,8432,8433,8434,8435,8436,8437,8438,8439,8440,8441,8442,8443,8444,8445,8446,8447,8448,8449,8450,8451,8452,8453,8454,8455,8456,8457,8458,8459,8460,8461,8462,8463,8464,8465,8466,8467,8468,8469,8470,8471,8472,8473,8474,8475,8476,8477,8478,8479,8480,8481,8482,8483,8484,8485,8486,8487,8488,8489,8490,8491,8492,8493,8494,8495,8496,8497,8498,8499,8500,8501,8502,8503,8504,8505,8506,8507,8508,8509,8510,8511,8512,8513,8514,8515,8516,8517,8518,8519,8520,8521,8522,8523,8524,8525,8526,8527,8528,8529,8530,8531,8532,8533,8534,8535,8536,8537,8538,8539,8540,8541,8542,8543,8544,8545,8546,8547,8548,8549,8550,8551,8552,8553,8554,8555,8556,8557,8558,8559,8560,8561,8562,8563,8564,8565,8566,8567,8568,8569,8570,8571,8572,8573,8574,8575,8576,8577,8578,8579,8580,8581,8582,8583,8584,8585,8586,8587,8588,8589,8590,8591,8592,8593,8594,8595,8596,8597,8598,8599,8600,8601,8602,8603,8604,8605,8606,8607,8608,8609,8610,8611,8612,8613,8614,8615,8616,8617,8618,8619,8620,8621,8622,8623,8624,8625,8626,8627,8628,8629,8630,8631,8632,8633,8634,8635,8636,8637,8638,8639,8640,8641,8642,8643,8644,8645,8646,8647,8648,8649,8650,8651,8652,8653,8654,8655,8656,8657,8658,8659,8660,8661,8662,8663,8664,8665,8666,8667,8668,8669,8670,8671,8672,8673,8674,8675,8676,8677,8678,8679,8680,8681,8682,8683,8684,8685,8686,8687,8688,8689,8690,8691,8692,8693,8694,8695,8696,8697,8698,8699,8700,8701,8702,8703,8704,8705,8706,8707,8708,8709,8710,8711,8712,8713,8714,8715,8716,8717,8718,8719,8720,8721,8722,8723,8724,8725,8726,8727,8728,8729,8730,8731,8732,8733,8734,8735,8736,8737,8738,8739,8740,8741,8742,8743,8744,8745,8746,8747,8748,8749,8750,8751,8752,8753,8754,8755,8756,8757,8758,8759,8760]
[null,null,null,"Date",null,null,null,null,"2018-01-01",{"$f":"I3+1/24","v":"2018-01-01T01:00:00"},{"$f":"J3+1/24","v":"2018-01-01T02:00:00"},"2018-01-01T03:00:00","2018-01-01T04:00:00","2018-01-01T05:00:00","2018-01-01T06:00:00","2018-01-01T07:00:00","2018-01-01T08:00:00","2018-01-01T09:00:00","2018-01-01T10:00:00","2018-01-01T11:00:00","2018-01-01T12:00:00","2018-01-01T13:00:00","2018-01-01T14:00:00","2018-01-01T15:00:00","2018-01-01T16:00:00","2018-01-01T17:00:00","2018-01-01T18:00:00","2018-01-01T19:00:00","2018-01-01T20:00:00","2018-01-01T21:00:00","2018-01-01T22:00:00","2018-01-01T23:00:00","2018-01-02","2018-01-02T01:00:00","2018-01-02T02:00:00","2018-01-02T03:00:00","2018-01-02T04:00:00","2018-01-02T05:00:00","2018-01-02T06:00:00","2018-01-02T07:00:00","2018-01-02T08:00:00","2018-01-02T09:00:00","2018-01-02T10:00:00","2018-01-02T11:00:00","2018-01-02T12:00:00","2018-01-02T13:00:00","2018-01-02T14:00:00","2018-01-02T15:00:00","2018-01-02T16:00:00","2018-01-02T17:00:00","2018-01-02T18:00:00","2018-01-02T19:00:00","2018-01-02T20:00:00","2018-01-02T21:00:00","2018-01-02T22:00:00","2018-01-02T23:00:00","2018-01-03","2018-01-03T01:00:00","2018-01-03T02:00:00","2018-01-03T03:00:00","2018-01-03T04:00:00","2018-01-03T05:00:00","2018-01-03T06:00:00","2018-01-03T07:00:00","2018-01-03T08:00:00","2018-01-03T09:00:00","2018-01-03T10:00:00","2018-01-03T11:00:00","2018-01-03T12:00:00","2018-01-03T13:00:00","2018-01-03T14:00:00","2018-01-03T15:00:00","2018-01-03T16:00:00","2018-01-03T17:00:00",{"$f":"BV3+1/24","v":"2018-01-03T18:00:00"},"2018-01-03T19:00:00","2018-01-03T20:00:00","2018-01-03T21:00:00","2018-01-03T22:00:00","2018-01-03T23:00:00","2018-01-04","2018-01-04T01:00:00","2018-01-04T02:00:00","2018-01-04T03:00:00","2018-01-04T04:00:00","2018-01-04T05:00:00","2018-01-04T06:00:00","2018-01-04T07:00:00","2018-01-04T08:00:00","2018-01-04T09:00:00","2018-01-04T10:00:00","2018-01-04T11:00:00","2018-01-04T12:00:00","2018-01-04T13:00:00","2018-01-04T14:00:00","2018-01-04T15:00:00","2018-01-04T16:00:00","2018-01-04T17:00:00","2018-01-04T18:00:00","2018-01-04T19:00:00","2018-01-04T20:00:00","2018-01-04T21:00:00","2018-01-04T22:00:00","2018-01-04T23:00:00","2018-01-05","2018-01-05T01:00:00","2018-01-05T02:00:00","2018-01-05T03:00:00","2018-01-05T04:00:00","2018-01-05T05:00:00","2018-01-05T06:00:00","2018-01-05T07:00:00","2018-01-05T08:00:00","2018-01-05T09:00:00","2018-01-05T10:00:00","2018-01-05T11:00:00","2018-01-05T12:00:00","2018-01-05T13:00:00","2018-01-05T14:00:00","2018-01-05T15:00:00","2018-01-05T16:00:00","2018-01-05T17:00:00","2018-01-05T18:00:00","2018-01-05T19:00:00","2018-01-05T20:00:00","2018-01-05T21:00:00","2018-01-05T22:00:00","2018-01-05T23:00:00","2018-01-06","2018-01-06T01:00:00","2018-01-06T02:00:00","2018-01-06T03:00:00","2018-01-06T04:00:00","2018-01-06T05:00:00","2018-01-06T06:00:00","2018-01-06T07:00:00","2018-01-06T08:00:00","2018-01-06T09:00:00",{"$f":"EH3+1/24","v":"2018-01-06T10:00:00"},"2018-01-06T11:00:00","2018-01-06T12:00:00","2018-01-06T13:00:00","2018-01-06T14:00:00","2018-01-06T15:00:00","2018-01-06T16:00:00","2018-01-06T17:00:00","2018-01-06T18:00:00","2018-01-06T19:00:00","2018-01-06T20:00:00","2018-01-06T21:00:00","2018-01-06T22:00:00","2018-01-06T23:00:00","2018-01-07","2018-01-07T01:00:00","2018-01-07T02:00:00","2018-01-07T03:00:00","2018-01-07T04:00:00","2018-01-07T05:00:00","2018-01-07T06:00:00","2018-01-07T07:00:00","2018-01-07T08:00:00","2018-01-07T09:00:00","2018-01-07T10:00:00","2018-01-07T11:00:00","2018-01-07T12:00:00","2018-01-07T13:00:00","2018-01-07T14:00:00","2018-01-07T15:00:00","2018-01-07T16:00:00","2018-01-07T17:00:00","2018-01-07T18:00:00","2018-01-07T19:00:00","2018-01-07T20:00:00","2018-01-07T21:00:00","2018-01-07T22:00:00","2018-01-07T23:00:00","2018-01-08","2018-01-08T01:00:00","2018-01-08T02:00:00","2018-01-08T03:00:00","2018-01-08T04:00:00","2018-01-08T05:00:00","2018-01-08T06:00:00","2018-01-08T07:00:00","2018-01-08T08:00:00","2018-01-08T09:00:00","2018-01-08T10:00:00","2018-01-08T11:00:00","2018-01-08T12:00:00","2018-01-08T13:00:00","2018-01-08T14:00:00","2018-01-08T15:00:00","2018-01-08T16:00:00","2018-01-08T17:00:00","2018-01-08T18:00:00","2018-01-08T19:00:00","2018-01-08T20:00:00","2018-01-08T21:00:00","2018-01-08T22:00:00","2018-01-08T23:00:00","2018-01-09","2018-01-09T01:00:00",{"$f":"GT3+1/24","v":"2018-01-09T02:00:00"},"2018-01-09T03:00:00","2018-01-09T04:00:00","2018-01-09T05:00:00","2018-01-09T06:00:00","2018-01-09T07:00:00","2018-01-09T08:00:00","2018-01-09T09:00:00","2018-01-09T10:00:00","2018-01-09T11:00:00","2018-01-09T12:00:00","2018-01-09T13:00:00","2018-01-09T14:00:00","2018-01-09T15:00:00","2018-01-09T16:00:00","2018-01-09T17:00:00","2018-01-09T18:00:00","2018-01-09T19:00:00","2018-01-09T20:00:00","2018-01-09T21:00:00","2018-01-09T22:00:00","2018-01-09T23:00:00","2018-01-10","2018-01-10T01:00:00","2018-01-10T02:00:00","2018-01-10T03:00:00","2018-01-10T04:00:00","2018-01-10T05:00:00","2018-01-10T06:00:00","2018-01-10T07:00:00","2018-01-10T08:00:00","2018-01-10T09:00:00","2018-01-10T10:00:00","2018-01-10T11:00:00","2018-01-10T12:00:00","2018-01-10T13:00:00","2018-01-10T14:00:00","2018-01-10T15:00:00","2018-01-10T16:00:00","2018-01-10T17:00:00","2018-01-10T18:00:00","2018-01-10T19:00:00","2018-01-10T20:00:00","2018-01-10T21:00:00","2018-01-10T22:00:00","2018-01-10T23:00:00","2018-01-11","2018-01-11T01:00:00","2018-01-11T02:00:00","2018-01-11T03:00:00","2018-01-11T04:00:00","2018-01-11T05:00:00","2018-01-11T06:00:00","2018-01-11T07:00:00","2018-01-11T08:00:00","2018-01-11T09:00:00","2018-01-11T10:00:00","2018-01-11T11:00:00","2018-01-11T12:00:00","2018-01-11T13:00:00","2018-01-11T14:00:00","2018-01-11T15:00:00","2018-01-11T16:00:00","2018-01-11T17:00:00",{"$f":"JF3+1/24","v":"2018-01-11T18:00:00"},"2018-01-11T19:00:00","2018-01-11T20:00:00","2018-01-11T21:00:00","2018-01-11T22:00:00","2018-01-11T23:00:00","2018-01-12","2018-01-12T01:00:00","2018-01-12T02:00:00","2018-01-12T03:00:00","2018-01-12T04:00:00","2018-01-12T05:00:00","2018-01-12T06:00:00","2018-01-12T07:00:00","2018-01-12T08:00:00","2018-01-12T09:00:00","2018-01-12T10:00:00","2018-01-12T11:00:00","2018-01-12T12:00:00","2018-01-12T13:00:00","2018-01-12T14:00:00","2018-01-12T15:00:00","2018-01-12T16:00:00","2018-01-12T17:00:00","2018-01-12T18:00:00","2018-01-12T19:00:00","2018-01-12T20:00:00","2018-01-12T21:00:00","2018-01-12T22:00:00","2018-01-12T23:00:00","2018-01-13","2018-01-13T01:00:00","2018-01-13T02:00:00","2018-01-13T03:00:00","2018-01-13T04:00:00","2018-01-13T05:00:00","2018-01-13T06:00:00","2018-01-13T07:00:00","2018-01-13T08:00:00","2018-01-13T09:00:00","2018-01-13T10:00:00","2018-01-13T11:00:00","2018-01-13T12:00:00","2018-01-13T13:00:00","2018-01-13T14:00:00","2018-01-13T15:00:00","2018-01-13T16:00:00","2018-01-13T17:00:00","2018-01-13T18:00:00","2018-01-13T19:00:00","2018-01-13T20:00:00","2018-01-13T21:00:00","2018-01-13T22:00:00","2018-01-13T23:00:00","2018-01-14","2018-01-14T01:00:00","2018-01-14T02:00:00","2018-01-14T03:00:00","2018-01-14T04:00:00","2018-01-14T05:00:00","2018-01-14T06:00:00","2018-01-14T07:00:00","2018-01-14T08:00:00","2018-01-14T09:00:00",{"$f":"LR3+1/24","v":"2018-01-14T10:00:00"},"2018-01-14T11:00:00","2018-01-14T12:00:00","2018-01-14T13:00:00","2018-01-14T14:00:00","2018-01-14T15:00:00","2018-01-14T16:00:00","2018-01-14T17:00:00","2018-01-14T18:00:00","2018-01-14T19:00:00","2018-01-14T20:00:00","2018-01-14T21:00:00","2018-01-14T22:00:00","2018-01-14T23:00:00","2018-01-15","2018-01-15T01:00:00","2018-01-15T02:00:00","2018-01-15T03:00:00","2018-01-15T04:00:00","2018-01-15T05:00:00","2018-01-15T06:00:00","2018-01-15T07:00:00","2018-01-15T08:00:00","2018-01-15T09:00:00","2018-01-15T10:00:00","2018-01-15T11:00:00","2018-01-15T12:00:00","2018-01-15T13:00:00","2018-01-15T14:00:00","2018-01-15T15:00:00","2018-01-15T16:00:00","2018-01-15T17:00:00","2018-01-15T18:00:00","2018-01-15T19:00:00","2018-01-15T20:00:00","2018-01-15T21:00:00","2018-01-15T22:00:00","2018-01-15T23:00:00","2018-01-16","2018-01-16T01:00:00","2018-01-16T02:00:00","2018-01-16T03:00:00","2018-01-16T04:00:00","2018-01-16T05:00:00","2018-01-16T06:00:00","2018-01-16T07:00:00","2018-01-16T08:00:00","2018-01-16T09:00:00","2018-01-16T10:00:00","2018-01-16T11:00:00","2018-01-16T12:00:00","2018-01-16T13:00:00","2018-01-16T14:00:00","2018-01-16T15:00:00","2018-01-16T16:00:00","2018-01-16T17:00:00","2018-01-16T18:00:00","2018-01-16T19:00:00","2018-01-16T20:00:00","2018-01-16T21:00:00","2018-01-16T22:00:00","2018-01-16T23:00:00","2018-01-17","2018-01-17T01:00:00",{"$f":"OD3+1/24","v":"2018-01-17T02:00:00"},"2018-01-17T03:00:00","2018-01-17T04:00:00","2018-01-17T05:00:00","2018-01-17T06:00:00","2018-01-17T07:00:00","2018-01-17T08:00:00","2018-01-17T09:00:00","2018-01-17T10:00:00","2018-01-17T11:00:00","2018-01-17T12:00:00","2018-01-17T13:00:00","2018-01-17T14:00:00","2018-01-17T15:00:00","2018-01-17T16:00:00","2018-01-17T17:00:00","2018-01-17T18:00:00","2018-01-17T19:00:00","2018-01-17T20:00:00","2018-01-17T21:00:00","2018-01-17T22:00:00","2018-01-17T23:00:00","2018-01-18","2018-01-18T01:00:00","2018-01-18T02:00:00","2018-01-18T03:00:00","2018-01-18T04:00:00","2018-01-18T05:00:00","2018-01-18T06:00:00","2018-01-18T07:00:00","2018-01-18T08:00:00","2018-01-18T09:00:00","2018-01-18T10:00:00","2018-01-18T11:00:00","2018-01-18T12:00:00","2018-01-18T13:00:00","2018-01-18T14:00:00","2018-01-18T15:00:00","2018-01-18T16:00:00","2018-01-18T17:00:00","2018-01-18T18:00:00","2018-01-18T19:00:00","2018-01-18T20:00:00","2018-01-18T21:00:00","2018-01-18T22:00:00","2018-01-18T23:00:00","2018-01-19","2018-01-19T01:00:00","2018-01-19T02:00:00","2018-01-19T03:00:00","2018-01-19T04:00:00","2018-01-19T05:00:00","2018-01-19T06:00:00","2018-01-19T07:00:00","2018-01-19T08:00:00","2018-01-19T09:00:00","2018-01-19T10:00:00","2018-01-19T11:00:00","2018-01-19T12:00:00","2018-01-19T13:00:00","2018-01-19T14:00:00","2018-01-19T15:00:00","2018-01-19T16:00:00","2018-01-19T17:00:00",{"$f":"QP3+1/24","v":"2018-01-19T18:00:00"},"2018-01-19T19:00:00","2018-01-19T20:00:00","2018-01-19T21:00:00","2018-01-19T22:00:00","2018-01-19T23:00:00","2018-01-20","2018-01-20T01:00:00","2018-01-20T02:00:00","2018-01-20T03:00:00","2018-01-20T04:00:00","2018-01-20T05:00:00","2018-01-20T06:00:00","2018-01-20T07:00:00","2018-01-20T08:00:00","2018-01-20T09:00:00","2018-01-20T10:00:00","2018-01-20T11:00:00","2018-01-20T12:00:00","2018-01-20T13:00:00","2018-01-20T14:00:00","2018-01-20T15:00:00","2018-01-20T16:00:00","2018-01-20T17:00:00","2018-01-20T18:00:00","2018-01-20T19:00:00","2018-01-20T20:00:00","2018-01-20T21:00:00","2018-01-20T22:00:00","2018-01-20T23:00:00","2018-01-21","2018-01-21T01:00:00","2018-01-21T02:00:00","2018-01-21T03:00:00","2018-01-21T04:00:00","2018-01-21T05:00:00","2018-01-21T06:00:00","2018-01-21T07:00:00","2018-01-21T08:00:00","2018-01-21T09:00:00","2018-01-21T10:00:00","2018-01-21T11:00:00","2018-01-21T12:00:00","2018-01-21T13:00:00","2018-01-21T14:00:00","2018-01-21T15:00:00","2018-01-21T16:00:00","2018-01-21T17:00:00","2018-01-21T18:00:00","2018-01-21T19:00:00","2018-01-21T20:00:00","2018-01-21T21:00:00","2018-01-21T22:00:00","2018-01-21T23:00:00","2018-01-22","2018-01-22T01:00:00","2018-01-22T02:00:00","2018-01-22T03:00:00","2018-01-22T04:00:00","2018-01-22T05:00:00","2018-01-22T06:00:00","2018-01-22T07:00:00","2018-01-22T08:00:00","2018-01-22T09:00:00",{"$f":"TB3+1/24","v":"2018-01-22T10:00:00"},"2018-01-22T11:00:00","2018-01-22T12:00:00","2018-01-22T13:00:00","2018-01-22T14:00:00","2018-01-22T15:00:00","2018-01-22T16:00:00","2018-01-22T17:00:00","2018-01-22T18:00:00","2018-01-22T19:00:00","2018-01-22T20:00:00","2018-01-22T21:00:00","2018-01-22T22:00:00","2018-01-22T23:00:00","2018-01-23","2018-01-23T01:00:00","2018-01-23T02:00:00","2018-01-23T03:00:00","2018-01-23T04:00:00","2018-01-23T05:00:00","2018-01-23T06:00:00","2018-01-23T07:00:00","2018-01-23T08:00:00","2018-01-23T09:00:00","2018-01-23T10:00:00","2018-01-23T11:00:00","2018-01-23T12:00:00","2018-01-23T13:00:00","2018-01-23T14:00:00","2018-01-23T15:00:00","2018-01-23T16:00:00","2018-01-23T17:00:00","2018-01-23T18:00:00","2018-01-23T19:00:00","2018-01-23T20:00:00","2018-01-23T21:00:00","2018-01-23T22:00:00","2018-01-23T23:00:00","2018-01-24","2018-01-24T01:00:00","2018-01-24T02:00:00","2018-01-24T03:00:00","2018-01-24T04:00:00","2018-01-24T05:00:00","2018-01-24T06:00:00","2018-01-24T07:00:00","2018-01-24T08:00:00","2018-01-24T09:00:00","2018-01-24T10:00:00","2018-01-24T11:00:00","2018-01-24T12:00:00","2018-01-24T13:00:00","2018-01-24T14:00:00","2018-01-24T15:00:00","2018-01-24T16:00:00","2018-01-24T17:00:00","2018-01-24T18:00:00","2018-01-24T19:00:00","2018-01-24T20:00:00","2018-01-24T21:00:00","2018-01-24T22:00:00","2018-01-24T23:00:00","2018-01-25","2018-01-25T01:00:00",{"$f":"VN3+1/24","v":"2018-01-25T02:00:00"},"2018-01-25T03:00:00","2018-01-25T04:00:00","2018-01-25T05:00:00","2018-01-25T06:00:00","2018-01-25T07:00:00","2018-01-25T08:00:00","2018-01-25T09:00:00","2018-01-25T10:00:00","2018-01-25T11:00:00","2018-01-25T12:00:00","2018-01-25T13:00:00","2018-01-25T14:00:00","2018-01-25T15:00:00","2018-01-25T16:00:00","2018-01-25T17:00:00","2018-01-25T18:00:00","2018-01-25T19:00:00","2018-01-25T20:00:00","2018-01-25T21:00:00","2018-01-25T22:00:00","2018-01-25T23:00:00","2018-01-26","2018-01-26T01:00:00","2018-01-26T02:00:00","2018-01-26T03:00:00","2018-01-26T04:00:00","2018-01-26T05:00:00","2018-01-26T06:00:00","2018-01-26T07:00:00","2018-01-26T08:00:00","2018-01-26T09:00:00","2018-01-26T10:00:00","2018-01-26T11:00:00","2018-01-26T12:00:00","2018-01-26T13:00:00","2018-01-26T14:00:00","2018-01-26T15:00:00","2018-01-26T16:00:00","2018-01-26T17:00:00","2018-01-26T18:00:00","2018-01-26T19:00:00","2018-01-26T20:00:00","2018-01-26T21:00:00","2018-01-26T22:00:00","2018-01-26T23:00:00","2018-01-27","2018-01-27T01:00:00","2018-01-27T02:00:00","2018-01-27T03:00:00","2018-01-27T04:00:00","2018-01-27T05:00:00","2018-01-27T06:00:00","2018-01-27T07:00:00","2018-01-27T08:00:00","2018-01-27T09:00:00","2018-01-27T10:00:00","2018-01-27T11:00:00","2018-01-27T12:00:00","2018-01-27T13:00:00","2018-01-27T14:00:00","2018-01-27T15:00:00","2018-01-27T16:00:00","2018-01-27T17:00:00",{"$f":"XZ3+1/24","v":"2018-01-27T18:00:00"},"2018-01-27T19:00:00","2018-01-27T20:00:00","2018-01-27T21:00:00","2018-01-27T22:00:00","2018-01-27T23:00:00","2018-01-28","2018-01-28T01:00:00","2018-01-28T02:00:00","2018-01-28T03:00:00","2018-01-28T04:00:00","2018-01-28T05:00:00","2018-01-28T06:00:00","2018-01-28T07:00:00","2018-01-28T08:00:00","2018-01-28T09:00:00","2018-01-28T10:00:00","2018-01-28T11:00:00","2018-01-28T12:00:00","2018-01-28T13:00:00","2018-01-28T14:00:00","2018-01-28T15:00:00","2018-01-28T16:00:00","2018-01-28T17:00:00","2018-01-28T18:00:00","2018-01-28T19:00:00","2018-01-28T20:00:00","2018-01-28T21:00:00","2018-01-28T22:00:00","2018-01-28T23:00:00","2018-01-29","2018-01-29T01:00:00","2018-01-29T02:00:00","2018-01-29T03:00:00","2018-01-29T04:00:00","2018-01-29T05:00:00","2018-01-29T06:00:00","2018-01-29T07:00:00","2018-01-29T08:00:00","2018-01-29T09:00:00","2018-01-29T10:00:00","2018-01-29T11:00:00","2018-01-29T12:00:00","2018-01-29T13:00:00","2018-01-29T14:00:00","2018-01-29T15:00:00","2018-01-29T16:00:00","2018-01-29T17:00:00","2018-01-29T18:00:00","2018-01-29T19:00:00","2018-01-29T20:00:00","2018-01-29T21:00:00","2018-01-29T22:00:00","2018-01-29T23:00:00","2018-01-30","2018-01-30T01:00:00","2018-01-30T02:00:00","2018-01-30T03:00:00","2018-01-30T04:00:00","2018-01-30T05:00:00","2018-01-30T06:00:00","2018-01-30T07:00:00","2018-01-30T08:00:00","2018-01-30T09:00:00",{"$f":"AAL3+1/24","v":"2018-01-30T10:00:00"},"2018-01-30T11:00:00","2018-01-30T12:00:00","2018-01-30T13:00:00","2018-01-30T14:00:00","2018-01-30T15:00:00","2018-01-30T16:00:00","2018-01-30T17:00:00","2018-01-30T18:00:00","2018-01-30T19:00:00","2018-01-30T20:00:00","2018-01-30T21:00:00","2018-01-30T22:00:00","2018-01-30T23:00:00","2018-01-31","2018-01-31T01:00:00","2018-01-31T02:00:00","2018-01-31T03:00:00","2018-01-31T04:00:00","2018-01-31T05:00:00","2018-01-31T06:00:00","2018-01-31T07:00:00","2018-01-31T08:00:00","2018-01-31T09:00:00","2018-01-31T10:00:00","2018-01-31T11:00:00","2018-01-31T12:00:00","2018-01-31T13:00:00","2018-01-31T14:00:00","2018-01-31T15:00:00","2018-01-31T16:00:00","2018-01-31T17:00:00","2018-01-31T18:00:00","2018-01-31T19:00:00","2018-01-31T20:00:00","2018-01-31T21:00:00","2018-01-31T22:00:00","2018-01-31T23:00:00","2018-02-01","2018-02-01T01:00:00","2018-02-01T02:00:00","2018-02-01T03:00:00","2018-02-01T04:00:00","2018-02-01T05:00:00","2018-02-01T06:00:00","2018-02-01T07:00:00","2018-02-01T08:00:00","2018-02-01T09:00:00","2018-02-01T10:00:00","2018-02-01T11:00:00","2018-02-01T12:00:00","2018-02-01T13:00:00","2018-02-01T14:00:00","2018-02-01T15:00:00","2018-02-01T16:00:00","2018-02-01T17:00:00","2018-02-01T18:00:00","2018-02-01T19:00:00","2018-02-01T20:00:00","2018-02-01T21:00:00","2018-02-01T22:00:00","2018-02-01T23:00:00","2018-02-02","2018-02-02T01:00:00",{"$f":"ACX3+1/24","v":"2018-02-02T02:00:00"},"2018-02-02T03:00:00","2018-02-02T04:00:00","2018-02-02T05:00:00","2018-02-02T06:00:00","2018-02-02T07:00:00","2018-02-02T08:00:00","2018-02-02T09:00:00","2018-02-02T10:00:00","2018-02-02T11:00:00","2018-02-02T12:00:00","2018-02-02T13:00:00","2018-02-02T14:00:00","2018-02-02T15:00:00","2018-02-02T16:00:00","2018-02-02T17:00:00","2018-02-02T18:00:00","2018-02-02T19:00:00","2018-02-02T20:00:00","2018-02-02T21:00:00","2018-02-02T22:00:00","2018-02-02T23:00:00","2018-02-03","2018-02-03T01:00:00","2018-02-03T02:00:00","2018-02-03T03:00:00","2018-02-03T04:00:00","2018-02-03T05:00:00","2018-02-03T06:00:00","2018-02-03T07:00:00","2018-02-03T08:00:00","2018-02-03T09:00:00","2018-02-03T10:00:00","2018-02-03T11:00:00","2018-02-03T12:00:00","2018-02-03T13:00:00","2018-02-03T14:00:00","2018-02-03T15:00:00","2018-02-03T16:00:00","2018-02-03T17:00:00","2018-02-03T18:00:00","2018-02-03T19:00:00","2018-02-03T20:00:00","2018-02-03T21:00:00","2018-02-03T22:00:00","2018-02-03T23:00:00","2018-02-04","2018-02-04T01:00:00","2018-02-04T02:00:00","2018-02-04T03:00:00","2018-02-04T04:00:00","2018-02-04T05:00:00","2018-02-04T06:00:00","2018-02-04T07:00:00","2018-02-04T08:00:00","2018-02-04T09:00:00","2018-02-04T10:00:00","2018-02-04T11:00:00","2018-02-04T12:00:00","2018-02-04T13:00:00","2018-02-04T14:00:00","2018-02-04T15:00:00","2018-02-04T16:00:00","2018-02-04T17:00:00",{"$f":"AFJ3+1/24","v":"2018-02-04T18:00:00"},"2018-02-04T19:00:00","2018-02-04T20:00:00","2018-02-04T21:00:00","2018-02-04T22:00:00","2018-02-04T23:00:00","2018-02-05","2018-02-05T01:00:00","2018-02-05T02:00:00","2018-02-05T03:00:00","2018-02-05T04:00:00","2018-02-05T05:00:00","2018-02-05T06:00:00","2018-02-05T07:00:00","2018-02-05T08:00:00","2018-02-05T09:00:00","2018-02-05T10:00:00","2018-02-05T11:00:00","2018-02-05T12:00:00","2018-02-05T13:00:00","2018-02-05T14:00:00","2018-02-05T15:00:00","2018-02-05T16:00:00","2018-02-05T17:00:00","2018-02-05T18:00:00","2018-02-05T19:00:00","2018-02-05T20:00:00","2018-02-05T21:00:00","2018-02-05T22:00:00","2018-02-05T23:00:00","2018-02-06","2018-02-06T01:00:00","2018-02-06T02:00:00","2018-02-06T03:00:00","2018-02-06T04:00:00","2018-02-06T05:00:00","2018-02-06T06:00:00","2018-02-06T07:00:00","2018-02-06T08:00:00","2018-02-06T09:00:00","2018-02-06T10:00:00","2018-02-06T11:00:00","2018-02-06T12:00:00","2018-02-06T13:00:00","2018-02-06T14:00:00","2018-02-06T15:00:00","2018-02-06T16:00:00","2018-02-06T17:00:00","2018-02-06T18:00:00","2018-02-06T19:00:00","2018-02-06T20:00:00","2018-02-06T21:00:00","2018-02-06T22:00:00","2018-02-06T23:00:00","2018-02-07","2018-02-07T01:00:00","2018-02-07T02:00:00","2018-02-07T03:00:00","2018-02-07T04:00:00","2018-02-07T05:00:00","2018-02-07T06:00:00","2018-02-07T07:00:00","2018-02-07T08:00:00","2018-02-07T09:00:00",{"$f":"AHV3+1/24","v":"2018-02-07T10:00:00"},"2018-02-07T11:00:00","2018-02-07T12:00:00","2018-02-07T13:00:00","2018-02-07T14:00:00","2018-02-07T15:00:00","2018-02-07T16:00:00","2018-02-07T17:00:00","2018-02-07T18:00:00","2018-02-07T19:00:00","2018-02-07T20:00:00","2018-02-07T21:00:00","2018-02-07T22:00:00","2018-02-07T23:00:00","2018-02-08","2018-02-08T01:00:00","2018-02-08T02:00:00","2018-02-08T03:00:00","2018-02-08T04:00:00","2018-02-08T05:00:00","2018-02-08T06:00:00","2018-02-08T07:00:00","2018-02-08T08:00:00","2018-02-08T09:00:00","2018-02-08T10:00:00","2018-02-08T11:00:00","2018-02-08T12:00:00","2018-02-08T13:00:00","2018-02-08T14:00:00","2018-02-08T15:00:00","2018-02-08T16:00:00","2018-02-08T17:00:00","2018-02-08T18:00:00","2018-02-08T19:00:00","2018-02-08T20:00:00","2018-02-08T21:00:00","2018-02-08T22:00:00","2018-02-08T23:00:00","2018-02-09","2018-02-09T01:00:00","2018-02-09T02:00:00","2018-02-09T03:00:00","2018-02-09T04:00:00","2018-02-09T05:00:00","2018-02-09T06:00:00","2018-02-09T07:00:00","2018-02-09T08:00:00","2018-02-09T09:00:00","2018-02-09T10:00:00","2018-02-09T11:00:00","2018-02-09T12:00:00","2018-02-09T13:00:00","2018-02-09T14:00:00","2018-02-09T15:00:00","2018-02-09T16:00:00","2018-02-09T17:00:00","2018-02-09T18:00:00","2018-02-09T19:00:00","2018-02-09T20:00:00","2018-02-09T21:00:00","2018-02-09T22:00:00","2018-02-09T23:00:00","2018-02-10","2018-02-10T01:00:00",{"$f":"AKH3+1/24","v":"2018-02-10T02:00:00"},"2018-02-10T03:00:00","2018-02-10T04:00:00","2018-02-10T05:00:00","2018-02-10T06:00:00","2018-02-10T07:00:00","2018-02-10T08:00:00","2018-02-10T09:00:00","2018-02-10T10:00:00","2018-02-10T11:00:00","2018-02-10T12:00:00","2018-02-10T13:00:00","2018-02-10T14:00:00","2018-02-10T15:00:00","2018-02-10T16:00:00","2018-02-10T17:00:00","2018-02-10T18:00:00","2018-02-10T19:00:00","2018-02-10T20:00:00","2018-02-10T21:00:00","2018-02-10T22:00:00","2018-02-10T23:00:00","2018-02-11","2018-02-11T01:00:00","2018-02-11T02:00:00","2018-02-11T03:00:00","2018-02-11T04:00:00","2018-02-11T05:00:00","2018-02-11T06:00:00","2018-02-11T07:00:00","2018-02-11T08:00:00","2018-02-11T09:00:00","2018-02-11T10:00:00","2018-02-11T11:00:00","2018-02-11T12:00:00","2018-02-11T13:00:00","2018-02-11T14:00:00","2018-02-11T15:00:00","2018-02-11T16:00:00","2018-02-11T17:00:00","2018-02-11T18:00:00","2018-02-11T19:00:00","2018-02-11T20:00:00","2018-02-11T21:00:00","2018-02-11T22:00:00","2018-02-11T23:00:00","2018-02-12","2018-02-12T01:00:00","2018-02-12T02:00:00","2018-02-12T03:00:00","2018-02-12T04:00:00","2018-02-12T05:00:00","2018-02-12T06:00:00","2018-02-12T07:00:00","2018-02-12T08:00:00","2018-02-12T09:00:00","2018-02-12T10:00:00","2018-02-12T11:00:00","2018-02-12T12:00:00","2018-02-12T13:00:00","2018-02-12T14:00:00","2018-02-12T15:00:00","2018-02-12T16:00:00","2018-02-12T17:00:00",{"$f":"AMT3+1/24","v":"2018-02-12T18:00:00"},"2018-02-12T19:00:00","2018-02-12T20:00:00","2018-02-12T21:00:00","2018-02-12T22:00:00","2018-02-12T23:00:00","2018-02-13","2018-02-13T01:00:00","2018-02-13T02:00:00","2018-02-13T03:00:00","2018-02-13T04:00:00","2018-02-13T05:00:00","2018-02-13T06:00:00","2018-02-13T07:00:00","2018-02-13T08:00:00","2018-02-13T09:00:00","2018-02-13T10:00:00","2018-02-13T11:00:00","2018-02-13T12:00:00","2018-02-13T13:00:00","2018-02-13T14:00:00","2018-02-13T15:00:00","2018-02-13T16:00:00","2018-02-13T17:00:00","2018-02-13T18:00:00","2018-02-13T19:00:00","2018-02-13T20:00:00","2018-02-13T21:00:00","2018-02-13T22:00:00","2018-02-13T23:00:00","2018-02-14","2018-02-14T01:00:00","2018-02-14T02:00:00","2018-02-14T03:00:00","2018-02-14T04:00:00","2018-02-14T05:00:00","2018-02-14T06:00:00","2018-02-14T07:00:00","2018-02-14T08:00:00","2018-02-14T09:00:00","2018-02-14T10:00:00","2018-02-14T11:00:00","2018-02-14T12:00:00","2018-02-14T13:00:00","2018-02-14T14:00:00","2018-02-14T15:00:00","2018-02-14T16:00:00","2018-02-14T17:00:00","2018-02-14T18:00:00","2018-02-14T19:00:00","2018-02-14T20:00:00","2018-02-14T21:00:00","2018-02-14T22:00:00","2018-02-14T23:00:00","2018-02-15","2018-02-15T01:00:00","2018-02-15T02:00:00","2018-02-15T03:00:00","2018-02-15T04:00:00","2018-02-15T05:00:00","2018-02-15T06:00:00","2018-02-15T07:00:00","2018-02-15T08:00:00","2018-02-15T09:00:00",{"$f":"APF3+1/24","v":"2018-02-15T10:00:00"},"2018-02-15T11:00:00","2018-02-15T12:00:00","2018-02-15T13:00:00","2018-02-15T14:00:00","2018-02-15T15:00:00","2018-02-15T16:00:00","2018-02-15T17:00:00","2018-02-15T18:00:00","2018-02-15T19:00:00","2018-02-15T20:00:00","2018-02-15T21:00:00","2018-02-15T22:00:00","2018-02-15T23:00:00","2018-02-16","2018-02-16T01:00:00","2018-02-16T02:00:00","2018-02-16T03:00:00","2018-02-16T04:00:00","2018-02-16T05:00:00","2018-02-16T06:00:00","2018-02-16T07:00:00","2018-02-16T08:00:00","2018-02-16T09:00:00","2018-02-16T10:00:00","2018-02-16T11:00:00","2018-02-16T12:00:00","2018-02-16T13:00:00","2018-02-16T14:00:00","2018-02-16T15:00:00","2018-02-16T16:00:00","2018-02-16T17:00:00","2018-02-16T18:00:00","2018-02-16T19:00:00","2018-02-16T20:00:00","2018-02-16T21:00:00","2018-02-16T22:00:00","2018-02-16T23:00:00","2018-02-17","2018-02-17T01:00:00","2018-02-17T02:00:00","2018-02-17T03:00:00","2018-02-17T04:00:00","2018-02-17T05:00:00","2018-02-17T06:00:00","2018-02-17T07:00:00","2018-02-17T08:00:00","2018-02-17T09:00:00","2018-02-17T10:00:00","2018-02-17T11:00:00","2018-02-17T12:00:00","2018-02-17T13:00:00","2018-02-17T14:00:00","2018-02-17T15:00:00","2018-02-17T16:00:00","2018-02-17T17:00:00","2018-02-17T18:00:00","2018-02-17T19:00:00","2018-02-17T20:00:00","2018-02-17T21:00:00","2018-02-17T22:00:00","2018-02-17T23:00:00","2018-02-18","2018-02-18T01:00:00",{"$f":"ARR3+1/24","v":"2018-02-18T02:00:00"},"2018-02-18T03:00:00","2018-02-18T04:00:00","2018-02-18T05:00:00","2018-02-18T06:00:00","2018-02-18T07:00:00","2018-02-18T08:00:00","2018-02-18T09:00:00","2018-02-18T10:00:00","2018-02-18T11:00:00","2018-02-18T12:00:00","2018-02-18T13:00:00","2018-02-18T14:00:00","2018-02-18T15:00:00","2018-02-18T16:00:00","2018-02-18T17:00:00","2018-02-18T18:00:00","2018-02-18T19:00:00","2018-02-18T20:00:00","2018-02-18T21:00:00","2018-02-18T22:00:00","2018-02-18T23:00:00","2018-02-19","2018-02-19T01:00:00","2018-02-19T02:00:00","2018-02-19T03:00:00","2018-02-19T04:00:00","2018-02-19T05:00:00","2018-02-19T06:00:00","2018-02-19T07:00:00","2018-02-19T08:00:00","2018-02-19T09:00:00","2018-02-19T10:00:00","2018-02-19T11:00:00","2018-02-19T12:00:00","2018-02-19T13:00:00","2018-02-19T14:00:00","2018-02-19T15:00:00","2018-02-19T16:00:00","2018-02-19T17:00:00","2018-02-19T18:00:00","2018-02-19T19:00:00","2018-02-19T20:00:00","2018-02-19T21:00:00","2018-02-19T22:00:00","2018-02-19T23:00:00","2018-02-20","2018-02-20T01:00:00","2018-02-20T02:00:00","2018-02-20T03:00:00","2018-02-20T04:00:00","2018-02-20T05:00:00","2018-02-20T06:00:00","2018-02-20T07:00:00","2018-02-20T08:00:00","2018-02-20T09:00:00","2018-02-20T10:00:00","2018-02-20T11:00:00","2018-02-20T12:00:00","2018-02-20T13:00:00","2018-02-20T14:00:00","2018-02-20T15:00:00","2018-02-20T16:00:00","2018-02-20T17:00:00",{"$f":"AUD3+1/24","v":"2018-02-20T18:00:00"},"2018-02-20T19:00:00","2018-02-20T20:00:00","2018-02-20T21:00:00","2018-02-20T22:00:00","2018-02-20T23:00:00","2018-02-21","2018-02-21T01:00:00","2018-02-21T02:00:00","2018-02-21T03:00:00","2018-02-21T04:00:00","2018-02-21T05:00:00","2018-02-21T06:00:00","2018-02-21T07:00:00","2018-02-21T08:00:00","2018-02-21T09:00:00","2018-02-21T10:00:00","2018-02-21T11:00:00","2018-02-21T12:00:00","2018-02-21T13:00:00","2018-02-21T14:00:00","2018-02-21T15:00:00","2018-02-21T16:00:00","2018-02-21T17:00:00","2018-02-21T18:00:00","2018-02-21T19:00:00","2018-02-21T20:00:00","2018-02-21T21:00:00","2018-02-21T22:00:00","2018-02-21T23:00:00","2018-02-22","2018-02-22T01:00:00","2018-02-22T02:00:00","2018-02-22T03:00:00","2018-02-22T04:00:00","2018-02-22T05:00:00","2018-02-22T06:00:00","2018-02-22T07:00:00","2018-02-22T08:00:00","2018-02-22T09:00:00","2018-02-22T10:00:00","2018-02-22T11:00:00","2018-02-22T12:00:00","2018-02-22T13:00:00","2018-02-22T14:00:00","2018-02-22T15:00:00","2018-02-22T16:00:00","2018-02-22T17:00:00","2018-02-22T18:00:00","2018-02-22T19:00:00","2018-02-22T20:00:00","2018-02-22T21:00:00","2018-02-22T22:00:00","2018-02-22T23:00:00","2018-02-23","2018-02-23T01:00:00","2018-02-23T02:00:00","2018-02-23T03:00:00","2018-02-23T04:00:00","2018-02-23T05:00:00","2018-02-23T06:00:00","2018-02-23T07:00:00","2018-02-23T08:00:00","2018-02-23T09:00:00",{"$f":"AWP3+1/24","v":"2018-02-23T10:00:00"},"2018-02-23T11:00:00","2018-02-23T12:00:00","2018-02-23T13:00:00","2018-02-23T14:00:00","2018-02-23T15:00:00","2018-02-23T16:00:00","2018-02-23T17:00:00","2018-02-23T18:00:00","2018-02-23T19:00:00","2018-02-23T20:00:00","2018-02-23T21:00:00","2018-02-23T22:00:00","2018-02-23T23:00:00","2018-02-24","2018-02-24T01:00:00","2018-02-24T02:00:00","2018-02-24T03:00:00","2018-02-24T04:00:00","2018-02-24T05:00:00","2018-02-24T06:00:00","2018-02-24T07:00:00","2018-02-24T08:00:00","2018-02-24T09:00:00","2018-02-24T10:00:00","2018-02-24T11:00:00","2018-02-24T12:00:00","2018-02-24T13:00:00","2018-02-24T14:00:00","2018-02-24T15:00:00","2018-02-24T16:00:00","2018-02-24T17:00:00","2018-02-24T18:00:00","2018-02-24T19:00:00","2018-02-24T20:00:00","2018-02-24T21:00:00","2018-02-24T22:00:00","2018-02-24T23:00:00","2018-02-25","2018-02-25T01:00:00","2018-02-25T02:00:00","2018-02-25T03:00:00","2018-02-25T04:00:00","2018-02-25T05:00:00","2018-02-25T06:00:00","2018-02-25T07:00:00","2018-02-25T08:00:00","2018-02-25T09:00:00","2018-02-25T10:00:00","2018-02-25T11:00:00","2018-02-25T12:00:00","2018-02-25T13:00:00","2018-02-25T14:00:00","2018-02-25T15:00:00","2018-02-25T16:00:00","2018-02-25T17:00:00","2018-02-25T18:00:00","2018-02-25T19:00:00","2018-02-25T20:00:00","2018-02-25T21:00:00","2018-02-25T22:00:00","2018-02-25T23:00:00","2018-02-26","2018-02-26T01:00:00",{"$f":"AZB3+1/24","v":"2018-02-26T02:00:00"},"2018-02-26T03:00:00","2018-02-26T04:00:00","2018-02-26T05:00:00","2018-02-26T06:00:00","2018-02-26T07:00:00","2018-02-26T08:00:00","2018-02-26T09:00:00","2018-02-26T10:00:00","2018-02-26T11:00:00","2018-02-26T12:00:00","2018-02-26T13:00:00","2018-02-26T14:00:00","2018-02-26T15:00:00","2018-02-26T16:00:00","2018-02-26T17:00:00","2018-02-26T18:00:00","2018-02-26T19:00:00","2018-02-26T20:00:00","2018-02-26T21:00:00","2018-02-26T22:00:00","2018-02-26T23:00:00","2018-02-27","2018-02-27T01:00:00","2018-02-27T02:00:00","2018-02-27T03:00:00","2018-02-27T04:00:00","2018-02-27T05:00:00","2018-02-27T06:00:00","2018-02-27T07:00:00","2018-02-27T08:00:00","2018-02-27T09:00:00","2018-02-27T10:00:00","2018-02-27T11:00:00","2018-02-27T12:00:00","2018-02-27T13:00:00","2018-02-27T14:00:00","2018-02-27T15:00:00","2018-02-27T16:00:00","2018-02-27T17:00:00","2018-02-27T18:00:00","2018-02-27T19:00:00","2018-02-27T20:00:00","2018-02-27T21:00:00","2018-02-27T22:00:00","2018-02-27T23:00:00","2018-02-28","2018-02-28T01:00:00","2018-02-28T02:00:00","2018-02-28T03:00:00","2018-02-28T04:00:00","2018-02-28T05:00:00","2018-02-28T06:00:00","2018-02-28T07:00:00","2018-02-28T08:00:00","2018-02-28T09:00:00","2018-02-28T10:00:00","2018-02-28T11:00:00","2018-02-28T12:00:00","2018-02-28T13:00:00","2018-02-28T14:00:00","2018-02-28T15:00:00","2018-02-28T16:00:00","2018-02-28T17:00:00",{"$f":"BBN3+1/24","v":"2018-02-28T18:00:00"},"2018-02-28T19:00:00","2018-02-28T20:00:00","2018-02-28T21:00:00","2018-02-28T22:00:00","2018-02-28T23:00:00","2018-03-01","2018-03-01T01:00:00","2018-03-01T02:00:00","2018-03-01T03:00:00","2018-03-01T04:00:00","2018-03-01T05:00:00","2018-03-01T06:00:00","2018-03-01T07:00:00","2018-03-01T08:00:00","2018-03-01T09:00:00","2018-03-01T10:00:00","2018-03-01T11:00:00","2018-03-01T12:00:00","2018-03-01T13:00:00","2018-03-01T14:00:00","2018-03-01T15:00:00","2018-03-01T16:00:00","2018-03-01T17:00:00","2018-03-01T18:00:00","2018-03-01T19:00:00","2018-03-01T20:00:00","2018-03-01T21:00:00","2018-03-01T22:00:00","2018-03-01T23:00:00","2018-03-02","2018-03-02T01:00:00","2018-03-02T02:00:00","2018-03-02T03:00:00","2018-03-02T04:00:00","2018-03-02T05:00:00","2018-03-02T06:00:00","2018-03-02T07:00:00","2018-03-02T08:00:00","2018-03-02T09:00:00","2018-03-02T10:00:00","2018-03-02T11:00:00","2018-03-02T12:00:00","2018-03-02T13:00:00","2018-03-02T14:00:00","2018-03-02T15:00:00","2018-03-02T16:00:00","2018-03-02T17:00:00","2018-03-02T18:00:00","2018-03-02T19:00:00","2018-03-02T20:00:00","2018-03-02T21:00:00","2018-03-02T22:00:00","2018-03-02T23:00:00","2018-03-03","2018-03-03T01:00:00","2018-03-03T02:00:00","2018-03-03T03:00:00","2018-03-03T04:00:00","2018-03-03T05:00:00","2018-03-03T06:00:00","2018-03-03T07:00:00","2018-03-03T08:00:00","2018-03-03T09:00:00",{"$f":"BDZ3+1/24","v":"2018-03-03T10:00:00"},"2018-03-03T11:00:00","2018-03-03T12:00:00","2018-03-03T13:00:00","2018-03-03T14:00:00","2018-03-03T15:00:00","2018-03-03T16:00:00","2018-03-03T17:00:00","2018-03-03T18:00:00","2018-03-03T19:00:00","2018-03-03T20:00:00","2018-03-03T21:00:00","2018-03-03T22:00:00","2018-03-03T23:00:00","2018-03-04","2018-03-04T01:00:00","2018-03-04T02:00:00","2018-03-04T03:00:00","2018-03-04T04:00:00","2018-03-04T05:00:00","2018-03-04T06:00:00","2018-03-04T07:00:00","2018-03-04T08:00:00","2018-03-04T09:00:00","2018-03-04T10:00:00","2018-03-04T11:00:00","2018-03-04T12:00:00","2018-03-04T13:00:00","2018-03-04T14:00:00","2018-03-04T15:00:00","2018-03-04T16:00:00","2018-03-04T17:00:00","2018-03-04T18:00:00","2018-03-04T19:00:00","2018-03-04T20:00:00","2018-03-04T21:00:00","2018-03-04T22:00:00","2018-03-04T23:00:00","2018-03-05","2018-03-05T01:00:00","2018-03-05T02:00:00","2018-03-05T03:00:00","2018-03-05T04:00:00","2018-03-05T05:00:00","2018-03-05T06:00:00","2018-03-05T07:00:00","2018-03-05T08:00:00","2018-03-05T09:00:00","2018-03-05T10:00:00","2018-03-05T11:00:00","2018-03-05T12:00:00","2018-03-05T13:00:00","2018-03-05T14:00:00","2018-03-05T15:00:00","2018-03-05T16:00:00","2018-03-05T17:00:00","2018-03-05T18:00:00","2018-03-05T19:00:00","2018-03-05T20:00:00","2018-03-05T21:00:00","2018-03-05T22:00:00","2018-03-05T23:00:00","2018-03-06","2018-03-06T01:00:00",{"$f":"BGL3+1/24","v":"2018-03-06T02:00:00"},"2018-03-06T03:00:00","2018-03-06T04:00:00","2018-03-06T05:00:00","2018-03-06T06:00:00","2018-03-06T07:00:00","2018-03-06T08:00:00","2018-03-06T09:00:00","2018-03-06T10:00:00","2018-03-06T11:00:00","2018-03-06T12:00:00","2018-03-06T13:00:00","2018-03-06T14:00:00","2018-03-06T15:00:00","2018-03-06T16:00:00","2018-03-06T17:00:00","2018-03-06T18:00:00","2018-03-06T19:00:00","2018-03-06T20:00:00","2018-03-06T21:00:00","2018-03-06T22:00:00","2018-03-06T23:00:00","2018-03-07","2018-03-07T01:00:00","2018-03-07T02:00:00","2018-03-07T03:00:00","2018-03-07T04:00:00","2018-03-07T05:00:00","2018-03-07T06:00:00","2018-03-07T07:00:00","2018-03-07T08:00:00","2018-03-07T09:00:00","2018-03-07T10:00:00","2018-03-07T11:00:00","2018-03-07T12:00:00","2018-03-07T13:00:00","2018-03-07T14:00:00","2018-03-07T15:00:00","2018-03-07T16:00:00","2018-03-07T17:00:00","2018-03-07T18:00:00","2018-03-07T19:00:00","2018-03-07T20:00:00","2018-03-07T21:00:00","2018-03-07T22:00:00","2018-03-07T23:00:00","2018-03-08","2018-03-08T01:00:00","2018-03-08T02:00:00","2018-03-08T03:00:00","2018-03-08T04:00:00","2018-03-08T05:00:00","2018-03-08T06:00:00","2018-03-08T07:00:00","2018-03-08T08:00:00","2018-03-08T09:00:00","2018-03-08T10:00:00","2018-03-08T11:00:00","2018-03-08T12:00:00","2018-03-08T13:00:00","2018-03-08T14:00:00","2018-03-08T15:00:00","2018-03-08T16:00:00","2018-03-08T17:00:00",{"$f":"BIX3+1/24","v":"2018-03-08T18:00:00"},"2018-03-08T19:00:00","2018-03-08T20:00:00","2018-03-08T21:00:00","2018-03-08T22:00:00","2018-03-08T23:00:00","2018-03-09","2018-03-09T01:00:00","2018-03-09T02:00:00","2018-03-09T03:00:00","2018-03-09T04:00:00","2018-03-09T05:00:00","2018-03-09T06:00:00","2018-03-09T07:00:00","2018-03-09T08:00:00","2018-03-09T09:00:00","2018-03-09T10:00:00","2018-03-09T11:00:00","2018-03-09T12:00:00","2018-03-09T13:00:00","2018-03-09T14:00:00","2018-03-09T15:00:00","2018-03-09T16:00:00","2018-03-09T17:00:00","2018-03-09T18:00:00","2018-03-09T19:00:00","2018-03-09T20:00:00","2018-03-09T21:00:00","2018-03-09T22:00:00","2018-03-09T23:00:00","2018-03-10","2018-03-10T01:00:00","2018-03-10T02:00:00","2018-03-10T03:00:00","2018-03-10T04:00:00","2018-03-10T05:00:00","2018-03-10T06:00:00","2018-03-10T07:00:00","2018-03-10T08:00:00","2018-03-10T09:00:00","2018-03-10T10:00:00","2018-03-10T11:00:00","2018-03-10T12:00:00","2018-03-10T13:00:00","2018-03-10T14:00:00","2018-03-10T15:00:00","2018-03-10T16:00:00","2018-03-10T17:00:00","2018-03-10T18:00:00","2018-03-10T19:00:00","2018-03-10T20:00:00","2018-03-10T21:00:00","2018-03-10T22:00:00","2018-03-10T23:00:00","2018-03-11","2018-03-11T01:00:00","2018-03-11T02:00:00","2018-03-11T03:00:00","2018-03-11T04:00:00","2018-03-11T05:00:00","2018-03-11T06:00:00","2018-03-11T07:00:00","2018-03-11T08:00:00","2018-03-11T09:00:00",{"$f":"BLJ3+1/24","v":"2018-03-11T10:00:00"},"2018-03-11T11:00:00","2018-03-11T12:00:00","2018-03-11T13:00:00","2018-03-11T14:00:00","2018-03-11T15:00:00","2018-03-11T16:00:00","2018-03-11T17:00:00","2018-03-11T18:00:00","2018-03-11T19:00:00","2018-03-11T20:00:00","2018-03-11T21:00:00","2018-03-11T22:00:00","2018-03-11T23:00:00","2018-03-12","2018-03-12T01:00:00","2018-03-12T02:00:00","2018-03-12T03:00:00","2018-03-12T04:00:00","2018-03-12T05:00:00","2018-03-12T06:00:00","2018-03-12T07:00:00","2018-03-12T08:00:00","2018-03-12T09:00:00","2018-03-12T10:00:00","2018-03-12T11:00:00","2018-03-12T12:00:00","2018-03-12T13:00:00","2018-03-12T14:00:00","2018-03-12T15:00:00","2018-03-12T16:00:00","2018-03-12T17:00:00","2018-03-12T18:00:00","2018-03-12T19:00:00","2018-03-12T20:00:00","2018-03-12T21:00:00","2018-03-12T22:00:00","2018-03-12T23:00:00","2018-03-13","2018-03-13T01:00:00","2018-03-13T02:00:00","2018-03-13T03:00:00","2018-03-13T04:00:00","2018-03-13T05:00:00","2018-03-13T06:00:00","2018-03-13T07:00:00","2018-03-13T08:00:00","2018-03-13T09:00:00","2018-03-13T10:00:00","2018-03-13T11:00:00","2018-03-13T12:00:00","2018-03-13T13:00:00","2018-03-13T14:00:00","2018-03-13T15:00:00","2018-03-13T16:00:00","2018-03-13T17:00:00","2018-03-13T18:00:00","2018-03-13T19:00:00","2018-03-13T20:00:00","2018-03-13T21:00:00","2018-03-13T22:00:00","2018-03-13T23:00:00","2018-03-14","2018-03-14T01:00:00",{"$f":"BNV3+1/24","v":"2018-03-14T02:00:00"},"2018-03-14T03:00:00","2018-03-14T04:00:00","2018-03-14T05:00:00","2018-03-14T06:00:00","2018-03-14T07:00:00","2018-03-14T08:00:00","2018-03-14T09:00:00","2018-03-14T10:00:00","2018-03-14T11:00:00","2018-03-14T12:00:00","2018-03-14T13:00:00","2018-03-14T14:00:00","2018-03-14T15:00:00","2018-03-14T16:00:00","2018-03-14T17:00:00","2018-03-14T18:00:00","2018-03-14T19:00:00","2018-03-14T20:00:00","2018-03-14T21:00:00","2018-03-14T22:00:00","2018-03-14T23:00:00","2018-03-15","2018-03-15T01:00:00","2018-03-15T02:00:00","2018-03-15T03:00:00","2018-03-15T04:00:00","2018-03-15T05:00:00","2018-03-15T06:00:00","2018-03-15T07:00:00","2018-03-15T08:00:00","2018-03-15T09:00:00","2018-03-15T10:00:00","2018-03-15T11:00:00","2018-03-15T12:00:00","2018-03-15T13:00:00","2018-03-15T14:00:00","2018-03-15T15:00:00","2018-03-15T16:00:00","2018-03-15T17:00:00","2018-03-15T18:00:00","2018-03-15T19:00:00","2018-03-15T20:00:00","2018-03-15T21:00:00","2018-03-15T22:00:00","2018-03-15T23:00:00","2018-03-16","2018-03-16T01:00:00","2018-03-16T02:00:00","2018-03-16T03:00:00","2018-03-16T04:00:00","2018-03-16T05:00:00","2018-03-16T06:00:00","2018-03-16T07:00:00","2018-03-16T08:00:00","2018-03-16T09:00:00","2018-03-16T10:00:00","2018-03-16T11:00:00","2018-03-16T12:00:00","2018-03-16T13:00:00","2018-03-16T14:00:00","2018-03-16T15:00:00","2018-03-16T16:00:00","2018-03-16T17:00:00",{"$f":"BQH3+1/24","v":"2018-03-16T18:00:00"},"2018-03-16T19:00:00","2018-03-16T20:00:00","2018-03-16T21:00:00","2018-03-16T22:00:00","2018-03-16T23:00:00","2018-03-17","2018-03-17T01:00:00","2018-03-17T02:00:00","2018-03-17T03:00:00","2018-03-17T04:00:00","2018-03-17T05:00:00","2018-03-17T06:00:00","2018-03-17T07:00:00","2018-03-17T08:00:00","2018-03-17T09:00:00","2018-03-17T10:00:00","2018-03-17T11:00:00","2018-03-17T12:00:00","2018-03-17T13:00:00","2018-03-17T14:00:00","2018-03-17T15:00:00","2018-03-17T16:00:00","2018-03-17T17:00:00","2018-03-17T18:00:00","2018-03-17T19:00:00","2018-03-17T20:00:00","2018-03-17T21:00:00","2018-03-17T22:00:00","2018-03-17T23:00:00","2018-03-18","2018-03-18T01:00:00","2018-03-18T02:00:00","2018-03-18T03:00:00","2018-03-18T04:00:00","2018-03-18T05:00:00","2018-03-18T06:00:00","2018-03-18T07:00:00","2018-03-18T08:00:00","2018-03-18T09:00:00","2018-03-18T10:00:00","2018-03-18T11:00:00","2018-03-18T12:00:00","2018-03-18T13:00:00","2018-03-18T14:00:00","2018-03-18T15:00:00","2018-03-18T16:00:00","2018-03-18T17:00:00","2018-03-18T18:00:00","2018-03-18T19:00:00","2018-03-18T20:00:00","2018-03-18T21:00:00","2018-03-18T22:00:00","2018-03-18T23:00:00","2018-03-19","2018-03-19T01:00:00","2018-03-19T02:00:00","2018-03-19T03:00:00","2018-03-19T04:00:00","2018-03-19T05:00:00","2018-03-19T06:00:00","2018-03-19T07:00:00","2018-03-19T08:00:00","2018-03-19T09:00:00",{"$f":"BST3+1/24","v":"2018-03-19T10:00:00"},"2018-03-19T11:00:00","2018-03-19T12:00:00","2018-03-19T13:00:00","2018-03-19T14:00:00","2018-03-19T15:00:00","2018-03-19T16:00:00","2018-03-19T17:00:00","2018-03-19T18:00:00","2018-03-19T19:00:00","2018-03-19T20:00:00","2018-03-19T21:00:00","2018-03-19T22:00:00","2018-03-19T23:00:00","2018-03-20","2018-03-20T01:00:00","2018-03-20T02:00:00","2018-03-20T03:00:00","2018-03-20T04:00:00","2018-03-20T05:00:00","2018-03-20T06:00:00","2018-03-20T07:00:00","2018-03-20T08:00:00","2018-03-20T09:00:00","2018-03-20T10:00:00","2018-03-20T11:00:00","2018-03-20T12:00:00","2018-03-20T13:00:00","2018-03-20T14:00:00","2018-03-20T15:00:00","2018-03-20T16:00:00","2018-03-20T17:00:00","2018-03-20T18:00:00","2018-03-20T19:00:00","2018-03-20T20:00:00","2018-03-20T21:00:00","2018-03-20T22:00:00","2018-03-20T23:00:00","2018-03-21","2018-03-21T01:00:00","2018-03-21T02:00:00","2018-03-21T03:00:00","2018-03-21T04:00:00","2018-03-21T05:00:00","2018-03-21T06:00:00","2018-03-21T07:00:00","2018-03-21T08:00:00","2018-03-21T09:00:00","2018-03-21T10:00:00","2018-03-21T11:00:00","2018-03-21T12:00:00","2018-03-21T13:00:00","2018-03-21T14:00:00","2018-03-21T15:00:00","2018-03-21T16:00:00","2018-03-21T17:00:00","2018-03-21T18:00:00","2018-03-21T19:00:00","2018-03-21T20:00:00","2018-03-21T21:00:00","2018-03-21T22:00:00","2018-03-21T23:00:00","2018-03-22","2018-03-22T01:00:00",{"$f":"BVF3+1/24","v":"2018-03-22T02:00:00"},"2018-03-22T03:00:00","2018-03-22T04:00:00","2018-03-22T05:00:00","2018-03-22T06:00:00","2018-03-22T07:00:00","2018-03-22T08:00:00","2018-03-22T09:00:00","2018-03-22T10:00:00","2018-03-22T11:00:00","2018-03-22T12:00:00","2018-03-22T13:00:00","2018-03-22T14:00:00","2018-03-22T15:00:00","2018-03-22T16:00:00","2018-03-22T17:00:00","2018-03-22T18:00:00","2018-03-22T19:00:00","2018-03-22T20:00:00","2018-03-22T21:00:00","2018-03-22T22:00:00","2018-03-22T23:00:00","2018-03-23","2018-03-23T01:00:00","2018-03-23T02:00:00","2018-03-23T03:00:00","2018-03-23T04:00:00","2018-03-23T05:00:00","2018-03-23T06:00:00","2018-03-23T07:00:00","2018-03-23T08:00:00","2018-03-23T09:00:00","2018-03-23T10:00:00","2018-03-23T11:00:00","2018-03-23T12:00:00","2018-03-23T13:00:00","2018-03-23T14:00:00","2018-03-23T15:00:00","2018-03-23T16:00:00","2018-03-23T17:00:00","2018-03-23T18:00:00","2018-03-23T19:00:00","2018-03-23T20:00:00","2018-03-23T21:00:00","2018-03-23T22:00:00","2018-03-23T23:00:00","2018-03-24","2018-03-24T01:00:00","2018-03-24T02:00:00","2018-03-24T03:00:00","2018-03-24T04:00:00","2018-03-24T05:00:00","2018-03-24T06:00:00","2018-03-24T07:00:00","2018-03-24T08:00:00","2018-03-24T09:00:00","2018-03-24T10:00:00","2018-03-24T11:00:00","2018-03-24T12:00:00","2018-03-24T13:00:00","2018-03-24T14:00:00","2018-03-24T15:00:00","2018-03-24T16:00:00","2018-03-24T17:00:00",{"$f":"BXR3+1/24","v":"2018-03-24T18:00:00"},"2018-03-24T19:00:00","2018-03-24T20:00:00","2018-03-24T21:00:00","2018-03-24T22:00:00","2018-03-24T23:00:00","2018-03-25","2018-03-25T01:00:00","2018-03-25T02:00:00","2018-03-25T03:00:00","2018-03-25T04:00:00","2018-03-25T05:00:00","2018-03-25T06:00:00","2018-03-25T07:00:00","2018-03-25T08:00:00","2018-03-25T09:00:00","2018-03-25T10:00:00","2018-03-25T11:00:00","2018-03-25T12:00:00","2018-03-25T13:00:00","2018-03-25T14:00:00","2018-03-25T15:00:00","2018-03-25T16:00:00","2018-03-25T17:00:00","2018-03-25T18:00:00","2018-03-25T19:00:00","2018-03-25T20:00:00","2018-03-25T21:00:00","2018-03-25T22:00:00","2018-03-25T23:00:00","2018-03-26","2018-03-26T01:00:00","2018-03-26T02:00:00","2018-03-26T03:00:00","2018-03-26T04:00:00","2018-03-26T05:00:00","2018-03-26T06:00:00","2018-03-26T07:00:00","2018-03-26T08:00:00","2018-03-26T09:00:00","2018-03-26T10:00:00","2018-03-26T11:00:00","2018-03-26T12:00:00","2018-03-26T13:00:00","2018-03-26T14:00:00","2018-03-26T15:00:00","2018-03-26T16:00:00","2018-03-26T17:00:00","2018-03-26T18:00:00","2018-03-26T19:00:00","2018-03-26T20:00:00","2018-03-26T21:00:00","2018-03-26T22:00:00","2018-03-26T23:00:00","2018-03-27","2018-03-27T01:00:00","2018-03-27T02:00:00","2018-03-27T03:00:00","2018-03-27T04:00:00","2018-03-27T05:00:00","2018-03-27T06:00:00","2018-03-27T07:00:00","2018-03-27T08:00:00","2018-03-27T09:00:00",{"$f":"CAD3+1/24","v":"2018-03-27T10:00:00"},"2018-03-27T11:00:00","2018-03-27T12:00:00","2018-03-27T13:00:00","2018-03-27T14:00:00","2018-03-27T15:00:00","2018-03-27T16:00:00","2018-03-27T17:00:00","2018-03-27T18:00:00","2018-03-27T19:00:00","2018-03-27T20:00:00","2018-03-27T21:00:00","2018-03-27T22:00:00","2018-03-27T23:00:00","2018-03-28","2018-03-28T01:00:00","2018-03-28T02:00:00","2018-03-28T03:00:00","2018-03-28T04:00:00","2018-03-28T05:00:00","2018-03-28T06:00:00","2018-03-28T07:00:00","2018-03-28T08:00:00","2018-03-28T09:00:00","2018-03-28T10:00:00","2018-03-28T11:00:00","2018-03-28T12:00:00","2018-03-28T13:00:00","2018-03-28T14:00:00","2018-03-28T15:00:00","2018-03-28T16:00:00","2018-03-28T17:00:00","2018-03-28T18:00:00","2018-03-28T19:00:00","2018-03-28T20:00:00","2018-03-28T21:00:00","2018-03-28T22:00:00","2018-03-28T23:00:00","2018-03-29","2018-03-29T01:00:00","2018-03-29T02:00:00","2018-03-29T03:00:00","2018-03-29T04:00:00","2018-03-29T05:00:00","2018-03-29T06:00:00","2018-03-29T07:00:00","2018-03-29T08:00:00","2018-03-29T09:00:00","2018-03-29T10:00:00","2018-03-29T11:00:00","2018-03-29T12:00:00","2018-03-29T13:00:00","2018-03-29T14:00:00","2018-03-29T15:00:00","2018-03-29T16:00:00","2018-03-29T17:00:00","2018-03-29T18:00:00","2018-03-29T19:00:00","2018-03-29T20:00:00","2018-03-29T21:00:00","2018-03-29T22:00:00","2018-03-29T23:00:00","2018-03-30","2018-03-30T01:00:00",{"$f":"CCP3+1/24","v":"2018-03-30T02:00:00"},"2018-03-30T03:00:00","2018-03-30T04:00:00","2018-03-30T05:00:00","2018-03-30T06:00:00","2018-03-30T07:00:00","2018-03-30T08:00:00","2018-03-30T09:00:00","2018-03-30T10:00:00","2018-03-30T11:00:00","2018-03-30T12:00:00","2018-03-30T13:00:00","2018-03-30T14:00:00","2018-03-30T15:00:00","2018-03-30T16:00:00","2018-03-30T17:00:00","2018-03-30T18:00:00","2018-03-30T19:00:00","2018-03-30T20:00:00","2018-03-30T21:00:00","2018-03-30T22:00:00","2018-03-30T23:00:00","2018-03-31","2018-03-31T01:00:00","2018-03-31T02:00:00","2018-03-31T03:00:00","2018-03-31T04:00:00","2018-03-31T05:00:00","2018-03-31T06:00:00","2018-03-31T07:00:00","2018-03-31T08:00:00","2018-03-31T09:00:00","2018-03-31T10:00:00","2018-03-31T11:00:00","2018-03-31T12:00:00","2018-03-31T13:00:00","2018-03-31T14:00:00","2018-03-31T15:00:00","2018-03-31T16:00:00","2018-03-31T17:00:00","2018-03-31T18:00:00","2018-03-31T19:00:00","2018-03-31T20:00:00","2018-03-31T21:00:00","2018-03-31T22:00:00","2018-03-31T23:00:00","2018-04-01","2018-04-01T01:00:00","2018-04-01T02:00:00","2018-04-01T03:00:00","2018-04-01T04:00:00","2018-04-01T05:00:00","2018-04-01T06:00:00","2018-04-01T07:00:00","2018-04-01T08:00:00","2018-04-01T09:00:00","2018-04-01T10:00:00","2018-04-01T11:00:00","2018-04-01T12:00:00","2018-04-01T13:00:00","2018-04-01T14:00:00","2018-04-01T15:00:00","2018-04-01T16:00:00","2018-04-01T17:00:00",{"$f":"CFB3+1/24","v":"2018-04-01T18:00:00"},"2018-04-01T19:00:00","2018-04-01T20:00:00","2018-04-01T21:00:00","2018-04-01T22:00:00","2018-04-01T23:00:00","2018-04-02","2018-04-02T01:00:00","2018-04-02T02:00:00","2018-04-02T03:00:00","2018-04-02T04:00:00","2018-04-02T05:00:00","2018-04-02T06:00:00","2018-04-02T07:00:00","2018-04-02T08:00:00","2018-04-02T09:00:00","2018-04-02T10:00:00","2018-04-02T11:00:00","2018-04-02T12:00:00","2018-04-02T13:00:00","2018-04-02T14:00:00","2018-04-02T15:00:00","2018-04-02T16:00:00","2018-04-02T17:00:00","2018-04-02T18:00:00","2018-04-02T19:00:00","2018-04-02T20:00:00","2018-04-02T21:00:00","2018-04-02T22:00:00","2018-04-02T23:00:00","2018-04-03","2018-04-03T01:00:00","2018-04-03T02:00:00","2018-04-03T03:00:00","2018-04-03T04:00:00","2018-04-03T05:00:00","2018-04-03T06:00:00","2018-04-03T07:00:00","2018-04-03T08:00:00","2018-04-03T09:00:00","2018-04-03T10:00:00","2018-04-03T11:00:00","2018-04-03T12:00:00","2018-04-03T13:00:00","2018-04-03T14:00:00","2018-04-03T15:00:00","2018-04-03T16:00:00","2018-04-03T17:00:00","2018-04-03T18:00:00","2018-04-03T19:00:00","2018-04-03T20:00:00","2018-04-03T21:00:00","2018-04-03T22:00:00","2018-04-03T23:00:00","2018-04-04","2018-04-04T01:00:00","2018-04-04T02:00:00","2018-04-04T03:00:00","2018-04-04T04:00:00","2018-04-04T05:00:00","2018-04-04T06:00:00","2018-04-04T07:00:00","2018-04-04T08:00:00","2018-04-04T09:00:00",{"$f":"CHN3+1/24","v":"2018-04-04T10:00:00"},"2018-04-04T11:00:00","2018-04-04T12:00:00","2018-04-04T13:00:00","2018-04-04T14:00:00","2018-04-04T15:00:00","2018-04-04T16:00:00","2018-04-04T17:00:00","2018-04-04T18:00:00","2018-04-04T19:00:00","2018-04-04T20:00:00","2018-04-04T21:00:00","2018-04-04T22:00:00","2018-04-04T23:00:00","2018-04-05","2018-04-05T01:00:00","2018-04-05T02:00:00","2018-04-05T03:00:00","2018-04-05T04:00:00","2018-04-05T05:00:00","2018-04-05T06:00:00","2018-04-05T07:00:00","2018-04-05T08:00:00","2018-04-05T09:00:00","2018-04-05T10:00:00","2018-04-05T11:00:00","2018-04-05T12:00:00","2018-04-05T13:00:00","2018-04-05T14:00:00","2018-04-05T15:00:00","2018-04-05T16:00:00","2018-04-05T17:00:00","2018-04-05T18:00:00","2018-04-05T19:00:00","2018-04-05T20:00:00","2018-04-05T21:00:00","2018-04-05T22:00:00","2018-04-05T23:00:00","2018-04-06","2018-04-06T01:00:00","2018-04-06T02:00:00","2018-04-06T03:00:00","2018-04-06T04:00:00","2018-04-06T05:00:00","2018-04-06T06:00:00","2018-04-06T07:00:00","2018-04-06T08:00:00","2018-04-06T09:00:00","2018-04-06T10:00:00","2018-04-06T11:00:00","2018-04-06T12:00:00","2018-04-06T13:00:00","2018-04-06T14:00:00","2018-04-06T15:00:00","2018-04-06T16:00:00","2018-04-06T17:00:00","2018-04-06T18:00:00","2018-04-06T19:00:00","2018-04-06T20:00:00","2018-04-06T21:00:00","2018-04-06T22:00:00","2018-04-06T23:00:00","2018-04-07","2018-04-07T01:00:00",{"$f":"CJZ3+1/24","v":"2018-04-07T02:00:00"},"2018-04-07T03:00:00","2018-04-07T04:00:00","2018-04-07T05:00:00","2018-04-07T06:00:00","2018-04-07T07:00:00","2018-04-07T08:00:00","2018-04-07T09:00:00","2018-04-07T10:00:00","2018-04-07T11:00:00","2018-04-07T12:00:00","2018-04-07T13:00:00","2018-04-07T14:00:00","2018-04-07T15:00:00","2018-04-07T16:00:00","2018-04-07T17:00:00","2018-04-07T18:00:00","2018-04-07T19:00:00","2018-04-07T20:00:00","2018-04-07T21:00:00","2018-04-07T22:00:00","2018-04-07T23:00:00","2018-04-08","2018-04-08T01:00:00","2018-04-08T02:00:00","2018-04-08T03:00:00","2018-04-08T04:00:00","2018-04-08T05:00:00","2018-04-08T06:00:00","2018-04-08T07:00:00","2018-04-08T08:00:00","2018-04-08T09:00:00","2018-04-08T10:00:00","2018-04-08T11:00:00","2018-04-08T12:00:00","2018-04-08T13:00:00","2018-04-08T14:00:00","2018-04-08T15:00:00","2018-04-08T16:00:00","2018-04-08T17:00:00","2018-04-08T18:00:00","2018-04-08T19:00:00","2018-04-08T20:00:00","2018-04-08T21:00:00","2018-04-08T22:00:00","2018-04-08T23:00:00","2018-04-09","2018-04-09T01:00:00","2018-04-09T02:00:00","2018-04-09T03:00:00","2018-04-09T04:00:00","2018-04-09T05:00:00","2018-04-09T06:00:00","2018-04-09T07:00:00","2018-04-09T08:00:00","2018-04-09T09:00:00","2018-04-09T10:00:00","2018-04-09T11:00:00","2018-04-09T12:00:00","2018-04-09T13:00:00","2018-04-09T14:00:00","2018-04-09T15:00:00","2018-04-09T16:00:00","2018-04-09T17:00:00",{"$f":"CML3+1/24","v":"2018-04-09T18:00:00"},"2018-04-09T19:00:00","2018-04-09T20:00:00","2018-04-09T21:00:00","2018-04-09T22:00:00","2018-04-09T23:00:00","2018-04-10","2018-04-10T01:00:00","2018-04-10T02:00:00","2018-04-10T03:00:00","2018-04-10T04:00:00","2018-04-10T05:00:00","2018-04-10T06:00:00","2018-04-10T07:00:00","2018-04-10T08:00:00","2018-04-10T09:00:00","2018-04-10T10:00:00","2018-04-10T10:59:59.999","2018-04-10T11:59:59.999","2018-04-10T12:59:59.999","2018-04-10T13:59:59.999","2018-04-10T14:59:59.999","2018-04-10T15:59:59.999","2018-04-10T16:59:59.999","2018-04-10T17:59:59.999","2018-04-10T18:59:59.999","2018-04-10T19:59:59.999","2018-04-10T20:59:59.999","2018-04-10T21:59:59.999","2018-04-10T22:59:59.999","2018-04-10T23:59:59.999","2018-04-11T00:59:59.999","2018-04-11T01:59:59.999","2018-04-11T02:59:59.999","2018-04-11T03:59:59.999","2018-04-11T04:59:59.999","2018-04-11T05:59:59.999","2018-04-11T06:59:59.999","2018-04-11T07:59:59.999","2018-04-11T08:59:59.999","2018-04-11T09:59:59.999","2018-04-11T10:59:59.999","2018-04-11T11:59:59.999","2018-04-11T12:59:59.999","2018-04-11T13:59:59.999","2018-04-11T14:59:59.999","2018-04-11T15:59:59.999","2018-04-11T16:59:59.999","2018-04-11T17:59:59.999","2018-04-11T18:59:59.999","2018-04-11T19:59:59.999","2018-04-11T20:59:59.999","2018-04-11T21:59:59.999","2018-04-11T22:59:59.999","2018-04-11T23:59:59.999","2018-04-12T00:59:59.999","2018-04-12T01:59:59.999","2018-04-12T02:59:59.999","2018-04-12T03:59:59.999","2018-04-12T04:59:59.999","2018-04-12T05:59:59.999","2018-04-12T06:59:59.999","2018-04-12T07:59:59.999","2018-04-12T08:59:59.999",{"$f":"COX3+1/24","v":"2018-04-12T09:59:59.999"},"2018-04-12T10:59:59.999","2018-04-12T11:59:59.999","2018-04-12T12:59:59.999","2018-04-12T13:59:59.999","2018-04-12T14:59:59.999","2018-04-12T15:59:59.999","2018-04-12T16:59:59.999","2018-04-12T17:59:59.999","2018-04-12T18:59:59.999","2018-04-12T19:59:59.999","2018-04-12T20:59:59.999","2018-04-12T21:59:59.999","2018-04-12T22:59:59.999","2018-04-12T23:59:59.999","2018-04-13T00:59:59.999","2018-04-13T01:59:59.999","2018-04-13T02:59:59.999","2018-04-13T03:59:59.999","2018-04-13T04:59:59.999","2018-04-13T05:59:59.999","2018-04-13T06:59:59.999","2018-04-13T07:59:59.999","2018-04-13T08:59:59.999","2018-04-13T09:59:59.999","2018-04-13T10:59:59.999","2018-04-13T11:59:59.999","2018-04-13T12:59:59.999","2018-04-13T13:59:59.999","2018-04-13T14:59:59.999","2018-04-13T15:59:59.999","2018-04-13T16:59:59.999","2018-04-13T17:59:59.999","2018-04-13T18:59:59.999","2018-04-13T19:59:59.999","2018-04-13T20:59:59.999","2018-04-13T21:59:59.999","2018-04-13T22:59:59.999","2018-04-13T23:59:59.999","2018-04-14T00:59:59.999","2018-04-14T01:59:59.999","2018-04-14T02:59:59.999","2018-04-14T03:59:59.999","2018-04-14T04:59:59.999","2018-04-14T05:59:59.999","2018-04-14T06:59:59.999","2018-04-14T07:59:59.999","2018-04-14T08:59:59.999","2018-04-14T09:59:59.999","2018-04-14T10:59:59.999","2018-04-14T11:59:59.999","2018-04-14T12:59:59.999","2018-04-14T13:59:59.999","2018-04-14T14:59:59.999","2018-04-14T15:59:59.999","2018-04-14T16:59:59.999","2018-04-14T17:59:59.999","2018-04-14T18:59:59.999","2018-04-14T19:59:59.999","2018-04-14T20:59:59.999","2018-04-14T21:59:59.999","2018-04-14T22:59:59.999","2018-04-14T23:59:59.999","2018-04-15T00:59:59.999",{"$f":"CRJ3+1/24","v":"2018-04-15T01:59:59.999"},"2018-04-15T02:59:59.999","2018-04-15T03:59:59.999","2018-04-15T04:59:59.999","2018-04-15T05:59:59.999","2018-04-15T06:59:59.999","2018-04-15T07:59:59.999","2018-04-15T08:59:59.999","2018-04-15T09:59:59.999","2018-04-15T10:59:59.999","2018-04-15T11:59:59.999","2018-04-15T12:59:59.999","2018-04-15T13:59:59.999","2018-04-15T14:59:59.999","2018-04-15T15:59:59.999","2018-04-15T16:59:59.999","2018-04-15T17:59:59.999","2018-04-15T18:59:59.999","2018-04-15T19:59:59.999","2018-04-15T20:59:59.999","2018-04-15T21:59:59.999","2018-04-15T22:59:59.999","2018-04-15T23:59:59.999","2018-04-16T00:59:59.999","2018-04-16T01:59:59.999","2018-04-16T02:59:59.999","2018-04-16T03:59:59.999","2018-04-16T04:59:59.999","2018-04-16T05:59:59.999","2018-04-16T06:59:59.999","2018-04-16T07:59:59.999","2018-04-16T08:59:59.999","2018-04-16T09:59:59.999","2018-04-16T10:59:59.999","2018-04-16T11:59:59.999","2018-04-16T12:59:59.999","2018-04-16T13:59:59.999","2018-04-16T14:59:59.999","2018-04-16T15:59:59.999","2018-04-16T16:59:59.999","2018-04-16T17:59:59.999","2018-04-16T18:59:59.999","2018-04-16T19:59:59.999","2018-04-16T20:59:59.999","2018-04-16T21:59:59.999","2018-04-16T22:59:59.999","2018-04-16T23:59:59.999","2018-04-17T00:59:59.999","2018-04-17T01:59:59.999","2018-04-17T02:59:59.999","2018-04-17T03:59:59.999","2018-04-17T04:59:59.999","2018-04-17T05:59:59.999","2018-04-17T06:59:59.999","2018-04-17T07:59:59.999","2018-04-17T08:59:59.999","2018-04-17T09:59:59.999","2018-04-17T10:59:59.999","2018-04-17T11:59:59.999","2018-04-17T12:59:59.999","2018-04-17T13:59:59.999","2018-04-17T14:59:59.999","2018-04-17T15:59:59.999","2018-04-17T16:59:59.999",{"$f":"CTV3+1/24","v":"2018-04-17T17:59:59.999"},"2018-04-17T18:59:59.999","2018-04-17T19:59:59.999","2018-04-17T20:59:59.999","2018-04-17T21:59:59.999","2018-04-17T22:59:59.999","2018-04-17T23:59:59.999","2018-04-18T00:59:59.999","2018-04-18T01:59:59.999","2018-04-18T02:59:59.999","2018-04-18T03:59:59.999","2018-04-18T04:59:59.999","2018-04-18T05:59:59.999","2018-04-18T06:59:59.999","2018-04-18T07:59:59.999","2018-04-18T08:59:59.999","2018-04-18T09:59:59.999","2018-04-18T10:59:59.999","2018-04-18T11:59:59.999","2018-04-18T12:59:59.999","2018-04-18T13:59:59.999","2018-04-18T14:59:59.999","2018-04-18T15:59:59.999","2018-04-18T16:59:59.999","2018-04-18T17:59:59.999","2018-04-18T18:59:59.999","2018-04-18T19:59:59.999","2018-04-18T20:59:59.999","2018-04-18T21:59:59.999","2018-04-18T22:59:59.999","2018-04-18T23:59:59.999","2018-04-19T00:59:59.999","2018-04-19T01:59:59.999","2018-04-19T02:59:59.999","2018-04-19T03:59:59.999","2018-04-19T04:59:59.999","2018-04-19T05:59:59.999","2018-04-19T06:59:59.999","2018-04-19T07:59:59.999","2018-04-19T08:59:59.999","2018-04-19T09:59:59.999","2018-04-19T10:59:59.999","2018-04-19T11:59:59.999","2018-04-19T12:59:59.999","2018-04-19T13:59:59.999","2018-04-19T14:59:59.999","2018-04-19T15:59:59.999","2018-04-19T16:59:59.999","2018-04-19T17:59:59.999","2018-04-19T18:59:59.999","2018-04-19T19:59:59.999","2018-04-19T20:59:59.999","2018-04-19T21:59:59.999","2018-04-19T22:59:59.999","2018-04-19T23:59:59.999","2018-04-20T00:59:59.999","2018-04-20T01:59:59.999","2018-04-20T02:59:59.999","2018-04-20T03:59:59.999","2018-04-20T04:59:59.999","2018-04-20T05:59:59.999","2018-04-20T06:59:59.999","2018-04-20T07:59:59.999","2018-04-20T08:59:59.999",{"$f":"CWH3+1/24","v":"2018-04-20T09:59:59.999"},"2018-04-20T10:59:59.999","2018-04-20T11:59:59.999","2018-04-20T12:59:59.999","2018-04-20T13:59:59.999","2018-04-20T14:59:59.999","2018-04-20T15:59:59.999","2018-04-20T16:59:59.999","2018-04-20T17:59:59.999","2018-04-20T18:59:59.999","2018-04-20T19:59:59.999","2018-04-20T20:59:59.999","2018-04-20T21:59:59.999","2018-04-20T22:59:59.999","2018-04-20T23:59:59.999","2018-04-21T00:59:59.999","2018-04-21T01:59:59.999","2018-04-21T02:59:59.999","2018-04-21T03:59:59.999","2018-04-21T04:59:59.999","2018-04-21T05:59:59.999","2018-04-21T06:59:59.999","2018-04-21T07:59:59.999","2018-04-21T08:59:59.999","2018-04-21T09:59:59.999","2018-04-21T10:59:59.999","2018-04-21T11:59:59.999","2018-04-21T12:59:59.999","2018-04-21T13:59:59.999","2018-04-21T14:59:59.999","2018-04-21T15:59:59.999","2018-04-21T16:59:59.999","2018-04-21T17:59:59.999","2018-04-21T18:59:59.999","2018-04-21T19:59:59.999","2018-04-21T20:59:59.999","2018-04-21T21:59:59.999","2018-04-21T22:59:59.999","2018-04-21T23:59:59.999","2018-04-22T00:59:59.999","2018-04-22T01:59:59.999","2018-04-22T02:59:59.999","2018-04-22T03:59:59.999","2018-04-22T04:59:59.999","2018-04-22T05:59:59.999","2018-04-22T06:59:59.999","2018-04-22T07:59:59.999","2018-04-22T08:59:59.999","2018-04-22T09:59:59.999","2018-04-22T10:59:59.999","2018-04-22T11:59:59.999","2018-04-22T12:59:59.999","2018-04-22T13:59:59.999","2018-04-22T14:59:59.999","2018-04-22T15:59:59.999","2018-04-22T16:59:59.999","2018-04-22T17:59:59.999","2018-04-22T18:59:59.999","2018-04-22T19:59:59.999","2018-04-22T20:59:59.999","2018-04-22T21:59:59.999","2018-04-22T22:59:59.999","2018-04-22T23:59:59.999","2018-04-23T00:59:59.999",{"$f":"CYT3+1/24","v":"2018-04-23T01:59:59.999"},"2018-04-23T02:59:59.999","2018-04-23T03:59:59.999","2018-04-23T04:59:59.999","2018-04-23T05:59:59.999","2018-04-23T06:59:59.999","2018-04-23T07:59:59.999","2018-04-23T08:59:59.999","2018-04-23T09:59:59.999","2018-04-23T10:59:59.999","2018-04-23T11:59:59.999","2018-04-23T12:59:59.999","2018-04-23T13:59:59.999","2018-04-23T14:59:59.999","2018-04-23T15:59:59.999","2018-04-23T16:59:59.999","2018-04-23T17:59:59.999","2018-04-23T18:59:59.999","2018-04-23T19:59:59.999","2018-04-23T20:59:59.999","2018-04-23T21:59:59.999","2018-04-23T22:59:59.999","2018-04-23T23:59:59.999","2018-04-24T00:59:59.999","2018-04-24T01:59:59.999","2018-04-24T02:59:59.999","2018-04-24T03:59:59.999","2018-04-24T04:59:59.999","2018-04-24T05:59:59.999","2018-04-24T06:59:59.999","2018-04-24T07:59:59.999","2018-04-24T08:59:59.999","2018-04-24T09:59:59.999","2018-04-24T10:59:59.999","2018-04-24T11:59:59.999","2018-04-24T12:59:59.999","2018-04-24T13:59:59.999","2018-04-24T14:59:59.999","2018-04-24T15:59:59.999","2018-04-24T16:59:59.999","2018-04-24T17:59:59.999","2018-04-24T18:59:59.999","2018-04-24T19:59:59.999","2018-04-24T20:59:59.999","2018-04-24T21:59:59.999","2018-04-24T22:59:59.999","2018-04-24T23:59:59.999","2018-04-25T00:59:59.999","2018-04-25T01:59:59.999","2018-04-25T02:59:59.999","2018-04-25T03:59:59.999","2018-04-25T04:59:59.999","2018-04-25T05:59:59.999","2018-04-25T06:59:59.999","2018-04-25T07:59:59.999","2018-04-25T08:59:59.999","2018-04-25T09:59:59.999","2018-04-25T10:59:59.999","2018-04-25T11:59:59.999","2018-04-25T12:59:59.999","2018-04-25T13:59:59.999","2018-04-25T14:59:59.999","2018-04-25T15:59:59.999","2018-04-25T16:59:59.999",{"$f":"DBF3+1/24","v":"2018-04-25T17:59:59.999"},"2018-04-25T18:59:59.999","2018-04-25T19:59:59.999","2018-04-25T20:59:59.999","2018-04-25T21:59:59.999","2018-04-25T22:59:59.999","2018-04-25T23:59:59.999","2018-04-26T00:59:59.999","2018-04-26T01:59:59.999","2018-04-26T02:59:59.999","2018-04-26T03:59:59.999","2018-04-26T04:59:59.999","2018-04-26T05:59:59.999","2018-04-26T06:59:59.999","2018-04-26T07:59:59.999","2018-04-26T08:59:59.999","2018-04-26T09:59:59.999","2018-04-26T10:59:59.999","2018-04-26T11:59:59.999","2018-04-26T12:59:59.999","2018-04-26T13:59:59.999","2018-04-26T14:59:59.999","2018-04-26T15:59:59.999","2018-04-26T16:59:59.999","2018-04-26T17:59:59.999","2018-04-26T18:59:59.999","2018-04-26T19:59:59.999","2018-04-26T20:59:59.999","2018-04-26T21:59:59.999","2018-04-26T22:59:59.999","2018-04-26T23:59:59.999","2018-04-27T00:59:59.999","2018-04-27T01:59:59.999","2018-04-27T02:59:59.999","2018-04-27T03:59:59.999","2018-04-27T04:59:59.999","2018-04-27T05:59:59.999","2018-04-27T06:59:59.999","2018-04-27T07:59:59.999","2018-04-27T08:59:59.999","2018-04-27T09:59:59.999","2018-04-27T10:59:59.999","2018-04-27T11:59:59.999","2018-04-27T12:59:59.999","2018-04-27T13:59:59.999","2018-04-27T14:59:59.999","2018-04-27T15:59:59.999","2018-04-27T16:59:59.999","2018-04-27T17:59:59.999","2018-04-27T18:59:59.999","2018-04-27T19:59:59.999","2018-04-27T20:59:59.999","2018-04-27T21:59:59.999","2018-04-27T22:59:59.999","2018-04-27T23:59:59.999","2018-04-28T00:59:59.999","2018-04-28T01:59:59.999","2018-04-28T02:59:59.999","2018-04-28T03:59:59.999","2018-04-28T04:59:59.999","2018-04-28T05:59:59.999","2018-04-28T06:59:59.999","2018-04-28T07:59:59.999","2018-04-28T08:59:59.999",{"$f":"DDR3+1/24","v":"2018-04-28T09:59:59.999"},"2018-04-28T10:59:59.999","2018-04-28T11:59:59.999","2018-04-28T12:59:59.999","2018-04-28T13:59:59.999","2018-04-28T14:59:59.999","2018-04-28T15:59:59.999","2018-04-28T16:59:59.999","2018-04-28T17:59:59.999","2018-04-28T18:59:59.999","2018-04-28T19:59:59.999","2018-04-28T20:59:59.999","2018-04-28T21:59:59.999","2018-04-28T22:59:59.999","2018-04-28T23:59:59.999","2018-04-29T00:59:59.999","2018-04-29T01:59:59.999","2018-04-29T02:59:59.999","2018-04-29T03:59:59.999","2018-04-29T04:59:59.999","2018-04-29T05:59:59.999","2018-04-29T06:59:59.999","2018-04-29T07:59:59.999","2018-04-29T08:59:59.999","2018-04-29T09:59:59.999","2018-04-29T10:59:59.999","2018-04-29T11:59:59.999","2018-04-29T12:59:59.999","2018-04-29T13:59:59.999","2018-04-29T14:59:59.999","2018-04-29T15:59:59.999","2018-04-29T16:59:59.999","2018-04-29T17:59:59.999","2018-04-29T18:59:59.999","2018-04-29T19:59:59.999","2018-04-29T20:59:59.999","2018-04-29T21:59:59.999","2018-04-29T22:59:59.999","2018-04-29T23:59:59.999","2018-04-30T00:59:59.999","2018-04-30T01:59:59.999","2018-04-30T02:59:59.999","2018-04-30T03:59:59.999","2018-04-30T04:59:59.999","2018-04-30T05:59:59.999","2018-04-30T06:59:59.999","2018-04-30T07:59:59.999","2018-04-30T08:59:59.999","2018-04-30T09:59:59.999","2018-04-30T10:59:59.999","2018-04-30T11:59:59.999","2018-04-30T12:59:59.999","2018-04-30T13:59:59.999","2018-04-30T14:59:59.999","2018-04-30T15:59:59.999","2018-04-30T16:59:59.999","2018-04-30T17:59:59.999","2018-04-30T18:59:59.999","2018-04-30T19:59:59.999","2018-04-30T20:59:59.999","2018-04-30T21:59:59.999","2018-04-30T22:59:59.999","2018-04-30T23:59:59.999","2018-05-01T00:59:59.999",{"$f":"DGD3+1/24","v":"2018-05-01T01:59:59.999"},"2018-05-01T02:59:59.999","2018-05-01T03:59:59.999","2018-05-01T04:59:59.999","2018-05-01T05:59:59.999","2018-05-01T06:59:59.999","2018-05-01T07:59:59.999","2018-05-01T08:59:59.999","2018-05-01T09:59:59.999","2018-05-01T10:59:59.999","2018-05-01T11:59:59.999","2018-05-01T12:59:59.999","2018-05-01T13:59:59.999","2018-05-01T14:59:59.999","2018-05-01T15:59:59.999","2018-05-01T16:59:59.999","2018-05-01T17:59:59.999","2018-05-01T18:59:59.999","2018-05-01T19:59:59.999","2018-05-01T20:59:59.999","2018-05-01T21:59:59.999","2018-05-01T22:59:59.999","2018-05-01T23:59:59.999","2018-05-02T00:59:59.999","2018-05-02T01:59:59.999","2018-05-02T02:59:59.999","2018-05-02T03:59:59.999","2018-05-02T04:59:59.999","2018-05-02T05:59:59.999","2018-05-02T06:59:59.999","2018-05-02T07:59:59.999","2018-05-02T08:59:59.999","2018-05-02T09:59:59.999","2018-05-02T10:59:59.999","2018-05-02T11:59:59.999","2018-05-02T12:59:59.999","2018-05-02T13:59:59.999","2018-05-02T14:59:59.999","2018-05-02T15:59:59.999","2018-05-02T16:59:59.999","2018-05-02T17:59:59.999","2018-05-02T18:59:59.999","2018-05-02T19:59:59.999","2018-05-02T20:59:59.999","2018-05-02T21:59:59.999","2018-05-02T22:59:59.999","2018-05-02T23:59:59.999","2018-05-03T00:59:59.999","2018-05-03T01:59:59.999","2018-05-03T02:59:59.999","2018-05-03T03:59:59.999","2018-05-03T04:59:59.999","2018-05-03T05:59:59.999","2018-05-03T06:59:59.999","2018-05-03T07:59:59.999","2018-05-03T08:59:59.999","2018-05-03T09:59:59.999","2018-05-03T10:59:59.999","2018-05-03T11:59:59.999","2018-05-03T12:59:59.999","2018-05-03T13:59:59.999","2018-05-03T14:59:59.999","2018-05-03T15:59:59.999","2018-05-03T16:59:59.999",{"$f":"DIP3+1/24","v":"2018-05-03T17:59:59.999"},"2018-05-03T18:59:59.999","2018-05-03T19:59:59.999","2018-05-03T20:59:59.999","2018-05-03T21:59:59.999","2018-05-03T22:59:59.999","2018-05-03T23:59:59.999","2018-05-04T00:59:59.999","2018-05-04T01:59:59.999","2018-05-04T02:59:59.999","2018-05-04T03:59:59.999","2018-05-04T04:59:59.999","2018-05-04T05:59:59.999","2018-05-04T06:59:59.999","2018-05-04T07:59:59.999","2018-05-04T08:59:59.999","2018-05-04T09:59:59.999","2018-05-04T10:59:59.999","2018-05-04T11:59:59.999","2018-05-04T12:59:59.999","2018-05-04T13:59:59.999","2018-05-04T14:59:59.999","2018-05-04T15:59:59.999","2018-05-04T16:59:59.999","2018-05-04T17:59:59.999","2018-05-04T18:59:59.999","2018-05-04T19:59:59.999","2018-05-04T20:59:59.999","2018-05-04T21:59:59.999","2018-05-04T22:59:59.999","2018-05-04T23:59:59.999","2018-05-05T00:59:59.999","2018-05-05T01:59:59.999","2018-05-05T02:59:59.999","2018-05-05T03:59:59.999","2018-05-05T04:59:59.999","2018-05-05T05:59:59.999","2018-05-05T06:59:59.999","2018-05-05T07:59:59.999","2018-05-05T08:59:59.999","2018-05-05T09:59:59.999","2018-05-05T10:59:59.999","2018-05-05T11:59:59.999","2018-05-05T12:59:59.999","2018-05-05T13:59:59.999","2018-05-05T14:59:59.999","2018-05-05T15:59:59.999","2018-05-05T16:59:59.999","2018-05-05T17:59:59.999","2018-05-05T18:59:59.999","2018-05-05T19:59:59.999","2018-05-05T20:59:59.999","2018-05-05T21:59:59.999","2018-05-05T22:59:59.999","2018-05-05T23:59:59.999","2018-05-06T00:59:59.999","2018-05-06T01:59:59.999","2018-05-06T02:59:59.999","2018-05-06T03:59:59.999","2018-05-06T04:59:59.999","2018-05-06T05:59:59.999","2018-05-06T06:59:59.999","2018-05-06T07:59:59.999","2018-05-06T08:59:59.999",{"$f":"DLB3+1/24","v":"2018-05-06T09:59:59.999"},"2018-05-06T10:59:59.999","2018-05-06T11:59:59.999","2018-05-06T12:59:59.999","2018-05-06T13:59:59.999","2018-05-06T14:59:59.999","2018-05-06T15:59:59.999","2018-05-06T16:59:59.999","2018-05-06T17:59:59.999","2018-05-06T18:59:59.999","2018-05-06T19:59:59.999","2018-05-06T20:59:59.999","2018-05-06T21:59:59.999","2018-05-06T22:59:59.999","2018-05-06T23:59:59.999","2018-05-07T00:59:59.999","2018-05-07T01:59:59.999","2018-05-07T02:59:59.999","2018-05-07T03:59:59.999","2018-05-07T04:59:59.999","2018-05-07T05:59:59.999","2018-05-07T06:59:59.999","2018-05-07T07:59:59.999","2018-05-07T08:59:59.999","2018-05-07T09:59:59.999","2018-05-07T10:59:59.999","2018-05-07T11:59:59.999","2018-05-07T12:59:59.999","2018-05-07T13:59:59.999","2018-05-07T14:59:59.999","2018-05-07T15:59:59.999","2018-05-07T16:59:59.999","2018-05-07T17:59:59.999","2018-05-07T18:59:59.999","2018-05-07T19:59:59.999","2018-05-07T20:59:59.999","2018-05-07T21:59:59.999","2018-05-07T22:59:59.999","2018-05-07T23:59:59.999","2018-05-08T00:59:59.999","2018-05-08T01:59:59.999","2018-05-08T02:59:59.999","2018-05-08T03:59:59.999","2018-05-08T04:59:59.999","2018-05-08T05:59:59.999","2018-05-08T06:59:59.999","2018-05-08T07:59:59.999","2018-05-08T08:59:59.999","2018-05-08T09:59:59.999","2018-05-08T10:59:59.999","2018-05-08T11:59:59.999","2018-05-08T12:59:59.999","2018-05-08T13:59:59.999","2018-05-08T14:59:59.999","2018-05-08T15:59:59.999","2018-05-08T16:59:59.999","2018-05-08T17:59:59.999","2018-05-08T18:59:59.999","2018-05-08T19:59:59.999","2018-05-08T20:59:59.999","2018-05-08T21:59:59.999","2018-05-08T22:59:59.999","2018-05-08T23:59:59.999","2018-05-09T00:59:59.999",{"$f":"DNN3+1/24","v":"2018-05-09T01:59:59.999"},"2018-05-09T02:59:59.999","2018-05-09T03:59:59.999","2018-05-09T04:59:59.999","2018-05-09T05:59:59.999","2018-05-09T06:59:59.999","2018-05-09T07:59:59.999","2018-05-09T08:59:59.999","2018-05-09T09:59:59.999","2018-05-09T10:59:59.999","2018-05-09T11:59:59.999","2018-05-09T12:59:59.999","2018-05-09T13:59:59.999","2018-05-09T14:59:59.999","2018-05-09T15:59:59.999","2018-05-09T16:59:59.999","2018-05-09T17:59:59.999","2018-05-09T18:59:59.999","2018-05-09T19:59:59.999","2018-05-09T20:59:59.999","2018-05-09T21:59:59.999","2018-05-09T22:59:59.999","2018-05-09T23:59:59.999","2018-05-10T00:59:59.999","2018-05-10T01:59:59.999","2018-05-10T02:59:59.999","2018-05-10T03:59:59.999","2018-05-10T04:59:59.999","2018-05-10T05:59:59.999","2018-05-10T06:59:59.999","2018-05-10T07:59:59.999","2018-05-10T08:59:59.999","2018-05-10T09:59:59.999","2018-05-10T10:59:59.999","2018-05-10T11:59:59.999","2018-05-10T12:59:59.999","2018-05-10T13:59:59.999","2018-05-10T14:59:59.999","2018-05-10T15:59:59.999","2018-05-10T16:59:59.999","2018-05-10T17:59:59.999","2018-05-10T18:59:59.999","2018-05-10T19:59:59.999","2018-05-10T20:59:59.999","2018-05-10T21:59:59.999","2018-05-10T22:59:59.999","2018-05-10T23:59:59.999","2018-05-11T00:59:59.999","2018-05-11T01:59:59.999","2018-05-11T02:59:59.999","2018-05-11T03:59:59.999","2018-05-11T04:59:59.999","2018-05-11T05:59:59.999","2018-05-11T06:59:59.999","2018-05-11T07:59:59.999","2018-05-11T08:59:59.999","2018-05-11T09:59:59.999","2018-05-11T10:59:59.999","2018-05-11T11:59:59.999","2018-05-11T12:59:59.999","2018-05-11T13:59:59.999","2018-05-11T14:59:59.999","2018-05-11T15:59:59.999","2018-05-11T16:59:59.999",{"$f":"DPZ3+1/24","v":"2018-05-11T17:59:59.999"},"2018-05-11T18:59:59.999","2018-05-11T19:59:59.999","2018-05-11T20:59:59.999","2018-05-11T21:59:59.999","2018-05-11T22:59:59.999","2018-05-11T23:59:59.999","2018-05-12T00:59:59.999","2018-05-12T01:59:59.999","2018-05-12T02:59:59.999","2018-05-12T03:59:59.999","2018-05-12T04:59:59.999","2018-05-12T05:59:59.999","2018-05-12T06:59:59.999","2018-05-12T07:59:59.999","2018-05-12T08:59:59.999","2018-05-12T09:59:59.999","2018-05-12T10:59:59.999","2018-05-12T11:59:59.999","2018-05-12T12:59:59.999","2018-05-12T13:59:59.999","2018-05-12T14:59:59.999","2018-05-12T15:59:59.999","2018-05-12T16:59:59.999","2018-05-12T17:59:59.999","2018-05-12T18:59:59.999","2018-05-12T19:59:59.999","2018-05-12T20:59:59.999","2018-05-12T21:59:59.999","2018-05-12T22:59:59.999","2018-05-12T23:59:59.999","2018-05-13T00:59:59.999","2018-05-13T01:59:59.999","2018-05-13T02:59:59.999","2018-05-13T03:59:59.999","2018-05-13T04:59:59.999","2018-05-13T05:59:59.999","2018-05-13T06:59:59.999","2018-05-13T07:59:59.999","2018-05-13T08:59:59.999","2018-05-13T09:59:59.999","2018-05-13T10:59:59.999","2018-05-13T11:59:59.999","2018-05-13T12:59:59.999","2018-05-13T13:59:59.999","2018-05-13T14:59:59.999","2018-05-13T15:59:59.999","2018-05-13T16:59:59.999","2018-05-13T17:59:59.999","2018-05-13T18:59:59.999","2018-05-13T19:59:59.999","2018-05-13T20:59:59.999","2018-05-13T21:59:59.999","2018-05-13T22:59:59.999","2018-05-13T23:59:59.999","2018-05-14T00:59:59.999","2018-05-14T01:59:59.999","2018-05-14T02:59:59.999","2018-05-14T03:59:59.999","2018-05-14T04:59:59.999","2018-05-14T05:59:59.999","2018-05-14T06:59:59.999","2018-05-14T07:59:59.999","2018-05-14T08:59:59.999",{"$f":"DSL3+1/24","v":"2018-05-14T09:59:59.999"},"2018-05-14T10:59:59.999","2018-05-14T11:59:59.999","2018-05-14T12:59:59.999","2018-05-14T13:59:59.999","2018-05-14T14:59:59.999","2018-05-14T15:59:59.999","2018-05-14T16:59:59.999","2018-05-14T17:59:59.999","2018-05-14T18:59:59.999","2018-05-14T19:59:59.999","2018-05-14T20:59:59.999","2018-05-14T21:59:59.999","2018-05-14T22:59:59.999","2018-05-14T23:59:59.999","2018-05-15T00:59:59.999","2018-05-15T01:59:59.999","2018-05-15T02:59:59.999","2018-05-15T03:59:59.999","2018-05-15T04:59:59.999","2018-05-15T05:59:59.999","2018-05-15T06:59:59.999","2018-05-15T07:59:59.999","2018-05-15T08:59:59.999","2018-05-15T09:59:59.999","2018-05-15T10:59:59.999","2018-05-15T11:59:59.999","2018-05-15T12:59:59.999","2018-05-15T13:59:59.999","2018-05-15T14:59:59.999","2018-05-15T15:59:59.999","2018-05-15T16:59:59.999","2018-05-15T17:59:59.999","2018-05-15T18:59:59.999","2018-05-15T19:59:59.999","2018-05-15T20:59:59.999","2018-05-15T21:59:59.999","2018-05-15T22:59:59.999","2018-05-15T23:59:59.999","2018-05-16T00:59:59.999","2018-05-16T01:59:59.999","2018-05-16T02:59:59.999","2018-05-16T03:59:59.999","2018-05-16T04:59:59.999","2018-05-16T05:59:59.999","2018-05-16T06:59:59.999","2018-05-16T07:59:59.999","2018-05-16T08:59:59.999","2018-05-16T09:59:59.999","2018-05-16T10:59:59.999","2018-05-16T11:59:59.999","2018-05-16T12:59:59.999","2018-05-16T13:59:59.999","2018-05-16T14:59:59.999","2018-05-16T15:59:59.999","2018-05-16T16:59:59.999","2018-05-16T17:59:59.999","2018-05-16T18:59:59.999","2018-05-16T19:59:59.999","2018-05-16T20:59:59.999","2018-05-16T21:59:59.999","2018-05-16T22:59:59.999","2018-05-16T23:59:59.999","2018-05-17T00:59:59.999",{"$f":"DUX3+1/24","v":"2018-05-17T01:59:59.999"},"2018-05-17T02:59:59.999","2018-05-17T03:59:59.999","2018-05-17T04:59:59.999","2018-05-17T05:59:59.999","2018-05-17T06:59:59.999","2018-05-17T07:59:59.999","2018-05-17T08:59:59.999","2018-05-17T09:59:59.999","2018-05-17T10:59:59.999","2018-05-17T11:59:59.999","2018-05-17T12:59:59.999","2018-05-17T13:59:59.999","2018-05-17T14:59:59.999","2018-05-17T15:59:59.999","2018-05-17T16:59:59.999","2018-05-17T17:59:59.999","2018-05-17T18:59:59.999","2018-05-17T19:59:59.999","2018-05-17T20:59:59.999","2018-05-17T21:59:59.999","2018-05-17T22:59:59.999","2018-05-17T23:59:59.999","2018-05-18T00:59:59.999","2018-05-18T01:59:59.999","2018-05-18T02:59:59.999","2018-05-18T03:59:59.999","2018-05-18T04:59:59.999","2018-05-18T05:59:59.999","2018-05-18T06:59:59.999","2018-05-18T07:59:59.999","2018-05-18T08:59:59.999","2018-05-18T09:59:59.999","2018-05-18T10:59:59.999","2018-05-18T11:59:59.999","2018-05-18T12:59:59.999","2018-05-18T13:59:59.999","2018-05-18T14:59:59.999","2018-05-18T15:59:59.999","2018-05-18T16:59:59.999","2018-05-18T17:59:59.999","2018-05-18T18:59:59.999","2018-05-18T19:59:59.999","2018-05-18T20:59:59.999","2018-05-18T21:59:59.999","2018-05-18T22:59:59.999","2018-05-18T23:59:59.999","2018-05-19T00:59:59.999","2018-05-19T01:59:59.999","2018-05-19T02:59:59.999","2018-05-19T03:59:59.999","2018-05-19T04:59:59.999","2018-05-19T05:59:59.999","2018-05-19T06:59:59.999","2018-05-19T07:59:59.999","2018-05-19T08:59:59.999","2018-05-19T09:59:59.999","2018-05-19T10:59:59.999","2018-05-19T11:59:59.999","2018-05-19T12:59:59.999","2018-05-19T13:59:59.999","2018-05-19T14:59:59.999","2018-05-19T15:59:59.999","2018-05-19T16:59:59.999",{"$f":"DXJ3+1/24","v":"2018-05-19T17:59:59.999"},"2018-05-19T18:59:59.999","2018-05-19T19:59:59.999","2018-05-19T20:59:59.999","2018-05-19T21:59:59.999","2018-05-19T22:59:59.999","2018-05-19T23:59:59.999","2018-05-20T00:59:59.999","2018-05-20T01:59:59.999","2018-05-20T02:59:59.999","2018-05-20T03:59:59.999","2018-05-20T04:59:59.999","2018-05-20T05:59:59.999","2018-05-20T06:59:59.999","2018-05-20T07:59:59.999","2018-05-20T08:59:59.999","2018-05-20T09:59:59.999","2018-05-20T10:59:59.999","2018-05-20T11:59:59.999","2018-05-20T12:59:59.999","2018-05-20T13:59:59.999","2018-05-20T14:59:59.999","2018-05-20T15:59:59.999","2018-05-20T16:59:59.999","2018-05-20T17:59:59.999","2018-05-20T18:59:59.999","2018-05-20T19:59:59.999","2018-05-20T20:59:59.999","2018-05-20T21:59:59.999","2018-05-20T22:59:59.999","2018-05-20T23:59:59.999","2018-05-21T00:59:59.999","2018-05-21T01:59:59.999","2018-05-21T02:59:59.999","2018-05-21T03:59:59.999","2018-05-21T04:59:59.999","2018-05-21T05:59:59.999","2018-05-21T06:59:59.999","2018-05-21T07:59:59.999","2018-05-21T08:59:59.999","2018-05-21T09:59:59.999","2018-05-21T10:59:59.999","2018-05-21T11:59:59.999","2018-05-21T12:59:59.999","2018-05-21T13:59:59.999","2018-05-21T14:59:59.999","2018-05-21T15:59:59.999","2018-05-21T16:59:59.999","2018-05-21T17:59:59.999","2018-05-21T18:59:59.999","2018-05-21T19:59:59.999","2018-05-21T20:59:59.999","2018-05-21T21:59:59.999","2018-05-21T22:59:59.999","2018-05-21T23:59:59.999","2018-05-22T00:59:59.999","2018-05-22T01:59:59.999","2018-05-22T02:59:59.999","2018-05-22T03:59:59.999","2018-05-22T04:59:59.999","2018-05-22T05:59:59.999","2018-05-22T06:59:59.999","2018-05-22T07:59:59.999","2018-05-22T08:59:59.999",{"$f":"DZV3+1/24","v":"2018-05-22T09:59:59.999"},"2018-05-22T10:59:59.999","2018-05-22T11:59:59.999","2018-05-22T12:59:59.999","2018-05-22T13:59:59.999","2018-05-22T14:59:59.999","2018-05-22T15:59:59.999","2018-05-22T16:59:59.999","2018-05-22T17:59:59.999","2018-05-22T18:59:59.999","2018-05-22T19:59:59.999","2018-05-22T20:59:59.999","2018-05-22T21:59:59.999","2018-05-22T22:59:59.999","2018-05-22T23:59:59.999","2018-05-23T00:59:59.999","2018-05-23T01:59:59.999","2018-05-23T02:59:59.999","2018-05-23T03:59:59.999","2018-05-23T04:59:59.999","2018-05-23T05:59:59.999","2018-05-23T06:59:59.999","2018-05-23T07:59:59.999","2018-05-23T08:59:59.999","2018-05-23T09:59:59.999","2018-05-23T10:59:59.999","2018-05-23T11:59:59.999","2018-05-23T12:59:59.999","2018-05-23T13:59:59.999","2018-05-23T14:59:59.999","2018-05-23T15:59:59.999","2018-05-23T16:59:59.999","2018-05-23T17:59:59.999","2018-05-23T18:59:59.999","2018-05-23T19:59:59.999","2018-05-23T20:59:59.999","2018-05-23T21:59:59.999","2018-05-23T22:59:59.999","2018-05-23T23:59:59.999","2018-05-24T00:59:59.999","2018-05-24T01:59:59.999","2018-05-24T02:59:59.999","2018-05-24T03:59:59.999","2018-05-24T04:59:59.999","2018-05-24T05:59:59.999","2018-05-24T06:59:59.999","2018-05-24T07:59:59.999","2018-05-24T08:59:59.999","2018-05-24T09:59:59.999","2018-05-24T10:59:59.999","2018-05-24T11:59:59.999","2018-05-24T12:59:59.999","2018-05-24T13:59:59.999","2018-05-24T14:59:59.999","2018-05-24T15:59:59.999","2018-05-24T16:59:59.999","2018-05-24T17:59:59.999","2018-05-24T18:59:59.999","2018-05-24T19:59:59.999","2018-05-24T20:59:59.999","2018-05-24T21:59:59.999","2018-05-24T22:59:59.999","2018-05-24T23:59:59.999","2018-05-25T00:59:59.999",{"$f":"ECH3+1/24","v":"2018-05-25T01:59:59.999"},"2018-05-25T02:59:59.999","2018-05-25T03:59:59.999","2018-05-25T04:59:59.999","2018-05-25T05:59:59.999","2018-05-25T06:59:59.999","2018-05-25T07:59:59.999","2018-05-25T08:59:59.999","2018-05-25T09:59:59.999","2018-05-25T10:59:59.999","2018-05-25T11:59:59.999","2018-05-25T12:59:59.999","2018-05-25T13:59:59.999","2018-05-25T14:59:59.999","2018-05-25T15:59:59.999","2018-05-25T16:59:59.999","2018-05-25T17:59:59.999","2018-05-25T18:59:59.999","2018-05-25T19:59:59.999","2018-05-25T20:59:59.999","2018-05-25T21:59:59.999","2018-05-25T22:59:59.999","2018-05-25T23:59:59.999","2018-05-26T00:59:59.999","2018-05-26T01:59:59.999","2018-05-26T02:59:59.999","2018-05-26T03:59:59.999","2018-05-26T04:59:59.999","2018-05-26T05:59:59.999","2018-05-26T06:59:59.999","2018-05-26T07:59:59.999","2018-05-26T08:59:59.999","2018-05-26T09:59:59.999","2018-05-26T10:59:59.999","2018-05-26T11:59:59.999","2018-05-26T12:59:59.999","2018-05-26T13:59:59.999","2018-05-26T14:59:59.999","2018-05-26T15:59:59.999","2018-05-26T16:59:59.999","2018-05-26T17:59:59.999","2018-05-26T18:59:59.999","2018-05-26T19:59:59.999","2018-05-26T20:59:59.999","2018-05-26T21:59:59.999","2018-05-26T22:59:59.999","2018-05-26T23:59:59.999","2018-05-27T00:59:59.999","2018-05-27T01:59:59.999","2018-05-27T02:59:59.999","2018-05-27T03:59:59.999","2018-05-27T04:59:59.999","2018-05-27T05:59:59.999","2018-05-27T06:59:59.999","2018-05-27T07:59:59.999","2018-05-27T08:59:59.999","2018-05-27T09:59:59.999","2018-05-27T10:59:59.999","2018-05-27T11:59:59.999","2018-05-27T12:59:59.999","2018-05-27T13:59:59.999","2018-05-27T14:59:59.999","2018-05-27T15:59:59.999","2018-05-27T16:59:59.999",{"$f":"EET3+1/24","v":"2018-05-27T17:59:59.999"},"2018-05-27T18:59:59.999","2018-05-27T19:59:59.999","2018-05-27T20:59:59.999","2018-05-27T21:59:59.999","2018-05-27T22:59:59.999","2018-05-27T23:59:59.999","2018-05-28T00:59:59.999","2018-05-28T01:59:59.999","2018-05-28T02:59:59.999","2018-05-28T03:59:59.999","2018-05-28T04:59:59.999","2018-05-28T05:59:59.999","2018-05-28T06:59:59.999","2018-05-28T07:59:59.999","2018-05-28T08:59:59.999","2018-05-28T09:59:59.999","2018-05-28T10:59:59.999","2018-05-28T11:59:59.999","2018-05-28T12:59:59.999","2018-05-28T13:59:59.999","2018-05-28T14:59:59.999","2018-05-28T15:59:59.999","2018-05-28T16:59:59.999","2018-05-28T17:59:59.999","2018-05-28T18:59:59.999","2018-05-28T19:59:59.999","2018-05-28T20:59:59.999","2018-05-28T21:59:59.999","2018-05-28T22:59:59.999","2018-05-28T23:59:59.999","2018-05-29T00:59:59.999","2018-05-29T01:59:59.999","2018-05-29T02:59:59.999","2018-05-29T03:59:59.999","2018-05-29T04:59:59.999","2018-05-29T05:59:59.999","2018-05-29T06:59:59.999","2018-05-29T07:59:59.999","2018-05-29T08:59:59.999","2018-05-29T09:59:59.999","2018-05-29T10:59:59.999","2018-05-29T11:59:59.999","2018-05-29T12:59:59.999","2018-05-29T13:59:59.999","2018-05-29T14:59:59.999","2018-05-29T15:59:59.999","2018-05-29T16:59:59.999","2018-05-29T17:59:59.999","2018-05-29T18:59:59.999","2018-05-29T19:59:59.999","2018-05-29T20:59:59.999","2018-05-29T21:59:59.999","2018-05-29T22:59:59.999","2018-05-29T23:59:59.999","2018-05-30T00:59:59.999","2018-05-30T01:59:59.999","2018-05-30T02:59:59.999","2018-05-30T03:59:59.999","2018-05-30T04:59:59.999","2018-05-30T05:59:59.999","2018-05-30T06:59:59.999","2018-05-30T07:59:59.999","2018-05-30T08:59:59.999",{"$f":"EHF3+1/24","v":"2018-05-30T09:59:59.999"},"2018-05-30T10:59:59.999","2018-05-30T11:59:59.999","2018-05-30T12:59:59.999","2018-05-30T13:59:59.999","2018-05-30T14:59:59.999","2018-05-30T15:59:59.999","2018-05-30T16:59:59.999","2018-05-30T17:59:59.999","2018-05-30T18:59:59.999","2018-05-30T19:59:59.999","2018-05-30T20:59:59.999","2018-05-30T21:59:59.999","2018-05-30T22:59:59.999","2018-05-30T23:59:59.999","2018-05-31T00:59:59.999","2018-05-31T01:59:59.999","2018-05-31T02:59:59.999","2018-05-31T03:59:59.999","2018-05-31T04:59:59.999","2018-05-31T05:59:59.999","2018-05-31T06:59:59.999","2018-05-31T07:59:59.999","2018-05-31T08:59:59.999","2018-05-31T09:59:59.999","2018-05-31T10:59:59.999","2018-05-31T11:59:59.999","2018-05-31T12:59:59.999","2018-05-31T13:59:59.999","2018-05-31T14:59:59.999","2018-05-31T15:59:59.999","2018-05-31T16:59:59.999","2018-05-31T17:59:59.999","2018-05-31T18:59:59.999","2018-05-31T19:59:59.999","2018-05-31T20:59:59.999","2018-05-31T21:59:59.999","2018-05-31T22:59:59.999","2018-05-31T23:59:59.999","2018-06-01T00:59:59.999","2018-06-01T01:59:59.999","2018-06-01T02:59:59.999","2018-06-01T03:59:59.999","2018-06-01T04:59:59.999","2018-06-01T05:59:59.999","2018-06-01T06:59:59.999","2018-06-01T07:59:59.999","2018-06-01T08:59:59.999","2018-06-01T09:59:59.999","2018-06-01T10:59:59.999","2018-06-01T11:59:59.999","2018-06-01T12:59:59.999","2018-06-01T13:59:59.999","2018-06-01T14:59:59.999","2018-06-01T15:59:59.999","2018-06-01T16:59:59.999","2018-06-01T17:59:59.999","2018-06-01T18:59:59.999","2018-06-01T19:59:59.999","2018-06-01T20:59:59.999","2018-06-01T21:59:59.999","2018-06-01T22:59:59.999","2018-06-01T23:59:59.999","2018-06-02T00:59:59.999",{"$f":"EJR3+1/24","v":"2018-06-02T01:59:59.999"},"2018-06-02T02:59:59.999","2018-06-02T03:59:59.999","2018-06-02T04:59:59.999","2018-06-02T05:59:59.999","2018-06-02T06:59:59.999","2018-06-02T07:59:59.999","2018-06-02T08:59:59.999","2018-06-02T09:59:59.999","2018-06-02T10:59:59.999","2018-06-02T11:59:59.999","2018-06-02T12:59:59.999","2018-06-02T13:59:59.999","2018-06-02T14:59:59.999","2018-06-02T15:59:59.999","2018-06-02T16:59:59.999","2018-06-02T17:59:59.999","2018-06-02T18:59:59.999","2018-06-02T19:59:59.999","2018-06-02T20:59:59.999","2018-06-02T21:59:59.999","2018-06-02T22:59:59.999","2018-06-02T23:59:59.999","2018-06-03T00:59:59.999","2018-06-03T01:59:59.999","2018-06-03T02:59:59.999","2018-06-03T03:59:59.999","2018-06-03T04:59:59.999","2018-06-03T05:59:59.999","2018-06-03T06:59:59.999","2018-06-03T07:59:59.999","2018-06-03T08:59:59.999","2018-06-03T09:59:59.999","2018-06-03T10:59:59.999","2018-06-03T11:59:59.999","2018-06-03T12:59:59.999","2018-06-03T13:59:59.999","2018-06-03T14:59:59.999","2018-06-03T15:59:59.999","2018-06-03T16:59:59.999","2018-06-03T17:59:59.999","2018-06-03T18:59:59.999","2018-06-03T19:59:59.999","2018-06-03T20:59:59.999","2018-06-03T21:59:59.999","2018-06-03T22:59:59.999","2018-06-03T23:59:59.999","2018-06-04T00:59:59.999","2018-06-04T01:59:59.999","2018-06-04T02:59:59.999","2018-06-04T03:59:59.999","2018-06-04T04:59:59.999","2018-06-04T05:59:59.999","2018-06-04T06:59:59.999","2018-06-04T07:59:59.999","2018-06-04T08:59:59.999","2018-06-04T09:59:59.999","2018-06-04T10:59:59.999","2018-06-04T11:59:59.999","2018-06-04T12:59:59.999","2018-06-04T13:59:59.999","2018-06-04T14:59:59.999","2018-06-04T15:59:59.999","2018-06-04T16:59:59.999",{"$f":"EMD3+1/24","v":"2018-06-04T17:59:59.999"},"2018-06-04T18:59:59.999","2018-06-04T19:59:59.999","2018-06-04T20:59:59.999","2018-06-04T21:59:59.999","2018-06-04T22:59:59.999","2018-06-04T23:59:59.999","2018-06-05T00:59:59.999","2018-06-05T01:59:59.999","2018-06-05T02:59:59.999","2018-06-05T03:59:59.999","2018-06-05T04:59:59.999","2018-06-05T05:59:59.999","2018-06-05T06:59:59.999","2018-06-05T07:59:59.999","2018-06-05T08:59:59.999","2018-06-05T09:59:59.999","2018-06-05T10:59:59.999","2018-06-05T11:59:59.999","2018-06-05T12:59:59.999","2018-06-05T13:59:59.999","2018-06-05T14:59:59.999","2018-06-05T15:59:59.999","2018-06-05T16:59:59.999","2018-06-05T17:59:59.999","2018-06-05T18:59:59.999","2018-06-05T19:59:59.999","2018-06-05T20:59:59.999","2018-06-05T21:59:59.999","2018-06-05T22:59:59.999","2018-06-05T23:59:59.999","2018-06-06T00:59:59.999","2018-06-06T01:59:59.999","2018-06-06T02:59:59.999","2018-06-06T03:59:59.999","2018-06-06T04:59:59.999","2018-06-06T05:59:59.999","2018-06-06T06:59:59.999","2018-06-06T07:59:59.999","2018-06-06T08:59:59.999","2018-06-06T09:59:59.999","2018-06-06T10:59:59.999","2018-06-06T11:59:59.999","2018-06-06T12:59:59.999","2018-06-06T13:59:59.999","2018-06-06T14:59:59.999","2018-06-06T15:59:59.999","2018-06-06T16:59:59.999","2018-06-06T17:59:59.999","2018-06-06T18:59:59.999","2018-06-06T19:59:59.999","2018-06-06T20:59:59.999","2018-06-06T21:59:59.999","2018-06-06T22:59:59.999","2018-06-06T23:59:59.999","2018-06-07T00:59:59.999","2018-06-07T01:59:59.999","2018-06-07T02:59:59.999","2018-06-07T03:59:59.999","2018-06-07T04:59:59.999","2018-06-07T05:59:59.999","2018-06-07T06:59:59.999","2018-06-07T07:59:59.999","2018-06-07T08:59:59.999",{"$f":"EOP3+1/24","v":"2018-06-07T09:59:59.999"},"2018-06-07T10:59:59.999","2018-06-07T11:59:59.999","2018-06-07T12:59:59.999","2018-06-07T13:59:59.999","2018-06-07T14:59:59.999","2018-06-07T15:59:59.999","2018-06-07T16:59:59.999","2018-06-07T17:59:59.999","2018-06-07T18:59:59.999","2018-06-07T19:59:59.999","2018-06-07T20:59:59.999","2018-06-07T21:59:59.999","2018-06-07T22:59:59.999","2018-06-07T23:59:59.999","2018-06-08T00:59:59.999","2018-06-08T01:59:59.999","2018-06-08T02:59:59.999","2018-06-08T03:59:59.999","2018-06-08T04:59:59.999","2018-06-08T05:59:59.999","2018-06-08T06:59:59.999","2018-06-08T07:59:59.999","2018-06-08T08:59:59.999","2018-06-08T09:59:59.999","2018-06-08T10:59:59.999","2018-06-08T11:59:59.999","2018-06-08T12:59:59.999","2018-06-08T13:59:59.999","2018-06-08T14:59:59.999","2018-06-08T15:59:59.999","2018-06-08T16:59:59.999","2018-06-08T17:59:59.999","2018-06-08T18:59:59.999","2018-06-08T19:59:59.999","2018-06-08T20:59:59.999","2018-06-08T21:59:59.999","2018-06-08T22:59:59.999","2018-06-08T23:59:59.999","2018-06-09T00:59:59.999","2018-06-09T01:59:59.999","2018-06-09T02:59:59.999","2018-06-09T03:59:59.999","2018-06-09T04:59:59.999","2018-06-09T05:59:59.999","2018-06-09T06:59:59.999","2018-06-09T07:59:59.999","2018-06-09T08:59:59.999","2018-06-09T09:59:59.999","2018-06-09T10:59:59.999","2018-06-09T11:59:59.999","2018-06-09T12:59:59.999","2018-06-09T13:59:59.999","2018-06-09T14:59:59.999","2018-06-09T15:59:59.999","2018-06-09T16:59:59.999","2018-06-09T17:59:59.999","2018-06-09T18:59:59.999","2018-06-09T19:59:59.999","2018-06-09T20:59:59.999","2018-06-09T21:59:59.999","2018-06-09T22:59:59.999","2018-06-09T23:59:59.999","2018-06-10T00:59:59.999",{"$f":"ERB3+1/24","v":"2018-06-10T01:59:59.999"},"2018-06-10T02:59:59.999","2018-06-10T03:59:59.999","2018-06-10T04:59:59.999","2018-06-10T05:59:59.999","2018-06-10T06:59:59.999","2018-06-10T07:59:59.999","2018-06-10T08:59:59.999","2018-06-10T09:59:59.999","2018-06-10T10:59:59.999","2018-06-10T11:59:59.999","2018-06-10T12:59:59.999","2018-06-10T13:59:59.999","2018-06-10T14:59:59.999","2018-06-10T15:59:59.999","2018-06-10T16:59:59.999","2018-06-10T17:59:59.999","2018-06-10T18:59:59.999","2018-06-10T19:59:59.999","2018-06-10T20:59:59.999","2018-06-10T21:59:59.999","2018-06-10T22:59:59.999","2018-06-10T23:59:59.999","2018-06-11T00:59:59.999","2018-06-11T01:59:59.999","2018-06-11T02:59:59.999","2018-06-11T03:59:59.999","2018-06-11T04:59:59.999","2018-06-11T05:59:59.999","2018-06-11T06:59:59.999","2018-06-11T07:59:59.999","2018-06-11T08:59:59.999","2018-06-11T09:59:59.999","2018-06-11T10:59:59.999","2018-06-11T11:59:59.999","2018-06-11T12:59:59.999","2018-06-11T13:59:59.999","2018-06-11T14:59:59.999","2018-06-11T15:59:59.999","2018-06-11T16:59:59.999","2018-06-11T17:59:59.999","2018-06-11T18:59:59.999","2018-06-11T19:59:59.999","2018-06-11T20:59:59.999","2018-06-11T21:59:59.999","2018-06-11T22:59:59.999","2018-06-11T23:59:59.999","2018-06-12T00:59:59.999","2018-06-12T01:59:59.999","2018-06-12T02:59:59.999","2018-06-12T03:59:59.999","2018-06-12T04:59:59.999","2018-06-12T05:59:59.999","2018-06-12T06:59:59.999","2018-06-12T07:59:59.999","2018-06-12T08:59:59.999","2018-06-12T09:59:59.999","2018-06-12T10:59:59.999","2018-06-12T11:59:59.999","2018-06-12T12:59:59.999","2018-06-12T13:59:59.999","2018-06-12T14:59:59.999","2018-06-12T15:59:59.999","2018-06-12T16:59:59.999",{"$f":"ETN3+1/24","v":"2018-06-12T17:59:59.999"},"2018-06-12T18:59:59.999","2018-06-12T19:59:59.999","2018-06-12T20:59:59.999","2018-06-12T21:59:59.999","2018-06-12T22:59:59.999","2018-06-12T23:59:59.999","2018-06-13T00:59:59.999","2018-06-13T01:59:59.999","2018-06-13T02:59:59.999","2018-06-13T03:59:59.999","2018-06-13T04:59:59.999","2018-06-13T05:59:59.999","2018-06-13T06:59:59.999","2018-06-13T07:59:59.999","2018-06-13T08:59:59.999","2018-06-13T09:59:59.999","2018-06-13T10:59:59.999","2018-06-13T11:59:59.999","2018-06-13T12:59:59.999","2018-06-13T13:59:59.999","2018-06-13T14:59:59.999","2018-06-13T15:59:59.999","2018-06-13T16:59:59.999","2018-06-13T17:59:59.999","2018-06-13T18:59:59.999","2018-06-13T19:59:59.999","2018-06-13T20:59:59.999","2018-06-13T21:59:59.999","2018-06-13T22:59:59.999","2018-06-13T23:59:59.999","2018-06-14T00:59:59.999","2018-06-14T01:59:59.999","2018-06-14T02:59:59.999","2018-06-14T03:59:59.999","2018-06-14T04:59:59.999","2018-06-14T05:59:59.999","2018-06-14T06:59:59.999","2018-06-14T07:59:59.999","2018-06-14T08:59:59.999","2018-06-14T09:59:59.999","2018-06-14T10:59:59.999","2018-06-14T11:59:59.999","2018-06-14T12:59:59.999","2018-06-14T13:59:59.999","2018-06-14T14:59:59.999","2018-06-14T15:59:59.999","2018-06-14T16:59:59.999","2018-06-14T17:59:59.999","2018-06-14T18:59:59.999","2018-06-14T19:59:59.999","2018-06-14T20:59:59.999","2018-06-14T21:59:59.999","2018-06-14T22:59:59.999","2018-06-14T23:59:59.999","2018-06-15T00:59:59.999","2018-06-15T01:59:59.999","2018-06-15T02:59:59.999","2018-06-15T03:59:59.999","2018-06-15T04:59:59.999","2018-06-15T05:59:59.999","2018-06-15T06:59:59.999","2018-06-15T07:59:59.999","2018-06-15T08:59:59.999",{"$f":"EVZ3+1/24","v":"2018-06-15T09:59:59.999"},"2018-06-15T10:59:59.999","2018-06-15T11:59:59.999","2018-06-15T12:59:59.999","2018-06-15T13:59:59.999","2018-06-15T14:59:59.999","2018-06-15T15:59:59.999","2018-06-15T16:59:59.999","2018-06-15T17:59:59.999","2018-06-15T18:59:59.999","2018-06-15T19:59:59.999","2018-06-15T20:59:59.999","2018-06-15T21:59:59.999","2018-06-15T22:59:59.999","2018-06-15T23:59:59.999","2018-06-16T00:59:59.999","2018-06-16T01:59:59.999","2018-06-16T02:59:59.999","2018-06-16T03:59:59.999","2018-06-16T04:59:59.999","2018-06-16T05:59:59.999","2018-06-16T06:59:59.999","2018-06-16T07:59:59.999","2018-06-16T08:59:59.999","2018-06-16T09:59:59.999","2018-06-16T10:59:59.999","2018-06-16T11:59:59.999","2018-06-16T12:59:59.999","2018-06-16T13:59:59.999","2018-06-16T14:59:59.999","2018-06-16T15:59:59.999","2018-06-16T16:59:59.999","2018-06-16T17:59:59.999","2018-06-16T18:59:59.999","2018-06-16T19:59:59.999","2018-06-16T20:59:59.999","2018-06-16T21:59:59.999","2018-06-16T22:59:59.999","2018-06-16T23:59:59.999","2018-06-17T00:59:59.999","2018-06-17T01:59:59.999","2018-06-17T02:59:59.999","2018-06-17T03:59:59.999","2018-06-17T04:59:59.999","2018-06-17T05:59:59.999","2018-06-17T06:59:59.999","2018-06-17T07:59:59.999","2018-06-17T08:59:59.999","2018-06-17T09:59:59.999","2018-06-17T10:59:59.999","2018-06-17T11:59:59.999","2018-06-17T12:59:59.999","2018-06-17T13:59:59.999","2018-06-17T14:59:59.999","2018-06-17T15:59:59.999","2018-06-17T16:59:59.999","2018-06-17T17:59:59.999","2018-06-17T18:59:59.999","2018-06-17T19:59:59.999","2018-06-17T20:59:59.999","2018-06-17T21:59:59.999","2018-06-17T22:59:59.999","2018-06-17T23:59:59.999","2018-06-18T00:59:59.999",{"$f":"EYL3+1/24","v":"2018-06-18T01:59:59.999"},"2018-06-18T02:59:59.999","2018-06-18T03:59:59.999","2018-06-18T04:59:59.999","2018-06-18T05:59:59.999","2018-06-18T06:59:59.999","2018-06-18T07:59:59.999","2018-06-18T08:59:59.999","2018-06-18T09:59:59.999","2018-06-18T10:59:59.999","2018-06-18T11:59:59.999","2018-06-18T12:59:59.999","2018-06-18T13:59:59.999","2018-06-18T14:59:59.999","2018-06-18T15:59:59.999","2018-06-18T16:59:59.999","2018-06-18T17:59:59.999","2018-06-18T18:59:59.999","2018-06-18T19:59:59.999","2018-06-18T20:59:59.999","2018-06-18T21:59:59.999","2018-06-18T22:59:59.999","2018-06-18T23:59:59.999","2018-06-19T00:59:59.999","2018-06-19T01:59:59.999","2018-06-19T02:59:59.999","2018-06-19T03:59:59.999","2018-06-19T04:59:59.999","2018-06-19T05:59:59.999","2018-06-19T06:59:59.999","2018-06-19T07:59:59.999","2018-06-19T08:59:59.999","2018-06-19T09:59:59.999","2018-06-19T10:59:59.999","2018-06-19T11:59:59.999","2018-06-19T12:59:59.999","2018-06-19T13:59:59.999","2018-06-19T14:59:59.999","2018-06-19T15:59:59.999","2018-06-19T16:59:59.999","2018-06-19T17:59:59.999","2018-06-19T18:59:59.999","2018-06-19T19:59:59.999","2018-06-19T20:59:59.999","2018-06-19T21:59:59.999","2018-06-19T22:59:59.999","2018-06-19T23:59:59.999","2018-06-20T00:59:59.999","2018-06-20T01:59:59.999","2018-06-20T02:59:59.999","2018-06-20T03:59:59.999","2018-06-20T04:59:59.999","2018-06-20T05:59:59.999","2018-06-20T06:59:59.999","2018-06-20T07:59:59.999","2018-06-20T08:59:59.999","2018-06-20T09:59:59.999","2018-06-20T10:59:59.999","2018-06-20T11:59:59.999","2018-06-20T12:59:59.999","2018-06-20T13:59:59.999","2018-06-20T14:59:59.999","2018-06-20T15:59:59.999","2018-06-20T16:59:59.999",{"$f":"FAX3+1/24","v":"2018-06-20T17:59:59.999"},"2018-06-20T18:59:59.999","2018-06-20T19:59:59.999","2018-06-20T20:59:59.999","2018-06-20T21:59:59.999","2018-06-20T22:59:59.999","2018-06-20T23:59:59.999","2018-06-21T00:59:59.999","2018-06-21T01:59:59.999","2018-06-21T02:59:59.999","2018-06-21T03:59:59.999","2018-06-21T04:59:59.999","2018-06-21T05:59:59.999","2018-06-21T06:59:59.999","2018-06-21T07:59:59.999","2018-06-21T08:59:59.999","2018-06-21T09:59:59.999","2018-06-21T10:59:59.999","2018-06-21T11:59:59.999","2018-06-21T12:59:59.999","2018-06-21T13:59:59.999","2018-06-21T14:59:59.999","2018-06-21T15:59:59.999","2018-06-21T16:59:59.999","2018-06-21T17:59:59.999","2018-06-21T18:59:59.999","2018-06-21T19:59:59.999","2018-06-21T20:59:59.999","2018-06-21T21:59:59.999","2018-06-21T22:59:59.999","2018-06-21T23:59:59.999","2018-06-22T00:59:59.999","2018-06-22T01:59:59.999","2018-06-22T02:59:59.999","2018-06-22T03:59:59.999","2018-06-22T04:59:59.999","2018-06-22T05:59:59.999","2018-06-22T06:59:59.999","2018-06-22T07:59:59.999","2018-06-22T08:59:59.999","2018-06-22T09:59:59.999","2018-06-22T10:59:59.999","2018-06-22T11:59:59.999","2018-06-22T12:59:59.999","2018-06-22T13:59:59.999","2018-06-22T14:59:59.999","2018-06-22T15:59:59.999","2018-06-22T16:59:59.999","2018-06-22T17:59:59.999","2018-06-22T18:59:59.999","2018-06-22T19:59:59.999","2018-06-22T20:59:59.999","2018-06-22T21:59:59.999","2018-06-22T22:59:59.999","2018-06-22T23:59:59.999","2018-06-23T00:59:59.999","2018-06-23T01:59:59.999","2018-06-23T02:59:59.999","2018-06-23T03:59:59.999","2018-06-23T04:59:59.999","2018-06-23T05:59:59.999","2018-06-23T06:59:59.999","2018-06-23T07:59:59.999","2018-06-23T08:59:59.999",{"$f":"FDJ3+1/24","v":"2018-06-23T09:59:59.999"},"2018-06-23T10:59:59.999","2018-06-23T11:59:59.999","2018-06-23T12:59:59.999","2018-06-23T13:59:59.999","2018-06-23T14:59:59.999","2018-06-23T15:59:59.999","2018-06-23T16:59:59.999","2018-06-23T17:59:59.999","2018-06-23T18:59:59.999","2018-06-23T19:59:59.999","2018-06-23T20:59:59.999","2018-06-23T21:59:59.999","2018-06-23T22:59:59.999","2018-06-23T23:59:59.999","2018-06-24T00:59:59.999","2018-06-24T01:59:59.999","2018-06-24T02:59:59.999","2018-06-24T03:59:59.999","2018-06-24T04:59:59.999","2018-06-24T05:59:59.999","2018-06-24T06:59:59.999","2018-06-24T07:59:59.999","2018-06-24T08:59:59.999","2018-06-24T09:59:59.999","2018-06-24T10:59:59.999","2018-06-24T11:59:59.999","2018-06-24T12:59:59.999","2018-06-24T13:59:59.999","2018-06-24T14:59:59.999","2018-06-24T15:59:59.999","2018-06-24T16:59:59.999","2018-06-24T17:59:59.999","2018-06-24T18:59:59.999","2018-06-24T19:59:59.999","2018-06-24T20:59:59.999","2018-06-24T21:59:59.999","2018-06-24T22:59:59.999","2018-06-24T23:59:59.999","2018-06-25T00:59:59.999","2018-06-25T01:59:59.999","2018-06-25T02:59:59.999","2018-06-25T03:59:59.999","2018-06-25T04:59:59.999","2018-06-25T05:59:59.999","2018-06-25T06:59:59.999","2018-06-25T07:59:59.999","2018-06-25T08:59:59.999","2018-06-25T09:59:59.999","2018-06-25T10:59:59.999","2018-06-25T11:59:59.999","2018-06-25T12:59:59.999","2018-06-25T13:59:59.999","2018-06-25T14:59:59.999","2018-06-25T15:59:59.999","2018-06-25T16:59:59.999","2018-06-25T17:59:59.999","2018-06-25T18:59:59.999","2018-06-25T19:59:59.999","2018-06-25T20:59:59.999","2018-06-25T21:59:59.999","2018-06-25T22:59:59.999","2018-06-25T23:59:59.999","2018-06-26T00:59:59.999",{"$f":"FFV3+1/24","v":"2018-06-26T01:59:59.999"},"2018-06-26T02:59:59.999","2018-06-26T03:59:59.999","2018-06-26T04:59:59.999","2018-06-26T05:59:59.999","2018-06-26T06:59:59.999","2018-06-26T07:59:59.999","2018-06-26T08:59:59.999","2018-06-26T09:59:59.999","2018-06-26T10:59:59.999","2018-06-26T11:59:59.999","2018-06-26T12:59:59.999","2018-06-26T13:59:59.999","2018-06-26T14:59:59.999","2018-06-26T15:59:59.999","2018-06-26T16:59:59.999","2018-06-26T17:59:59.999","2018-06-26T18:59:59.999","2018-06-26T19:59:59.999","2018-06-26T20:59:59.999","2018-06-26T21:59:59.999","2018-06-26T22:59:59.999","2018-06-26T23:59:59.999","2018-06-27T00:59:59.999","2018-06-27T01:59:59.999","2018-06-27T02:59:59.999","2018-06-27T03:59:59.999","2018-06-27T04:59:59.999","2018-06-27T05:59:59.999","2018-06-27T06:59:59.999","2018-06-27T07:59:59.999","2018-06-27T08:59:59.999","2018-06-27T09:59:59.999","2018-06-27T10:59:59.999","2018-06-27T11:59:59.999","2018-06-27T12:59:59.999","2018-06-27T13:59:59.999","2018-06-27T14:59:59.999","2018-06-27T15:59:59.999","2018-06-27T16:59:59.999","2018-06-27T17:59:59.999","2018-06-27T18:59:59.999","2018-06-27T19:59:59.999","2018-06-27T20:59:59.999","2018-06-27T21:59:59.999","2018-06-27T22:59:59.999","2018-06-27T23:59:59.999","2018-06-28T00:59:59.999","2018-06-28T01:59:59.999","2018-06-28T02:59:59.999","2018-06-28T03:59:59.999","2018-06-28T04:59:59.999","2018-06-28T05:59:59.999","2018-06-28T06:59:59.999","2018-06-28T07:59:59.999","2018-06-28T08:59:59.999","2018-06-28T09:59:59.999","2018-06-28T10:59:59.999","2018-06-28T11:59:59.999","2018-06-28T12:59:59.999","2018-06-28T13:59:59.999","2018-06-28T14:59:59.999","2018-06-28T15:59:59.999","2018-06-28T16:59:59.999",{"$f":"FIH3+1/24","v":"2018-06-28T17:59:59.999"},"2018-06-28T18:59:59.999","2018-06-28T19:59:59.999","2018-06-28T20:59:59.999","2018-06-28T21:59:59.999","2018-06-28T22:59:59.999","2018-06-28T23:59:59.999","2018-06-29T00:59:59.999","2018-06-29T01:59:59.999","2018-06-29T02:59:59.999","2018-06-29T03:59:59.999","2018-06-29T04:59:59.999","2018-06-29T05:59:59.999","2018-06-29T06:59:59.999","2018-06-29T07:59:59.999","2018-06-29T08:59:59.999","2018-06-29T09:59:59.999","2018-06-29T10:59:59.999","2018-06-29T11:59:59.999","2018-06-29T12:59:59.999","2018-06-29T13:59:59.999","2018-06-29T14:59:59.999","2018-06-29T15:59:59.999","2018-06-29T16:59:59.999","2018-06-29T17:59:59.999","2018-06-29T18:59:59.999","2018-06-29T19:59:59.999","2018-06-29T20:59:59.999","2018-06-29T21:59:59.999","2018-06-29T22:59:59.999","2018-06-29T23:59:59.999","2018-06-30T00:59:59.999","2018-06-30T01:59:59.999","2018-06-30T02:59:59.999","2018-06-30T03:59:59.999","2018-06-30T04:59:59.999","2018-06-30T05:59:59.999","2018-06-30T06:59:59.999","2018-06-30T07:59:59.999","2018-06-30T08:59:59.999","2018-06-30T09:59:59.999","2018-06-30T10:59:59.999","2018-06-30T11:59:59.999","2018-06-30T12:59:59.999","2018-06-30T13:59:59.999","2018-06-30T14:59:59.999","2018-06-30T15:59:59.999","2018-06-30T16:59:59.999","2018-06-30T17:59:59.999","2018-06-30T18:59:59.999","2018-06-30T19:59:59.999","2018-06-30T20:59:59.999","2018-06-30T21:59:59.999","2018-06-30T22:59:59.999","2018-06-30T23:59:59.999","2018-07-01T00:59:59.999","2018-07-01T01:59:59.999","2018-07-01T02:59:59.999","2018-07-01T03:59:59.999","2018-07-01T04:59:59.999","2018-07-01T05:59:59.999","2018-07-01T06:59:59.999","2018-07-01T07:59:59.999","2018-07-01T08:59:59.999",{"$f":"FKT3+1/24","v":"2018-07-01T09:59:59.999"},"2018-07-01T10:59:59.999","2018-07-01T11:59:59.999","2018-07-01T12:59:59.999","2018-07-01T13:59:59.999","2018-07-01T14:59:59.999","2018-07-01T15:59:59.999","2018-07-01T16:59:59.999","2018-07-01T17:59:59.999","2018-07-01T18:59:59.999","2018-07-01T19:59:59.999","2018-07-01T20:59:59.999","2018-07-01T21:59:59.999","2018-07-01T22:59:59.999","2018-07-01T23:59:59.999","2018-07-02T00:59:59.999","2018-07-02T01:59:59.999","2018-07-02T02:59:59.999","2018-07-02T03:59:59.999","2018-07-02T04:59:59.999","2018-07-02T05:59:59.999","2018-07-02T06:59:59.999","2018-07-02T07:59:59.999","2018-07-02T08:59:59.999","2018-07-02T09:59:59.999","2018-07-02T10:59:59.999","2018-07-02T11:59:59.999","2018-07-02T12:59:59.999","2018-07-02T13:59:59.999","2018-07-02T14:59:59.999","2018-07-02T15:59:59.999","2018-07-02T16:59:59.999","2018-07-02T17:59:59.999","2018-07-02T18:59:59.999","2018-07-02T19:59:59.999","2018-07-02T20:59:59.999","2018-07-02T21:59:59.999","2018-07-02T22:59:59.999","2018-07-02T23:59:59.999","2018-07-03T00:59:59.999","2018-07-03T01:59:59.999","2018-07-03T02:59:59.999","2018-07-03T03:59:59.999","2018-07-03T04:59:59.999","2018-07-03T05:59:59.999","2018-07-03T06:59:59.999","2018-07-03T07:59:59.999","2018-07-03T08:59:59.999","2018-07-03T09:59:59.999","2018-07-03T10:59:59.999","2018-07-03T11:59:59.999","2018-07-03T12:59:59.999","2018-07-03T13:59:59.999","2018-07-03T14:59:59.999","2018-07-03T15:59:59.999","2018-07-03T16:59:59.999","2018-07-03T17:59:59.999","2018-07-03T18:59:59.999","2018-07-03T19:59:59.999","2018-07-03T20:59:59.999","2018-07-03T21:59:59.999","2018-07-03T22:59:59.999","2018-07-03T23:59:59.999","2018-07-04T00:59:59.999",{"$f":"FNF3+1/24","v":"2018-07-04T01:59:59.999"},"2018-07-04T02:59:59.999","2018-07-04T03:59:59.999","2018-07-04T04:59:59.999","2018-07-04T05:59:59.999","2018-07-04T06:59:59.999","2018-07-04T07:59:59.999","2018-07-04T08:59:59.999","2018-07-04T09:59:59.999","2018-07-04T10:59:59.999","2018-07-04T11:59:59.999","2018-07-04T12:59:59.999","2018-07-04T13:59:59.999","2018-07-04T14:59:59.999","2018-07-04T15:59:59.999","2018-07-04T16:59:59.999","2018-07-04T17:59:59.999","2018-07-04T18:59:59.999","2018-07-04T19:59:59.999","2018-07-04T20:59:59.999","2018-07-04T21:59:59.999","2018-07-04T22:59:59.999","2018-07-04T23:59:59.999","2018-07-05T00:59:59.999","2018-07-05T01:59:59.999","2018-07-05T02:59:59.999","2018-07-05T03:59:59.999","2018-07-05T04:59:59.999","2018-07-05T05:59:59.999","2018-07-05T06:59:59.999","2018-07-05T07:59:59.999","2018-07-05T08:59:59.999","2018-07-05T09:59:59.999","2018-07-05T10:59:59.999","2018-07-05T11:59:59.999","2018-07-05T12:59:59.999","2018-07-05T13:59:59.999","2018-07-05T14:59:59.999","2018-07-05T15:59:59.999","2018-07-05T16:59:59.999","2018-07-05T17:59:59.999","2018-07-05T18:59:59.999","2018-07-05T19:59:59.999","2018-07-05T20:59:59.999","2018-07-05T21:59:59.999","2018-07-05T22:59:59.999","2018-07-05T23:59:59.999","2018-07-06T00:59:59.999","2018-07-06T01:59:59.999","2018-07-06T02:59:59.999","2018-07-06T03:59:59.999","2018-07-06T04:59:59.999","2018-07-06T05:59:59.999","2018-07-06T06:59:59.999","2018-07-06T07:59:59.999","2018-07-06T08:59:59.999","2018-07-06T09:59:59.999","2018-07-06T10:59:59.999","2018-07-06T11:59:59.999","2018-07-06T12:59:59.999","2018-07-06T13:59:59.999","2018-07-06T14:59:59.999","2018-07-06T15:59:59.999","2018-07-06T16:59:59.999",{"$f":"FPR3+1/24","v":"2018-07-06T17:59:59.999"},"2018-07-06T18:59:59.999","2018-07-06T19:59:59.999","2018-07-06T20:59:59.999","2018-07-06T21:59:59.999","2018-07-06T22:59:59.999","2018-07-06T23:59:59.999","2018-07-07T00:59:59.999","2018-07-07T01:59:59.999","2018-07-07T02:59:59.999","2018-07-07T03:59:59.999","2018-07-07T04:59:59.999","2018-07-07T05:59:59.999","2018-07-07T06:59:59.999","2018-07-07T07:59:59.999","2018-07-07T08:59:59.999","2018-07-07T09:59:59.999","2018-07-07T10:59:59.999","2018-07-07T11:59:59.999","2018-07-07T12:59:59.999","2018-07-07T13:59:59.999","2018-07-07T14:59:59.999","2018-07-07T15:59:59.999","2018-07-07T16:59:59.999","2018-07-07T17:59:59.999","2018-07-07T18:59:59.999","2018-07-07T19:59:59.999","2018-07-07T20:59:59.999","2018-07-07T21:59:59.999","2018-07-07T22:59:59.999","2018-07-07T23:59:59.999","2018-07-08T00:59:59.999","2018-07-08T01:59:59.999","2018-07-08T02:59:59.999","2018-07-08T03:59:59.999","2018-07-08T04:59:59.999","2018-07-08T05:59:59.999","2018-07-08T06:59:59.999","2018-07-08T07:59:59.999","2018-07-08T08:59:59.999","2018-07-08T09:59:59.999","2018-07-08T10:59:59.999","2018-07-08T11:59:59.999","2018-07-08T12:59:59.999","2018-07-08T13:59:59.999","2018-07-08T14:59:59.999","2018-07-08T15:59:59.999","2018-07-08T16:59:59.999","2018-07-08T17:59:59.999","2018-07-08T18:59:59.999","2018-07-08T19:59:59.999","2018-07-08T20:59:59.999","2018-07-08T21:59:59.999","2018-07-08T22:59:59.999","2018-07-08T23:59:59.999","2018-07-09T00:59:59.999","2018-07-09T01:59:59.999","2018-07-09T02:59:59.999","2018-07-09T03:59:59.999","2018-07-09T04:59:59.999","2018-07-09T05:59:59.999","2018-07-09T06:59:59.999","2018-07-09T07:59:59.999","2018-07-09T08:59:59.999",{"$f":"FSD3+1/24","v":"2018-07-09T09:59:59.999"},"2018-07-09T10:59:59.999","2018-07-09T11:59:59.999","2018-07-09T12:59:59.999","2018-07-09T13:59:59.999","2018-07-09T14:59:59.999","2018-07-09T15:59:59.999","2018-07-09T16:59:59.999","2018-07-09T17:59:59.999","2018-07-09T18:59:59.999","2018-07-09T19:59:59.999","2018-07-09T20:59:59.999","2018-07-09T21:59:59.999","2018-07-09T22:59:59.999","2018-07-09T23:59:59.999","2018-07-10T00:59:59.999","2018-07-10T01:59:59.999","2018-07-10T02:59:59.999","2018-07-10T03:59:59.999","2018-07-10T04:59:59.999","2018-07-10T05:59:59.999","2018-07-10T06:59:59.999","2018-07-10T07:59:59.999","2018-07-10T08:59:59.999","2018-07-10T09:59:59.999","2018-07-10T10:59:59.999","2018-07-10T11:59:59.999","2018-07-10T12:59:59.999","2018-07-10T13:59:59.999","2018-07-10T14:59:59.999","2018-07-10T15:59:59.999","2018-07-10T16:59:59.999","2018-07-10T17:59:59.999","2018-07-10T18:59:59.999","2018-07-10T19:59:59.999","2018-07-10T20:59:59.999","2018-07-10T21:59:59.999","2018-07-10T22:59:59.999","2018-07-10T23:59:59.999","2018-07-11T00:59:59.999","2018-07-11T01:59:59.999","2018-07-11T02:59:59.999","2018-07-11T03:59:59.999","2018-07-11T04:59:59.999","2018-07-11T05:59:59.999","2018-07-11T06:59:59.999","2018-07-11T07:59:59.999","2018-07-11T08:59:59.999","2018-07-11T09:59:59.999","2018-07-11T10:59:59.999","2018-07-11T11:59:59.999","2018-07-11T12:59:59.999","2018-07-11T13:59:59.999","2018-07-11T14:59:59.999","2018-07-11T15:59:59.999","2018-07-11T16:59:59.999","2018-07-11T17:59:59.999","2018-07-11T18:59:59.999","2018-07-11T19:59:59.999","2018-07-11T20:59:59.999","2018-07-11T21:59:59.999","2018-07-11T22:59:59.999","2018-07-11T23:59:59.999","2018-07-12T00:59:59.999",{"$f":"FUP3+1/24","v":"2018-07-12T01:59:59.999"},"2018-07-12T02:59:59.999","2018-07-12T03:59:59.999","2018-07-12T04:59:59.999","2018-07-12T05:59:59.999","2018-07-12T06:59:59.999","2018-07-12T07:59:59.999","2018-07-12T08:59:59.999","2018-07-12T09:59:59.999","2018-07-12T10:59:59.999","2018-07-12T11:59:59.999","2018-07-12T12:59:59.999","2018-07-12T13:59:59.999","2018-07-12T14:59:59.999","2018-07-12T15:59:59.999","2018-07-12T16:59:59.999","2018-07-12T17:59:59.999","2018-07-12T18:59:59.999","2018-07-12T19:59:59.999","2018-07-12T20:59:59.999","2018-07-12T21:59:59.999","2018-07-12T22:59:59.999","2018-07-12T23:59:59.999","2018-07-13T00:59:59.999","2018-07-13T01:59:59.999","2018-07-13T02:59:59.999","2018-07-13T03:59:59.999","2018-07-13T04:59:59.999","2018-07-13T05:59:59.999","2018-07-13T06:59:59.999","2018-07-13T07:59:59.999","2018-07-13T08:59:59.999","2018-07-13T09:59:59.999","2018-07-13T10:59:59.999","2018-07-13T11:59:59.999","2018-07-13T12:59:59.999","2018-07-13T13:59:59.999","2018-07-13T14:59:59.999","2018-07-13T15:59:59.999","2018-07-13T16:59:59.999","2018-07-13T17:59:59.999","2018-07-13T18:59:59.999","2018-07-13T19:59:59.999","2018-07-13T20:59:59.999","2018-07-13T21:59:59.999","2018-07-13T22:59:59.999","2018-07-13T23:59:59.999","2018-07-14T00:59:59.999","2018-07-14T01:59:59.999","2018-07-14T02:59:59.999","2018-07-14T03:59:59.999","2018-07-14T04:59:59.999","2018-07-14T05:59:59.999","2018-07-14T06:59:59.999","2018-07-14T07:59:59.999","2018-07-14T08:59:59.999","2018-07-14T09:59:59.999","2018-07-14T10:59:59.999","2018-07-14T11:59:59.999","2018-07-14T12:59:59.999","2018-07-14T13:59:59.999","2018-07-14T14:59:59.999","2018-07-14T15:59:59.999","2018-07-14T16:59:59.999",{"$f":"FXB3+1/24","v":"2018-07-14T17:59:59.999"},"2018-07-14T18:59:59.999","2018-07-14T19:59:59.999","2018-07-14T20:59:59.999","2018-07-14T21:59:59.999","2018-07-14T22:59:59.999","2018-07-14T23:59:59.999","2018-07-15T00:59:59.999","2018-07-15T01:59:59.999","2018-07-15T02:59:59.999","2018-07-15T03:59:59.999","2018-07-15T04:59:59.999","2018-07-15T05:59:59.999","2018-07-15T06:59:59.999","2018-07-15T07:59:59.999","2018-07-15T08:59:59.999","2018-07-15T09:59:59.999","2018-07-15T10:59:59.999","2018-07-15T11:59:59.999","2018-07-15T12:59:59.999","2018-07-15T13:59:59.999","2018-07-15T14:59:59.999","2018-07-15T15:59:59.999","2018-07-15T16:59:59.999","2018-07-15T17:59:59.999","2018-07-15T18:59:59.999","2018-07-15T19:59:59.999","2018-07-15T20:59:59.999","2018-07-15T21:59:59.999","2018-07-15T22:59:59.999","2018-07-15T23:59:59.999","2018-07-16T00:59:59.999","2018-07-16T01:59:59.999","2018-07-16T02:59:59.999","2018-07-16T03:59:59.999","2018-07-16T04:59:59.999","2018-07-16T05:59:59.999","2018-07-16T06:59:59.999","2018-07-16T07:59:59.999","2018-07-16T08:59:59.999","2018-07-16T09:59:59.999","2018-07-16T10:59:59.999","2018-07-16T11:59:59.999","2018-07-16T12:59:59.999","2018-07-16T13:59:59.999","2018-07-16T14:59:59.999","2018-07-16T15:59:59.999","2018-07-16T16:59:59.999","2018-07-16T17:59:59.999","2018-07-16T18:59:59.999","2018-07-16T19:59:59.999","2018-07-16T20:59:59.999","2018-07-16T21:59:59.999","2018-07-16T22:59:59.999","2018-07-16T23:59:59.999","2018-07-17T00:59:59.999","2018-07-17T01:59:59.999","2018-07-17T02:59:59.999","2018-07-17T03:59:59.999","2018-07-17T04:59:59.999","2018-07-17T05:59:59.999","2018-07-17T06:59:59.999","2018-07-17T07:59:59.999","2018-07-17T08:59:59.999",{"$f":"FZN3+1/24","v":"2018-07-17T09:59:59.999"},"2018-07-17T10:59:59.999","2018-07-17T11:59:59.999","2018-07-17T12:59:59.999","2018-07-17T13:59:59.999","2018-07-17T14:59:59.999","2018-07-17T15:59:59.999","2018-07-17T16:59:59.999","2018-07-17T17:59:59.999","2018-07-17T18:59:59.999","2018-07-17T19:59:59.999","2018-07-17T20:59:59.999","2018-07-17T21:59:59.999","2018-07-17T22:59:59.999","2018-07-17T23:59:59.999","2018-07-18T00:59:59.999","2018-07-18T01:59:59.999","2018-07-18T02:59:59.999","2018-07-18T03:59:59.999","2018-07-18T04:59:59.999","2018-07-18T05:59:59.999","2018-07-18T06:59:59.999","2018-07-18T07:59:59.999","2018-07-18T08:59:59.999","2018-07-18T09:59:59.999","2018-07-18T10:59:59.999","2018-07-18T11:59:59.999","2018-07-18T12:59:59.999","2018-07-18T13:59:59.999","2018-07-18T14:59:59.999","2018-07-18T15:59:59.999","2018-07-18T16:59:59.999","2018-07-18T17:59:59.999","2018-07-18T18:59:59.999","2018-07-18T19:59:59.999","2018-07-18T20:59:59.999","2018-07-18T21:59:59.999","2018-07-18T22:59:59.999","2018-07-18T23:59:59.999","2018-07-19T00:59:59.999","2018-07-19T01:59:59.999","2018-07-19T02:59:59.999","2018-07-19T03:59:59.999","2018-07-19T04:59:59.999","2018-07-19T05:59:59.999","2018-07-19T06:59:59.999","2018-07-19T07:59:59.999","2018-07-19T08:59:59.999","2018-07-19T09:59:59.999","2018-07-19T10:59:59.999","2018-07-19T11:59:59.999","2018-07-19T12:59:59.999","2018-07-19T13:59:59.999","2018-07-19T14:59:59.999","2018-07-19T15:59:59.999","2018-07-19T16:59:59.999","2018-07-19T17:59:59.999","2018-07-19T18:59:59.999","2018-07-19T19:59:59.999","2018-07-19T20:59:59.999","2018-07-19T21:59:59.999","2018-07-19T22:59:59.999","2018-07-19T23:59:59.999","2018-07-20T00:59:59.999",{"$f":"GBZ3+1/24","v":"2018-07-20T01:59:59.999"},"2018-07-20T02:59:59.999","2018-07-20T03:59:59.999","2018-07-20T04:59:59.999","2018-07-20T05:59:59.999","2018-07-20T06:59:59.999","2018-07-20T07:59:59.999","2018-07-20T08:59:59.999","2018-07-20T09:59:59.999","2018-07-20T10:59:59.999","2018-07-20T11:59:59.999","2018-07-20T12:59:59.999","2018-07-20T13:59:59.999","2018-07-20T14:59:59.999","2018-07-20T15:59:59.999","2018-07-20T16:59:59.999","2018-07-20T17:59:59.999","2018-07-20T18:59:59.999","2018-07-20T19:59:59.999","2018-07-20T20:59:59.999","2018-07-20T21:59:59.999","2018-07-20T22:59:59.999","2018-07-20T23:59:59.999","2018-07-21T00:59:59.999","2018-07-21T01:59:59.999","2018-07-21T02:59:59.999","2018-07-21T03:59:59.999","2018-07-21T04:59:59.999","2018-07-21T05:59:59.999","2018-07-21T06:59:59.999","2018-07-21T07:59:59.999","2018-07-21T08:59:59.999","2018-07-21T09:59:59.999","2018-07-21T10:59:59.999","2018-07-21T11:59:59.999","2018-07-21T12:59:59.999","2018-07-21T13:59:59.999","2018-07-21T14:59:59.999","2018-07-21T15:59:59.999","2018-07-21T16:59:59.999","2018-07-21T17:59:59.999","2018-07-21T18:59:59.999","2018-07-21T19:59:59.999","2018-07-21T20:59:59.999","2018-07-21T21:59:59.999","2018-07-21T22:59:59.999","2018-07-21T23:59:59.999","2018-07-22T00:59:59.999","2018-07-22T01:59:59.999","2018-07-22T02:59:59.999","2018-07-22T03:59:59.999","2018-07-22T04:59:59.999","2018-07-22T05:59:59.999","2018-07-22T06:59:59.999","2018-07-22T07:59:59.999","2018-07-22T08:59:59.999","2018-07-22T09:59:59.999","2018-07-22T10:59:59.999","2018-07-22T11:59:59.999","2018-07-22T12:59:59.999","2018-07-22T13:59:59.999","2018-07-22T14:59:59.999","2018-07-22T15:59:59.999","2018-07-22T16:59:59.999",{"$f":"GEL3+1/24","v":"2018-07-22T17:59:59.999"},"2018-07-22T18:59:59.999","2018-07-22T19:59:59.999","2018-07-22T20:59:59.999","2018-07-22T21:59:59.999","2018-07-22T22:59:59.999","2018-07-22T23:59:59.999","2018-07-23T00:59:59.999","2018-07-23T01:59:59.999","2018-07-23T02:59:59.999","2018-07-23T03:59:59.999","2018-07-23T04:59:59.999","2018-07-23T05:59:59.999","2018-07-23T06:59:59.999","2018-07-23T07:59:59.999","2018-07-23T08:59:59.999","2018-07-23T09:59:59.999","2018-07-23T10:59:59.999","2018-07-23T11:59:59.999","2018-07-23T12:59:59.999","2018-07-23T13:59:59.999","2018-07-23T14:59:59.999","2018-07-23T15:59:59.999","2018-07-23T16:59:59.999","2018-07-23T17:59:59.999","2018-07-23T18:59:59.999","2018-07-23T19:59:59.999","2018-07-23T20:59:59.999","2018-07-23T21:59:59.999","2018-07-23T22:59:59.999","2018-07-23T23:59:59.999","2018-07-24T00:59:59.999","2018-07-24T01:59:59.999","2018-07-24T02:59:59.999","2018-07-24T03:59:59.999","2018-07-24T04:59:59.999","2018-07-24T05:59:59.999","2018-07-24T06:59:59.999","2018-07-24T07:59:59.999","2018-07-24T08:59:59.999","2018-07-24T09:59:59.999","2018-07-24T10:59:59.999","2018-07-24T11:59:59.999","2018-07-24T12:59:59.999","2018-07-24T13:59:59.999","2018-07-24T14:59:59.999","2018-07-24T15:59:59.999","2018-07-24T16:59:59.999","2018-07-24T17:59:59.999","2018-07-24T18:59:59.999","2018-07-24T19:59:59.999","2018-07-24T20:59:59.999","2018-07-24T21:59:59.999","2018-07-24T22:59:59.999","2018-07-24T23:59:59.999","2018-07-25T00:59:59.999","2018-07-25T01:59:59.999","2018-07-25T02:59:59.999","2018-07-25T03:59:59.999","2018-07-25T04:59:59.999","2018-07-25T05:59:59.999","2018-07-25T06:59:59.999","2018-07-25T07:59:59.999","2018-07-25T08:59:59.999",{"$f":"GGX3+1/24","v":"2018-07-25T09:59:59.999"},"2018-07-25T10:59:59.999","2018-07-25T11:59:59.999","2018-07-25T12:59:59.999","2018-07-25T13:59:59.999","2018-07-25T14:59:59.999","2018-07-25T15:59:59.999","2018-07-25T16:59:59.999","2018-07-25T17:59:59.999","2018-07-25T18:59:59.999","2018-07-25T19:59:59.999","2018-07-25T20:59:59.999","2018-07-25T21:59:59.999","2018-07-25T22:59:59.999","2018-07-25T23:59:59.999","2018-07-26T00:59:59.999","2018-07-26T01:59:59.999","2018-07-26T02:59:59.999","2018-07-26T03:59:59.999","2018-07-26T04:59:59.999","2018-07-26T05:59:59.999","2018-07-26T06:59:59.999","2018-07-26T07:59:59.999","2018-07-26T08:59:59.999","2018-07-26T09:59:59.999","2018-07-26T10:59:59.999","2018-07-26T11:59:59.999","2018-07-26T12:59:59.999","2018-07-26T13:59:59.999","2018-07-26T14:59:59.999","2018-07-26T15:59:59.999","2018-07-26T16:59:59.999","2018-07-26T17:59:59.999","2018-07-26T18:59:59.999","2018-07-26T19:59:59.999","2018-07-26T20:59:59.999","2018-07-26T21:59:59.999","2018-07-26T22:59:59.999","2018-07-26T23:59:59.999","2018-07-27T00:59:59.999","2018-07-27T01:59:59.999","2018-07-27T02:59:59.999","2018-07-27T03:59:59.999","2018-07-27T04:59:59.999","2018-07-27T05:59:59.999","2018-07-27T06:59:59.999","2018-07-27T07:59:59.999","2018-07-27T08:59:59.999","2018-07-27T09:59:59.999","2018-07-27T10:59:59.999","2018-07-27T11:59:59.999","2018-07-27T12:59:59.999","2018-07-27T13:59:59.999","2018-07-27T14:59:59.999","2018-07-27T15:59:59.999","2018-07-27T16:59:59.999","2018-07-27T17:59:59.999","2018-07-27T18:59:59.999","2018-07-27T19:59:59.999","2018-07-27T20:59:59.999","2018-07-27T21:59:59.999","2018-07-27T22:59:59.999","2018-07-27T23:59:59.999","2018-07-28T00:59:59.999",{"$f":"GJJ3+1/24","v":"2018-07-28T01:59:59.999"},"2018-07-28T02:59:59.999","2018-07-28T03:59:59.999","2018-07-28T04:59:59.999","2018-07-28T05:59:59.999","2018-07-28T06:59:59.999","2018-07-28T07:59:59.999","2018-07-28T08:59:59.999","2018-07-28T09:59:59.999","2018-07-28T10:59:59.999","2018-07-28T11:59:59.999","2018-07-28T12:59:59.999","2018-07-28T13:59:59.999","2018-07-28T14:59:59.999","2018-07-28T15:59:59.999","2018-07-28T16:59:59.999","2018-07-28T17:59:59.999","2018-07-28T18:59:59.999","2018-07-28T19:59:59.999","2018-07-28T20:59:59.999","2018-07-28T21:59:59.999","2018-07-28T22:59:59.999","2018-07-28T23:59:59.999","2018-07-29T00:59:59.999","2018-07-29T01:59:59.999","2018-07-29T02:59:59.999","2018-07-29T03:59:59.999","2018-07-29T04:59:59.999","2018-07-29T05:59:59.999","2018-07-29T06:59:59.999","2018-07-29T07:59:59.999","2018-07-29T08:59:59.999","2018-07-29T09:59:59.999","2018-07-29T10:59:59.999","2018-07-29T11:59:59.999","2018-07-29T12:59:59.999","2018-07-29T13:59:59.999","2018-07-29T14:59:59.999","2018-07-29T15:59:59.999","2018-07-29T16:59:59.999","2018-07-29T17:59:59.999","2018-07-29T18:59:59.999","2018-07-29T19:59:59.999","2018-07-29T20:59:59.999","2018-07-29T21:59:59.999","2018-07-29T22:59:59.999","2018-07-29T23:59:59.999","2018-07-30T00:59:59.999","2018-07-30T01:59:59.999","2018-07-30T02:59:59.999","2018-07-30T03:59:59.999","2018-07-30T04:59:59.999","2018-07-30T05:59:59.999","2018-07-30T06:59:59.999","2018-07-30T07:59:59.999","2018-07-30T08:59:59.999","2018-07-30T09:59:59.999","2018-07-30T10:59:59.999","2018-07-30T11:59:59.999","2018-07-30T12:59:59.999","2018-07-30T13:59:59.999","2018-07-30T14:59:59.999","2018-07-30T15:59:59.999","2018-07-30T16:59:59.999",{"$f":"GLV3+1/24","v":"2018-07-30T17:59:59.999"},"2018-07-30T18:59:59.999","2018-07-30T19:59:59.999","2018-07-30T20:59:59.999","2018-07-30T21:59:59.999","2018-07-30T22:59:59.999","2018-07-30T23:59:59.999","2018-07-31T00:59:59.999","2018-07-31T01:59:59.999","2018-07-31T02:59:59.999","2018-07-31T03:59:59.999","2018-07-31T04:59:59.999","2018-07-31T05:59:59.999","2018-07-31T06:59:59.999","2018-07-31T07:59:59.999","2018-07-31T08:59:59.999","2018-07-31T09:59:59.999","2018-07-31T10:59:59.999","2018-07-31T11:59:59.999","2018-07-31T12:59:59.999","2018-07-31T13:59:59.999","2018-07-31T14:59:59.999","2018-07-31T15:59:59.999","2018-07-31T16:59:59.999","2018-07-31T17:59:59.999","2018-07-31T18:59:59.999","2018-07-31T19:59:59.999","2018-07-31T20:59:59.999","2018-07-31T21:59:59.999","2018-07-31T22:59:59.999","2018-07-31T23:59:59.999","2018-08-01T00:59:59.999","2018-08-01T01:59:59.999","2018-08-01T02:59:59.999","2018-08-01T03:59:59.999","2018-08-01T04:59:59.999","2018-08-01T05:59:59.999","2018-08-01T06:59:59.999","2018-08-01T07:59:59.999","2018-08-01T08:59:59.999","2018-08-01T09:59:59.999","2018-08-01T10:59:59.999","2018-08-01T11:59:59.999","2018-08-01T12:59:59.999","2018-08-01T13:59:59.999","2018-08-01T14:59:59.999","2018-08-01T15:59:59.999","2018-08-01T16:59:59.999","2018-08-01T17:59:59.999","2018-08-01T18:59:59.999","2018-08-01T19:59:59.999","2018-08-01T20:59:59.999","2018-08-01T21:59:59.999","2018-08-01T22:59:59.999","2018-08-01T23:59:59.999","2018-08-02T00:59:59.999","2018-08-02T01:59:59.999","2018-08-02T02:59:59.999","2018-08-02T03:59:59.999","2018-08-02T04:59:59.999","2018-08-02T05:59:59.999","2018-08-02T06:59:59.999","2018-08-02T07:59:59.999","2018-08-02T08:59:59.999",{"$f":"GOH3+1/24","v":"2018-08-02T09:59:59.999"},"2018-08-02T10:59:59.999","2018-08-02T11:59:59.999","2018-08-02T12:59:59.999","2018-08-02T13:59:59.999","2018-08-02T14:59:59.999","2018-08-02T15:59:59.999","2018-08-02T16:59:59.999","2018-08-02T17:59:59.999","2018-08-02T18:59:59.999","2018-08-02T19:59:59.999","2018-08-02T20:59:59.999","2018-08-02T21:59:59.999","2018-08-02T22:59:59.999","2018-08-02T23:59:59.999","2018-08-03T00:59:59.999","2018-08-03T01:59:59.999","2018-08-03T02:59:59.999","2018-08-03T03:59:59.999","2018-08-03T04:59:59.999","2018-08-03T05:59:59.999","2018-08-03T06:59:59.999","2018-08-03T07:59:59.999","2018-08-03T08:59:59.999","2018-08-03T09:59:59.999","2018-08-03T10:59:59.999","2018-08-03T11:59:59.999","2018-08-03T12:59:59.999","2018-08-03T13:59:59.999","2018-08-03T14:59:59.999","2018-08-03T15:59:59.999","2018-08-03T16:59:59.999","2018-08-03T17:59:59.999","2018-08-03T18:59:59.999","2018-08-03T19:59:59.999","2018-08-03T20:59:59.999","2018-08-03T21:59:59.999","2018-08-03T22:59:59.999","2018-08-03T23:59:59.999","2018-08-04T00:59:59.999","2018-08-04T01:59:59.999","2018-08-04T02:59:59.999","2018-08-04T03:59:59.999","2018-08-04T04:59:59.999","2018-08-04T05:59:59.999","2018-08-04T06:59:59.999","2018-08-04T07:59:59.999","2018-08-04T08:59:59.999","2018-08-04T09:59:59.999","2018-08-04T10:59:59.999","2018-08-04T11:59:59.999","2018-08-04T12:59:59.999","2018-08-04T13:59:59.999","2018-08-04T14:59:59.999","2018-08-04T15:59:59.999","2018-08-04T16:59:59.999","2018-08-04T17:59:59.999","2018-08-04T18:59:59.999","2018-08-04T19:59:59.999","2018-08-04T20:59:59.999","2018-08-04T21:59:59.999","2018-08-04T22:59:59.999","2018-08-04T23:59:59.999","2018-08-05T00:59:59.999",{"$f":"GQT3+1/24","v":"2018-08-05T01:59:59.999"},"2018-08-05T02:59:59.999","2018-08-05T03:59:59.999","2018-08-05T04:59:59.999","2018-08-05T05:59:59.999","2018-08-05T06:59:59.999","2018-08-05T07:59:59.999","2018-08-05T08:59:59.999","2018-08-05T09:59:59.999","2018-08-05T10:59:59.999","2018-08-05T11:59:59.999","2018-08-05T12:59:59.999","2018-08-05T13:59:59.999","2018-08-05T14:59:59.999","2018-08-05T15:59:59.999","2018-08-05T16:59:59.999","2018-08-05T17:59:59.999","2018-08-05T18:59:59.999","2018-08-05T19:59:59.999","2018-08-05T20:59:59.999","2018-08-05T21:59:59.999","2018-08-05T22:59:59.999","2018-08-05T23:59:59.999","2018-08-06T00:59:59.999","2018-08-06T01:59:59.999","2018-08-06T02:59:59.999","2018-08-06T03:59:59.999","2018-08-06T04:59:59.999","2018-08-06T05:59:59.999","2018-08-06T06:59:59.999","2018-08-06T07:59:59.999","2018-08-06T08:59:59.999","2018-08-06T09:59:59.999","2018-08-06T10:59:59.999","2018-08-06T11:59:59.999","2018-08-06T12:59:59.999","2018-08-06T13:59:59.999","2018-08-06T14:59:59.999","2018-08-06T15:59:59.999","2018-08-06T16:59:59.999","2018-08-06T17:59:59.999","2018-08-06T18:59:59.999","2018-08-06T19:59:59.999","2018-08-06T20:59:59.999","2018-08-06T21:59:59.999","2018-08-06T22:59:59.999","2018-08-06T23:59:59.999","2018-08-07T00:59:59.999","2018-08-07T01:59:59.999","2018-08-07T02:59:59.999","2018-08-07T03:59:59.999","2018-08-07T04:59:59.999","2018-08-07T05:59:59.999","2018-08-07T06:59:59.999","2018-08-07T07:59:59.999","2018-08-07T08:59:59.999","2018-08-07T09:59:59.999","2018-08-07T10:59:59.999","2018-08-07T11:59:59.999","2018-08-07T12:59:59.999","2018-08-07T13:59:59.999","2018-08-07T14:59:59.999","2018-08-07T15:59:59.999","2018-08-07T16:59:59.999",{"$f":"GTF3+1/24","v":"2018-08-07T17:59:59.999"},"2018-08-07T18:59:59.999","2018-08-07T19:59:59.999","2018-08-07T20:59:59.999","2018-08-07T21:59:59.999","2018-08-07T22:59:59.999","2018-08-07T23:59:59.999","2018-08-08T00:59:59.999","2018-08-08T01:59:59.999","2018-08-08T02:59:59.999","2018-08-08T03:59:59.999","2018-08-08T04:59:59.999","2018-08-08T05:59:59.999","2018-08-08T06:59:59.999","2018-08-08T07:59:59.999","2018-08-08T08:59:59.999","2018-08-08T09:59:59.999","2018-08-08T10:59:59.999","2018-08-08T11:59:59.999","2018-08-08T12:59:59.999","2018-08-08T13:59:59.999","2018-08-08T14:59:59.999","2018-08-08T15:59:59.999","2018-08-08T16:59:59.999","2018-08-08T17:59:59.999","2018-08-08T18:59:59.999","2018-08-08T19:59:59.999","2018-08-08T20:59:59.999","2018-08-08T21:59:59.999","2018-08-08T22:59:59.999","2018-08-08T23:59:59.999","2018-08-09T00:59:59.999","2018-08-09T01:59:59.999","2018-08-09T02:59:59.999","2018-08-09T03:59:59.999","2018-08-09T04:59:59.999","2018-08-09T05:59:59.999","2018-08-09T06:59:59.999","2018-08-09T07:59:59.999","2018-08-09T08:59:59.999","2018-08-09T09:59:59.999","2018-08-09T10:59:59.999","2018-08-09T11:59:59.999","2018-08-09T12:59:59.999","2018-08-09T13:59:59.999","2018-08-09T14:59:59.999","2018-08-09T15:59:59.999","2018-08-09T16:59:59.999","2018-08-09T17:59:59.999","2018-08-09T18:59:59.999","2018-08-09T19:59:59.999","2018-08-09T20:59:59.999","2018-08-09T21:59:59.999","2018-08-09T22:59:59.999","2018-08-09T23:59:59.999","2018-08-10T00:59:59.999","2018-08-10T01:59:59.999","2018-08-10T02:59:59.999","2018-08-10T03:59:59.999","2018-08-10T04:59:59.999","2018-08-10T05:59:59.999","2018-08-10T06:59:59.999","2018-08-10T07:59:59.999","2018-08-10T08:59:59.999",{"$f":"GVR3+1/24","v":"2018-08-10T09:59:59.999"},"2018-08-10T10:59:59.999","2018-08-10T11:59:59.999","2018-08-10T12:59:59.999","2018-08-10T13:59:59.999","2018-08-10T14:59:59.999","2018-08-10T15:59:59.999","2018-08-10T16:59:59.999","2018-08-10T17:59:59.999","2018-08-10T18:59:59.999","2018-08-10T19:59:59.999","2018-08-10T20:59:59.999","2018-08-10T21:59:59.999","2018-08-10T22:59:59.999","2018-08-10T23:59:59.999","2018-08-11T00:59:59.999","2018-08-11T01:59:59.999","2018-08-11T02:59:59.999","2018-08-11T03:59:59.999","2018-08-11T04:59:59.999","2018-08-11T05:59:59.999","2018-08-11T06:59:59.999","2018-08-11T07:59:59.999","2018-08-11T08:59:59.999","2018-08-11T09:59:59.999","2018-08-11T10:59:59.999","2018-08-11T11:59:59.999","2018-08-11T12:59:59.999","2018-08-11T13:59:59.999","2018-08-11T14:59:59.999","2018-08-11T15:59:59.999","2018-08-11T16:59:59.999","2018-08-11T17:59:59.999","2018-08-11T18:59:59.999","2018-08-11T19:59:59.999","2018-08-11T20:59:59.999","2018-08-11T21:59:59.999","2018-08-11T22:59:59.999","2018-08-11T23:59:59.999","2018-08-12T00:59:59.999","2018-08-12T01:59:59.999","2018-08-12T02:59:59.999","2018-08-12T03:59:59.999","2018-08-12T04:59:59.999","2018-08-12T05:59:59.999","2018-08-12T06:59:59.999","2018-08-12T07:59:59.999","2018-08-12T08:59:59.999","2018-08-12T09:59:59.999","2018-08-12T10:59:59.999","2018-08-12T11:59:59.999","2018-08-12T12:59:59.999","2018-08-12T13:59:59.999","2018-08-12T14:59:59.999","2018-08-12T15:59:59.999","2018-08-12T16:59:59.999","2018-08-12T17:59:59.999","2018-08-12T18:59:59.999","2018-08-12T19:59:59.999","2018-08-12T20:59:59.999","2018-08-12T21:59:59.999","2018-08-12T22:59:59.999","2018-08-12T23:59:59.999","2018-08-13T00:59:59.999",{"$f":"GYD3+1/24","v":"2018-08-13T01:59:59.999"},"2018-08-13T02:59:59.999","2018-08-13T03:59:59.999","2018-08-13T04:59:59.999","2018-08-13T05:59:59.999","2018-08-13T06:59:59.999","2018-08-13T07:59:59.999","2018-08-13T08:59:59.999","2018-08-13T09:59:59.999","2018-08-13T10:59:59.999","2018-08-13T11:59:59.999","2018-08-13T12:59:59.999","2018-08-13T13:59:59.999","2018-08-13T14:59:59.999","2018-08-13T15:59:59.999","2018-08-13T16:59:59.999","2018-08-13T17:59:59.999","2018-08-13T18:59:59.999","2018-08-13T19:59:59.999","2018-08-13T20:59:59.999","2018-08-13T21:59:59.999","2018-08-13T22:59:59.999","2018-08-13T23:59:59.999","2018-08-14T00:59:59.999","2018-08-14T01:59:59.999","2018-08-14T02:59:59.999","2018-08-14T03:59:59.999","2018-08-14T04:59:59.999","2018-08-14T05:59:59.999","2018-08-14T06:59:59.999","2018-08-14T07:59:59.999","2018-08-14T08:59:59.999","2018-08-14T09:59:59.999","2018-08-14T10:59:59.999","2018-08-14T11:59:59.999","2018-08-14T12:59:59.999","2018-08-14T13:59:59.999","2018-08-14T14:59:59.999","2018-08-14T15:59:59.999","2018-08-14T16:59:59.999","2018-08-14T17:59:59.999","2018-08-14T18:59:59.999","2018-08-14T19:59:59.999","2018-08-14T20:59:59.999","2018-08-14T21:59:59.999","2018-08-14T22:59:59.999","2018-08-14T23:59:59.999","2018-08-15T00:59:59.999","2018-08-15T01:59:59.999","2018-08-15T02:59:59.999","2018-08-15T03:59:59.999","2018-08-15T04:59:59.999","2018-08-15T05:59:59.999","2018-08-15T06:59:59.999","2018-08-15T07:59:59.999","2018-08-15T08:59:59.999","2018-08-15T09:59:59.999","2018-08-15T10:59:59.999","2018-08-15T11:59:59.999","2018-08-15T12:59:59.999","2018-08-15T13:59:59.999","2018-08-15T14:59:59.999","2018-08-15T15:59:59.999","2018-08-15T16:59:59.999",{"$f":"HAP3+1/24","v":"2018-08-15T17:59:59.999"},"2018-08-15T18:59:59.999","2018-08-15T19:59:59.999","2018-08-15T20:59:59.999","2018-08-15T21:59:59.999","2018-08-15T22:59:59.999","2018-08-15T23:59:59.999","2018-08-16T00:59:59.999","2018-08-16T01:59:59.999","2018-08-16T02:59:59.999","2018-08-16T03:59:59.999","2018-08-16T04:59:59.999","2018-08-16T05:59:59.999","2018-08-16T06:59:59.999","2018-08-16T07:59:59.999","2018-08-16T08:59:59.999","2018-08-16T09:59:59.999","2018-08-16T10:59:59.999","2018-08-16T11:59:59.999","2018-08-16T12:59:59.999","2018-08-16T13:59:59.999","2018-08-16T14:59:59.999","2018-08-16T15:59:59.999","2018-08-16T16:59:59.999","2018-08-16T17:59:59.999","2018-08-16T18:59:59.999","2018-08-16T19:59:59.999","2018-08-16T20:59:59.999","2018-08-16T21:59:59.999","2018-08-16T22:59:59.999","2018-08-16T23:59:59.999","2018-08-17T00:59:59.999","2018-08-17T01:59:59.999","2018-08-17T02:59:59.999","2018-08-17T03:59:59.999","2018-08-17T04:59:59.999","2018-08-17T05:59:59.999","2018-08-17T06:59:59.999","2018-08-17T07:59:59.999","2018-08-17T08:59:59.999","2018-08-17T09:59:59.999","2018-08-17T10:59:59.999","2018-08-17T11:59:59.999","2018-08-17T12:59:59.999","2018-08-17T13:59:59.999","2018-08-17T14:59:59.999","2018-08-17T15:59:59.999","2018-08-17T16:59:59.999","2018-08-17T17:59:59.999","2018-08-17T18:59:59.999","2018-08-17T19:59:59.999","2018-08-17T20:59:59.999","2018-08-17T21:59:59.999","2018-08-17T22:59:59.999","2018-08-17T23:59:59.999","2018-08-18T00:59:59.999","2018-08-18T01:59:59.999","2018-08-18T02:59:59.999","2018-08-18T03:59:59.999","2018-08-18T04:59:59.999","2018-08-18T05:59:59.999","2018-08-18T06:59:59.999","2018-08-18T07:59:59.999","2018-08-18T08:59:59.999",{"$f":"HDB3+1/24","v":"2018-08-18T09:59:59.999"},"2018-08-18T10:59:59.999","2018-08-18T11:59:59.999","2018-08-18T12:59:59.999","2018-08-18T13:59:59.999","2018-08-18T14:59:59.999","2018-08-18T15:59:59.999","2018-08-18T16:59:59.999","2018-08-18T17:59:59.999","2018-08-18T18:59:59.999","2018-08-18T19:59:59.999","2018-08-18T20:59:59.999","2018-08-18T21:59:59.999","2018-08-18T22:59:59.999","2018-08-18T23:59:59.999","2018-08-19T00:59:59.999","2018-08-19T01:59:59.999","2018-08-19T02:59:59.999","2018-08-19T03:59:59.999","2018-08-19T04:59:59.999","2018-08-19T05:59:59.999","2018-08-19T06:59:59.999","2018-08-19T07:59:59.999","2018-08-19T08:59:59.999","2018-08-19T09:59:59.999","2018-08-19T10:59:59.999","2018-08-19T11:59:59.999","2018-08-19T12:59:59.999","2018-08-19T13:59:59.999","2018-08-19T14:59:59.999","2018-08-19T15:59:59.999","2018-08-19T16:59:59.999","2018-08-19T17:59:59.999","2018-08-19T18:59:59.999","2018-08-19T19:59:59.999","2018-08-19T20:59:59.999","2018-08-19T21:59:59.999","2018-08-19T22:59:59.999","2018-08-19T23:59:59.999","2018-08-20T00:59:59.999","2018-08-20T01:59:59.999","2018-08-20T02:59:59.999","2018-08-20T03:59:59.999","2018-08-20T04:59:59.999","2018-08-20T05:59:59.999","2018-08-20T06:59:59.999","2018-08-20T07:59:59.999","2018-08-20T08:59:59.999","2018-08-20T09:59:59.999","2018-08-20T10:59:59.999","2018-08-20T11:59:59.999","2018-08-20T12:59:59.999","2018-08-20T13:59:59.999","2018-08-20T14:59:59.999","2018-08-20T15:59:59.999","2018-08-20T16:59:59.999","2018-08-20T17:59:59.999","2018-08-20T18:59:59.999","2018-08-20T19:59:59.999","2018-08-20T20:59:59.999","2018-08-20T21:59:59.999","2018-08-20T22:59:59.999","2018-08-20T23:59:59.999","2018-08-21T00:59:59.999",{"$f":"HFN3+1/24","v":"2018-08-21T01:59:59.999"},"2018-08-21T02:59:59.999","2018-08-21T03:59:59.999","2018-08-21T04:59:59.999","2018-08-21T05:59:59.999","2018-08-21T06:59:59.999","2018-08-21T07:59:59.999","2018-08-21T08:59:59.999","2018-08-21T09:59:59.999","2018-08-21T10:59:59.999","2018-08-21T11:59:59.999","2018-08-21T12:59:59.999","2018-08-21T13:59:59.999","2018-08-21T14:59:59.999","2018-08-21T15:59:59.999","2018-08-21T16:59:59.999","2018-08-21T17:59:59.999","2018-08-21T18:59:59.999","2018-08-21T19:59:59.999","2018-08-21T20:59:59.999","2018-08-21T21:59:59.999","2018-08-21T22:59:59.999","2018-08-21T23:59:59.999","2018-08-22T00:59:59.999","2018-08-22T01:59:59.999","2018-08-22T02:59:59.999","2018-08-22T03:59:59.999","2018-08-22T04:59:59.999","2018-08-22T05:59:59.999","2018-08-22T06:59:59.999","2018-08-22T07:59:59.999","2018-08-22T08:59:59.999","2018-08-22T09:59:59.999","2018-08-22T10:59:59.999","2018-08-22T11:59:59.999","2018-08-22T12:59:59.999","2018-08-22T13:59:59.999","2018-08-22T14:59:59.999","2018-08-22T15:59:59.999","2018-08-22T16:59:59.999","2018-08-22T17:59:59.999","2018-08-22T18:59:59.999","2018-08-22T19:59:59.999","2018-08-22T20:59:59.999","2018-08-22T21:59:59.999","2018-08-22T22:59:59.999","2018-08-22T23:59:59.999","2018-08-23T00:59:59.999","2018-08-23T01:59:59.999","2018-08-23T02:59:59.999","2018-08-23T03:59:59.999","2018-08-23T04:59:59.999","2018-08-23T05:59:59.999","2018-08-23T06:59:59.999","2018-08-23T07:59:59.999","2018-08-23T08:59:59.999","2018-08-23T09:59:59.999","2018-08-23T10:59:59.999","2018-08-23T11:59:59.999","2018-08-23T12:59:59.999","2018-08-23T13:59:59.999","2018-08-23T14:59:59.999","2018-08-23T15:59:59.999","2018-08-23T16:59:59.999",{"$f":"HHZ3+1/24","v":"2018-08-23T17:59:59.999"},"2018-08-23T18:59:59.999","2018-08-23T19:59:59.999","2018-08-23T20:59:59.999","2018-08-23T21:59:59.999","2018-08-23T22:59:59.999","2018-08-23T23:59:59.999","2018-08-24T00:59:59.999","2018-08-24T01:59:59.999","2018-08-24T02:59:59.999","2018-08-24T03:59:59.999","2018-08-24T04:59:59.999","2018-08-24T05:59:59.999","2018-08-24T06:59:59.999","2018-08-24T07:59:59.999","2018-08-24T08:59:59.999","2018-08-24T09:59:59.999","2018-08-24T10:59:59.999","2018-08-24T11:59:59.999","2018-08-24T12:59:59.999","2018-08-24T13:59:59.999","2018-08-24T14:59:59.999","2018-08-24T15:59:59.999","2018-08-24T16:59:59.999","2018-08-24T17:59:59.999","2018-08-24T18:59:59.999","2018-08-24T19:59:59.999","2018-08-24T20:59:59.999","2018-08-24T21:59:59.999","2018-08-24T22:59:59.999","2018-08-24T23:59:59.999","2018-08-25T00:59:59.999","2018-08-25T01:59:59.999","2018-08-25T02:59:59.999","2018-08-25T03:59:59.999","2018-08-25T04:59:59.999","2018-08-25T05:59:59.999","2018-08-25T06:59:59.999","2018-08-25T07:59:59.999","2018-08-25T08:59:59.999","2018-08-25T09:59:59.999","2018-08-25T10:59:59.999","2018-08-25T11:59:59.999","2018-08-25T12:59:59.999","2018-08-25T13:59:59.999","2018-08-25T14:59:59.999","2018-08-25T15:59:59.999","2018-08-25T16:59:59.999","2018-08-25T17:59:59.999","2018-08-25T18:59:59.999","2018-08-25T19:59:59.999","2018-08-25T20:59:59.999","2018-08-25T21:59:59.999","2018-08-25T22:59:59.999","2018-08-25T23:59:59.999","2018-08-26T00:59:59.999","2018-08-26T01:59:59.999","2018-08-26T02:59:59.999","2018-08-26T03:59:59.999","2018-08-26T04:59:59.999","2018-08-26T05:59:59.999","2018-08-26T06:59:59.999","2018-08-26T07:59:59.999","2018-08-26T08:59:59.999",{"$f":"HKL3+1/24","v":"2018-08-26T09:59:59.999"},"2018-08-26T10:59:59.999","2018-08-26T11:59:59.999","2018-08-26T12:59:59.999","2018-08-26T13:59:59.999","2018-08-26T14:59:59.999","2018-08-26T15:59:59.999","2018-08-26T16:59:59.999","2018-08-26T17:59:59.999","2018-08-26T18:59:59.999","2018-08-26T19:59:59.999","2018-08-26T20:59:59.999","2018-08-26T21:59:59.999","2018-08-26T22:59:59.999","2018-08-26T23:59:59.999","2018-08-27T00:59:59.999","2018-08-27T01:59:59.999","2018-08-27T02:59:59.999","2018-08-27T03:59:59.999","2018-08-27T04:59:59.999","2018-08-27T05:59:59.999","2018-08-27T06:59:59.999","2018-08-27T07:59:59.999","2018-08-27T08:59:59.999","2018-08-27T09:59:59.999","2018-08-27T10:59:59.999","2018-08-27T11:59:59.999","2018-08-27T12:59:59.999","2018-08-27T13:59:59.999","2018-08-27T14:59:59.999","2018-08-27T15:59:59.999","2018-08-27T16:59:59.999","2018-08-27T17:59:59.999","2018-08-27T18:59:59.999","2018-08-27T19:59:59.999","2018-08-27T20:59:59.999","2018-08-27T21:59:59.999","2018-08-27T22:59:59.999","2018-08-27T23:59:59.999","2018-08-28T00:59:59.999","2018-08-28T01:59:59.999","2018-08-28T02:59:59.999","2018-08-28T03:59:59.999","2018-08-28T04:59:59.999","2018-08-28T05:59:59.999","2018-08-28T06:59:59.999","2018-08-28T07:59:59.999","2018-08-28T08:59:59.999","2018-08-28T09:59:59.999","2018-08-28T10:59:59.999","2018-08-28T11:59:59.999","2018-08-28T12:59:59.999","2018-08-28T13:59:59.999","2018-08-28T14:59:59.999","2018-08-28T15:59:59.999","2018-08-28T16:59:59.999","2018-08-28T17:59:59.999","2018-08-28T18:59:59.999","2018-08-28T19:59:59.999","2018-08-28T20:59:59.999","2018-08-28T21:59:59.999","2018-08-28T22:59:59.999","2018-08-28T23:59:59.999","2018-08-29T00:59:59.999",{"$f":"HMX3+1/24","v":"2018-08-29T01:59:59.999"},"2018-08-29T02:59:59.999","2018-08-29T03:59:59.999","2018-08-29T04:59:59.999","2018-08-29T05:59:59.999","2018-08-29T06:59:59.999","2018-08-29T07:59:59.999","2018-08-29T08:59:59.999","2018-08-29T09:59:59.999","2018-08-29T10:59:59.999","2018-08-29T11:59:59.999","2018-08-29T12:59:59.999","2018-08-29T13:59:59.999","2018-08-29T14:59:59.999","2018-08-29T15:59:59.999","2018-08-29T16:59:59.999","2018-08-29T17:59:59.999","2018-08-29T18:59:59.999","2018-08-29T19:59:59.999","2018-08-29T20:59:59.999","2018-08-29T21:59:59.999","2018-08-29T22:59:59.999","2018-08-29T23:59:59.999","2018-08-30T00:59:59.999","2018-08-30T01:59:59.999","2018-08-30T02:59:59.999","2018-08-30T03:59:59.999","2018-08-30T04:59:59.999","2018-08-30T05:59:59.999","2018-08-30T06:59:59.999","2018-08-30T07:59:59.999","2018-08-30T08:59:59.999","2018-08-30T09:59:59.999","2018-08-30T10:59:59.999","2018-08-30T11:59:59.999","2018-08-30T12:59:59.999","2018-08-30T13:59:59.999","2018-08-30T14:59:59.999","2018-08-30T15:59:59.999","2018-08-30T16:59:59.999","2018-08-30T17:59:59.999","2018-08-30T18:59:59.999","2018-08-30T19:59:59.999","2018-08-30T20:59:59.999","2018-08-30T21:59:59.999","2018-08-30T22:59:59.999","2018-08-30T23:59:59.999","2018-08-31T00:59:59.999","2018-08-31T01:59:59.999","2018-08-31T02:59:59.999","2018-08-31T03:59:59.999","2018-08-31T04:59:59.999","2018-08-31T05:59:59.999","2018-08-31T06:59:59.999","2018-08-31T07:59:59.999","2018-08-31T08:59:59.999","2018-08-31T09:59:59.999","2018-08-31T10:59:59.999","2018-08-31T11:59:59.999","2018-08-31T12:59:59.999","2018-08-31T13:59:59.999","2018-08-31T14:59:59.999","2018-08-31T15:59:59.999","2018-08-31T16:59:59.999",{"$f":"HPJ3+1/24","v":"2018-08-31T17:59:59.999"},"2018-08-31T18:59:59.999","2018-08-31T19:59:59.999","2018-08-31T20:59:59.999","2018-08-31T21:59:59.999","2018-08-31T22:59:59.999","2018-08-31T23:59:59.999","2018-09-01T00:59:59.999","2018-09-01T01:59:59.999","2018-09-01T02:59:59.999","2018-09-01T03:59:59.999","2018-09-01T04:59:59.999","2018-09-01T05:59:59.999","2018-09-01T06:59:59.999","2018-09-01T07:59:59.999","2018-09-01T08:59:59.999","2018-09-01T09:59:59.999","2018-09-01T10:59:59.999","2018-09-01T11:59:59.999","2018-09-01T12:59:59.999","2018-09-01T13:59:59.999","2018-09-01T14:59:59.999","2018-09-01T15:59:59.999","2018-09-01T16:59:59.999","2018-09-01T17:59:59.999","2018-09-01T18:59:59.999","2018-09-01T19:59:59.999","2018-09-01T20:59:59.999","2018-09-01T21:59:59.999","2018-09-01T22:59:59.999","2018-09-01T23:59:59.999","2018-09-02T00:59:59.999","2018-09-02T01:59:59.999","2018-09-02T02:59:59.999","2018-09-02T03:59:59.999","2018-09-02T04:59:59.999","2018-09-02T05:59:59.999","2018-09-02T06:59:59.999","2018-09-02T07:59:59.999","2018-09-02T08:59:59.999","2018-09-02T09:59:59.999","2018-09-02T10:59:59.999","2018-09-02T11:59:59.999","2018-09-02T12:59:59.999","2018-09-02T13:59:59.999","2018-09-02T14:59:59.999","2018-09-02T15:59:59.999","2018-09-02T16:59:59.999","2018-09-02T17:59:59.999","2018-09-02T18:59:59.999","2018-09-02T19:59:59.999","2018-09-02T20:59:59.999","2018-09-02T21:59:59.999","2018-09-02T22:59:59.999","2018-09-02T23:59:59.999","2018-09-03T00:59:59.999","2018-09-03T01:59:59.999","2018-09-03T02:59:59.999","2018-09-03T03:59:59.999","2018-09-03T04:59:59.999","2018-09-03T05:59:59.999","2018-09-03T06:59:59.999","2018-09-03T07:59:59.999","2018-09-03T08:59:59.999",{"$f":"HRV3+1/24","v":"2018-09-03T09:59:59.999"},"2018-09-03T10:59:59.999","2018-09-03T11:59:59.999","2018-09-03T12:59:59.999","2018-09-03T13:59:59.999","2018-09-03T14:59:59.999","2018-09-03T15:59:59.999","2018-09-03T16:59:59.999","2018-09-03T17:59:59.999","2018-09-03T18:59:59.999","2018-09-03T19:59:59.999","2018-09-03T20:59:59.999","2018-09-03T21:59:59.999","2018-09-03T22:59:59.999","2018-09-03T23:59:59.999","2018-09-04T00:59:59.999","2018-09-04T01:59:59.999","2018-09-04T02:59:59.999","2018-09-04T03:59:59.999","2018-09-04T04:59:59.999","2018-09-04T05:59:59.999","2018-09-04T06:59:59.999","2018-09-04T07:59:59.999","2018-09-04T08:59:59.999","2018-09-04T09:59:59.999","2018-09-04T10:59:59.999","2018-09-04T11:59:59.999","2018-09-04T12:59:59.999","2018-09-04T13:59:59.999","2018-09-04T14:59:59.999","2018-09-04T15:59:59.999","2018-09-04T16:59:59.999","2018-09-04T17:59:59.999","2018-09-04T18:59:59.999","2018-09-04T19:59:59.999","2018-09-04T20:59:59.999","2018-09-04T21:59:59.999","2018-09-04T22:59:59.999","2018-09-04T23:59:59.999","2018-09-05T00:59:59.999","2018-09-05T01:59:59.999","2018-09-05T02:59:59.999","2018-09-05T03:59:59.999","2018-09-05T04:59:59.999","2018-09-05T05:59:59.999","2018-09-05T06:59:59.999","2018-09-05T07:59:59.999","2018-09-05T08:59:59.999","2018-09-05T09:59:59.999","2018-09-05T10:59:59.999","2018-09-05T11:59:59.999","2018-09-05T12:59:59.999","2018-09-05T13:59:59.999","2018-09-05T14:59:59.999","2018-09-05T15:59:59.999","2018-09-05T16:59:59.999","2018-09-05T17:59:59.999","2018-09-05T18:59:59.999","2018-09-05T19:59:59.999","2018-09-05T20:59:59.999","2018-09-05T21:59:59.999","2018-09-05T22:59:59.999","2018-09-05T23:59:59.999","2018-09-06T00:59:59.999",{"$f":"HUH3+1/24","v":"2018-09-06T01:59:59.999"},"2018-09-06T02:59:59.999","2018-09-06T03:59:59.999","2018-09-06T04:59:59.999","2018-09-06T05:59:59.999","2018-09-06T06:59:59.999","2018-09-06T07:59:59.999","2018-09-06T08:59:59.999","2018-09-06T09:59:59.999","2018-09-06T10:59:59.999","2018-09-06T11:59:59.999","2018-09-06T12:59:59.999","2018-09-06T13:59:59.999","2018-09-06T14:59:59.999","2018-09-06T15:59:59.999","2018-09-06T16:59:59.999","2018-09-06T17:59:59.999","2018-09-06T18:59:59.999","2018-09-06T19:59:59.999","2018-09-06T20:59:59.999","2018-09-06T21:59:59.999","2018-09-06T22:59:59.999","2018-09-06T23:59:59.999","2018-09-07T00:59:59.999","2018-09-07T01:59:59.999","2018-09-07T02:59:59.999","2018-09-07T03:59:59.999","2018-09-07T04:59:59.999","2018-09-07T05:59:59.999","2018-09-07T06:59:59.999","2018-09-07T07:59:59.999","2018-09-07T08:59:59.999","2018-09-07T09:59:59.999","2018-09-07T10:59:59.999","2018-09-07T11:59:59.999","2018-09-07T12:59:59.999","2018-09-07T13:59:59.999","2018-09-07T14:59:59.999","2018-09-07T15:59:59.999","2018-09-07T16:59:59.999","2018-09-07T17:59:59.999","2018-09-07T18:59:59.999","2018-09-07T19:59:59.999","2018-09-07T20:59:59.999","2018-09-07T21:59:59.999","2018-09-07T22:59:59.999","2018-09-07T23:59:59.999","2018-09-08T00:59:59.999","2018-09-08T01:59:59.999","2018-09-08T02:59:59.999","2018-09-08T03:59:59.999","2018-09-08T04:59:59.999","2018-09-08T05:59:59.999","2018-09-08T06:59:59.999","2018-09-08T07:59:59.999","2018-09-08T08:59:59.999","2018-09-08T09:59:59.999","2018-09-08T10:59:59.999","2018-09-08T11:59:59.999","2018-09-08T12:59:59.999","2018-09-08T13:59:59.999","2018-09-08T14:59:59.999","2018-09-08T15:59:59.999","2018-09-08T16:59:59.999",{"$f":"HWT3+1/24","v":"2018-09-08T17:59:59.999"},"2018-09-08T18:59:59.999","2018-09-08T19:59:59.999","2018-09-08T20:59:59.999","2018-09-08T21:59:59.999","2018-09-08T22:59:59.999","2018-09-08T23:59:59.999","2018-09-09T00:59:59.999","2018-09-09T01:59:59.999","2018-09-09T02:59:59.999","2018-09-09T03:59:59.999","2018-09-09T04:59:59.999","2018-09-09T05:59:59.999","2018-09-09T06:59:59.999","2018-09-09T07:59:59.999","2018-09-09T08:59:59.999","2018-09-09T09:59:59.999","2018-09-09T10:59:59.999","2018-09-09T11:59:59.999","2018-09-09T12:59:59.999","2018-09-09T13:59:59.999","2018-09-09T14:59:59.999","2018-09-09T15:59:59.999","2018-09-09T16:59:59.999","2018-09-09T17:59:59.999","2018-09-09T18:59:59.999","2018-09-09T19:59:59.999","2018-09-09T20:59:59.999","2018-09-09T21:59:59.999","2018-09-09T22:59:59.999","2018-09-09T23:59:59.999","2018-09-10T00:59:59.999","2018-09-10T01:59:59.999","2018-09-10T02:59:59.999","2018-09-10T03:59:59.999","2018-09-10T04:59:59.999","2018-09-10T05:59:59.999","2018-09-10T06:59:59.999","2018-09-10T07:59:59.999","2018-09-10T08:59:59.999","2018-09-10T09:59:59.999","2018-09-10T10:59:59.999","2018-09-10T11:59:59.999","2018-09-10T12:59:59.999","2018-09-10T13:59:59.999","2018-09-10T14:59:59.999","2018-09-10T15:59:59.999","2018-09-10T16:59:59.999","2018-09-10T17:59:59.999","2018-09-10T18:59:59.999","2018-09-10T19:59:59.999","2018-09-10T20:59:59.999","2018-09-10T21:59:59.999","2018-09-10T22:59:59.999","2018-09-10T23:59:59.999","2018-09-11T00:59:59.999","2018-09-11T01:59:59.999","2018-09-11T02:59:59.999","2018-09-11T03:59:59.999","2018-09-11T04:59:59.999","2018-09-11T05:59:59.999","2018-09-11T06:59:59.999","2018-09-11T07:59:59.999","2018-09-11T08:59:59.999",{"$f":"HZF3+1/24","v":"2018-09-11T09:59:59.999"},"2018-09-11T10:59:59.999","2018-09-11T11:59:59.999","2018-09-11T12:59:59.999","2018-09-11T13:59:59.999","2018-09-11T14:59:59.999","2018-09-11T15:59:59.999","2018-09-11T16:59:59.999","2018-09-11T17:59:59.999","2018-09-11T18:59:59.999","2018-09-11T19:59:59.999","2018-09-11T20:59:59.999","2018-09-11T21:59:59.999","2018-09-11T22:59:59.999","2018-09-11T23:59:59.999","2018-09-12T00:59:59.999","2018-09-12T01:59:59.999","2018-09-12T02:59:59.999","2018-09-12T03:59:59.999","2018-09-12T04:59:59.999","2018-09-12T05:59:59.999","2018-09-12T06:59:59.999","2018-09-12T07:59:59.999","2018-09-12T08:59:59.999","2018-09-12T09:59:59.999","2018-09-12T10:59:59.999","2018-09-12T11:59:59.999","2018-09-12T12:59:59.999","2018-09-12T13:59:59.999","2018-09-12T14:59:59.999","2018-09-12T15:59:59.999","2018-09-12T16:59:59.999","2018-09-12T17:59:59.999","2018-09-12T18:59:59.999","2018-09-12T19:59:59.999","2018-09-12T20:59:59.999","2018-09-12T21:59:59.999","2018-09-12T22:59:59.999","2018-09-12T23:59:59.999","2018-09-13T00:59:59.999","2018-09-13T01:59:59.999","2018-09-13T02:59:59.999","2018-09-13T03:59:59.999","2018-09-13T04:59:59.999","2018-09-13T05:59:59.999","2018-09-13T06:59:59.999","2018-09-13T07:59:59.999","2018-09-13T08:59:59.999","2018-09-13T09:59:59.999","2018-09-13T10:59:59.999","2018-09-13T11:59:59.999","2018-09-13T12:59:59.999","2018-09-13T13:59:59.999","2018-09-13T14:59:59.999","2018-09-13T15:59:59.999","2018-09-13T16:59:59.999","2018-09-13T17:59:59.999","2018-09-13T18:59:59.999","2018-09-13T19:59:59.999","2018-09-13T20:59:59.999","2018-09-13T21:59:59.999","2018-09-13T22:59:59.999","2018-09-13T23:59:59.999","2018-09-14T00:59:59.999",{"$f":"IBR3+1/24","v":"2018-09-14T01:59:59.999"},"2018-09-14T02:59:59.999","2018-09-14T03:59:59.999","2018-09-14T04:59:59.999","2018-09-14T05:59:59.999","2018-09-14T06:59:59.999","2018-09-14T07:59:59.999","2018-09-14T08:59:59.999","2018-09-14T09:59:59.999","2018-09-14T10:59:59.999","2018-09-14T11:59:59.999","2018-09-14T12:59:59.999","2018-09-14T13:59:59.999","2018-09-14T14:59:59.999","2018-09-14T15:59:59.999","2018-09-14T16:59:59.999","2018-09-14T17:59:59.999","2018-09-14T18:59:59.999","2018-09-14T19:59:59.999","2018-09-14T20:59:59.999","2018-09-14T21:59:59.999","2018-09-14T22:59:59.999","2018-09-14T23:59:59.999","2018-09-15T00:59:59.999","2018-09-15T01:59:59.999","2018-09-15T02:59:59.999","2018-09-15T03:59:59.999","2018-09-15T04:59:59.999","2018-09-15T05:59:59.999","2018-09-15T06:59:59.999","2018-09-15T07:59:59.999","2018-09-15T08:59:59.999","2018-09-15T09:59:59.999","2018-09-15T10:59:59.999","2018-09-15T11:59:59.999","2018-09-15T12:59:59.999","2018-09-15T13:59:59.999","2018-09-15T14:59:59.999","2018-09-15T15:59:59.999","2018-09-15T16:59:59.999","2018-09-15T17:59:59.999","2018-09-15T18:59:59.999","2018-09-15T19:59:59.999","2018-09-15T20:59:59.999","2018-09-15T21:59:59.999","2018-09-15T22:59:59.999","2018-09-15T23:59:59.999","2018-09-16T00:59:59.999","2018-09-16T01:59:59.999","2018-09-16T02:59:59.999","2018-09-16T03:59:59.999","2018-09-16T04:59:59.999","2018-09-16T05:59:59.999","2018-09-16T06:59:59.999","2018-09-16T07:59:59.999","2018-09-16T08:59:59.999","2018-09-16T09:59:59.999","2018-09-16T10:59:59.999","2018-09-16T11:59:59.999","2018-09-16T12:59:59.999","2018-09-16T13:59:59.999","2018-09-16T14:59:59.999","2018-09-16T15:59:59.999","2018-09-16T16:59:59.999",{"$f":"IED3+1/24","v":"2018-09-16T17:59:59.999"},"2018-09-16T18:59:59.999","2018-09-16T19:59:59.999","2018-09-16T20:59:59.999","2018-09-16T21:59:59.999","2018-09-16T22:59:59.999","2018-09-16T23:59:59.999","2018-09-17T00:59:59.999","2018-09-17T01:59:59.999","2018-09-17T02:59:59.999","2018-09-17T03:59:59.999","2018-09-17T04:59:59.999","2018-09-17T05:59:59.999","2018-09-17T06:59:59.999","2018-09-17T07:59:59.999","2018-09-17T08:59:59.999","2018-09-17T09:59:59.999","2018-09-17T10:59:59.999","2018-09-17T11:59:59.999","2018-09-17T12:59:59.999","2018-09-17T13:59:59.999","2018-09-17T14:59:59.999","2018-09-17T15:59:59.999","2018-09-17T16:59:59.999","2018-09-17T17:59:59.999","2018-09-17T18:59:59.999","2018-09-17T19:59:59.999","2018-09-17T20:59:59.999","2018-09-17T21:59:59.999","2018-09-17T22:59:59.999","2018-09-17T23:59:59.999","2018-09-18T00:59:59.999","2018-09-18T01:59:59.999","2018-09-18T02:59:59.999","2018-09-18T03:59:59.999","2018-09-18T04:59:59.999","2018-09-18T05:59:59.999","2018-09-18T06:59:59.999","2018-09-18T07:59:59.999","2018-09-18T08:59:59.999","2018-09-18T09:59:59.999","2018-09-18T10:59:59.999","2018-09-18T11:59:59.999","2018-09-18T12:59:59.999","2018-09-18T13:59:59.999","2018-09-18T14:59:59.999","2018-09-18T15:59:59.999","2018-09-18T16:59:59.999","2018-09-18T17:59:59.999","2018-09-18T18:59:59.999","2018-09-18T19:59:59.999","2018-09-18T20:59:59.999","2018-09-18T21:59:59.999","2018-09-18T22:59:59.999","2018-09-18T23:59:59.999","2018-09-19T00:59:59.999","2018-09-19T01:59:59.999","2018-09-19T02:59:59.999","2018-09-19T03:59:59.999","2018-09-19T04:59:59.999","2018-09-19T05:59:59.999","2018-09-19T06:59:59.999","2018-09-19T07:59:59.999","2018-09-19T08:59:59.999",{"$f":"IGP3+1/24","v":"2018-09-19T09:59:59.999"},"2018-09-19T10:59:59.999","2018-09-19T11:59:59.999","2018-09-19T12:59:59.999","2018-09-19T13:59:59.999","2018-09-19T14:59:59.999","2018-09-19T15:59:59.999","2018-09-19T16:59:59.999","2018-09-19T17:59:59.999","2018-09-19T18:59:59.999","2018-09-19T19:59:59.999","2018-09-19T20:59:59.999","2018-09-19T21:59:59.999","2018-09-19T22:59:59.999","2018-09-19T23:59:59.999","2018-09-20T00:59:59.999","2018-09-20T01:59:59.999","2018-09-20T02:59:59.999","2018-09-20T03:59:59.999","2018-09-20T04:59:59.999","2018-09-20T05:59:59.999","2018-09-20T06:59:59.999","2018-09-20T07:59:59.999","2018-09-20T08:59:59.999","2018-09-20T09:59:59.999","2018-09-20T10:59:59.999","2018-09-20T11:59:59.999","2018-09-20T12:59:59.999","2018-09-20T13:59:59.999","2018-09-20T14:59:59.999","2018-09-20T15:59:59.999","2018-09-20T16:59:59.999","2018-09-20T17:59:59.999","2018-09-20T18:59:59.999","2018-09-20T19:59:59.999","2018-09-20T20:59:59.999","2018-09-20T21:59:59.999","2018-09-20T22:59:59.999","2018-09-20T23:59:59.999","2018-09-21T00:59:59.999","2018-09-21T01:59:59.999","2018-09-21T02:59:59.999","2018-09-21T03:59:59.999","2018-09-21T04:59:59.999","2018-09-21T05:59:59.999","2018-09-21T06:59:59.999","2018-09-21T07:59:59.999","2018-09-21T08:59:59.999","2018-09-21T09:59:59.999","2018-09-21T10:59:59.999","2018-09-21T11:59:59.999","2018-09-21T12:59:59.999","2018-09-21T13:59:59.999","2018-09-21T14:59:59.999","2018-09-21T15:59:59.999","2018-09-21T16:59:59.999","2018-09-21T17:59:59.999","2018-09-21T18:59:59.999","2018-09-21T19:59:59.999","2018-09-21T20:59:59.999","2018-09-21T21:59:59.999","2018-09-21T22:59:59.999","2018-09-21T23:59:59.999","2018-09-22T00:59:59.999",{"$f":"IJB3+1/24","v":"2018-09-22T01:59:59.999"},"2018-09-22T02:59:59.999","2018-09-22T03:59:59.999","2018-09-22T04:59:59.999","2018-09-22T05:59:59.999","2018-09-22T06:59:59.999","2018-09-22T07:59:59.999","2018-09-22T08:59:59.999","2018-09-22T09:59:59.999","2018-09-22T10:59:59.999","2018-09-22T11:59:59.999","2018-09-22T12:59:59.999","2018-09-22T13:59:59.999","2018-09-22T14:59:59.999","2018-09-22T15:59:59.999","2018-09-22T16:59:59.999","2018-09-22T17:59:59.999","2018-09-22T18:59:59.999","2018-09-22T19:59:59.999","2018-09-22T20:59:59.999","2018-09-22T21:59:59.999","2018-09-22T22:59:59.999","2018-09-22T23:59:59.999","2018-09-23T00:59:59.999","2018-09-23T01:59:59.999","2018-09-23T02:59:59.999","2018-09-23T03:59:59.999","2018-09-23T04:59:59.999","2018-09-23T05:59:59.999","2018-09-23T06:59:59.999","2018-09-23T07:59:59.999","2018-09-23T08:59:59.999","2018-09-23T09:59:59.999","2018-09-23T10:59:59.999","2018-09-23T11:59:59.999","2018-09-23T12:59:59.999","2018-09-23T13:59:59.999","2018-09-23T14:59:59.999","2018-09-23T15:59:59.999","2018-09-23T16:59:59.999","2018-09-23T17:59:59.999","2018-09-23T18:59:59.999","2018-09-23T19:59:59.999","2018-09-23T20:59:59.999","2018-09-23T21:59:59.999","2018-09-23T22:59:59.999","2018-09-23T23:59:59.999","2018-09-24T00:59:59.999","2018-09-24T01:59:59.999","2018-09-24T02:59:59.999","2018-09-24T03:59:59.999","2018-09-24T04:59:59.999","2018-09-24T05:59:59.999","2018-09-24T06:59:59.999","2018-09-24T07:59:59.999","2018-09-24T08:59:59.999","2018-09-24T09:59:59.999","2018-09-24T10:59:59.999","2018-09-24T11:59:59.999","2018-09-24T12:59:59.999","2018-09-24T13:59:59.999","2018-09-24T14:59:59.999","2018-09-24T15:59:59.999","2018-09-24T16:59:59.999",{"$f":"ILN3+1/24","v":"2018-09-24T17:59:59.999"},"2018-09-24T18:59:59.999","2018-09-24T19:59:59.999","2018-09-24T20:59:59.999","2018-09-24T21:59:59.999","2018-09-24T22:59:59.999","2018-09-24T23:59:59.999","2018-09-25T00:59:59.999","2018-09-25T01:59:59.999","2018-09-25T02:59:59.999","2018-09-25T03:59:59.999","2018-09-25T04:59:59.999","2018-09-25T05:59:59.999","2018-09-25T06:59:59.999","2018-09-25T07:59:59.999","2018-09-25T08:59:59.999","2018-09-25T09:59:59.999","2018-09-25T10:59:59.999","2018-09-25T11:59:59.999","2018-09-25T12:59:59.999","2018-09-25T13:59:59.999","2018-09-25T14:59:59.999","2018-09-25T15:59:59.999","2018-09-25T16:59:59.999","2018-09-25T17:59:59.999","2018-09-25T18:59:59.999","2018-09-25T19:59:59.999","2018-09-25T20:59:59.999","2018-09-25T21:59:59.999","2018-09-25T22:59:59.999","2018-09-25T23:59:59.999","2018-09-26T00:59:59.999","2018-09-26T01:59:59.999","2018-09-26T02:59:59.999","2018-09-26T03:59:59.999","2018-09-26T04:59:59.999","2018-09-26T05:59:59.999","2018-09-26T06:59:59.999","2018-09-26T07:59:59.999","2018-09-26T08:59:59.999","2018-09-26T09:59:59.999","2018-09-26T10:59:59.999","2018-09-26T11:59:59.999","2018-09-26T12:59:59.999","2018-09-26T13:59:59.999","2018-09-26T14:59:59.999","2018-09-26T15:59:59.999","2018-09-26T16:59:59.999","2018-09-26T17:59:59.999","2018-09-26T18:59:59.999","2018-09-26T19:59:59.999","2018-09-26T20:59:59.999","2018-09-26T21:59:59.999","2018-09-26T22:59:59.999","2018-09-26T23:59:59.999","2018-09-27T00:59:59.999","2018-09-27T01:59:59.999","2018-09-27T02:59:59.999","2018-09-27T03:59:59.999","2018-09-27T04:59:59.999","2018-09-27T05:59:59.999","2018-09-27T06:59:59.999","2018-09-27T07:59:59.999","2018-09-27T08:59:59.999",{"$f":"INZ3+1/24","v":"2018-09-27T09:59:59.999"},"2018-09-27T10:59:59.999","2018-09-27T11:59:59.999","2018-09-27T12:59:59.999","2018-09-27T13:59:59.999","2018-09-27T14:59:59.999","2018-09-27T15:59:59.999","2018-09-27T16:59:59.999","2018-09-27T17:59:59.999","2018-09-27T18:59:59.999","2018-09-27T19:59:59.999","2018-09-27T20:59:59.999","2018-09-27T21:59:59.999","2018-09-27T22:59:59.999","2018-09-27T23:59:59.999","2018-09-28T00:59:59.999","2018-09-28T01:59:59.999","2018-09-28T02:59:59.999","2018-09-28T03:59:59.999","2018-09-28T04:59:59.999","2018-09-28T05:59:59.999","2018-09-28T06:59:59.999","2018-09-28T07:59:59.999","2018-09-28T08:59:59.999","2018-09-28T09:59:59.999","2018-09-28T10:59:59.999","2018-09-28T11:59:59.999","2018-09-28T12:59:59.999","2018-09-28T13:59:59.999","2018-09-28T14:59:59.999","2018-09-28T15:59:59.999","2018-09-28T16:59:59.999","2018-09-28T17:59:59.999","2018-09-28T18:59:59.999","2018-09-28T19:59:59.999","2018-09-28T20:59:59.999","2018-09-28T21:59:59.999","2018-09-28T22:59:59.999","2018-09-28T23:59:59.999","2018-09-29T00:59:59.999","2018-09-29T01:59:59.999","2018-09-29T02:59:59.999","2018-09-29T03:59:59.999","2018-09-29T04:59:59.999","2018-09-29T05:59:59.999","2018-09-29T06:59:59.999","2018-09-29T07:59:59.999","2018-09-29T08:59:59.999","2018-09-29T09:59:59.999","2018-09-29T10:59:59.999","2018-09-29T11:59:59.999","2018-09-29T12:59:59.999","2018-09-29T13:59:59.999","2018-09-29T14:59:59.999","2018-09-29T15:59:59.999","2018-09-29T16:59:59.999","2018-09-29T17:59:59.999","2018-09-29T18:59:59.999","2018-09-29T19:59:59.999","2018-09-29T20:59:59.999","2018-09-29T21:59:59.999","2018-09-29T22:59:59.999","2018-09-29T23:59:59.999","2018-09-30T00:59:59.999",{"$f":"IQL3+1/24","v":"2018-09-30T01:59:59.999"},"2018-09-30T02:59:59.999","2018-09-30T03:59:59.999","2018-09-30T04:59:59.999","2018-09-30T05:59:59.999","2018-09-30T06:59:59.999","2018-09-30T07:59:59.999","2018-09-30T08:59:59.999","2018-09-30T09:59:59.999","2018-09-30T10:59:59.999","2018-09-30T11:59:59.999","2018-09-30T12:59:59.999","2018-09-30T13:59:59.999","2018-09-30T14:59:59.999","2018-09-30T15:59:59.999","2018-09-30T16:59:59.999","2018-09-30T17:59:59.999","2018-09-30T18:59:59.999","2018-09-30T19:59:59.999","2018-09-30T20:59:59.999","2018-09-30T21:59:59.999","2018-09-30T22:59:59.999","2018-09-30T23:59:59.999","2018-10-01T00:59:59.999","2018-10-01T01:59:59.999","2018-10-01T02:59:59.999","2018-10-01T03:59:59.999","2018-10-01T04:59:59.999","2018-10-01T05:59:59.999","2018-10-01T06:59:59.999","2018-10-01T07:59:59.999","2018-10-01T08:59:59.999","2018-10-01T09:59:59.999","2018-10-01T10:59:59.999","2018-10-01T11:59:59.999","2018-10-01T12:59:59.999","2018-10-01T13:59:59.999","2018-10-01T14:59:59.999","2018-10-01T15:59:59.999","2018-10-01T16:59:59.999","2018-10-01T17:59:59.999","2018-10-01T18:59:59.999","2018-10-01T19:59:59.999","2018-10-01T20:59:59.999","2018-10-01T21:59:59.999","2018-10-01T22:59:59.999","2018-10-01T23:59:59.999","2018-10-02T00:59:59.999","2018-10-02T01:59:59.999","2018-10-02T02:59:59.999","2018-10-02T03:59:59.999","2018-10-02T04:59:59.999","2018-10-02T05:59:59.999","2018-10-02T06:59:59.999","2018-10-02T07:59:59.999","2018-10-02T08:59:59.999","2018-10-02T09:59:59.999","2018-10-02T10:59:59.999","2018-10-02T11:59:59.999","2018-10-02T12:59:59.999","2018-10-02T13:59:59.999","2018-10-02T14:59:59.999","2018-10-02T15:59:59.999","2018-10-02T16:59:59.999",{"$f":"ISX3+1/24","v":"2018-10-02T17:59:59.999"},"2018-10-02T18:59:59.999","2018-10-02T19:59:59.999","2018-10-02T20:59:59.999","2018-10-02T21:59:59.999","2018-10-02T22:59:59.999","2018-10-02T23:59:59.999","2018-10-03T00:59:59.999","2018-10-03T01:59:59.999","2018-10-03T02:59:59.999","2018-10-03T03:59:59.999","2018-10-03T04:59:59.999","2018-10-03T05:59:59.999","2018-10-03T06:59:59.999","2018-10-03T07:59:59.999","2018-10-03T08:59:59.999","2018-10-03T09:59:59.999","2018-10-03T10:59:59.999","2018-10-03T11:59:59.999","2018-10-03T12:59:59.999","2018-10-03T13:59:59.999","2018-10-03T14:59:59.999","2018-10-03T15:59:59.999","2018-10-03T16:59:59.999","2018-10-03T17:59:59.999","2018-10-03T18:59:59.999","2018-10-03T19:59:59.999","2018-10-03T20:59:59.999","2018-10-03T21:59:59.999","2018-10-03T22:59:59.999","2018-10-03T23:59:59.999","2018-10-04T00:59:59.999","2018-10-04T01:59:59.999","2018-10-04T02:59:59.999","2018-10-04T03:59:59.999","2018-10-04T04:59:59.999","2018-10-04T05:59:59.999","2018-10-04T06:59:59.999","2018-10-04T07:59:59.999","2018-10-04T08:59:59.999","2018-10-04T09:59:59.999","2018-10-04T10:59:59.999","2018-10-04T11:59:59.999","2018-10-04T12:59:59.999","2018-10-04T13:59:59.999","2018-10-04T14:59:59.999","2018-10-04T15:59:59.999","2018-10-04T16:59:59.999","2018-10-04T17:59:59.999","2018-10-04T18:59:59.999","2018-10-04T19:59:59.999","2018-10-04T20:59:59.999","2018-10-04T21:59:59.999","2018-10-04T22:59:59.999","2018-10-04T23:59:59.999","2018-10-05T00:59:59.999","2018-10-05T01:59:59.999","2018-10-05T02:59:59.999","2018-10-05T03:59:59.999","2018-10-05T04:59:59.999","2018-10-05T05:59:59.999","2018-10-05T06:59:59.999","2018-10-05T07:59:59.999","2018-10-05T08:59:59.999",{"$f":"IVJ3+1/24","v":"2018-10-05T09:59:59.999"},"2018-10-05T10:59:59.999","2018-10-05T11:59:59.999","2018-10-05T12:59:59.999","2018-10-05T13:59:59.999","2018-10-05T14:59:59.999","2018-10-05T15:59:59.999","2018-10-05T16:59:59.999","2018-10-05T17:59:59.999","2018-10-05T18:59:59.999","2018-10-05T19:59:59.999","2018-10-05T20:59:59.999","2018-10-05T21:59:59.999","2018-10-05T22:59:59.999","2018-10-05T23:59:59.999","2018-10-06T00:59:59.999","2018-10-06T01:59:59.999","2018-10-06T02:59:59.999","2018-10-06T03:59:59.999","2018-10-06T04:59:59.999","2018-10-06T05:59:59.999","2018-10-06T06:59:59.999","2018-10-06T07:59:59.999","2018-10-06T08:59:59.999","2018-10-06T09:59:59.999","2018-10-06T10:59:59.999","2018-10-06T11:59:59.999","2018-10-06T12:59:59.999","2018-10-06T13:59:59.999","2018-10-06T14:59:59.999","2018-10-06T15:59:59.999","2018-10-06T16:59:59.999","2018-10-06T17:59:59.999","2018-10-06T18:59:59.999","2018-10-06T19:59:59.999","2018-10-06T20:59:59.999","2018-10-06T21:59:59.999","2018-10-06T22:59:59.999","2018-10-06T23:59:59.999","2018-10-07T00:59:59.999","2018-10-07T01:59:59.999","2018-10-07T02:59:59.999","2018-10-07T03:59:59.999","2018-10-07T04:59:59.999","2018-10-07T05:59:59.999","2018-10-07T06:59:59.999","2018-10-07T07:59:59.999","2018-10-07T08:59:59.999","2018-10-07T09:59:59.999","2018-10-07T10:59:59.999","2018-10-07T11:59:59.999","2018-10-07T12:59:59.999","2018-10-07T13:59:59.999","2018-10-07T14:59:59.999","2018-10-07T15:59:59.999","2018-10-07T16:59:59.999","2018-10-07T17:59:59.999","2018-10-07T18:59:59.999","2018-10-07T19:59:59.999","2018-10-07T20:59:59.999","2018-10-07T21:59:59.999","2018-10-07T22:59:59.999","2018-10-07T23:59:59.999","2018-10-08T00:59:59.999",{"$f":"IXV3+1/24","v":"2018-10-08T01:59:59.999"},"2018-10-08T02:59:59.999","2018-10-08T03:59:59.999","2018-10-08T04:59:59.999","2018-10-08T05:59:59.999","2018-10-08T06:59:59.999","2018-10-08T07:59:59.999","2018-10-08T08:59:59.999","2018-10-08T09:59:59.999","2018-10-08T10:59:59.999","2018-10-08T11:59:59.999","2018-10-08T12:59:59.999","2018-10-08T13:59:59.999","2018-10-08T14:59:59.999","2018-10-08T15:59:59.999","2018-10-08T16:59:59.999","2018-10-08T17:59:59.999","2018-10-08T18:59:59.999","2018-10-08T19:59:59.999","2018-10-08T20:59:59.999","2018-10-08T21:59:59.999","2018-10-08T22:59:59.999","2018-10-08T23:59:59.999","2018-10-09T00:59:59.999","2018-10-09T01:59:59.999","2018-10-09T02:59:59.999","2018-10-09T03:59:59.999","2018-10-09T04:59:59.999","2018-10-09T05:59:59.999","2018-10-09T06:59:59.999","2018-10-09T07:59:59.999","2018-10-09T08:59:59.999","2018-10-09T09:59:59.999","2018-10-09T10:59:59.999","2018-10-09T11:59:59.999","2018-10-09T12:59:59.999","2018-10-09T13:59:59.999","2018-10-09T14:59:59.999","2018-10-09T15:59:59.999","2018-10-09T16:59:59.999","2018-10-09T17:59:59.999","2018-10-09T18:59:59.999","2018-10-09T19:59:59.999","2018-10-09T20:59:59.999","2018-10-09T21:59:59.999","2018-10-09T22:59:59.999","2018-10-09T23:59:59.999","2018-10-10T00:59:59.999","2018-10-10T01:59:59.999","2018-10-10T02:59:59.999","2018-10-10T03:59:59.999","2018-10-10T04:59:59.999","2018-10-10T05:59:59.999","2018-10-10T06:59:59.999","2018-10-10T07:59:59.999","2018-10-10T08:59:59.999","2018-10-10T09:59:59.999","2018-10-10T10:59:59.999","2018-10-10T11:59:59.999","2018-10-10T12:59:59.999","2018-10-10T13:59:59.999","2018-10-10T14:59:59.999","2018-10-10T15:59:59.999","2018-10-10T16:59:59.999",{"$f":"JAH3+1/24","v":"2018-10-10T17:59:59.999"},"2018-10-10T18:59:59.999","2018-10-10T19:59:59.999","2018-10-10T20:59:59.999","2018-10-10T21:59:59.999","2018-10-10T22:59:59.999","2018-10-10T23:59:59.999","2018-10-11T00:59:59.999","2018-10-11T01:59:59.999","2018-10-11T02:59:59.999","2018-10-11T03:59:59.999","2018-10-11T04:59:59.999","2018-10-11T05:59:59.999","2018-10-11T06:59:59.999","2018-10-11T07:59:59.999","2018-10-11T08:59:59.999","2018-10-11T09:59:59.999","2018-10-11T10:59:59.999","2018-10-11T11:59:59.999","2018-10-11T12:59:59.999","2018-10-11T13:59:59.999","2018-10-11T14:59:59.999","2018-10-11T15:59:59.999","2018-10-11T16:59:59.999","2018-10-11T17:59:59.999","2018-10-11T18:59:59.999","2018-10-11T19:59:59.999","2018-10-11T20:59:59.999","2018-10-11T21:59:59.999","2018-10-11T22:59:59.999","2018-10-11T23:59:59.999","2018-10-12T00:59:59.999","2018-10-12T01:59:59.999","2018-10-12T02:59:59.999","2018-10-12T03:59:59.999","2018-10-12T04:59:59.999","2018-10-12T05:59:59.999","2018-10-12T06:59:59.999","2018-10-12T07:59:59.999","2018-10-12T08:59:59.999","2018-10-12T09:59:59.999","2018-10-12T10:59:59.999","2018-10-12T11:59:59.999","2018-10-12T12:59:59.999","2018-10-12T13:59:59.999","2018-10-12T14:59:59.999","2018-10-12T15:59:59.999","2018-10-12T16:59:59.999","2018-10-12T17:59:59.999","2018-10-12T18:59:59.999","2018-10-12T19:59:59.999","2018-10-12T20:59:59.999","2018-10-12T21:59:59.999","2018-10-12T22:59:59.999","2018-10-12T23:59:59.999","2018-10-13T00:59:59.999","2018-10-13T01:59:59.999","2018-10-13T02:59:59.999","2018-10-13T03:59:59.999","2018-10-13T04:59:59.999","2018-10-13T05:59:59.999","2018-10-13T06:59:59.999","2018-10-13T07:59:59.999","2018-10-13T08:59:59.999",{"$f":"JCT3+1/24","v":"2018-10-13T09:59:59.999"},"2018-10-13T10:59:59.999","2018-10-13T11:59:59.999","2018-10-13T12:59:59.999","2018-10-13T13:59:59.999","2018-10-13T14:59:59.999","2018-10-13T15:59:59.999","2018-10-13T16:59:59.999","2018-10-13T17:59:59.999","2018-10-13T18:59:59.999","2018-10-13T19:59:59.999","2018-10-13T20:59:59.999","2018-10-13T21:59:59.999","2018-10-13T22:59:59.999","2018-10-13T23:59:59.999","2018-10-14T00:59:59.999","2018-10-14T01:59:59.999","2018-10-14T02:59:59.999","2018-10-14T03:59:59.999","2018-10-14T04:59:59.999","2018-10-14T05:59:59.999","2018-10-14T06:59:59.999","2018-10-14T07:59:59.999","2018-10-14T08:59:59.999","2018-10-14T09:59:59.999","2018-10-14T10:59:59.999","2018-10-14T11:59:59.999","2018-10-14T12:59:59.999","2018-10-14T13:59:59.999","2018-10-14T14:59:59.999","2018-10-14T15:59:59.999","2018-10-14T16:59:59.999","2018-10-14T17:59:59.999","2018-10-14T18:59:59.999","2018-10-14T19:59:59.999","2018-10-14T20:59:59.999","2018-10-14T21:59:59.999","2018-10-14T22:59:59.999","2018-10-14T23:59:59.999","2018-10-15T00:59:59.999","2018-10-15T01:59:59.999","2018-10-15T02:59:59.999","2018-10-15T03:59:59.999","2018-10-15T04:59:59.999","2018-10-15T05:59:59.999","2018-10-15T06:59:59.999","2018-10-15T07:59:59.999","2018-10-15T08:59:59.999","2018-10-15T09:59:59.999","2018-10-15T10:59:59.999","2018-10-15T11:59:59.999","2018-10-15T12:59:59.999","2018-10-15T13:59:59.999","2018-10-15T14:59:59.999","2018-10-15T15:59:59.999","2018-10-15T16:59:59.999","2018-10-15T17:59:59.999","2018-10-15T18:59:59.999","2018-10-15T19:59:59.999","2018-10-15T20:59:59.999","2018-10-15T21:59:59.999","2018-10-15T22:59:59.999","2018-10-15T23:59:59.999","2018-10-16T00:59:59.999",{"$f":"JFF3+1/24","v":"2018-10-16T01:59:59.999"},"2018-10-16T02:59:59.999","2018-10-16T03:59:59.999","2018-10-16T04:59:59.999","2018-10-16T05:59:59.999","2018-10-16T06:59:59.999","2018-10-16T07:59:59.999","2018-10-16T08:59:59.999","2018-10-16T09:59:59.999","2018-10-16T10:59:59.999","2018-10-16T11:59:59.999","2018-10-16T12:59:59.999","2018-10-16T13:59:59.999","2018-10-16T14:59:59.999","2018-10-16T15:59:59.999","2018-10-16T16:59:59.999","2018-10-16T17:59:59.999","2018-10-16T18:59:59.999","2018-10-16T19:59:59.999","2018-10-16T20:59:59.999","2018-10-16T21:59:59.999","2018-10-16T22:59:59.999","2018-10-16T23:59:59.999","2018-10-17T00:59:59.999","2018-10-17T01:59:59.999","2018-10-17T02:59:59.999","2018-10-17T03:59:59.999","2018-10-17T04:59:59.999","2018-10-17T05:59:59.999","2018-10-17T06:59:59.999","2018-10-17T07:59:59.999","2018-10-17T08:59:59.999","2018-10-17T09:59:59.999","2018-10-17T10:59:59.999","2018-10-17T11:59:59.999","2018-10-17T12:59:59.999","2018-10-17T13:59:59.999","2018-10-17T14:59:59.999","2018-10-17T15:59:59.999","2018-10-17T16:59:59.999","2018-10-17T17:59:59.999","2018-10-17T18:59:59.999","2018-10-17T19:59:59.999","2018-10-17T20:59:59.999","2018-10-17T21:59:59.999","2018-10-17T22:59:59.999","2018-10-17T23:59:59.999","2018-10-18T00:59:59.999","2018-10-18T01:59:59.999","2018-10-18T02:59:59.999","2018-10-18T03:59:59.999","2018-10-18T04:59:59.999","2018-10-18T05:59:59.999","2018-10-18T06:59:59.999","2018-10-18T07:59:59.999","2018-10-18T08:59:59.999","2018-10-18T09:59:59.999","2018-10-18T10:59:59.999","2018-10-18T11:59:59.999","2018-10-18T12:59:59.999","2018-10-18T13:59:59.999","2018-10-18T14:59:59.999","2018-10-18T15:59:59.999","2018-10-18T16:59:59.999",{"$f":"JHR3+1/24","v":"2018-10-18T17:59:59.999"},"2018-10-18T18:59:59.999","2018-10-18T19:59:59.999","2018-10-18T20:59:59.999","2018-10-18T21:59:59.999","2018-10-18T22:59:59.999","2018-10-18T23:59:59.999","2018-10-19T00:59:59.999","2018-10-19T01:59:59.999","2018-10-19T02:59:59.999","2018-10-19T03:59:59.999","2018-10-19T04:59:59.999","2018-10-19T05:59:59.999","2018-10-19T06:59:59.999","2018-10-19T07:59:59.999","2018-10-19T08:59:59.999","2018-10-19T09:59:59.999","2018-10-19T10:59:59.999","2018-10-19T11:59:59.999","2018-10-19T12:59:59.999","2018-10-19T13:59:59.999","2018-10-19T14:59:59.999","2018-10-19T15:59:59.999","2018-10-19T16:59:59.999","2018-10-19T17:59:59.999","2018-10-19T18:59:59.999","2018-10-19T19:59:59.999","2018-10-19T20:59:59.999","2018-10-19T21:59:59.999","2018-10-19T22:59:59.999","2018-10-19T23:59:59.999","2018-10-20T00:59:59.999","2018-10-20T01:59:59.999","2018-10-20T02:59:59.999","2018-10-20T03:59:59.999","2018-10-20T04:59:59.999","2018-10-20T05:59:59.999","2018-10-20T06:59:59.999","2018-10-20T07:59:59.999","2018-10-20T08:59:59.999","2018-10-20T09:59:59.999","2018-10-20T10:59:59.999","2018-10-20T11:59:59.999","2018-10-20T12:59:59.999","2018-10-20T13:59:59.999","2018-10-20T14:59:59.999","2018-10-20T15:59:59.999","2018-10-20T16:59:59.999","2018-10-20T17:59:59.999","2018-10-20T18:59:59.999","2018-10-20T19:59:59.999","2018-10-20T20:59:59.999","2018-10-20T21:59:59.999","2018-10-20T22:59:59.999","2018-10-20T23:59:59.999","2018-10-21T00:59:59.999","2018-10-21T01:59:59.999","2018-10-21T02:59:59.999","2018-10-21T03:59:59.999","2018-10-21T04:59:59.999","2018-10-21T05:59:59.999","2018-10-21T06:59:59.999","2018-10-21T07:59:59.999","2018-10-21T08:59:59.999",{"$f":"JKD3+1/24","v":"2018-10-21T09:59:59.999"},"2018-10-21T10:59:59.999","2018-10-21T11:59:59.999","2018-10-21T12:59:59.999","2018-10-21T13:59:59.999","2018-10-21T14:59:59.999","2018-10-21T15:59:59.999","2018-10-21T16:59:59.999","2018-10-21T17:59:59.999","2018-10-21T18:59:59.999","2018-10-21T19:59:59.999","2018-10-21T20:59:59.999","2018-10-21T21:59:59.999","2018-10-21T22:59:59.999","2018-10-21T23:59:59.999","2018-10-22T00:59:59.999","2018-10-22T01:59:59.999","2018-10-22T02:59:59.999","2018-10-22T03:59:59.999","2018-10-22T04:59:59.999","2018-10-22T05:59:59.999","2018-10-22T06:59:59.999","2018-10-22T07:59:59.999","2018-10-22T08:59:59.999","2018-10-22T09:59:59.999","2018-10-22T10:59:59.999","2018-10-22T11:59:59.999","2018-10-22T12:59:59.999","2018-10-22T13:59:59.999","2018-10-22T14:59:59.999","2018-10-22T15:59:59.999","2018-10-22T16:59:59.999","2018-10-22T17:59:59.999","2018-10-22T18:59:59.999","2018-10-22T19:59:59.999","2018-10-22T20:59:59.999","2018-10-22T21:59:59.999","2018-10-22T22:59:59.999","2018-10-22T23:59:59.999","2018-10-23T00:59:59.999","2018-10-23T01:59:59.999","2018-10-23T02:59:59.999","2018-10-23T03:59:59.999","2018-10-23T04:59:59.999","2018-10-23T05:59:59.999","2018-10-23T06:59:59.999","2018-10-23T07:59:59.999","2018-10-23T08:59:59.999","2018-10-23T09:59:59.999","2018-10-23T10:59:59.999","2018-10-23T11:59:59.999","2018-10-23T12:59:59.999","2018-10-23T13:59:59.999","2018-10-23T14:59:59.999","2018-10-23T15:59:59.999","2018-10-23T16:59:59.999","2018-10-23T17:59:59.999","2018-10-23T18:59:59.999","2018-10-23T19:59:59.999","2018-10-23T20:59:59.999","2018-10-23T21:59:59.999","2018-10-23T22:59:59.999","2018-10-23T23:59:59.999","2018-10-24T00:59:59.999",{"$f":"JMP3+1/24","v":"2018-10-24T01:59:59.999"},"2018-10-24T02:59:59.999","2018-10-24T03:59:59.999","2018-10-24T04:59:59.999","2018-10-24T05:59:59.999","2018-10-24T06:59:59.999","2018-10-24T07:59:59.999","2018-10-24T08:59:59.999","2018-10-24T09:59:59.999","2018-10-24T10:59:59.999","2018-10-24T11:59:59.999","2018-10-24T12:59:59.999","2018-10-24T13:59:59.999","2018-10-24T14:59:59.999","2018-10-24T15:59:59.999","2018-10-24T16:59:59.999","2018-10-24T17:59:59.999","2018-10-24T18:59:59.999","2018-10-24T19:59:59.999","2018-10-24T20:59:59.999","2018-10-24T21:59:59.999","2018-10-24T22:59:59.999","2018-10-24T23:59:59.999","2018-10-25T00:59:59.999","2018-10-25T01:59:59.999","2018-10-25T02:59:59.999","2018-10-25T03:59:59.999","2018-10-25T04:59:59.999","2018-10-25T05:59:59.999","2018-10-25T06:59:59.999","2018-10-25T07:59:59.999","2018-10-25T08:59:59.999","2018-10-25T09:59:59.999","2018-10-25T10:59:59.999","2018-10-25T11:59:59.999","2018-10-25T12:59:59.999","2018-10-25T13:59:59.999","2018-10-25T14:59:59.999","2018-10-25T15:59:59.999","2018-10-25T16:59:59.999","2018-10-25T17:59:59.999","2018-10-25T18:59:59.999","2018-10-25T19:59:59.999","2018-10-25T20:59:59.999","2018-10-25T21:59:59.999","2018-10-25T22:59:59.999","2018-10-25T23:59:59.999","2018-10-26T00:59:59.999","2018-10-26T01:59:59.999","2018-10-26T02:59:59.999","2018-10-26T03:59:59.999","2018-10-26T04:59:59.999","2018-10-26T05:59:59.999","2018-10-26T06:59:59.998","2018-10-26T07:59:59.998","2018-10-26T08:59:59.998","2018-10-26T09:59:59.998","2018-10-26T10:59:59.998","2018-10-26T11:59:59.998","2018-10-26T12:59:59.998","2018-10-26T13:59:59.998","2018-10-26T14:59:59.998","2018-10-26T15:59:59.998","2018-10-26T16:59:59.998",{"$f":"JPB3+1/24","v":"2018-10-26T17:59:59.998"},"2018-10-26T18:59:59.998","2018-10-26T19:59:59.998","2018-10-26T20:59:59.998","2018-10-26T21:59:59.998","2018-10-26T22:59:59.998","2018-10-26T23:59:59.998","2018-10-27T00:59:59.998","2018-10-27T01:59:59.998","2018-10-27T02:59:59.998","2018-10-27T03:59:59.998","2018-10-27T04:59:59.998","2018-10-27T05:59:59.998","2018-10-27T06:59:59.998","2018-10-27T07:59:59.998","2018-10-27T08:59:59.998","2018-10-27T09:59:59.998","2018-10-27T10:59:59.998","2018-10-27T11:59:59.998","2018-10-27T12:59:59.998","2018-10-27T13:59:59.998","2018-10-27T14:59:59.998","2018-10-27T15:59:59.998","2018-10-27T16:59:59.998","2018-10-27T17:59:59.998","2018-10-27T18:59:59.998","2018-10-27T19:59:59.998","2018-10-27T20:59:59.998","2018-10-27T21:59:59.998","2018-10-27T22:59:59.998","2018-10-27T23:59:59.998","2018-10-28T00:59:59.998","2018-10-28T01:59:59.998","2018-10-28T02:59:59.998","2018-10-28T03:59:59.998","2018-10-28T04:59:59.998","2018-10-28T05:59:59.998","2018-10-28T06:59:59.998","2018-10-28T07:59:59.998","2018-10-28T08:59:59.998","2018-10-28T09:59:59.998","2018-10-28T10:59:59.998","2018-10-28T11:59:59.998","2018-10-28T12:59:59.998","2018-10-28T13:59:59.998","2018-10-28T14:59:59.998","2018-10-28T15:59:59.998","2018-10-28T16:59:59.998","2018-10-28T17:59:59.998","2018-10-28T18:59:59.998","2018-10-28T19:59:59.998","2018-10-28T20:59:59.998","2018-10-28T21:59:59.998","2018-10-28T22:59:59.998","2018-10-28T23:59:59.998","2018-10-29T00:59:59.998","2018-10-29T01:59:59.998","2018-10-29T02:59:59.998","2018-10-29T03:59:59.998","2018-10-29T04:59:59.998","2018-10-29T05:59:59.998","2018-10-29T06:59:59.998","2018-10-29T07:59:59.998","2018-10-29T08:59:59.998",{"$f":"JRN3+1/24","v":"2018-10-29T09:59:59.998"},"2018-10-29T10:59:59.998","2018-10-29T11:59:59.998","2018-10-29T12:59:59.998","2018-10-29T13:59:59.998","2018-10-29T14:59:59.998","2018-10-29T15:59:59.998","2018-10-29T16:59:59.998","2018-10-29T17:59:59.998","2018-10-29T18:59:59.998","2018-10-29T19:59:59.998","2018-10-29T20:59:59.998","2018-10-29T21:59:59.998","2018-10-29T22:59:59.998","2018-10-29T23:59:59.998","2018-10-30T00:59:59.998","2018-10-30T01:59:59.998","2018-10-30T02:59:59.998","2018-10-30T03:59:59.998","2018-10-30T04:59:59.998","2018-10-30T05:59:59.998","2018-10-30T06:59:59.998","2018-10-30T07:59:59.998","2018-10-30T08:59:59.998","2018-10-30T09:59:59.998","2018-10-30T10:59:59.998","2018-10-30T11:59:59.998","2018-10-30T12:59:59.998","2018-10-30T13:59:59.998","2018-10-30T14:59:59.998","2018-10-30T15:59:59.998","2018-10-30T16:59:59.998","2018-10-30T17:59:59.998","2018-10-30T18:59:59.998","2018-10-30T19:59:59.998","2018-10-30T20:59:59.998","2018-10-30T21:59:59.998","2018-10-30T22:59:59.998","2018-10-30T23:59:59.998","2018-10-31T00:59:59.998","2018-10-31T01:59:59.998","2018-10-31T02:59:59.998","2018-10-31T03:59:59.998","2018-10-31T04:59:59.998","2018-10-31T05:59:59.998","2018-10-31T06:59:59.998","2018-10-31T07:59:59.998","2018-10-31T08:59:59.998","2018-10-31T09:59:59.998","2018-10-31T10:59:59.998","2018-10-31T11:59:59.998","2018-10-31T12:59:59.998","2018-10-31T13:59:59.998","2018-10-31T14:59:59.998","2018-10-31T15:59:59.998","2018-10-31T16:59:59.998","2018-10-31T17:59:59.998","2018-10-31T18:59:59.998","2018-10-31T19:59:59.998","2018-10-31T20:59:59.998","2018-10-31T21:59:59.998","2018-10-31T22:59:59.998","2018-10-31T23:59:59.998","2018-11-01T00:59:59.998",{"$f":"JTZ3+1/24","v":"2018-11-01T01:59:59.998"},"2018-11-01T02:59:59.998","2018-11-01T03:59:59.998","2018-11-01T04:59:59.998","2018-11-01T05:59:59.998","2018-11-01T06:59:59.998","2018-11-01T07:59:59.998","2018-11-01T08:59:59.998","2018-11-01T09:59:59.998","2018-11-01T10:59:59.998","2018-11-01T11:59:59.998","2018-11-01T12:59:59.998","2018-11-01T13:59:59.998","2018-11-01T14:59:59.998","2018-11-01T15:59:59.998","2018-11-01T16:59:59.998","2018-11-01T17:59:59.998","2018-11-01T18:59:59.998","2018-11-01T19:59:59.998","2018-11-01T20:59:59.998","2018-11-01T21:59:59.998","2018-11-01T22:59:59.998","2018-11-01T23:59:59.998","2018-11-02T00:59:59.998","2018-11-02T01:59:59.998","2018-11-02T02:59:59.998","2018-11-02T03:59:59.998","2018-11-02T04:59:59.998","2018-11-02T05:59:59.998","2018-11-02T06:59:59.998","2018-11-02T07:59:59.998","2018-11-02T08:59:59.998","2018-11-02T09:59:59.998","2018-11-02T10:59:59.998","2018-11-02T11:59:59.998","2018-11-02T12:59:59.998","2018-11-02T13:59:59.998","2018-11-02T14:59:59.998","2018-11-02T15:59:59.998","2018-11-02T16:59:59.998","2018-11-02T17:59:59.998","2018-11-02T18:59:59.998","2018-11-02T19:59:59.998","2018-11-02T20:59:59.998","2018-11-02T21:59:59.998","2018-11-02T22:59:59.998","2018-11-02T23:59:59.998","2018-11-03T00:59:59.998","2018-11-03T01:59:59.998","2018-11-03T02:59:59.998","2018-11-03T03:59:59.998","2018-11-03T04:59:59.998","2018-11-03T05:59:59.998","2018-11-03T06:59:59.998","2018-11-03T07:59:59.998","2018-11-03T08:59:59.998","2018-11-03T09:59:59.998","2018-11-03T10:59:59.998","2018-11-03T11:59:59.998","2018-11-03T12:59:59.998","2018-11-03T13:59:59.998","2018-11-03T14:59:59.998","2018-11-03T15:59:59.998","2018-11-03T16:59:59.998",{"$f":"JWL3+1/24","v":"2018-11-03T17:59:59.998"},"2018-11-03T18:59:59.998","2018-11-03T19:59:59.998","2018-11-03T20:59:59.998","2018-11-03T21:59:59.998","2018-11-03T22:59:59.998","2018-11-03T23:59:59.998","2018-11-04T00:59:59.998","2018-11-04T01:59:59.998","2018-11-04T02:59:59.998","2018-11-04T03:59:59.998","2018-11-04T04:59:59.998","2018-11-04T05:59:59.998","2018-11-04T06:59:59.998","2018-11-04T07:59:59.998","2018-11-04T08:59:59.998","2018-11-04T09:59:59.998","2018-11-04T10:59:59.998","2018-11-04T11:59:59.998","2018-11-04T12:59:59.998","2018-11-04T13:59:59.998","2018-11-04T14:59:59.998","2018-11-04T15:59:59.998","2018-11-04T16:59:59.998","2018-11-04T17:59:59.998","2018-11-04T18:59:59.998","2018-11-04T19:59:59.998","2018-11-04T20:59:59.998","2018-11-04T21:59:59.998","2018-11-04T22:59:59.998","2018-11-04T23:59:59.998","2018-11-05T00:59:59.998","2018-11-05T01:59:59.998","2018-11-05T02:59:59.998","2018-11-05T03:59:59.998","2018-11-05T04:59:59.998","2018-11-05T05:59:59.998","2018-11-05T06:59:59.998","2018-11-05T07:59:59.998","2018-11-05T08:59:59.998","2018-11-05T09:59:59.998","2018-11-05T10:59:59.998","2018-11-05T11:59:59.998","2018-11-05T12:59:59.998","2018-11-05T13:59:59.998","2018-11-05T14:59:59.998","2018-11-05T15:59:59.998","2018-11-05T16:59:59.998","2018-11-05T17:59:59.998","2018-11-05T18:59:59.998","2018-11-05T19:59:59.998","2018-11-05T20:59:59.998","2018-11-05T21:59:59.998","2018-11-05T22:59:59.998","2018-11-05T23:59:59.998","2018-11-06T00:59:59.998","2018-11-06T01:59:59.998","2018-11-06T02:59:59.998","2018-11-06T03:59:59.998","2018-11-06T04:59:59.998","2018-11-06T05:59:59.998","2018-11-06T06:59:59.998","2018-11-06T07:59:59.998","2018-11-06T08:59:59.998",{"$f":"JYX3+1/24","v":"2018-11-06T09:59:59.998"},"2018-11-06T10:59:59.998","2018-11-06T11:59:59.998","2018-11-06T12:59:59.998","2018-11-06T13:59:59.998","2018-11-06T14:59:59.998","2018-11-06T15:59:59.998","2018-11-06T16:59:59.998","2018-11-06T17:59:59.998","2018-11-06T18:59:59.998","2018-11-06T19:59:59.998","2018-11-06T20:59:59.998","2018-11-06T21:59:59.998","2018-11-06T22:59:59.998","2018-11-06T23:59:59.998","2018-11-07T00:59:59.998","2018-11-07T01:59:59.998","2018-11-07T02:59:59.998","2018-11-07T03:59:59.998","2018-11-07T04:59:59.998","2018-11-07T05:59:59.998","2018-11-07T06:59:59.998","2018-11-07T07:59:59.998","2018-11-07T08:59:59.998","2018-11-07T09:59:59.998","2018-11-07T10:59:59.998","2018-11-07T11:59:59.998","2018-11-07T12:59:59.998","2018-11-07T13:59:59.998","2018-11-07T14:59:59.998","2018-11-07T15:59:59.998","2018-11-07T16:59:59.998","2018-11-07T17:59:59.998","2018-11-07T18:59:59.998","2018-11-07T19:59:59.998","2018-11-07T20:59:59.998","2018-11-07T21:59:59.998","2018-11-07T22:59:59.998","2018-11-07T23:59:59.998","2018-11-08T00:59:59.998","2018-11-08T01:59:59.998","2018-11-08T02:59:59.998","2018-11-08T03:59:59.998","2018-11-08T04:59:59.998","2018-11-08T05:59:59.998","2018-11-08T06:59:59.998","2018-11-08T07:59:59.998","2018-11-08T08:59:59.998","2018-11-08T09:59:59.998","2018-11-08T10:59:59.998","2018-11-08T11:59:59.998","2018-11-08T12:59:59.998","2018-11-08T13:59:59.998","2018-11-08T14:59:59.998","2018-11-08T15:59:59.998","2018-11-08T16:59:59.998","2018-11-08T17:59:59.998","2018-11-08T18:59:59.998","2018-11-08T19:59:59.998","2018-11-08T20:59:59.998","2018-11-08T21:59:59.998","2018-11-08T22:59:59.998","2018-11-08T23:59:59.998","2018-11-09T00:59:59.998",{"$f":"KBJ3+1/24","v":"2018-11-09T01:59:59.998"},"2018-11-09T02:59:59.998","2018-11-09T03:59:59.998","2018-11-09T04:59:59.998","2018-11-09T05:59:59.998","2018-11-09T06:59:59.998","2018-11-09T07:59:59.998","2018-11-09T08:59:59.998","2018-11-09T09:59:59.998","2018-11-09T10:59:59.998","2018-11-09T11:59:59.998","2018-11-09T12:59:59.998","2018-11-09T13:59:59.998","2018-11-09T14:59:59.998","2018-11-09T15:59:59.998","2018-11-09T16:59:59.998","2018-11-09T17:59:59.998","2018-11-09T18:59:59.998","2018-11-09T19:59:59.998","2018-11-09T20:59:59.998","2018-11-09T21:59:59.998","2018-11-09T22:59:59.998","2018-11-09T23:59:59.998","2018-11-10T00:59:59.998","2018-11-10T01:59:59.998","2018-11-10T02:59:59.998","2018-11-10T03:59:59.998","2018-11-10T04:59:59.998","2018-11-10T05:59:59.998","2018-11-10T06:59:59.998","2018-11-10T07:59:59.998","2018-11-10T08:59:59.998","2018-11-10T09:59:59.998","2018-11-10T10:59:59.998","2018-11-10T11:59:59.998","2018-11-10T12:59:59.998","2018-11-10T13:59:59.998","2018-11-10T14:59:59.998","2018-11-10T15:59:59.998","2018-11-10T16:59:59.998","2018-11-10T17:59:59.998","2018-11-10T18:59:59.998","2018-11-10T19:59:59.998","2018-11-10T20:59:59.998","2018-11-10T21:59:59.998","2018-11-10T22:59:59.998","2018-11-10T23:59:59.998","2018-11-11T00:59:59.998","2018-11-11T01:59:59.998","2018-11-11T02:59:59.998","2018-11-11T03:59:59.998","2018-11-11T04:59:59.998","2018-11-11T05:59:59.998","2018-11-11T06:59:59.998","2018-11-11T07:59:59.998","2018-11-11T08:59:59.998","2018-11-11T09:59:59.998","2018-11-11T10:59:59.998","2018-11-11T11:59:59.998","2018-11-11T12:59:59.998","2018-11-11T13:59:59.998","2018-11-11T14:59:59.998","2018-11-11T15:59:59.998","2018-11-11T16:59:59.998",{"$f":"KDV3+1/24","v":"2018-11-11T17:59:59.998"},"2018-11-11T18:59:59.998","2018-11-11T19:59:59.998","2018-11-11T20:59:59.998","2018-11-11T21:59:59.998","2018-11-11T22:59:59.998","2018-11-11T23:59:59.998","2018-11-12T00:59:59.998","2018-11-12T01:59:59.998","2018-11-12T02:59:59.998","2018-11-12T03:59:59.998","2018-11-12T04:59:59.998","2018-11-12T05:59:59.998","2018-11-12T06:59:59.998","2018-11-12T07:59:59.998","2018-11-12T08:59:59.998","2018-11-12T09:59:59.998","2018-11-12T10:59:59.998","2018-11-12T11:59:59.998","2018-11-12T12:59:59.998","2018-11-12T13:59:59.998","2018-11-12T14:59:59.998","2018-11-12T15:59:59.998","2018-11-12T16:59:59.998","2018-11-12T17:59:59.998","2018-11-12T18:59:59.998","2018-11-12T19:59:59.998","2018-11-12T20:59:59.998","2018-11-12T21:59:59.998","2018-11-12T22:59:59.998","2018-11-12T23:59:59.998","2018-11-13T00:59:59.998","2018-11-13T01:59:59.998","2018-11-13T02:59:59.998","2018-11-13T03:59:59.998","2018-11-13T04:59:59.998","2018-11-13T05:59:59.998","2018-11-13T06:59:59.998","2018-11-13T07:59:59.998","2018-11-13T08:59:59.998","2018-11-13T09:59:59.998","2018-11-13T10:59:59.998","2018-11-13T11:59:59.998","2018-11-13T12:59:59.998","2018-11-13T13:59:59.998","2018-11-13T14:59:59.998","2018-11-13T15:59:59.998","2018-11-13T16:59:59.998","2018-11-13T17:59:59.998","2018-11-13T18:59:59.998","2018-11-13T19:59:59.998","2018-11-13T20:59:59.998","2018-11-13T21:59:59.998","2018-11-13T22:59:59.998","2018-11-13T23:59:59.998","2018-11-14T00:59:59.998","2018-11-14T01:59:59.998","2018-11-14T02:59:59.998","2018-11-14T03:59:59.998","2018-11-14T04:59:59.998","2018-11-14T05:59:59.998","2018-11-14T06:59:59.998","2018-11-14T07:59:59.998","2018-11-14T08:59:59.998",{"$f":"KGH3+1/24","v":"2018-11-14T09:59:59.998"},"2018-11-14T10:59:59.998","2018-11-14T11:59:59.998","2018-11-14T12:59:59.998","2018-11-14T13:59:59.998","2018-11-14T14:59:59.998","2018-11-14T15:59:59.998","2018-11-14T16:59:59.998","2018-11-14T17:59:59.998","2018-11-14T18:59:59.998","2018-11-14T19:59:59.998","2018-11-14T20:59:59.998","2018-11-14T21:59:59.998","2018-11-14T22:59:59.998","2018-11-14T23:59:59.998","2018-11-15T00:59:59.998","2018-11-15T01:59:59.998","2018-11-15T02:59:59.998","2018-11-15T03:59:59.998","2018-11-15T04:59:59.998","2018-11-15T05:59:59.998","2018-11-15T06:59:59.998","2018-11-15T07:59:59.998","2018-11-15T08:59:59.998","2018-11-15T09:59:59.998","2018-11-15T10:59:59.998","2018-11-15T11:59:59.998","2018-11-15T12:59:59.998","2018-11-15T13:59:59.998","2018-11-15T14:59:59.998","2018-11-15T15:59:59.998","2018-11-15T16:59:59.998","2018-11-15T17:59:59.998","2018-11-15T18:59:59.998","2018-11-15T19:59:59.998","2018-11-15T20:59:59.998","2018-11-15T21:59:59.998","2018-11-15T22:59:59.998","2018-11-15T23:59:59.998","2018-11-16T00:59:59.998","2018-11-16T01:59:59.998","2018-11-16T02:59:59.998","2018-11-16T03:59:59.998","2018-11-16T04:59:59.998","2018-11-16T05:59:59.998","2018-11-16T06:59:59.998","2018-11-16T07:59:59.998","2018-11-16T08:59:59.998","2018-11-16T09:59:59.998","2018-11-16T10:59:59.998","2018-11-16T11:59:59.998","2018-11-16T12:59:59.998","2018-11-16T13:59:59.998","2018-11-16T14:59:59.998","2018-11-16T15:59:59.998","2018-11-16T16:59:59.998","2018-11-16T17:59:59.998","2018-11-16T18:59:59.998","2018-11-16T19:59:59.998","2018-11-16T20:59:59.998","2018-11-16T21:59:59.998","2018-11-16T22:59:59.998","2018-11-16T23:59:59.998","2018-11-17T00:59:59.998",{"$f":"KIT3+1/24","v":"2018-11-17T01:59:59.998"},"2018-11-17T02:59:59.998","2018-11-17T03:59:59.998","2018-11-17T04:59:59.998","2018-11-17T05:59:59.998","2018-11-17T06:59:59.998","2018-11-17T07:59:59.998","2018-11-17T08:59:59.998","2018-11-17T09:59:59.998","2018-11-17T10:59:59.998","2018-11-17T11:59:59.998","2018-11-17T12:59:59.998","2018-11-17T13:59:59.998","2018-11-17T14:59:59.998","2018-11-17T15:59:59.998","2018-11-17T16:59:59.998","2018-11-17T17:59:59.998","2018-11-17T18:59:59.998","2018-11-17T19:59:59.998","2018-11-17T20:59:59.998","2018-11-17T21:59:59.998","2018-11-17T22:59:59.998","2018-11-17T23:59:59.998","2018-11-18T00:59:59.998","2018-11-18T01:59:59.998","2018-11-18T02:59:59.998","2018-11-18T03:59:59.998","2018-11-18T04:59:59.998","2018-11-18T05:59:59.998","2018-11-18T06:59:59.998","2018-11-18T07:59:59.998","2018-11-18T08:59:59.998","2018-11-18T09:59:59.998","2018-11-18T10:59:59.998","2018-11-18T11:59:59.998","2018-11-18T12:59:59.998","2018-11-18T13:59:59.998","2018-11-18T14:59:59.998","2018-11-18T15:59:59.998","2018-11-18T16:59:59.998","2018-11-18T17:59:59.998","2018-11-18T18:59:59.998","2018-11-18T19:59:59.998","2018-11-18T20:59:59.998","2018-11-18T21:59:59.998","2018-11-18T22:59:59.998","2018-11-18T23:59:59.998","2018-11-19T00:59:59.998","2018-11-19T01:59:59.998","2018-11-19T02:59:59.998","2018-11-19T03:59:59.998","2018-11-19T04:59:59.998","2018-11-19T05:59:59.998","2018-11-19T06:59:59.998","2018-11-19T07:59:59.998","2018-11-19T08:59:59.998","2018-11-19T09:59:59.998","2018-11-19T10:59:59.998","2018-11-19T11:59:59.998","2018-11-19T12:59:59.998","2018-11-19T13:59:59.998","2018-11-19T14:59:59.998","2018-11-19T15:59:59.998","2018-11-19T16:59:59.998",{"$f":"KLF3+1/24","v":"2018-11-19T17:59:59.998"},"2018-11-19T18:59:59.998","2018-11-19T19:59:59.998","2018-11-19T20:59:59.998","2018-11-19T21:59:59.998","2018-11-19T22:59:59.998","2018-11-19T23:59:59.998","2018-11-20T00:59:59.998","2018-11-20T01:59:59.998","2018-11-20T02:59:59.998","2018-11-20T03:59:59.998","2018-11-20T04:59:59.998","2018-11-20T05:59:59.998","2018-11-20T06:59:59.998","2018-11-20T07:59:59.998","2018-11-20T08:59:59.998","2018-11-20T09:59:59.998","2018-11-20T10:59:59.998","2018-11-20T11:59:59.998","2018-11-20T12:59:59.998","2018-11-20T13:59:59.998","2018-11-20T14:59:59.998","2018-11-20T15:59:59.998","2018-11-20T16:59:59.998","2018-11-20T17:59:59.998","2018-11-20T18:59:59.998","2018-11-20T19:59:59.998","2018-11-20T20:59:59.998","2018-11-20T21:59:59.998","2018-11-20T22:59:59.998","2018-11-20T23:59:59.998","2018-11-21T00:59:59.998","2018-11-21T01:59:59.998","2018-11-21T02:59:59.998","2018-11-21T03:59:59.998","2018-11-21T04:59:59.998","2018-11-21T05:59:59.998","2018-11-21T06:59:59.998","2018-11-21T07:59:59.998","2018-11-21T08:59:59.998","2018-11-21T09:59:59.998","2018-11-21T10:59:59.998","2018-11-21T11:59:59.998","2018-11-21T12:59:59.998","2018-11-21T13:59:59.998","2018-11-21T14:59:59.998","2018-11-21T15:59:59.998","2018-11-21T16:59:59.998","2018-11-21T17:59:59.998","2018-11-21T18:59:59.998","2018-11-21T19:59:59.998","2018-11-21T20:59:59.998","2018-11-21T21:59:59.998","2018-11-21T22:59:59.998","2018-11-21T23:59:59.998","2018-11-22T00:59:59.998","2018-11-22T01:59:59.998","2018-11-22T02:59:59.998","2018-11-22T03:59:59.998","2018-11-22T04:59:59.998","2018-11-22T05:59:59.998","2018-11-22T06:59:59.998","2018-11-22T07:59:59.998","2018-11-22T08:59:59.998",{"$f":"KNR3+1/24","v":"2018-11-22T09:59:59.998"},"2018-11-22T10:59:59.998","2018-11-22T11:59:59.998","2018-11-22T12:59:59.998","2018-11-22T13:59:59.998","2018-11-22T14:59:59.998","2018-11-22T15:59:59.998","2018-11-22T16:59:59.998","2018-11-22T17:59:59.998","2018-11-22T18:59:59.998","2018-11-22T19:59:59.998","2018-11-22T20:59:59.998","2018-11-22T21:59:59.998","2018-11-22T22:59:59.998","2018-11-22T23:59:59.998","2018-11-23T00:59:59.998","2018-11-23T01:59:59.998","2018-11-23T02:59:59.998","2018-11-23T03:59:59.998","2018-11-23T04:59:59.998","2018-11-23T05:59:59.998","2018-11-23T06:59:59.998","2018-11-23T07:59:59.998","2018-11-23T08:59:59.998","2018-11-23T09:59:59.998","2018-11-23T10:59:59.998","2018-11-23T11:59:59.998","2018-11-23T12:59:59.998","2018-11-23T13:59:59.998","2018-11-23T14:59:59.998","2018-11-23T15:59:59.998","2018-11-23T16:59:59.998","2018-11-23T17:59:59.998","2018-11-23T18:59:59.998","2018-11-23T19:59:59.998","2018-11-23T20:59:59.998","2018-11-23T21:59:59.998","2018-11-23T22:59:59.998","2018-11-23T23:59:59.998","2018-11-24T00:59:59.998","2018-11-24T01:59:59.998","2018-11-24T02:59:59.998","2018-11-24T03:59:59.998","2018-11-24T04:59:59.998","2018-11-24T05:59:59.998","2018-11-24T06:59:59.998","2018-11-24T07:59:59.998","2018-11-24T08:59:59.998","2018-11-24T09:59:59.998","2018-11-24T10:59:59.998","2018-11-24T11:59:59.998","2018-11-24T12:59:59.998","2018-11-24T13:59:59.998","2018-11-24T14:59:59.998","2018-11-24T15:59:59.998","2018-11-24T16:59:59.998","2018-11-24T17:59:59.998","2018-11-24T18:59:59.998","2018-11-24T19:59:59.998","2018-11-24T20:59:59.998","2018-11-24T21:59:59.998","2018-11-24T22:59:59.998","2018-11-24T23:59:59.998","2018-11-25T00:59:59.998",{"$f":"KQD3+1/24","v":"2018-11-25T01:59:59.998"},"2018-11-25T02:59:59.998","2018-11-25T03:59:59.998","2018-11-25T04:59:59.998","2018-11-25T05:59:59.998","2018-11-25T06:59:59.998","2018-11-25T07:59:59.998","2018-11-25T08:59:59.998","2018-11-25T09:59:59.998","2018-11-25T10:59:59.998","2018-11-25T11:59:59.998","2018-11-25T12:59:59.998","2018-11-25T13:59:59.998","2018-11-25T14:59:59.998","2018-11-25T15:59:59.998","2018-11-25T16:59:59.998","2018-11-25T17:59:59.998","2018-11-25T18:59:59.998","2018-11-25T19:59:59.998","2018-11-25T20:59:59.998","2018-11-25T21:59:59.998","2018-11-25T22:59:59.998","2018-11-25T23:59:59.998","2018-11-26T00:59:59.998","2018-11-26T01:59:59.998","2018-11-26T02:59:59.998","2018-11-26T03:59:59.998","2018-11-26T04:59:59.998","2018-11-26T05:59:59.998","2018-11-26T06:59:59.998","2018-11-26T07:59:59.998","2018-11-26T08:59:59.998","2018-11-26T09:59:59.998","2018-11-26T10:59:59.998","2018-11-26T11:59:59.998","2018-11-26T12:59:59.998","2018-11-26T13:59:59.998","2018-11-26T14:59:59.998","2018-11-26T15:59:59.998","2018-11-26T16:59:59.998","2018-11-26T17:59:59.998","2018-11-26T18:59:59.998","2018-11-26T19:59:59.998","2018-11-26T20:59:59.998","2018-11-26T21:59:59.998","2018-11-26T22:59:59.998","2018-11-26T23:59:59.998","2018-11-27T00:59:59.998","2018-11-27T01:59:59.998","2018-11-27T02:59:59.998","2018-11-27T03:59:59.998","2018-11-27T04:59:59.998","2018-11-27T05:59:59.998","2018-11-27T06:59:59.998","2018-11-27T07:59:59.998","2018-11-27T08:59:59.998","2018-11-27T09:59:59.998","2018-11-27T10:59:59.998","2018-11-27T11:59:59.998","2018-11-27T12:59:59.998","2018-11-27T13:59:59.998","2018-11-27T14:59:59.998","2018-11-27T15:59:59.998","2018-11-27T16:59:59.998",{"$f":"KSP3+1/24","v":"2018-11-27T17:59:59.998"},"2018-11-27T18:59:59.998","2018-11-27T19:59:59.998","2018-11-27T20:59:59.998","2018-11-27T21:59:59.998","2018-11-27T22:59:59.998","2018-11-27T23:59:59.998","2018-11-28T00:59:59.998","2018-11-28T01:59:59.998","2018-11-28T02:59:59.998","2018-11-28T03:59:59.998","2018-11-28T04:59:59.998","2018-11-28T05:59:59.998","2018-11-28T06:59:59.998","2018-11-28T07:59:59.998","2018-11-28T08:59:59.998","2018-11-28T09:59:59.998","2018-11-28T10:59:59.998","2018-11-28T11:59:59.998","2018-11-28T12:59:59.998","2018-11-28T13:59:59.998","2018-11-28T14:59:59.998","2018-11-28T15:59:59.998","2018-11-28T16:59:59.998","2018-11-28T17:59:59.998","2018-11-28T18:59:59.998","2018-11-28T19:59:59.998","2018-11-28T20:59:59.998","2018-11-28T21:59:59.998","2018-11-28T22:59:59.998","2018-11-28T23:59:59.998","2018-11-29T00:59:59.998","2018-11-29T01:59:59.998","2018-11-29T02:59:59.998","2018-11-29T03:59:59.998","2018-11-29T04:59:59.998","2018-11-29T05:59:59.998","2018-11-29T06:59:59.998","2018-11-29T07:59:59.998","2018-11-29T08:59:59.998","2018-11-29T09:59:59.998","2018-11-29T10:59:59.998","2018-11-29T11:59:59.998","2018-11-29T12:59:59.998","2018-11-29T13:59:59.998","2018-11-29T14:59:59.998","2018-11-29T15:59:59.998","2018-11-29T16:59:59.998","2018-11-29T17:59:59.998","2018-11-29T18:59:59.998","2018-11-29T19:59:59.998","2018-11-29T20:59:59.998","2018-11-29T21:59:59.998","2018-11-29T22:59:59.998","2018-11-29T23:59:59.998","2018-11-30T00:59:59.998","2018-11-30T01:59:59.998","2018-11-30T02:59:59.998","2018-11-30T03:59:59.998","2018-11-30T04:59:59.998","2018-11-30T05:59:59.998","2018-11-30T06:59:59.998","2018-11-30T07:59:59.998","2018-11-30T08:59:59.998",{"$f":"KVB3+1/24","v":"2018-11-30T09:59:59.998"},"2018-11-30T10:59:59.998","2018-11-30T11:59:59.998","2018-11-30T12:59:59.998","2018-11-30T13:59:59.998","2018-11-30T14:59:59.998","2018-11-30T15:59:59.998","2018-11-30T16:59:59.998","2018-11-30T17:59:59.998","2018-11-30T18:59:59.998","2018-11-30T19:59:59.998","2018-11-30T20:59:59.998","2018-11-30T21:59:59.998","2018-11-30T22:59:59.998","2018-11-30T23:59:59.998","2018-12-01T00:59:59.998","2018-12-01T01:59:59.998","2018-12-01T02:59:59.998","2018-12-01T03:59:59.998","2018-12-01T04:59:59.998","2018-12-01T05:59:59.998","2018-12-01T06:59:59.998","2018-12-01T07:59:59.998","2018-12-01T08:59:59.998","2018-12-01T09:59:59.998","2018-12-01T10:59:59.998","2018-12-01T11:59:59.998","2018-12-01T12:59:59.998","2018-12-01T13:59:59.998","2018-12-01T14:59:59.998","2018-12-01T15:59:59.998","2018-12-01T16:59:59.998","2018-12-01T17:59:59.998","2018-12-01T18:59:59.998","2018-12-01T19:59:59.998","2018-12-01T20:59:59.998","2018-12-01T21:59:59.998","2018-12-01T22:59:59.998","2018-12-01T23:59:59.998","2018-12-02T00:59:59.998","2018-12-02T01:59:59.998","2018-12-02T02:59:59.998","2018-12-02T03:59:59.998","2018-12-02T04:59:59.998","2018-12-02T05:59:59.998","2018-12-02T06:59:59.998","2018-12-02T07:59:59.998","2018-12-02T08:59:59.998","2018-12-02T09:59:59.998","2018-12-02T10:59:59.998","2018-12-02T11:59:59.998","2018-12-02T12:59:59.998","2018-12-02T13:59:59.998","2018-12-02T14:59:59.998","2018-12-02T15:59:59.998","2018-12-02T16:59:59.998","2018-12-02T17:59:59.998","2018-12-02T18:59:59.998","2018-12-02T19:59:59.998","2018-12-02T20:59:59.998","2018-12-02T21:59:59.998","2018-12-02T22:59:59.998","2018-12-02T23:59:59.998","2018-12-03T00:59:59.998",{"$f":"KXN3+1/24","v":"2018-12-03T01:59:59.998"},"2018-12-03T02:59:59.998","2018-12-03T03:59:59.998","2018-12-03T04:59:59.998","2018-12-03T05:59:59.998","2018-12-03T06:59:59.998","2018-12-03T07:59:59.998","2018-12-03T08:59:59.998","2018-12-03T09:59:59.998","2018-12-03T10:59:59.998","2018-12-03T11:59:59.998","2018-12-03T12:59:59.998","2018-12-03T13:59:59.998","2018-12-03T14:59:59.998","2018-12-03T15:59:59.998","2018-12-03T16:59:59.998","2018-12-03T17:59:59.998","2018-12-03T18:59:59.998","2018-12-03T19:59:59.998","2018-12-03T20:59:59.998","2018-12-03T21:59:59.998","2018-12-03T22:59:59.998","2018-12-03T23:59:59.998","2018-12-04T00:59:59.998","2018-12-04T01:59:59.998","2018-12-04T02:59:59.998","2018-12-04T03:59:59.998","2018-12-04T04:59:59.998","2018-12-04T05:59:59.998","2018-12-04T06:59:59.998","2018-12-04T07:59:59.998","2018-12-04T08:59:59.998","2018-12-04T09:59:59.998","2018-12-04T10:59:59.998","2018-12-04T11:59:59.998","2018-12-04T12:59:59.998","2018-12-04T13:59:59.998","2018-12-04T14:59:59.998","2018-12-04T15:59:59.998","2018-12-04T16:59:59.998","2018-12-04T17:59:59.998","2018-12-04T18:59:59.998","2018-12-04T19:59:59.998","2018-12-04T20:59:59.998","2018-12-04T21:59:59.998","2018-12-04T22:59:59.998","2018-12-04T23:59:59.998","2018-12-05T00:59:59.998","2018-12-05T01:59:59.998","2018-12-05T02:59:59.998","2018-12-05T03:59:59.998","2018-12-05T04:59:59.998","2018-12-05T05:59:59.998","2018-12-05T06:59:59.998","2018-12-05T07:59:59.998","2018-12-05T08:59:59.998","2018-12-05T09:59:59.998","2018-12-05T10:59:59.998","2018-12-05T11:59:59.998","2018-12-05T12:59:59.998","2018-12-05T13:59:59.998","2018-12-05T14:59:59.998","2018-12-05T15:59:59.998","2018-12-05T16:59:59.998",{"$f":"KZZ3+1/24","v":"2018-12-05T17:59:59.998"},"2018-12-05T18:59:59.998","2018-12-05T19:59:59.998","2018-12-05T20:59:59.998","2018-12-05T21:59:59.998","2018-12-05T22:59:59.998","2018-12-05T23:59:59.998","2018-12-06T00:59:59.998","2018-12-06T01:59:59.998","2018-12-06T02:59:59.998","2018-12-06T03:59:59.998","2018-12-06T04:59:59.998","2018-12-06T05:59:59.998","2018-12-06T06:59:59.998","2018-12-06T07:59:59.998","2018-12-06T08:59:59.998","2018-12-06T09:59:59.998","2018-12-06T10:59:59.998","2018-12-06T11:59:59.998","2018-12-06T12:59:59.998","2018-12-06T13:59:59.998","2018-12-06T14:59:59.998","2018-12-06T15:59:59.998","2018-12-06T16:59:59.998","2018-12-06T17:59:59.998","2018-12-06T18:59:59.998","2018-12-06T19:59:59.998","2018-12-06T20:59:59.998","2018-12-06T21:59:59.998","2018-12-06T22:59:59.998","2018-12-06T23:59:59.998","2018-12-07T00:59:59.998","2018-12-07T01:59:59.998","2018-12-07T02:59:59.998","2018-12-07T03:59:59.998","2018-12-07T04:59:59.998","2018-12-07T05:59:59.998","2018-12-07T06:59:59.998","2018-12-07T07:59:59.998","2018-12-07T08:59:59.998","2018-12-07T09:59:59.998","2018-12-07T10:59:59.998","2018-12-07T11:59:59.998","2018-12-07T12:59:59.998","2018-12-07T13:59:59.998","2018-12-07T14:59:59.998","2018-12-07T15:59:59.998","2018-12-07T16:59:59.998","2018-12-07T17:59:59.998","2018-12-07T18:59:59.998","2018-12-07T19:59:59.998","2018-12-07T20:59:59.998","2018-12-07T21:59:59.998","2018-12-07T22:59:59.998","2018-12-07T23:59:59.998","2018-12-08T00:59:59.998","2018-12-08T01:59:59.998","2018-12-08T02:59:59.998","2018-12-08T03:59:59.998","2018-12-08T04:59:59.998","2018-12-08T05:59:59.998","2018-12-08T06:59:59.998","2018-12-08T07:59:59.998","2018-12-08T08:59:59.998",{"$f":"LCL3+1/24","v":"2018-12-08T09:59:59.998"},"2018-12-08T10:59:59.998","2018-12-08T11:59:59.998","2018-12-08T12:59:59.998","2018-12-08T13:59:59.998","2018-12-08T14:59:59.998","2018-12-08T15:59:59.998","2018-12-08T16:59:59.998","2018-12-08T17:59:59.998","2018-12-08T18:59:59.998","2018-12-08T19:59:59.998","2018-12-08T20:59:59.998","2018-12-08T21:59:59.998","2018-12-08T22:59:59.998","2018-12-08T23:59:59.998","2018-12-09T00:59:59.998","2018-12-09T01:59:59.998","2018-12-09T02:59:59.998","2018-12-09T03:59:59.998","2018-12-09T04:59:59.998","2018-12-09T05:59:59.998","2018-12-09T06:59:59.998","2018-12-09T07:59:59.998","2018-12-09T08:59:59.998","2018-12-09T09:59:59.998","2018-12-09T10:59:59.998","2018-12-09T11:59:59.998","2018-12-09T12:59:59.998","2018-12-09T13:59:59.998","2018-12-09T14:59:59.998","2018-12-09T15:59:59.998","2018-12-09T16:59:59.998","2018-12-09T17:59:59.998","2018-12-09T18:59:59.998","2018-12-09T19:59:59.998","2018-12-09T20:59:59.998","2018-12-09T21:59:59.998","2018-12-09T22:59:59.998","2018-12-09T23:59:59.998","2018-12-10T00:59:59.998","2018-12-10T01:59:59.998","2018-12-10T02:59:59.998","2018-12-10T03:59:59.998","2018-12-10T04:59:59.998","2018-12-10T05:59:59.998","2018-12-10T06:59:59.998","2018-12-10T07:59:59.998","2018-12-10T08:59:59.998","2018-12-10T09:59:59.998","2018-12-10T10:59:59.998","2018-12-10T11:59:59.998","2018-12-10T12:59:59.998","2018-12-10T13:59:59.998","2018-12-10T14:59:59.998","2018-12-10T15:59:59.998","2018-12-10T16:59:59.998","2018-12-10T17:59:59.998","2018-12-10T18:59:59.998","2018-12-10T19:59:59.998","2018-12-10T20:59:59.998","2018-12-10T21:59:59.998","2018-12-10T22:59:59.998","2018-12-10T23:59:59.998","2018-12-11T00:59:59.998",{"$f":"LEX3+1/24","v":"2018-12-11T01:59:59.998"},"2018-12-11T02:59:59.998","2018-12-11T03:59:59.998","2018-12-11T04:59:59.998","2018-12-11T05:59:59.998","2018-12-11T06:59:59.998","2018-12-11T07:59:59.998","2018-12-11T08:59:59.998","2018-12-11T09:59:59.998","2018-12-11T10:59:59.998","2018-12-11T11:59:59.998","2018-12-11T12:59:59.998","2018-12-11T13:59:59.998","2018-12-11T14:59:59.998","2018-12-11T15:59:59.998","2018-12-11T16:59:59.998","2018-12-11T17:59:59.998","2018-12-11T18:59:59.998","2018-12-11T19:59:59.998","2018-12-11T20:59:59.998","2018-12-11T21:59:59.998","2018-12-11T22:59:59.998","2018-12-11T23:59:59.998","2018-12-12T00:59:59.998","2018-12-12T01:59:59.998","2018-12-12T02:59:59.998","2018-12-12T03:59:59.998","2018-12-12T04:59:59.998","2018-12-12T05:59:59.998","2018-12-12T06:59:59.998","2018-12-12T07:59:59.998","2018-12-12T08:59:59.998","2018-12-12T09:59:59.998","2018-12-12T10:59:59.998","2018-12-12T11:59:59.998","2018-12-12T12:59:59.998","2018-12-12T13:59:59.998","2018-12-12T14:59:59.998","2018-12-12T15:59:59.998","2018-12-12T16:59:59.998","2018-12-12T17:59:59.998","2018-12-12T18:59:59.998","2018-12-12T19:59:59.998","2018-12-12T20:59:59.998","2018-12-12T21:59:59.998","2018-12-12T22:59:59.998","2018-12-12T23:59:59.998","2018-12-13T00:59:59.998","2018-12-13T01:59:59.998","2018-12-13T02:59:59.998","2018-12-13T03:59:59.998","2018-12-13T04:59:59.998","2018-12-13T05:59:59.998","2018-12-13T06:59:59.998","2018-12-13T07:59:59.998","2018-12-13T08:59:59.998","2018-12-13T09:59:59.998","2018-12-13T10:59:59.998","2018-12-13T11:59:59.998","2018-12-13T12:59:59.998","2018-12-13T13:59:59.998","2018-12-13T14:59:59.998","2018-12-13T15:59:59.998","2018-12-13T16:59:59.998",{"$f":"LHJ3+1/24","v":"2018-12-13T17:59:59.998"},"2018-12-13T18:59:59.998","2018-12-13T19:59:59.998","2018-12-13T20:59:59.998","2018-12-13T21:59:59.998","2018-12-13T22:59:59.998","2018-12-13T23:59:59.998","2018-12-14T00:59:59.998","2018-12-14T01:59:59.998","2018-12-14T02:59:59.998","2018-12-14T03:59:59.998","2018-12-14T04:59:59.998","2018-12-14T05:59:59.998","2018-12-14T06:59:59.998","2018-12-14T07:59:59.998","2018-12-14T08:59:59.998","2018-12-14T09:59:59.998","2018-12-14T10:59:59.998","2018-12-14T11:59:59.998","2018-12-14T12:59:59.998","2018-12-14T13:59:59.998","2018-12-14T14:59:59.998","2018-12-14T15:59:59.998","2018-12-14T16:59:59.998","2018-12-14T17:59:59.998","2018-12-14T18:59:59.998","2018-12-14T19:59:59.998","2018-12-14T20:59:59.998","2018-12-14T21:59:59.998","2018-12-14T22:59:59.998","2018-12-14T23:59:59.998","2018-12-15T00:59:59.998","2018-12-15T01:59:59.998","2018-12-15T02:59:59.998","2018-12-15T03:59:59.998","2018-12-15T04:59:59.998","2018-12-15T05:59:59.998","2018-12-15T06:59:59.998","2018-12-15T07:59:59.998","2018-12-15T08:59:59.998","2018-12-15T09:59:59.998","2018-12-15T10:59:59.998","2018-12-15T11:59:59.998","2018-12-15T12:59:59.998","2018-12-15T13:59:59.998","2018-12-15T14:59:59.998","2018-12-15T15:59:59.998","2018-12-15T16:59:59.998","2018-12-15T17:59:59.998","2018-12-15T18:59:59.998","2018-12-15T19:59:59.998","2018-12-15T20:59:59.998","2018-12-15T21:59:59.998","2018-12-15T22:59:59.998","2018-12-15T23:59:59.998","2018-12-16T00:59:59.998","2018-12-16T01:59:59.998","2018-12-16T02:59:59.998","2018-12-16T03:59:59.998","2018-12-16T04:59:59.998","2018-12-16T05:59:59.998","2018-12-16T06:59:59.998","2018-12-16T07:59:59.998","2018-12-16T08:59:59.998",{"$f":"LJV3+1/24","v":"2018-12-16T09:59:59.998"},"2018-12-16T10:59:59.998","2018-12-16T11:59:59.998","2018-12-16T12:59:59.998","2018-12-16T13:59:59.998","2018-12-16T14:59:59.998","2018-12-16T15:59:59.998","2018-12-16T16:59:59.998","2018-12-16T17:59:59.998","2018-12-16T18:59:59.998","2018-12-16T19:59:59.998","2018-12-16T20:59:59.998","2018-12-16T21:59:59.998","2018-12-16T22:59:59.998","2018-12-16T23:59:59.998","2018-12-17T00:59:59.998","2018-12-17T01:59:59.998","2018-12-17T02:59:59.998","2018-12-17T03:59:59.998","2018-12-17T04:59:59.998","2018-12-17T05:59:59.998","2018-12-17T06:59:59.998","2018-12-17T07:59:59.998","2018-12-17T08:59:59.998","2018-12-17T09:59:59.998","2018-12-17T10:59:59.998","2018-12-17T11:59:59.998","2018-12-17T12:59:59.998","2018-12-17T13:59:59.998","2018-12-17T14:59:59.998","2018-12-17T15:59:59.998","2018-12-17T16:59:59.998","2018-12-17T17:59:59.998","2018-12-17T18:59:59.998","2018-12-17T19:59:59.998","2018-12-17T20:59:59.998","2018-12-17T21:59:59.998","2018-12-17T22:59:59.998","2018-12-17T23:59:59.998","2018-12-18T00:59:59.998","2018-12-18T01:59:59.998","2018-12-18T02:59:59.998","2018-12-18T03:59:59.998","2018-12-18T04:59:59.998","2018-12-18T05:59:59.998","2018-12-18T06:59:59.998","2018-12-18T07:59:59.998","2018-12-18T08:59:59.998","2018-12-18T09:59:59.998","2018-12-18T10:59:59.998","2018-12-18T11:59:59.998","2018-12-18T12:59:59.998","2018-12-18T13:59:59.998","2018-12-18T14:59:59.998","2018-12-18T15:59:59.998","2018-12-18T16:59:59.998","2018-12-18T17:59:59.998","2018-12-18T18:59:59.998","2018-12-18T19:59:59.998","2018-12-18T20:59:59.998","2018-12-18T21:59:59.998","2018-12-18T22:59:59.998","2018-12-18T23:59:59.998","2018-12-19T00:59:59.998",{"$f":"LMH3+1/24","v":"2018-12-19T01:59:59.998"},"2018-12-19T02:59:59.998","2018-12-19T03:59:59.998","2018-12-19T04:59:59.998","2018-12-19T05:59:59.998","2018-12-19T06:59:59.998","2018-12-19T07:59:59.998","2018-12-19T08:59:59.998","2018-12-19T09:59:59.998","2018-12-19T10:59:59.998","2018-12-19T11:59:59.998","2018-12-19T12:59:59.998","2018-12-19T13:59:59.998","2018-12-19T14:59:59.998","2018-12-19T15:59:59.998","2018-12-19T16:59:59.998","2018-12-19T17:59:59.998","2018-12-19T18:59:59.998","2018-12-19T19:59:59.998","2018-12-19T20:59:59.998","2018-12-19T21:59:59.998","2018-12-19T22:59:59.998","2018-12-19T23:59:59.998","2018-12-20T00:59:59.998","2018-12-20T01:59:59.998","2018-12-20T02:59:59.998","2018-12-20T03:59:59.998","2018-12-20T04:59:59.998","2018-12-20T05:59:59.998","2018-12-20T06:59:59.998","2018-12-20T07:59:59.998","2018-12-20T08:59:59.998","2018-12-20T09:59:59.998","2018-12-20T10:59:59.998","2018-12-20T11:59:59.998","2018-12-20T12:59:59.998","2018-12-20T13:59:59.998","2018-12-20T14:59:59.998","2018-12-20T15:59:59.998","2018-12-20T16:59:59.998","2018-12-20T17:59:59.998","2018-12-20T18:59:59.998","2018-12-20T19:59:59.998","2018-12-20T20:59:59.998","2018-12-20T21:59:59.998","2018-12-20T22:59:59.998","2018-12-20T23:59:59.998","2018-12-21T00:59:59.998","2018-12-21T01:59:59.998","2018-12-21T02:59:59.998","2018-12-21T03:59:59.998","2018-12-21T04:59:59.998","2018-12-21T05:59:59.998","2018-12-21T06:59:59.998","2018-12-21T07:59:59.998","2018-12-21T08:59:59.998","2018-12-21T09:59:59.998","2018-12-21T10:59:59.998","2018-12-21T11:59:59.998","2018-12-21T12:59:59.998","2018-12-21T13:59:59.998","2018-12-21T14:59:59.998","2018-12-21T15:59:59.998","2018-12-21T16:59:59.998",{"$f":"LOT3+1/24","v":"2018-12-21T17:59:59.998"},"2018-12-21T18:59:59.998","2018-12-21T19:59:59.998","2018-12-21T20:59:59.998","2018-12-21T21:59:59.998","2018-12-21T22:59:59.998","2018-12-21T23:59:59.998","2018-12-22T00:59:59.998","2018-12-22T01:59:59.998","2018-12-22T02:59:59.998","2018-12-22T03:59:59.998","2018-12-22T04:59:59.998","2018-12-22T05:59:59.998","2018-12-22T06:59:59.998","2018-12-22T07:59:59.998","2018-12-22T08:59:59.998","2018-12-22T09:59:59.998","2018-12-22T10:59:59.998","2018-12-22T11:59:59.998","2018-12-22T12:59:59.998","2018-12-22T13:59:59.998","2018-12-22T14:59:59.998","2018-12-22T15:59:59.998","2018-12-22T16:59:59.998","2018-12-22T17:59:59.998","2018-12-22T18:59:59.998","2018-12-22T19:59:59.998","2018-12-22T20:59:59.998","2018-12-22T21:59:59.998","2018-12-22T22:59:59.998","2018-12-22T23:59:59.998","2018-12-23T00:59:59.998","2018-12-23T01:59:59.998","2018-12-23T02:59:59.998","2018-12-23T03:59:59.998","2018-12-23T04:59:59.998","2018-12-23T05:59:59.998","2018-12-23T06:59:59.998","2018-12-23T07:59:59.998","2018-12-23T08:59:59.998","2018-12-23T09:59:59.998","2018-12-23T10:59:59.998","2018-12-23T11:59:59.998","2018-12-23T12:59:59.998","2018-12-23T13:59:59.998","2018-12-23T14:59:59.998","2018-12-23T15:59:59.998","2018-12-23T16:59:59.998","2018-12-23T17:59:59.998","2018-12-23T18:59:59.998","2018-12-23T19:59:59.998","2018-12-23T20:59:59.998","2018-12-23T21:59:59.998","2018-12-23T22:59:59.998","2018-12-23T23:59:59.998","2018-12-24T00:59:59.998","2018-12-24T01:59:59.998","2018-12-24T02:59:59.998","2018-12-24T03:59:59.998","2018-12-24T04:59:59.998","2018-12-24T05:59:59.998","2018-12-24T06:59:59.998","2018-12-24T07:59:59.998","2018-12-24T08:59:59.998",{"$f":"LRF3+1/24","v":"2018-12-24T09:59:59.998"},"2018-12-24T10:59:59.998","2018-12-24T11:59:59.998","2018-12-24T12:59:59.998","2018-12-24T13:59:59.998","2018-12-24T14:59:59.998","2018-12-24T15:59:59.998","2018-12-24T16:59:59.998","2018-12-24T17:59:59.998","2018-12-24T18:59:59.998","2018-12-24T19:59:59.998","2018-12-24T20:59:59.998","2018-12-24T21:59:59.998","2018-12-24T22:59:59.998","2018-12-24T23:59:59.998","2018-12-25T00:59:59.998","2018-12-25T01:59:59.998","2018-12-25T02:59:59.998","2018-12-25T03:59:59.998","2018-12-25T04:59:59.998","2018-12-25T05:59:59.998","2018-12-25T06:59:59.998","2018-12-25T07:59:59.998","2018-12-25T08:59:59.998","2018-12-25T09:59:59.998","2018-12-25T10:59:59.998","2018-12-25T11:59:59.998","2018-12-25T12:59:59.998","2018-12-25T13:59:59.998","2018-12-25T14:59:59.998","2018-12-25T15:59:59.998","2018-12-25T16:59:59.998","2018-12-25T17:59:59.998","2018-12-25T18:59:59.998","2018-12-25T19:59:59.998","2018-12-25T20:59:59.998","2018-12-25T21:59:59.998","2018-12-25T22:59:59.998","2018-12-25T23:59:59.998","2018-12-26T00:59:59.998","2018-12-26T01:59:59.998","2018-12-26T02:59:59.998","2018-12-26T03:59:59.998","2018-12-26T04:59:59.998","2018-12-26T05:59:59.998","2018-12-26T06:59:59.998","2018-12-26T07:59:59.998","2018-12-26T08:59:59.998","2018-12-26T09:59:59.998","2018-12-26T10:59:59.998","2018-12-26T11:59:59.998","2018-12-26T12:59:59.998","2018-12-26T13:59:59.998","2018-12-26T14:59:59.998","2018-12-26T15:59:59.998","2018-12-26T16:59:59.998","2018-12-26T17:59:59.998","2018-12-26T18:59:59.998","2018-12-26T19:59:59.998","2018-12-26T20:59:59.998","2018-12-26T21:59:59.998","2018-12-26T22:59:59.998","2018-12-26T23:59:59.998","2018-12-27T00:59:59.998",{"$f":"LTR3+1/24","v":"2018-12-27T01:59:59.998"},"2018-12-27T02:59:59.998","2018-12-27T03:59:59.998","2018-12-27T04:59:59.998","2018-12-27T05:59:59.998","2018-12-27T06:59:59.998","2018-12-27T07:59:59.998","2018-12-27T08:59:59.998","2018-12-27T09:59:59.998","2018-12-27T10:59:59.998","2018-12-27T11:59:59.998","2018-12-27T12:59:59.998","2018-12-27T13:59:59.998","2018-12-27T14:59:59.998","2018-12-27T15:59:59.998","2018-12-27T16:59:59.998","2018-12-27T17:59:59.998","2018-12-27T18:59:59.998","2018-12-27T19:59:59.998","2018-12-27T20:59:59.998","2018-12-27T21:59:59.998","2018-12-27T22:59:59.998","2018-12-27T23:59:59.998","2018-12-28T00:59:59.998","2018-12-28T01:59:59.998","2018-12-28T02:59:59.998","2018-12-28T03:59:59.998","2018-12-28T04:59:59.998","2018-12-28T05:59:59.998","2018-12-28T06:59:59.998","2018-12-28T07:59:59.998","2018-12-28T08:59:59.998","2018-12-28T09:59:59.998","2018-12-28T10:59:59.998","2018-12-28T11:59:59.998","2018-12-28T12:59:59.998","2018-12-28T13:59:59.998","2018-12-28T14:59:59.998","2018-12-28T15:59:59.998","2018-12-28T16:59:59.998","2018-12-28T17:59:59.998","2018-12-28T18:59:59.998","2018-12-28T19:59:59.998","2018-12-28T20:59:59.998","2018-12-28T21:59:59.998","2018-12-28T22:59:59.998","2018-12-28T23:59:59.998","2018-12-29T00:59:59.998","2018-12-29T01:59:59.998","2018-12-29T02:59:59.998","2018-12-29T03:59:59.998","2018-12-29T04:59:59.998","2018-12-29T05:59:59.998","2018-12-29T06:59:59.998","2018-12-29T07:59:59.998","2018-12-29T08:59:59.998","2018-12-29T09:59:59.998","2018-12-29T10:59:59.998","2018-12-29T11:59:59.998","2018-12-29T12:59:59.998","2018-12-29T13:59:59.998","2018-12-29T14:59:59.998","2018-12-29T15:59:59.998","2018-12-29T16:59:59.998",{"$f":"LWD3+1/24","v":"2018-12-29T17:59:59.998"},"2018-12-29T18:59:59.998","2018-12-29T19:59:59.998","2018-12-29T20:59:59.998","2018-12-29T21:59:59.998","2018-12-29T22:59:59.998","2018-12-29T23:59:59.998","2018-12-30T00:59:59.998","2018-12-30T01:59:59.998","2018-12-30T02:59:59.998","2018-12-30T03:59:59.998","2018-12-30T04:59:59.998","2018-12-30T05:59:59.998","2018-12-30T06:59:59.998","2018-12-30T07:59:59.998","2018-12-30T08:59:59.998","2018-12-30T09:59:59.998","2018-12-30T10:59:59.998","2018-12-30T11:59:59.998","2018-12-30T12:59:59.998","2018-12-30T13:59:59.998","2018-12-30T14:59:59.998","2018-12-30T15:59:59.998","2018-12-30T16:59:59.998","2018-12-30T17:59:59.998","2018-12-30T18:59:59.998","2018-12-30T19:59:59.998","2018-12-30T20:59:59.998","2018-12-30T21:59:59.998","2018-12-30T22:59:59.998","2018-12-30T23:59:59.998","2018-12-31T00:59:59.998","2018-12-31T01:59:59.998","2018-12-31T02:59:59.998","2018-12-31T03:59:59.998","2018-12-31T04:59:59.998","2018-12-31T05:59:59.998","2018-12-31T06:59:59.998","2018-12-31T07:59:59.998","2018-12-31T08:59:59.998","2018-12-31T09:59:59.998","2018-12-31T10:59:59.998","2018-12-31T11:59:59.998","2018-12-31T12:59:59.998","2018-12-31T13:59:59.998","2018-12-31T14:59:59.998","2018-12-31T15:59:59.998","2018-12-31T16:59:59.998","2018-12-31T17:59:59.998","2018-12-31T18:59:59.998","2018-12-31T19:59:59.998","2018-12-31T20:59:59.998","2018-12-31T21:59:59.998","2018-12-31T22:59:59.998"]
[null,null,null,"Hour in Day",null,null,null,null,1,{"$f":"IF(I4=24,1,I4+1)","v":2},{"$f":"IF(J4=24,1,J4+1)","v":3},4,5,6,7,8,9,10,11,12,13,14,15,16,17,18,19,20,21,22,23,24,1,2,3,4,5,6,7,8,9,10,11,12,13,14,15,16,17,18,19,20,21,22,23,24,1,2,3,4,5,6,7,8,9,10,11,12,13,14,15,16,17,18,{"$f":"IF(BV4=24,1,BV4+1)","v":19},20,21,22,23,24,1,2,3,4,5,6,7,8,9,10,11,12,13,14,15,16,17,18,19,20,21,22,23,24,1,2,3,4,5,6,7,8,9,10,11,12,13,14,15,16,17,18,19,20,21,22,23,24,1,2,3,4,5,6,7,8,9,10,{"$f":"IF(EH4=24,1,EH4+1)","v":11},12,13,14,15,16,17,18,19,20,21,22,23,24,1,2,3,4,5,6,7,8,9,10,11,12,13,14,15,16,17,18,19,20,21,22,23,24,1,2,3,4,5,6,7,8,9,10,11,12,13,14,15,16,17,18,19,20,21,22,23,24,1,2,{"$f":"IF(GT4=24,1,GT4+1)","v":3},4,5,6,7,8,9,10,11,12,13,14,15,16,17,18,19,20,21,22,23,24,1,2,3,4,5,6,7,8,9,10,11,12,13,14,15,16,17,18,19,20,21,22,23,24,1,2,3,4,5,6,7,8,9,10,11,12,13,14,15,16,17,18,{"$f":"IF(JF4=24,1,JF4+1)","v":19},20,21,22,23,24,1,2,3,4,5,6,7,8,9,10,11,12,13,14,15,16,17,18,19,20,21,22,23,24,1,2,3,4,5,6,7,8,9,10,11,12,13,14,15,16,17,18,19,20,21,22,23,24,1,2,3,4,5,6,7,8,9,10,{"$f":"IF(LR4=24,1,LR4+1)","v":11},12,13,14,15,16,17,18,19,20,21,22,23,24,1,2,3,4,5,6,7,8,9,10,11,12,13,14,15,16,17,18,19,20,21,22,23,24,1,2,3,4,5,6,7,8,9,10,11,12,13,14,15,16,17,18,19,20,21,22,23,24,1,2,{"$f":"IF(OD4=24,1,OD4+1)","v":3},4,5,6,7,8,9,10,11,12,13,14,15,16,17,18,19,20,21,22,23,24,1,2,3,4,5,6,7,8,9,10,11,12,13,14,15,16,17,18,19,20,21,22,23,24,1,2,3,4,5,6,7,8,9,10,11,12,13,14,15,16,17,18,{"$f":"IF(QP4=24,1,QP4+1)","v":19},20,21,22,23,24,1,2,3,4,5,6,7,8,9,10,11,12,13,14,15,16,17,18,19,20,21,22,23,24,1,2,3,4,5,6,7,8,9,10,11,12,13,14,15,16,17,18,19,20,21,22,23,24,1,2,3,4,5,6,7,8,9,10,{"$f":"IF(TB4=24,1,TB4+1)","v":11},12,13,14,15,16,17,18,19,20,21,22,23,24,1,2,3,4,5,6,7,8,9,10,11,12,13,14,15,16,17,18,19,20,21,22,23,24,1,2,3,4,5,6,7,8,9,10,11,12,13,14,15,16,17,18,19,20,21,22,23,24,1,2,{"$f":"IF(VN4=24,1,VN4+1)","v":3},4,5,6,7,8,9,10,11,12,13,14,15,16,17,18,19,20,21,22,23,24,1,2,3,4,5,6,7,8,9,10,11,12,13,14,15,16,17,18,19,20,21,22,23,24,1,2,3,4,5,6,7,8,9,10,11,12,13,14,15,16,17,18,{"$f":"IF(XZ4=24,1,XZ4+1)","v":19},20,21,22,23,24,1,2,3,4,5,6,7,8,9,10,11,12,13,14,15,16,17,18,19,20,21,22,23,24,1,2,3,4,5,6,7,8,9,10,11,12,13,14,15,16,17,18,19,20,21,22,23,24,1,2,3,4,5,6,7,8,9,10,{"$f":"IF(AAL4=24,1,AAL4+1)","v":11},12,13,14,15,16,17,18,19,20,21,22,23,24,1,2,3,4,5,6,7,8,9,10,11,12,13,14,15,16,17,18,19,20,21,22,23,24,1,2,3,4,5,6,7,8,9,10,11,12,13,14,15,16,17,18,19,20,21,22,23,24,1,2,{"$f":"IF(ACX4=24,1,ACX4+1)","v":3},4,5,6,7,8,9,10,11,12,13,14,15,16,17,18,19,20,21,22,23,24,1,2,3,4,5,6,7,8,9,10,11,12,13,14,15,16,17,18,19,20,21,22,23,24,1,2,3,4,5,6,7,8,9,10,11,12,13,14,15,16,17,18,{"$f":"IF(AFJ4=24,1,AFJ4+1)","v":19},20,21,22,23,24,1,2,3,4,5,6,7,8,9,10,11,12,13,14,15,16,17,18,19,20,21,22,23,24,1,2,3,4,5,6,7,8,9,10,11,12,13,14,15,16,17,18,19,20,21,22,23,24,1,2,3,4,5,6,7,8,9,10,{"$f":"IF(AHV4=24,1,AHV4+1)","v":11},12,13,14,15,16,17,18,19,20,21,22,23,24,1,2,3,4,5,6,7,8,9,10,11,12,13,14,15,16,17,18,19,20,21,22,23,24,1,2,3,4,5,6,7,8,9,10,11,12,13,14,15,16,17,18,19,20,21,22,23,24,1,2,{"$f":"IF(AKH4=24,1,AKH4+1)","v":3},4,5,6,7,8,9,10,11,12,13,14,15,16,17,18,19,20,21,22,23,24,1,2,3,4,5,6,7,8,9,10,11,12,13,14,15,16,17,18,19,20,21,22,23,24,1,2,3,4,5,6,7,8,9,10,11,12,13,14,15,16,17,18,{"$f":"IF(AMT4=24,1,AMT4+1)","v":19},20,21,22,23,24,1,2,3,4,5,6,7,8,9,10,11,12,13,14,15,16,17,18,19,20,21,22,23,24,1,2,3,4,5,6,7,8,9,10,11,12,13,14,15,16,17,18,19,20,21,22,23,24,1,2,3,4,5,6,7,8,9,10,{"$f":"IF(APF4=24,1,APF4+1)","v":11},12,13,14,15,16,17,18,19,20,21,22,23,24,1,2,3,4,5,6,7,8,9,10,11,12,13,14,15,16,17,18,19,20,21,22,23,24,1,2,3,4,5,6,7,8,9,10,11,12,13,14,15,16,17,18,19,20,21,22,23,24,1,2,{"$f":"IF(ARR4=24,1,ARR4+1)","v":3},4,5,6,7,8,9,10,11,12,13,14,15,16,17,18,19,20,21,22,23,24,1,2,3,4,5,6,7,8,9,10,11,12,13,14,15,16,17,18,19,20,21,22,23,24,1,2,3,4,5,6,7,8,9,10,11,12,13,14,15,16,17,18,{"$f":"IF(AUD4=24,1,AUD4+1)","v":19},20,21,22,23,24,1,2,3,4,5,6,7,8,9,10,11,12,13,14,15,16,17,18,19,20,21,22,23,24,1,2,3,4,5,6,7,8,9,10,11,12,13,14,15,16,17,18,19,20,21,22,23,24,1,2,3,4,5,6,7,8,9,10,{"$f":"IF(AWP4=24,1,AWP4+1)","v":11},12,13,14,15,16,17,18,19,20,21,22,23,24,1,2,3,4,5,6,7,8,9,10,11,12,13,14,15,16,17,18,19,20,21,22,23,24,1,2,3,4,5,6,7,8,9,10,11,12,13,14,15,16,17,18,19,20,21,22,23,24,1,2,{"$f":"IF(AZB4=24,1,AZB4+1)","v":3},4,5,6,7,8,9,10,11,12,13,14,15,16,17,18,19,20,21,22,23,24,1,2,3,4,5,6,7,8,9,10,11,12,13,14,15,16,17,18,19,20,21,22,23,24,1,2,3,4,5,6,7,8,9,10,11,12,13,14,15,16,17,18,{"$f":"IF(BBN4=24,1,BBN4+1)","v":19},20,21,22,23,24,1,2,3,4,5,6,7,8,9,10,11,12,13,14,15,16,17,18,19,20,21,22,23,24,1,2,3,4,5,6,7,8,9,10,11,12,13,14,15,16,17,18,19,20,21,22,23,24,1,2,3,4,5,6,7,8,9,10,{"$f":"IF(BDZ4=24,1,BDZ4+1)","v":11},12,13,14,15,16,17,18,19,20,21,22,23,24,1,2,3,4,5,6,7,8,9,10,11,12,13,14,15,16,17,18,19,20,21,22,23,24,1,2,3,4,5,6,7,8,9,10,11,12,13,14,15,16,17,18,19,20,21,22,23,24,1,2,{"$f":"IF(BGL4=24,1,BGL4+1)","v":3},4,5,6,7,8,9,10,11,12,13,14,15,16,17,18,19,20,21,22,23,24,1,2,3,4,5,6,7,8,9,10,11,12,13,14,15,16,17,18,19,20,21,22,23,24,1,2,3,4,5,6,7,8,9,10,11,12,13,14,15,16,17,18,{"$f":"IF(BIX4=24,1,BIX4+1)","v":19},20,21,22,23,24,1,2,3,4,5,6,7,8,9,10,11,12,13,14,15,16,17,18,19,20,21,22,23,24,1,2,3,4,5,6,7,8,9,10,11,12,13,14,15,16,17,18,19,20,21,22,23,24,1,2,3,4,5,6,7,8,9,10,{"$f":"IF(BLJ4=24,1,BLJ4+1)","v":11},12,13,14,15,16,17,18,19,20,21,22,23,24,1,2,3,4,5,6,7,8,9,10,11,12,13,14,15,16,17,18,19,20,21,22,23,24,1,2,3,4,5,6,7,8,9,10,11,12,13,14,15,16,17,18,19,20,21,22,23,24,1,2,{"$f":"IF(BNV4=24,1,BNV4+1)","v":3},4,5,6,7,8,9,10,11,12,13,14,15,16,17,18,19,20,21,22,23,24,1,2,3,4,5,6,7,8,9,10,11,12,13,14,15,16,17,18,19,20,21,22,23,24,1,2,3,4,5,6,7,8,9,10,11,12,13,14,15,16,17,18,{"$f":"IF(BQH4=24,1,BQH4+1)","v":19},20,21,22,23,24,1,2,3,4,5,6,7,8,9,10,11,12,13,14,15,16,17,18,19,20,21,22,23,24,1,2,3,4,5,6,7,8,9,10,11,12,13,14,15,16,17,18,19,20,21,22,23,24,1,2,3,4,5,6,7,8,9,10,{"$f":"IF(BST4=24,1,BST4+1)","v":11},12,13,14,15,16,17,18,19,20,21,22,23,24,1,2,3,4,5,6,7,8,9,10,11,12,13,14,15,16,17,18,19,20,21,22,23,24,1,2,3,4,5,6,7,8,9,10,11,12,13,14,15,16,17,18,19,20,21,22,23,24,1,2,{"$f":"IF(BVF4=24,1,BVF4+1)","v":3},4,5,6,7,8,9,10,11,12,13,14,15,16,17,18,19,20,21,22,23,24,1,2,3,4,5,6,7,8,9,10,11,12,13,14,15,16,17,18,19,20,21,22,23,24,1,2,3,4,5,6,7,8,9,10,11,12,13,14,15,16,17,18,{"$f":"IF(BXR4=24,1,BXR4+1)","v":19},20,21,22,23,24,1,2,3,4,5,6,7,8,9,10,11,12,13,14,15,16,17,18,19,20,21,22,23,24,1,2,3,4,5,6,7,8,9,10,11,12,13,14,15,16,17,18,19,20,21,22,23,24,1,2,3,4,5,6,7,8,9,10,{"$f":"IF(CAD4=24,1,CAD4+1)","v":11},12,13,14,15,16,17,18,19,20,21,22,23,24,1,2,3,4,5,6,7,8,9,10,11,12,13,14,15,16,17,18,19,20,21,22,23,24,1,2,3,4,5,6,7,8,9,10,11,12,13,14,15,16,17,18,19,20,21,22,23,24,1,2,{"$f":"IF(CCP4=24,1,CCP4+1)","v":3},4,5,6,7,8,9,10,11,12,13,14,15,16,17,18,19,20,21,22,23,24,1,2,3,4,5,6,7,8,9,10,11,12,13,14,15,16,17,18,19,20,21,22,23,24,1,2,3,4,5,6,7,8,9,10,11,12,13,14,15,16,17,18,{"$f":"IF(CFB4=24,1,CFB4+1)","v":19},20,21,22,23,24,1,2,3,4,5,6,7,8,9,10,11,12,13,14,15,16,17,18,19,20,21,22,23,24,1,2,3,4,5,6,7,8,9,10,11,12,13,14,15,16,17,18,19,20,21,22,23,24,1,2,3,4,5,6,7,8,9,10,{"$f":"IF(CHN4=24,1,CHN4+1)","v":11},12,13,14,15,16,17,18,19,20,21,22,23,24,1,2,3,4,5,6,7,8,9,10,11,12,13,14,15,16,17,18,19,20,21,22,23,24,1,2,3,4,5,6,7,8,9,10,11,12,13,14,15,16,17,18,19,20,21,22,23,24,1,2,{"$f":"IF(CJZ4=24,1,CJZ4+1)","v":3},4,5,6,7,8,9,10,11,12,13,14,15,16,17,18,19,20,21,22,23,24,1,2,3,4,5,6,7,8,9,10,11,12,13,14,15,16,17,18,19,20,21,22,23,24,1,2,3,4,5,6,7,8,9,10,11,12,13,14,15,16,17,18,{"$f":"IF(CML4=24,1,CML4+1)","v":19},20,21,22,23,24,1,2,3,4,5,6,7,8,9,10,11,12,13,14,15,16,17,18,19,20,21,22,23,24,1,2,3,4,5,6,7,8,9,10,11,12,13,14,15,16,17,18,19,20,21,22,23,24,1,2,3,4,5,6,7,8,9,10,{"$f":"IF(COX4=24,1,COX4+1)","v":11},12,13,14,15,16,17,18,19,20,21,22,23,24,1,2,3,4,5,6,7,8,9,10,11,12,13,14,15,16,17,18,19,20,21,22,23,24,1,2,3,4,5,6,7,8,9,10,11,12,13,14,15,16,17,18,19,20,21,22,23,24,1,2,{"$f":"IF(CRJ4=24,1,CRJ4+1)","v":3},4,5,6,7,8,9,10,11,12,13,14,15,16,17,18,19,20,21,22,23,24,1,2,3,4,5,6,7,8,9,10,11,12,13,14,15,16,17,18,19,20,21,22,23,24,1,2,3,4,5,6,7,8,9,10,11,12,13,14,15,16,17,18,{"$f":"IF(CTV4=24,1,CTV4+1)","v":19},20,21,22,23,24,1,2,3,4,5,6,7,8,9,10,11,12,13,14,15,16,17,18,19,20,21,22,23,24,1,2,3,4,5,6,7,8,9,10,11,12,13,14,15,16,17,18,19,20,21,22,23,24,1,2,3,4,5,6,7,8,9,10,{"$f":"IF(CWH4=24,1,CWH4+1)","v":11},12,13,14,15,16,17,18,19,20,21,22,23,24,1,2,3,4,5,6,7,8,9,10,11,12,13,14,15,16,17,18,19,20,21,22,23,24,1,2,3,4,5,6,7,8,9,10,11,12,13,14,15,16,17,18,19,20,21,22,23,24,1,2,{"$f":"IF(CYT4=24,1,CYT4+1)","v":3},4,5,6,7,8,9,10,11,12,13,14,15,16,17,18,19,20,21,22,23,24,1,2,3,4,5,6,7,8,9,10,11,12,13,14,15,16,17,18,19,20,21,22,23,24,1,2,3,4,5,6,7,8,9,10,11,12,13,14,15,16,17,18,{"$f":"IF(DBF4=24,1,DBF4+1)","v":19},20,21,22,23,24,1,2,3,4,5,6,7,8,9,10,11,12,13,14,15,16,17,18,19,20,21,22,23,24,1,2,3,4,5,6,7,8,9,10,11,12,13,14,15,16,17,18,19,20,21,22,23,24,1,2,3,4,5,6,7,8,9,10,{"$f":"IF(DDR4=24,1,DDR4+1)","v":11},12,13,14,15,16,17,18,19,20,21,22,23,24,1,2,3,4,5,6,7,8,9,10,11,12,13,14,15,16,17,18,19,20,21,22,23,24,1,2,3,4,5,6,7,8,9,10,11,12,13,14,15,16,17,18,19,20,21,22,23,24,1,2,{"$f":"IF(DGD4=24,1,DGD4+1)","v":3},4,5,6,7,8,9,10,11,12,13,14,15,16,17,18,19,20,21,22,23,24,1,2,3,4,5,6,7,8,9,10,11,12,13,14,15,16,17,18,19,20,21,22,23,24,1,2,3,4,5,6,7,8,9,10,11,12,13,14,15,16,17,18,{"$f":"IF(DIP4=24,1,DIP4+1)","v":19},20,21,22,23,24,1,2,3,4,5,6,7,8,9,10,11,12,13,14,15,16,17,18,19,20,21,22,23,24,1,2,3,4,5,6,7,8,9,10,11,12,13,14,15,16,17,18,19,20,21,22,23,24,1,2,3,4,5,6,7,8,9,10,{"$f":"IF(DLB4=24,1,DLB4+1)","v":11},12,13,14,15,16,17,18,19,20,21,22,23,24,1,2,3,4,5,6,7,8,9,10,11,12,13,14,15,16,17,18,19,20,21,22,23,24,1,2,3,4,5,6,7,8,9,10,11,12,13,14,15,16,17,18,19,20,21,22,23,24,1,2,{"$f":"IF(DNN4=24,1,DNN4+1)","v":3},4,5,6,7,8,9,10,11,12,13,14,15,16,17,18,19,20,21,22,23,24,1,2,3,4,5,6,7,8,9,10,11,12,13,14,15,16,17,18,19,20,21,22,23,24,1,2,3,4,5,6,7,8,9,10,11,12,13,14,15,16,17,18,{"$f":"IF(DPZ4=24,1,DPZ4+1)","v":19},20,21,22,23,24,1,2,3,4,5,6,7,8,9,10,11,12,13,14,15,16,17,18,19,20,21,22,23,24,1,2,3,4,5,6,7,8,9,10,11,12,13,14,15,16,17,18,19,20,21,22,23,24,1,2,3,4,5,6,7,8,9,10,{"$f":"IF(DSL4=24,1,DSL4+1)","v":11},12,13,14,15,16,17,18,19,20,21,22,23,24,1,2,3,4,5,6,7,8,9,10,11,12,13,14,15,16,17,18,19,20,21,22,23,24,1,2,3,4,5,6,7,8,9,10,11,12,13,14,15,16,17,18,19,20,21,22,23,24,1,2,{"$f":"IF(DUX4=24,1,DUX4+1)","v":3},4,5,6,7,8,9,10,11,12,13,14,15,16,17,18,19,20,21,22,23,24,1,2,3,4,5,6,7,8,9,10,11,12,13,14,15,16,17,18,19,20,21,22,23,24,1,2,3,4,5,6,7,8,9,10,11,12,13,14,15,16,17,18,{"$f":"IF(DXJ4=24,1,DXJ4+1)","v":19},20,21,22,23,24,1,2,3,4,5,6,7,8,9,10,11,12,13,14,15,16,17,18,19,20,21,22,23,24,1,2,3,4,5,6,7,8,9,10,11,12,13,14,15,16,17,18,19,20,21,22,23,24,1,2,3,4,5,6,7,8,9,10,{"$f":"IF(DZV4=24,1,DZV4+1)","v":11},12,13,14,15,16,17,18,19,20,21,22,23,24,1,2,3,4,5,6,7,8,9,10,11,12,13,14,15,16,17,18,19,20,21,22,23,24,1,2,3,4,5,6,7,8,9,10,11,12,13,14,15,16,17,18,19,20,21,22,23,24,1,2,{"$f":"IF(ECH4=24,1,ECH4+1)","v":3},4,5,6,7,8,9,10,11,12,13,14,15,16,17,18,19,20,21,22,23,24,1,2,3,4,5,6,7,8,9,10,11,12,13,14,15,16,17,18,19,20,21,22,23,24,1,2,3,4,5,6,7,8,9,10,11,12,13,14,15,16,17,18,{"$f":"IF(EET4=24,1,EET4+1)","v":19},20,21,22,23,24,1,2,3,4,5,6,7,8,9,10,11,12,13,14,15,16,17,18,19,20,21,22,23,24,1,2,3,4,5,6,7,8,9,10,11,12,13,14,15,16,17,18,19,20,21,22,23,24,1,2,3,4,5,6,7,8,9,10,{"$f":"IF(EHF4=24,1,EHF4+1)","v":11},12,13,14,15,16,17,18,19,20,21,22,23,24,1,2,3,4,5,6,7,8,9,10,11,12,13,14,15,16,17,18,19,20,21,22,23,24,1,2,3,4,5,6,7,8,9,10,11,12,13,14,15,16,17,18,19,20,21,22,23,24,1,2,{"$f":"IF(EJR4=24,1,EJR4+1)","v":3},4,5,6,7,8,9,10,11,12,13,14,15,16,17,18,19,20,21,22,23,24,1,2,3,4,5,6,7,8,9,10,11,12,13,14,15,16,17,18,19,20,21,22,23,24,1,2,3,4,5,6,7,8,9,10,11,12,13,14,15,16,17,18,{"$f":"IF(EMD4=24,1,EMD4+1)","v":19},20,21,22,23,24,1,2,3,4,5,6,7,8,9,10,11,12,13,14,15,16,17,18,19,20,21,22,23,24,1,2,3,4,5,6,7,8,9,10,11,12,13,14,15,16,17,18,19,20,21,22,23,24,1,2,3,4,5,6,7,8,9,10,{"$f":"IF(EOP4=24,1,EOP4+1)","v":11},12,13,14,15,16,17,18,19,20,21,22,23,24,1,2,3,4,5,6,7,8,9,10,11,12,13,14,15,16,17,18,19,20,21,22,23,24,1,2,3,4,5,6,7,8,9,10,11,12,13,14,15,16,17,18,19,20,21,22,23,24,1,2,{"$f":"IF(ERB4=24,1,ERB4+1)","v":3},4,5,6,7,8,9,10,11,12,13,14,15,16,17,18,19,20,21,22,23,24,1,2,3,4,5,6,7,8,9,10,11,12,13,14,15,16,17,18,19,20,21,22,23,24,1,2,3,4,5,6,7,8,9,10,11,12,13,14,15,16,17,18,{"$f":"IF(ETN4=24,1,ETN4+1)","v":19},20,21,22,23,24,1,2,3,4,5,6,7,8,9,10,11,12,13,14,15,16,17,18,19,20,21,22,23,24,1,2,3,4,5,6,7,8,9,10,11,12,13,14,15,16,17,18,19,20,21,22,23,24,1,2,3,4,5,6,7,8,9,10,{"$f":"IF(EVZ4=24,1,EVZ4+1)","v":11},12,13,14,15,16,17,18,19,20,21,22,23,24,1,2,3,4,5,6,7,8,9,10,11,12,13,14,15,16,17,18,19,20,21,22,23,24,1,2,3,4,5,6,7,8,9,10,11,12,13,14,15,16,17,18,19,20,21,22,23,24,1,2,{"$f":"IF(EYL4=24,1,EYL4+1)","v":3},4,5,6,7,8,9,10,11,12,13,14,15,16,17,18,19,20,21,22,23,24,1,2,3,4,5,6,7,8,9,10,11,12,13,14,15,16,17,18,19,20,21,22,23,24,1,2,3,4,5,6,7,8,9,10,11,12,13,14,15,16,17,18,{"$f":"IF(FAX4=24,1,FAX4+1)","v":19},20,21,22,23,24,1,2,3,4,5,6,7,8,9,10,11,12,13,14,15,16,17,18,19,20,21,22,23,24,1,2,3,4,5,6,7,8,9,10,11,12,13,14,15,16,17,18,19,20,21,22,23,24,1,2,3,4,5,6,7,8,9,10,{"$f":"IF(FDJ4=24,1,FDJ4+1)","v":11},12,13,14,15,16,17,18,19,20,21,22,23,24,1,2,3,4,5,6,7,8,9,10,11,12,13,14,15,16,17,18,19,20,21,22,23,24,1,2,3,4,5,6,7,8,9,10,11,12,13,14,15,16,17,18,19,20,21,22,23,24,1,2,{"$f":"IF(FFV4=24,1,FFV4+1)","v":3},4,5,6,7,8,9,10,11,12,13,14,15,16,17,18,19,20,21,22,23,24,1,2,3,4,5,6,7,8,9,10,11,12,13,14,15,16,17,18,19,20,21,22,23,24,1,2,3,4,5,6,7,8,9,10,11,12,13,14,15,16,17,18,{"$f":"IF(FIH4=24,1,FIH4+1)","v":19},20,21,22,23,24,1,2,3,4,5,6,7,8,9,10,11,12,13,14,15,16,17,18,19,20,21,22,23,24,1,2,3,4,5,6,7,8,9,10,11,12,13,14,15,16,17,18,19,20,21,22,23,24,1,2,3,4,5,6,7,8,9,10,{"$f":"IF(FKT4=24,1,FKT4+1)","v":11},12,13,14,15,16,17,18,19,20,21,22,23,24,1,2,3,4,5,6,7,8,9,10,11,12,13,14,15,16,17,18,19,20,21,22,23,24,1,2,3,4,5,6,7,8,9,10,11,12,13,14,15,16,17,18,19,20,21,22,23,24,1,2,{"$f":"IF(FNF4=24,1,FNF4+1)","v":3},4,5,6,7,8,9,10,11,12,13,14,15,16,17,18,19,20,21,22,23,24,1,2,3,4,5,6,7,8,9,10,11,12,13,14,15,16,17,18,19,20,21,22,23,24,1,2,3,4,5,6,7,8,9,10,11,12,13,14,15,16,17,18,{"$f":"IF(FPR4=24,1,FPR4+1)","v":19},20,21,22,23,24,1,2,3,4,5,6,7,8,9,10,11,12,13,14,15,16,17,18,19,20,21,22,23,24,1,2,3,4,5,6,7,8,9,10,11,12,13,14,15,16,17,18,19,20,21,22,23,24,1,2,3,4,5,6,7,8,9,10,{"$f":"IF(FSD4=24,1,FSD4+1)","v":11},12,13,14,15,16,17,18,19,20,21,22,23,24,1,2,3,4,5,6,7,8,9,10,11,12,13,14,15,16,17,18,19,20,21,22,23,24,1,2,3,4,5,6,7,8,9,10,11,12,13,14,15,16,17,18,19,20,21,22,23,24,1,2,{"$f":"IF(FUP4=24,1,FUP4+1)","v":3},4,5,6,7,8,9,10,11,12,13,14,15,16,17,18,19,20,21,22,23,24,1,2,3,4,5,6,7,8,9,10,11,12,13,14,15,16,17,18,19,20,21,22,23,24,1,2,3,4,5,6,7,8,9,10,11,12,13,14,15,16,17,18,{"$f":"IF(FXB4=24,1,FXB4+1)","v":19},20,21,22,23,24,1,2,3,4,5,6,7,8,9,10,11,12,13,14,15,16,17,18,19,20,21,22,23,24,1,2,3,4,5,6,7,8,9,10,11,12,13,14,15,16,17,18,19,20,21,22,23,24,1,2,3,4,5,6,7,8,9,10,{"$f":"IF(FZN4=24,1,FZN4+1)","v":11},12,13,14,15,16,17,18,19,20,21,22,23,24,1,2,3,4,5,6,7,8,9,10,11,12,13,14,15,16,17,18,19,20,21,22,23,24,1,2,3,4,5,6,7,8,9,10,11,12,13,14,15,16,17,18,19,20,21,22,23,24,1,2,{"$f":"IF(GBZ4=24,1,GBZ4+1)","v":3},4,5,6,7,8,9,10,11,12,13,14,15,16,17,18,19,20,21,22,23,24,1,2,3,4,5,6,7,8,9,10,11,12,13,14,15,16,17,18,19,20,21,22,23,24,1,2,3,4,5,6,7,8,9,10,11,12,13,14,15,16,17,18,{"$f":"IF(GEL4=24,1,GEL4+1)","v":19},20,21,22,23,24,1,2,3,4,5,6,7,8,9,10,11,12,13,14,15,16,17,18,19,20,21,22,23,24,1,2,3,4,5,6,7,8,9,10,11,12,13,14,15,16,17,18,19,20,21,22,23,24,1,2,3,4,5,6,7,8,9,10,{"$f":"IF(GGX4=24,1,GGX4+1)","v":11},12,13,14,15,16,17,18,19,20,21,22,23,24,1,2,3,4,5,6,7,8,9,10,11,12,13,14,15,16,17,18,19,20,21,22,23,24,1,2,3,4,5,6,7,8,9,10,11,12,13,14,15,16,17,18,19,20,21,22,23,24,1,2,{"$f":"IF(GJJ4=24,1,GJJ4+1)","v":3},4,5,6,7,8,9,10,11,12,13,14,15,16,17,18,19,20,21,22,23,24,1,2,3,4,5,6,7,8,9,10,11,12,13,14,15,16,17,18,19,20,21,22,23,24,1,2,3,4,5,6,7,8,9,10,11,12,13,14,15,16,17,18,{"$f":"IF(GLV4=24,1,GLV4+1)","v":19},20,21,22,23,24,1,2,3,4,5,6,7,8,9,10,11,12,13,14,15,16,17,18,19,20,21,22,23,24,1,2,3,4,5,6,7,8,9,10,11,12,13,14,15,16,17,18,19,20,21,22,23,24,1,2,3,4,5,6,7,8,9,10,{"$f":"IF(GOH4=24,1,GOH4+1)","v":11},12,13,14,15,16,17,18,19,20,21,22,23,24,1,2,3,4,5,6,7,8,9,10,11,12,13,14,15,16,17,18,19,20,21,22,23,24,1,2,3,4,5,6,7,8,9,10,11,12,13,14,15,16,17,18,19,20,21,22,23,24,1,2,{"$f":"IF(GQT4=24,1,GQT4+1)","v":3},4,5,6,7,8,9,10,11,12,13,14,15,16,17,18,19,20,21,22,23,24,1,2,3,4,5,6,7,8,9,10,11,12,13,14,15,16,17,18,19,20,21,22,23,24,1,2,3,4,5,6,7,8,9,10,11,12,13,14,15,16,17,18,{"$f":"IF(GTF4=24,1,GTF4+1)","v":19},20,21,22,23,24,1,2,3,4,5,6,7,8,9,10,11,12,13,14,15,16,17,18,19,20,21,22,23,24,1,2,3,4,5,6,7,8,9,10,11,12,13,14,15,16,17,18,19,20,21,22,23,24,1,2,3,4,5,6,7,8,9,10,{"$f":"IF(GVR4=24,1,GVR4+1)","v":11},12,13,14,15,16,17,18,19,20,21,22,23,24,1,2,3,4,5,6,7,8,9,10,11,12,13,14,15,16,17,18,19,20,21,22,23,24,1,2,3,4,5,6,7,8,9,10,11,12,13,14,15,16,17,18,19,20,21,22,23,24,1,2,{"$f":"IF(GYD4=24,1,GYD4+1)","v":3},4,5,6,7,8,9,10,11,12,13,14,15,16,17,18,19,20,21,22,23,24,1,2,3,4,5,6,7,8,9,10,11,12,13,14,15,16,17,18,19,20,21,22,23,24,1,2,3,4,5,6,7,8,9,10,11,12,13,14,15,16,17,18,{"$f":"IF(HAP4=24,1,HAP4+1)","v":19},20,21,22,23,24,1,2,3,4,5,6,7,8,9,10,11,12,13,14,15,16,17,18,19,20,21,22,23,24,1,2,3,4,5,6,7,8,9,10,11,12,13,14,15,16,17,18,19,20,21,22,23,24,1,2,3,4,5,6,7,8,9,10,{"$f":"IF(HDB4=24,1,HDB4+1)","v":11},12,13,14,15,16,17,18,19,20,21,22,23,24,1,2,3,4,5,6,7,8,9,10,11,12,13,14,15,16,17,18,19,20,21,22,23,24,1,2,3,4,5,6,7,8,9,10,11,12,13,14,15,16,17,18,19,20,21,22,23,24,1,2,{"$f":"IF(HFN4=24,1,HFN4+1)","v":3},4,5,6,7,8,9,10,11,12,13,14,15,16,17,18,19,20,21,22,23,24,1,2,3,4,5,6,7,8,9,10,11,12,13,14,15,16,17,18,19,20,21,22,23,24,1,2,3,4,5,6,7,8,9,10,11,12,13,14,15,16,17,18,{"$f":"IF(HHZ4=24,1,HHZ4+1)","v":19},20,21,22,23,24,1,2,3,4,5,6,7,8,9,10,11,12,13,14,15,16,17,18,19,20,21,22,23,24,1,2,3,4,5,6,7,8,9,10,11,12,13,14,15,16,17,18,19,20,21,22,23,24,1,2,3,4,5,6,7,8,9,10,{"$f":"IF(HKL4=24,1,HKL4+1)","v":11},12,13,14,15,16,17,18,19,20,21,22,23,24,1,2,3,4,5,6,7,8,9,10,11,12,13,14,15,16,17,18,19,20,21,22,23,24,1,2,3,4,5,6,7,8,9,10,11,12,13,14,15,16,17,18,19,20,21,22,23,24,1,2,{"$f":"IF(HMX4=24,1,HMX4+1)","v":3},4,5,6,7,8,9,10,11,12,13,14,15,16,17,18,19,20,21,22,23,24,1,2,3,4,5,6,7,8,9,10,11,12,13,14,15,16,17,18,19,20,21,22,23,24,1,2,3,4,5,6,7,8,9,10,11,12,13,14,15,16,17,18,{"$f":"IF(HPJ4=24,1,HPJ4+1)","v":19},20,21,22,23,24,1,2,3,4,5,6,7,8,9,10,11,12,13,14,15,16,17,18,19,20,21,22,23,24,1,2,3,4,5,6,7,8,9,10,11,12,13,14,15,16,17,18,19,20,21,22,23,24,1,2,3,4,5,6,7,8,9,10,{"$f":"IF(HRV4=24,1,HRV4+1)","v":11},12,13,14,15,16,17,18,19,20,21,22,23,24,1,2,3,4,5,6,7,8,9,10,11,12,13,14,15,16,17,18,19,20,21,22,23,24,1,2,3,4,5,6,7,8,9,10,11,12,13,14,15,16,17,18,19,20,21,22,23,24,1,2,{"$f":"IF(HUH4=24,1,HUH4+1)","v":3},4,5,6,7,8,9,10,11,12,13,14,15,16,17,18,19,20,21,22,23,24,1,2,3,4,5,6,7,8,9,10,11,12,13,14,15,16,17,18,19,20,21,22,23,24,1,2,3,4,5,6,7,8,9,10,11,12,13,14,15,16,17,18,{"$f":"IF(HWT4=24,1,HWT4+1)","v":19},20,21,22,23,24,1,2,3,4,5,6,7,8,9,10,11,12,13,14,15,16,17,18,19,20,21,22,23,24,1,2,3,4,5,6,7,8,9,10,11,12,13,14,15,16,17,18,19,20,21,22,23,24,1,2,3,4,5,6,7,8,9,10,{"$f":"IF(HZF4=24,1,HZF4+1)","v":11},12,13,14,15,16,17,18,19,20,21,22,23,24,1,2,3,4,5,6,7,8,9,10,11,12,13,14,15,16,17,18,19,20,21,22,23,24,1,2,3,4,5,6,7,8,9,10,11,12,13,14,15,16,17,18,19,20,21,22,23,24,1,2,{"$f":"IF(IBR4=24,1,IBR4+1)","v":3},4,5,6,7,8,9,10,11,12,13,14,15,16,17,18,19,20,21,22,23,24,1,2,3,4,5,6,7,8,9,10,11,12,13,14,15,16,17,18,19,20,21,22,23,24,1,2,3,4,5,6,7,8,9,10,11,12,13,14,15,16,17,18,{"$f":"IF(IED4=24,1,IED4+1)","v":19},20,21,22,23,24,1,2,3,4,5,6,7,8,9,10,11,12,13,14,15,16,17,18,19,20,21,22,23,24,1,2,3,4,5,6,7,8,9,10,11,12,13,14,15,16,17,18,19,20,21,22,23,24,1,2,3,4,5,6,7,8,9,10,{"$f":"IF(IGP4=24,1,IGP4+1)","v":11},12,13,14,15,16,17,18,19,20,21,22,23,24,1,2,3,4,5,6,7,8,9,10,11,12,13,14,15,16,17,18,19,20,21,22,23,24,1,2,3,4,5,6,7,8,9,10,11,12,13,14,15,16,17,18,19,20,21,22,23,24,1,2,{"$f":"IF(IJB4=24,1,IJB4+1)","v":3},4,5,6,7,8,9,10,11,12,13,14,15,16,17,18,19,20,21,22,23,24,1,2,3,4,5,6,7,8,9,10,11,12,13,14,15,16,17,18,19,20,21,22,23,24,1,2,3,4,5,6,7,8,9,10,11,12,13,14,15,16,17,18,{"$f":"IF(ILN4=24,1,ILN4+1)","v":19},20,21,22,23,24,1,2,3,4,5,6,7,8,9,10,11,12,13,14,15,16,17,18,19,20,21,22,23,24,1,2,3,4,5,6,7,8,9,10,11,12,13,14,15,16,17,18,19,20,21,22,23,24,1,2,3,4,5,6,7,8,9,10,{"$f":"IF(INZ4=24,1,INZ4+1)","v":11},12,13,14,15,16,17,18,19,20,21,22,23,24,1,2,3,4,5,6,7,8,9,10,11,12,13,14,15,16,17,18,19,20,21,22,23,24,1,2,3,4,5,6,7,8,9,10,11,12,13,14,15,16,17,18,19,20,21,22,23,24,1,2,{"$f":"IF(IQL4=24,1,IQL4+1)","v":3},4,5,6,7,8,9,10,11,12,13,14,15,16,17,18,19,20,21,22,23,24,1,2,3,4,5,6,7,8,9,10,11,12,13,14,15,16,17,18,19,20,21,22,23,24,1,2,3,4,5,6,7,8,9,10,11,12,13,14,15,16,17,18,{"$f":"IF(ISX4=24,1,ISX4+1)","v":19},20,21,22,23,24,1,2,3,4,5,6,7,8,9,10,11,12,13,14,15,16,17,18,19,20,21,22,23,24,1,2,3,4,5,6,7,8,9,10,11,12,13,14,15,16,17,18,19,20,21,22,23,24,1,2,3,4,5,6,7,8,9,10,{"$f":"IF(IVJ4=24,1,IVJ4+1)","v":11},12,13,14,15,16,17,18,19,20,21,22,23,24,1,2,3,4,5,6,7,8,9,10,11,12,13,14,15,16,17,18,19,20,21,22,23,24,1,2,3,4,5,6,7,8,9,10,11,12,13,14,15,16,17,18,19,20,21,22,23,24,1,2,{"$f":"IF(IXV4=24,1,IXV4+1)","v":3},4,5,6,7,8,9,10,11,12,13,14,15,16,17,18,19,20,21,22,23,24,1,2,3,4,5,6,7,8,9,10,11,12,13,14,15,16,17,18,19,20,21,22,23,24,1,2,3,4,5,6,7,8,9,10,11,12,13,14,15,16,17,18,{"$f":"IF(JAH4=24,1,JAH4+1)","v":19},20,21,22,23,24,1,2,3,4,5,6,7,8,9,10,11,12,13,14,15,16,17,18,19,20,21,22,23,24,1,2,3,4,5,6,7,8,9,10,11,12,13,14,15,16,17,18,19,20,21,22,23,24,1,2,3,4,5,6,7,8,9,10,{"$f":"IF(JCT4=24,1,JCT4+1)","v":11},12,13,14,15,16,17,18,19,20,21,22,23,24,1,2,3,4,5,6,7,8,9,10,11,12,13,14,15,16,17,18,19,20,21,22,23,24,1,2,3,4,5,6,7,8,9,10,11,12,13,14,15,16,17,18,19,20,21,22,23,24,1,2,{"$f":"IF(JFF4=24,1,JFF4+1)","v":3},4,5,6,7,8,9,10,11,12,13,14,15,16,17,18,19,20,21,22,23,24,1,2,3,4,5,6,7,8,9,10,11,12,13,14,15,16,17,18,19,20,21,22,23,24,1,2,3,4,5,6,7,8,9,10,11,12,13,14,15,16,17,18,{"$f":"IF(JHR4=24,1,JHR4+1)","v":19},20,21,22,23,24,1,2,3,4,5,6,7,8,9,10,11,12,13,14,15,16,17,18,19,20,21,22,23,24,1,2,3,4,5,6,7,8,9,10,11,12,13,14,15,16,17,18,19,20,21,22,23,24,1,2,3,4,5,6,7,8,9,10,{"$f":"IF(JKD4=24,1,JKD4+1)","v":11},12,13,14,15,16,17,18,19,20,21,22,23,24,1,2,3,4,5,6,7,8,9,10,11,12,13,14,15,16,17,18,19,20,21,22,23,24,1,2,3,4,5,6,7,8,9,10,11,12,13,14,15,16,17,18,19,20,21,22,23,24,1,2,{"$f":"IF(JMP4=24,1,JMP4+1)","v":3},4,5,6,7,8,9,10,11,12,13,14,15,16,17,18,19,20,21,22,23,24,1,2,3,4,5,6,7,8,9,10,11,12,13,14,15,16,17,18,19,20,21,22,23,24,1,2,3,4,5,6,7,8,9,10,11,12,13,14,15,16,17,18,{"$f":"IF(JPB4=24,1,JPB4+1)","v":19},20,21,22,23,24,1,2,3,4,5,6,7,8,9,10,11,12,13,14,15,16,17,18,19,20,21,22,23,24,1,2,3,4,5,6,7,8,9,10,11,12,13,14,15,16,17,18,19,20,21,22,23,24,1,2,3,4,5,6,7,8,9,10,{"$f":"IF(JRN4=24,1,JRN4+1)","v":11},12,13,14,15,16,17,18,19,20,21,22,23,24,1,2,3,4,5,6,7,8,9,10,11,12,13,14,15,16,17,18,19,20,21,22,23,24,1,2,3,4,5,6,7,8,9,10,11,12,13,14,15,16,17,18,19,20,21,22,23,24,1,2,{"$f":"IF(JTZ4=24,1,JTZ4+1)","v":3},4,5,6,7,8,9,10,11,12,13,14,15,16,17,18,19,20,21,22,23,24,1,2,3,4,5,6,7,8,9,10,11,12,13,14,15,16,17,18,19,20,21,22,23,24,1,2,3,4,5,6,7,8,9,10,11,12,13,14,15,16,17,18,{"$f":"IF(JWL4=24,1,JWL4+1)","v":19},20,21,22,23,24,1,2,3,4,5,6,7,8,9,10,11,12,13,14,15,16,17,18,19,20,21,22,23,24,1,2,3,4,5,6,7,8,9,10,11,12,13,14,15,16,17,18,19,20,21,22,23,24,1,2,3,4,5,6,7,8,9,10,{"$f":"IF(JYX4=24,1,JYX4+1)","v":11},12,13,14,15,16,17,18,19,20,21,22,23,24,1,2,3,4,5,6,7,8,9,10,11,12,13,14,15,16,17,18,19,20,21,22,23,24,1,2,3,4,5,6,7,8,9,10,11,12,13,14,15,16,17,18,19,20,21,22,23,24,1,2,{"$f":"IF(KBJ4=24,1,KBJ4+1)","v":3},4,5,6,7,8,9,10,11,12,13,14,15,16,17,18,19,20,21,22,23,24,1,2,3,4,5,6,7,8,9,10,11,12,13,14,15,16,17,18,19,20,21,22,23,24,1,2,3,4,5,6,7,8,9,10,11,12,13,14,15,16,17,18,{"$f":"IF(KDV4=24,1,KDV4+1)","v":19},20,21,22,23,24,1,2,3,4,5,6,7,8,9,10,11,12,13,14,15,16,17,18,19,20,21,22,23,24,1,2,3,4,5,6,7,8,9,10,11,12,13,14,15,16,17,18,19,20,21,22,23,24,1,2,3,4,5,6,7,8,9,10,{"$f":"IF(KGH4=24,1,KGH4+1)","v":11},12,13,14,15,16,17,18,19,20,21,22,23,24,1,2,3,4,5,6,7,8,9,10,11,12,13,14,15,16,17,18,19,20,21,22,23,24,1,2,3,4,5,6,7,8,9,10,11,12,13,14,15,16,17,18,19,20,21,22,23,24,1,2,{"$f":"IF(KIT4=24,1,KIT4+1)","v":3},4,5,6,7,8,9,10,11,12,13,14,15,16,17,18,19,20,21,22,23,24,1,2,3,4,5,6,7,8,9,10,11,12,13,14,15,16,17,18,19,20,21,22,23,24,1,2,3,4,5,6,7,8,9,10,11,12,13,14,15,16,17,18,{"$f":"IF(KLF4=24,1,KLF4+1)","v":19},20,21,22,23,24,1,2,3,4,5,6,7,8,9,10,11,12,13,14,15,16,17,18,19,20,21,22,23,24,1,2,3,4,5,6,7,8,9,10,11,12,13,14,15,16,17,18,19,20,21,22,23,24,1,2,3,4,5,6,7,8,9,10,{"$f":"IF(KNR4=24,1,KNR4+1)","v":11},12,13,14,15,16,17,18,19,20,21,22,23,24,1,2,3,4,5,6,7,8,9,10,11,12,13,14,15,16,17,18,19,20,21,22,23,24,1,2,3,4,5,6,7,8,9,10,11,12,13,14,15,16,17,18,19,20,21,22,23,24,1,2,{"$f":"IF(KQD4=24,1,KQD4+1)","v":3},4,5,6,7,8,9,10,11,12,13,14,15,16,17,18,19,20,21,22,23,24,1,2,3,4,5,6,7,8,9,10,11,12,13,14,15,16,17,18,19,20,21,22,23,24,1,2,3,4,5,6,7,8,9,10,11,12,13,14,15,16,17,18,{"$f":"IF(KSP4=24,1,KSP4+1)","v":19},20,21,22,23,24,1,2,3,4,5,6,7,8,9,10,11,12,13,14,15,16,17,18,19,20,21,22,23,24,1,2,3,4,5,6,7,8,9,10,11,12,13,14,15,16,17,18,19,20,21,22,23,24,1,2,3,4,5,6,7,8,9,10,{"$f":"IF(KVB4=24,1,KVB4+1)","v":11},12,13,14,15,16,17,18,19,20,21,22,23,24,1,2,3,4,5,6,7,8,9,10,11,12,13,14,15,16,17,18,19,20,21,22,23,24,1,2,3,4,5,6,7,8,9,10,11,12,13,14,15,16,17,18,19,20,21,22,23,24,1,2,{"$f":"IF(KXN4=24,1,KXN4+1)","v":3},4,5,6,7,8,9,10,11,12,13,14,15,16,17,18,19,20,21,22,23,24,1,2,3,4,5,6,7,8,9,10,11,12,13,14,15,16,17,18,19,20,21,22,23,24,1,2,3,4,5,6,7,8,9,10,11,12,13,14,15,16,17,18,{"$f":"IF(KZZ4=24,1,KZZ4+1)","v":19},20,21,22,23,24,1,2,3,4,5,6,7,8,9,10,11,12,13,14,15,16,17,18,19,20,21,22,23,24,1,2,3,4,5,6,7,8,9,10,11,12,13,14,15,16,17,18,19,20,21,22,23,24,1,2,3,4,5,6,7,8,9,10,{"$f":"IF(LCL4=24,1,LCL4+1)","v":11},12,13,14,15,16,17,18,19,20,21,22,23,24,1,2,3,4,5,6,7,8,9,10,11,12,13,14,15,16,17,18,19,20,21,22,23,24,1,2,3,4,5,6,7,8,9,10,11,12,13,14,15,16,17,18,19,20,21,22,23,24,1,2,{"$f":"IF(LEX4=24,1,LEX4+1)","v":3},4,5,6,7,8,9,10,11,12,13,14,15,16,17,18,19,20,21,22,23,24,1,2,3,4,5,6,7,8,9,10,11,12,13,14,15,16,17,18,19,20,21,22,23,24,1,2,3,4,5,6,7,8,9,10,11,12,13,14,15,16,17,18,{"$f":"IF(LHJ4=24,1,LHJ4+1)","v":19},20,21,22,23,24,1,2,3,4,5,6,7,8,9,10,11,12,13,14,15,16,17,18,19,20,21,22,23,24,1,2,3,4,5,6,7,8,9,10,11,12,13,14,15,16,17,18,19,20,21,22,23,24,1,2,3,4,5,6,7,8,9,10,{"$f":"IF(LJV4=24,1,LJV4+1)","v":11},12,13,14,15,16,17,18,19,20,21,22,23,24,1,2,3,4,5,6,7,8,9,10,11,12,13,14,15,16,17,18,19,20,21,22,23,24,1,2,3,4,5,6,7,8,9,10,11,12,13,14,15,16,17,18,19,20,21,22,23,24,1,2,{"$f":"IF(LMH4=24,1,LMH4+1)","v":3},4,5,6,7,8,9,10,11,12,13,14,15,16,17,18,19,20,21,22,23,24,1,2,3,4,5,6,7,8,9,10,11,12,13,14,15,16,17,18,19,20,21,22,23,24,1,2,3,4,5,6,7,8,9,10,11,12,13,14,15,16,17,18,{"$f":"IF(LOT4=24,1,LOT4+1)","v":19},20,21,22,23,24,1,2,3,4,5,6,7,8,9,10,11,12,13,14,15,16,17,18,19,20,21,22,23,24,1,2,3,4,5,6,7,8,9,10,11,12,13,14,15,16,17,18,19,20,21,22,23,24,1,2,3,4,5,6,7,8,9,10,{"$f":"IF(LRF4=24,1,LRF4+1)","v":11},12,13,14,15,16,17,18,19,20,21,22,23,24,1,2,3,4,5,6,7,8,9,10,11,12,13,14,15,16,17,18,19,20,21,22,23,24,1,2,3,4,5,6,7,8,9,10,11,12,13,14,15,16,17,18,19,20,21,22,23,24,1,2,{"$f":"IF(LTR4=24,1,LTR4+1)","v":3},4,5,6,7,8,9,10,11,12,13,14,15,16,17,18,19,20,21,22,23,24,1,2,3,4,5,6,7,8,9,10,11,12,13,14,15,16,17,18,19,20,21,22,23,24,1,2,3,4,5,6,7,8,9,10,11,12,13,14,15,16,17,18,{"$f":"IF(LWD4=24,1,LWD4+1)","v":19},20,21,22,23,24,1,2,3,4,5,6,7,8,9,10,11,12,13,14,15,16,17,18,19,20,21,22,23,24,1,2,3,4,5,6,7,8,9,10,11,12,13,14,15,16,17,18,19,20,21,22,23,24]
[null,null,null,"Day",null,null,null,null,1,{"$f":"IF(J4=1,I5+1,I5)","v":1},{"$f":"IF(K4=1,J5+1,J5)","v":1},1,1,1,1,1,1,1,1,1,1,1,1,1,1,1,1,1,1,1,1,1,2,2,2,2,2,2,2,2,2,2,2,2,2,2,2,2,2,2,2,2,2,2,2,2,3,3,3,3,3,3,3,3,3,3,3,3,3,3,3,3,3,3,{"$f":"IF(BW4=1,BV5+1,BV5)","v":3},3,3,3,3,3,4,4,4,4,4,4,4,4,4,4,4,4,4,4,4,4,4,4,4,4,4,4,4,4,5,5,5,5,5,5,5,5,5,5,5,5,5,5,5,5,5,5,5,5,5,5,5,5,6,6,6,6,6,6,6,6,6,6,{"$f":"IF(EI4=1,EH5+1,EH5)","v":6},6,6,6,6,6,6,6,6,6,6,6,6,6,7,7,7,7,7,7,7,7,7,7,7,7,7,7,7,7,7,7,7,7,7,7,7,7,8,8,8,8,8,8,8,8,8,8,8,8,8,8,8,8,8,8,8,8,8,8,8,8,9,9,{"$f":"IF(GU4=1,GT5+1,GT5)","v":9},9,9,9,9,9,9,9,9,9,9,9,9,9,9,9,9,9,9,9,9,9,10,10,10,10,10,10,10,10,10,10,10,10,10,10,10,10,10,10,10,10,10,10,10,10,11,11,11,11,11,11,11,11,11,11,11,11,11,11,11,11,11,11,{"$f":"IF(JG4=1,JF5+1,JF5)","v":11},11,11,11,11,11,12,12,12,12,12,12,12,12,12,12,12,12,12,12,12,12,12,12,12,12,12,12,12,12,13,13,13,13,13,13,13,13,13,13,13,13,13,13,13,13,13,13,13,13,13,13,13,13,14,14,14,14,14,14,14,14,14,14,{"$f":"IF(LS4=1,LR5+1,LR5)","v":14},14,14,14,14,14,14,14,14,14,14,14,14,14,15,15,15,15,15,15,15,15,15,15,15,15,15,15,15,15,15,15,15,15,15,15,15,15,16,16,16,16,16,16,16,16,16,16,16,16,16,16,16,16,16,16,16,16,16,16,16,16,17,17,{"$f":"IF(OE4=1,OD5+1,OD5)","v":17},17,17,17,17,17,17,17,17,17,17,17,17,17,17,17,17,17,17,17,17,17,18,18,18,18,18,18,18,18,18,18,18,18,18,18,18,18,18,18,18,18,18,18,18,18,19,19,19,19,19,19,19,19,19,19,19,19,19,19,19,19,19,19,{"$f":"IF(QQ4=1,QP5+1,QP5)","v":19},19,19,19,19,19,20,20,20,20,20,20,20,20,20,20,20,20,20,20,20,20,20,20,20,20,20,20,20,20,21,21,21,21,21,21,21,21,21,21,21,21,21,21,21,21,21,21,21,21,21,21,21,21,22,22,22,22,22,22,22,22,22,22,{"$f":"IF(TC4=1,TB5+1,TB5)","v":22},22,22,22,22,22,22,22,22,22,22,22,22,22,23,23,23,23,23,23,23,23,23,23,23,23,23,23,23,23,23,23,23,23,23,23,23,23,24,24,24,24,24,24,24,24,24,24,24,24,24,24,24,24,24,24,24,24,24,24,24,24,25,25,{"$f":"IF(VO4=1,VN5+1,VN5)","v":25},25,25,25,25,25,25,25,25,25,25,25,25,25,25,25,25,25,25,25,25,25,26,26,26,26,26,26,26,26,26,26,26,26,26,26,26,26,26,26,26,26,26,26,26,26,27,27,27,27,27,27,27,27,27,27,27,27,27,27,27,27,27,27,{"$f":"IF(YA4=1,XZ5+1,XZ5)","v":27},27,27,27,27,27,28,28,28,28,28,28,28,28,28,28,28,28,28,28,28,28,28,28,28,28,28,28,28,28,29,29,29,29,29,29,29,29,29,29,29,29,29,29,29,29,29,29,29,29,29,29,29,29,30,30,30,30,30,30,30,30,30,30,{"$f":"IF(AAM4=1,AAL5+1,AAL5)","v":30},30,30,30,30,30,30,30,30,30,30,30,30,30,31,31,31,31,31,31,31,31,31,31,31,31,31,31,31,31,31,31,31,31,31,31,31,31,32,32,32,32,32,32,32,32,32,32,32,32,32,32,32,32,32,32,32,32,32,32,32,32,33,33,{"$f":"IF(ACY4=1,ACX5+1,ACX5)","v":33},33,33,33,33,33,33,33,33,33,33,33,33,33,33,33,33,33,33,33,33,33,34,34,34,34,34,34,34,34,34,34,34,34,34,34,34,34,34,34,34,34,34,34,34,34,35,35,35,35,35,35,35,35,35,35,35,35,35,35,35,35,35,35,{"$f":"IF(AFK4=1,AFJ5+1,AFJ5)","v":35},35,35,35,35,35,36,36,36,36,36,36,36,36,36,36,36,36,36,36,36,36,36,36,36,36,36,36,36,36,37,37,37,37,37,37,37,37,37,37,37,37,37,37,37,37,37,37,37,37,37,37,37,37,38,38,38,38,38,38,38,38,38,38,{"$f":"IF(AHW4=1,AHV5+1,AHV5)","v":38},38,38,38,38,38,38,38,38,38,38,38,38,38,39,39,39,39,39,39,39,39,39,39,39,39,39,39,39,39,39,39,39,39,39,39,39,39,40,40,40,40,40,40,40,40,40,40,40,40,40,40,40,40,40,40,40,40,40,40,40,40,41,41,{"$f":"IF(AKI4=1,AKH5+1,AKH5)","v":41},41,41,41,41,41,41,41,41,41,41,41,41,41,41,41,41,41,41,41,41,41,42,42,42,42,42,42,42,42,42,42,42,42,42,42,42,42,42,42,42,42,42,42,42,42,43,43,43,43,43,43,43,43,43,43,43,43,43,43,43,43,43,43,{"$f":"IF(AMU4=1,AMT5+1,AMT5)","v":43},43,43,43,43,43,44,44,44,44,44,44,44,44,44,44,44,44,44,44,44,44,44,44,44,44,44,44,44,44,45,45,45,45,45,45,45,45,45,45,45,45,45,45,45,45,45,45,45,45,45,45,45,45,46,46,46,46,46,46,46,46,46,46,{"$f":"IF(APG4=1,APF5+1,APF5)","v":46},46,46,46,46,46,46,46,46,46,46,46,46,46,47,47,47,47,47,47,47,47,47,47,47,47,47,47,47,47,47,47,47,47,47,47,47,47,48,48,48,48,48,48,48,48,48,48,48,48,48,48,48,48,48,48,48,48,48,48,48,48,49,49,{"$f":"IF(ARS4=1,ARR5+1,ARR5)","v":49},49,49,49,49,49,49,49,49,49,49,49,49,49,49,49,49,49,49,49,49,49,50,50,50,50,50,50,50,50,50,50,50,50,50,50,50,50,50,50,50,50,50,50,50,50,51,51,51,51,51,51,51,51,51,51,51,51,51,51,51,51,51,51,{"$f":"IF(AUE4=1,AUD5+1,AUD5)","v":51},51,51,51,51,51,52,52,52,52,52,52,52,52,52,52,52,52,52,52,52,52,52,52,52,52,52,52,52,52,53,53,53,53,53,53,53,53,53,53,53,53,53,53,53,53,53,53,53,53,53,53,53,53,54,54,54,54,54,54,54,54,54,54,{"$f":"IF(AWQ4=1,AWP5+1,AWP5)","v":54},54,54,54,54,54,54,54,54,54,54,54,54,54,55,55,55,55,55,55,55,55,55,55,55,55,55,55,55,55,55,55,55,55,55,55,55,55,56,56,56,56,56,56,56,56,56,56,56,56,56,56,56,56,56,56,56,56,56,56,56,56,57,57,{"$f":"IF(AZC4=1,AZB5+1,AZB5)","v":57},57,57,57,57,57,57,57,57,57,57,57,57,57,57,57,57,57,57,57,57,57,58,58,58,58,58,58,58,58,58,58,58,58,58,58,58,58,58,58,58,58,58,58,58,58,59,59,59,59,59,59,59,59,59,59,59,59,59,59,59,59,59,59,{"$f":"IF(BBO4=1,BBN5+1,BBN5)","v":59},59,59,59,59,59,60,60,60,60,60,60,60,60,60,60,60,60,60,60,60,60,60,60,60,60,60,60,60,60,61,61,61,61,61,61,61,61,61,61,61,61,61,61,61,61,61,61,61,61,61,61,61,61,62,62,62,62,62,62,62,62,62,62,{"$f":"IF(BEA4=1,BDZ5+1,BDZ5)","v":62},62,62,62,62,62,62,62,62,62,62,62,62,62,63,63,63,63,63,63,63,63,63,63,63,63,63,63,63,63,63,63,63,63,63,63,63,63,64,64,64,64,64,64,64,64,64,64,64,64,64,64,64,64,64,64,64,64,64,64,64,64,65,65,{"$f":"IF(BGM4=1,BGL5+1,BGL5)","v":65},65,65,65,65,65,65,65,65,65,65,65,65,65,65,65,65,65,65,65,65,65,66,66,66,66,66,66,66,66,66,66,66,66,66,66,66,66,66,66,66,66,66,66,66,66,67,67,67,67,67,67,67,67,67,67,67,67,67,67,67,67,67,67,{"$f":"IF(BIY4=1,BIX5+1,BIX5)","v":67},67,67,67,67,67,68,68,68,68,68,68,68,68,68,68,68,68,68,68,68,68,68,68,68,68,68,68,68,68,69,69,69,69,69,69,69,69,69,69,69,69,69,69,69,69,69,69,69,69,69,69,69,69,70,70,70,70,70,70,70,70,70,70,{"$f":"IF(BLK4=1,BLJ5+1,BLJ5)","v":70},70,70,70,70,70,70,70,70,70,70,70,70,70,71,71,71,71,71,71,71,71,71,71,71,71,71,71,71,71,71,71,71,71,71,71,71,71,72,72,72,72,72,72,72,72,72,72,72,72,72,72,72,72,72,72,72,72,72,72,72,72,73,73,{"$f":"IF(BNW4=1,BNV5+1,BNV5)","v":73},73,73,73,73,73,73,73,73,73,73,73,73,73,73,73,73,73,73,73,73,73,74,74,74,74,74,74,74,74,74,74,74,74,74,74,74,74,74,74,74,74,74,74,74,74,75,75,75,75,75,75,75,75,75,75,75,75,75,75,75,75,75,75,{"$f":"IF(BQI4=1,BQH5+1,BQH5)","v":75},75,75,75,75,75,76,76,76,76,76,76,76,76,76,76,76,76,76,76,76,76,76,76,76,76,76,76,76,76,77,77,77,77,77,77,77,77,77,77,77,77,77,77,77,77,77,77,77,77,77,77,77,77,78,78,78,78,78,78,78,78,78,78,{"$f":"IF(BSU4=1,BST5+1,BST5)","v":78},78,78,78,78,78,78,78,78,78,78,78,78,78,79,79,79,79,79,79,79,79,79,79,79,79,79,79,79,79,79,79,79,79,79,79,79,79,80,80,80,80,80,80,80,80,80,80,80,80,80,80,80,80,80,80,80,80,80,80,80,80,81,81,{"$f":"IF(BVG4=1,BVF5+1,BVF5)","v":81},81,81,81,81,81,81,81,81,81,81,81,81,81,81,81,81,81,81,81,81,81,82,82,82,82,82,82,82,82,82,82,82,82,82,82,82,82,82,82,82,82,82,82,82,82,83,83,83,83,83,83,83,83,83,83,83,83,83,83,83,83,83,83,{"$f":"IF(BXS4=1,BXR5+1,BXR5)","v":83},83,83,83,83,83,84,84,84,84,84,84,84,84,84,84,84,84,84,84,84,84,84,84,84,84,84,84,84,84,85,85,85,85,85,85,85,85,85,85,85,85,85,85,85,85,85,85,85,85,85,85,85,85,86,86,86,86,86,86,86,86,86,86,{"$f":"IF(CAE4=1,CAD5+1,CAD5)","v":86},86,86,86,86,86,86,86,86,86,86,86,86,86,87,87,87,87,87,87,87,87,87,87,87,87,87,87,87,87,87,87,87,87,87,87,87,87,88,88,88,88,88,88,88,88,88,88,88,88,88,88,88,88,88,88,88,88,88,88,88,88,89,89,{"$f":"IF(CCQ4=1,CCP5+1,CCP5)","v":89},89,89,89,89,89,89,89,89,89,89,89,89,89,89,89,89,89,89,89,89,89,90,90,90,90,90,90,90,90,90,90,90,90,90,90,90,90,90,90,90,90,90,90,90,90,91,91,91,91,91,91,91,91,91,91,91,91,91,91,91,91,91,91,{"$f":"IF(CFC4=1,CFB5+1,CFB5)","v":91},91,91,91,91,91,92,92,92,92,92,92,92,92,92,92,92,92,92,92,92,92,92,92,92,92,92,92,92,92,93,93,93,93,93,93,93,93,93,93,93,93,93,93,93,93,93,93,93,93,93,93,93,93,94,94,94,94,94,94,94,94,94,94,{"$f":"IF(CHO4=1,CHN5+1,CHN5)","v":94},94,94,94,94,94,94,94,94,94,94,94,94,94,95,95,95,95,95,95,95,95,95,95,95,95,95,95,95,95,95,95,95,95,95,95,95,95,96,96,96,96,96,96,96,96,96,96,96,96,96,96,96,96,96,96,96,96,96,96,96,96,97,97,{"$f":"IF(CKA4=1,CJZ5+1,CJZ5)","v":97},97,97,97,97,97,97,97,97,97,97,97,97,97,97,97,97,97,97,97,97,97,98,98,98,98,98,98,98,98,98,98,98,98,98,98,98,98,98,98,98,98,98,98,98,98,99,99,99,99,99,99,99,99,99,99,99,99,99,99,99,99,99,99,{"$f":"IF(CMM4=1,CML5+1,CML5)","v":99},99,99,99,99,99,100,100,100,100,100,100,100,100,100,100,100,100,100,100,100,100,100,100,100,100,100,100,100,100,101,101,101,101,101,101,101,101,101,101,101,101,101,101,101,101,101,101,101,101,101,101,101,101,102,102,102,102,102,102,102,102,102,102,{"$f":"IF(COY4=1,COX5+1,COX5)","v":102},102,102,102,102,102,102,102,102,102,102,102,102,102,103,103,103,103,103,103,103,103,103,103,103,103,103,103,103,103,103,103,103,103,103,103,103,103,104,104,104,104,104,104,104,104,104,104,104,104,104,104,104,104,104,104,104,104,104,104,104,104,105,105,{"$f":"IF(CRK4=1,CRJ5+1,CRJ5)","v":105},105,105,105,105,105,105,105,105,105,105,105,105,105,105,105,105,105,105,105,105,105,106,106,106,106,106,106,106,106,106,106,106,106,106,106,106,106,106,106,106,106,106,106,106,106,107,107,107,107,107,107,107,107,107,107,107,107,107,107,107,107,107,107,{"$f":"IF(CTW4=1,CTV5+1,CTV5)","v":107},107,107,107,107,107,108,108,108,108,108,108,108,108,108,108,108,108,108,108,108,108,108,108,108,108,108,108,108,108,109,109,109,109,109,109,109,109,109,109,109,109,109,109,109,109,109,109,109,109,109,109,109,109,110,110,110,110,110,110,110,110,110,110,{"$f":"IF(CWI4=1,CWH5+1,CWH5)","v":110},110,110,110,110,110,110,110,110,110,110,110,110,110,111,111,111,111,111,111,111,111,111,111,111,111,111,111,111,111,111,111,111,111,111,111,111,111,112,112,112,112,112,112,112,112,112,112,112,112,112,112,112,112,112,112,112,112,112,112,112,112,113,113,{"$f":"IF(CYU4=1,CYT5+1,CYT5)","v":113},113,113,113,113,113,113,113,113,113,113,113,113,113,113,113,113,113,113,113,113,113,114,114,114,114,114,114,114,114,114,114,114,114,114,114,114,114,114,114,114,114,114,114,114,114,115,115,115,115,115,115,115,115,115,115,115,115,115,115,115,115,115,115,{"$f":"IF(DBG4=1,DBF5+1,DBF5)","v":115},115,115,115,115,115,116,116,116,116,116,116,116,116,116,116,116,116,116,116,116,116,116,116,116,116,116,116,116,116,117,117,117,117,117,117,117,117,117,117,117,117,117,117,117,117,117,117,117,117,117,117,117,117,118,118,118,118,118,118,118,118,118,118,{"$f":"IF(DDS4=1,DDR5+1,DDR5)","v":118},118,118,118,118,118,118,118,118,118,118,118,118,118,119,119,119,119,119,119,119,119,119,119,119,119,119,119,119,119,119,119,119,119,119,119,119,119,120,120,120,120,120,120,120,120,120,120,120,120,120,120,120,120,120,120,120,120,120,120,120,120,121,121,{"$f":"IF(DGE4=1,DGD5+1,DGD5)","v":121},121,121,121,121,121,121,121,121,121,121,121,121,121,121,121,121,121,121,121,121,121,122,122,122,122,122,122,122,122,122,122,122,122,122,122,122,122,122,122,122,122,122,122,122,122,123,123,123,123,123,123,123,123,123,123,123,123,123,123,123,123,123,123,{"$f":"IF(DIQ4=1,DIP5+1,DIP5)","v":123},123,123,123,123,123,124,124,124,124,124,124,124,124,124,124,124,124,124,124,124,124,124,124,124,124,124,124,124,124,125,125,125,125,125,125,125,125,125,125,125,125,125,125,125,125,125,125,125,125,125,125,125,125,126,126,126,126,126,126,126,126,126,126,{"$f":"IF(DLC4=1,DLB5+1,DLB5)","v":126},126,126,126,126,126,126,126,126,126,126,126,126,126,127,127,127,127,127,127,127,127,127,127,127,127,127,127,127,127,127,127,127,127,127,127,127,127,128,128,128,128,128,128,128,128,128,128,128,128,128,128,128,128,128,128,128,128,128,128,128,128,129,129,{"$f":"IF(DNO4=1,DNN5+1,DNN5)","v":129},129,129,129,129,129,129,129,129,129,129,129,129,129,129,129,129,129,129,129,129,129,130,130,130,130,130,130,130,130,130,130,130,130,130,130,130,130,130,130,130,130,130,130,130,130,131,131,131,131,131,131,131,131,131,131,131,131,131,131,131,131,131,131,{"$f":"IF(DQA4=1,DPZ5+1,DPZ5)","v":131},131,131,131,131,131,132,132,132,132,132,132,132,132,132,132,132,132,132,132,132,132,132,132,132,132,132,132,132,132,133,133,133,133,133,133,133,133,133,133,133,133,133,133,133,133,133,133,133,133,133,133,133,133,134,134,134,134,134,134,134,134,134,134,{"$f":"IF(DSM4=1,DSL5+1,DSL5)","v":134},134,134,134,134,134,134,134,134,134,134,134,134,134,135,135,135,135,135,135,135,135,135,135,135,135,135,135,135,135,135,135,135,135,135,135,135,135,136,136,136,136,136,136,136,136,136,136,136,136,136,136,136,136,136,136,136,136,136,136,136,136,137,137,{"$f":"IF(DUY4=1,DUX5+1,DUX5)","v":137},137,137,137,137,137,137,137,137,137,137,137,137,137,137,137,137,137,137,137,137,137,138,138,138,138,138,138,138,138,138,138,138,138,138,138,138,138,138,138,138,138,138,138,138,138,139,139,139,139,139,139,139,139,139,139,139,139,139,139,139,139,139,139,{"$f":"IF(DXK4=1,DXJ5+1,DXJ5)","v":139},139,139,139,139,139,140,140,140,140,140,140,140,140,140,140,140,140,140,140,140,140,140,140,140,140,140,140,140,140,141,141,141,141,141,141,141,141,141,141,141,141,141,141,141,141,141,141,141,141,141,141,141,141,142,142,142,142,142,142,142,142,142,142,{"$f":"IF(DZW4=1,DZV5+1,DZV5)","v":142},142,142,142,142,142,142,142,142,142,142,142,142,142,143,143,143,143,143,143,143,143,143,143,143,143,143,143,143,143,143,143,143,143,143,143,143,143,144,144,144,144,144,144,144,144,144,144,144,144,144,144,144,144,144,144,144,144,144,144,144,144,145,145,{"$f":"IF(ECI4=1,ECH5+1,ECH5)","v":145},145,145,145,145,145,145,145,145,145,145,145,145,145,145,145,145,145,145,145,145,145,146,146,146,146,146,146,146,146,146,146,146,146,146,146,146,146,146,146,146,146,146,146,146,146,147,147,147,147,147,147,147,147,147,147,147,147,147,147,147,147,147,147,{"$f":"IF(EEU4=1,EET5+1,EET5)","v":147},147,147,147,147,147,148,148,148,148,148,148,148,148,148,148,148,148,148,148,148,148,148,148,148,148,148,148,148,148,149,149,149,149,149,149,149,149,149,149,149,149,149,149,149,149,149,149,149,149,149,149,149,149,150,150,150,150,150,150,150,150,150,150,{"$f":"IF(EHG4=1,EHF5+1,EHF5)","v":150},150,150,150,150,150,150,150,150,150,150,150,150,150,151,151,151,151,151,151,151,151,151,151,151,151,151,151,151,151,151,151,151,151,151,151,151,151,152,152,152,152,152,152,152,152,152,152,152,152,152,152,152,152,152,152,152,152,152,152,152,152,153,153,{"$f":"IF(EJS4=1,EJR5+1,EJR5)","v":153},153,153,153,153,153,153,153,153,153,153,153,153,153,153,153,153,153,153,153,153,153,154,154,154,154,154,154,154,154,154,154,154,154,154,154,154,154,154,154,154,154,154,154,154,154,155,155,155,155,155,155,155,155,155,155,155,155,155,155,155,155,155,155,{"$f":"IF(EME4=1,EMD5+1,EMD5)","v":155},155,155,155,155,155,156,156,156,156,156,156,156,156,156,156,156,156,156,156,156,156,156,156,156,156,156,156,156,156,157,157,157,157,157,157,157,157,157,157,157,157,157,157,157,157,157,157,157,157,157,157,157,157,158,158,158,158,158,158,158,158,158,158,{"$f":"IF(EOQ4=1,EOP5+1,EOP5)","v":158},158,158,158,158,158,158,158,158,158,158,158,158,158,159,159,159,159,159,159,159,159,159,159,159,159,159,159,159,159,159,159,159,159,159,159,159,159,160,160,160,160,160,160,160,160,160,160,160,160,160,160,160,160,160,160,160,160,160,160,160,160,161,161,{"$f":"IF(ERC4=1,ERB5+1,ERB5)","v":161},161,161,161,161,161,161,161,161,161,161,161,161,161,161,161,161,161,161,161,161,161,162,162,162,162,162,162,162,162,162,162,162,162,162,162,162,162,162,162,162,162,162,162,162,162,163,163,163,163,163,163,163,163,163,163,163,163,163,163,163,163,163,163,{"$f":"IF(ETO4=1,ETN5+1,ETN5)","v":163},163,163,163,163,163,164,164,164,164,164,164,164,164,164,164,164,164,164,164,164,164,164,164,164,164,164,164,164,164,165,165,165,165,165,165,165,165,165,165,165,165,165,165,165,165,165,165,165,165,165,165,165,165,166,166,166,166,166,166,166,166,166,166,{"$f":"IF(EWA4=1,EVZ5+1,EVZ5)","v":166},166,166,166,166,166,166,166,166,166,166,166,166,166,167,167,167,167,167,167,167,167,167,167,167,167,167,167,167,167,167,167,167,167,167,167,167,167,168,168,168,168,168,168,168,168,168,168,168,168,168,168,168,168,168,168,168,168,168,168,168,168,169,169,{"$f":"IF(EYM4=1,EYL5+1,EYL5)","v":169},169,169,169,169,169,169,169,169,169,169,169,169,169,169,169,169,169,169,169,169,169,170,170,170,170,170,170,170,170,170,170,170,170,170,170,170,170,170,170,170,170,170,170,170,170,171,171,171,171,171,171,171,171,171,171,171,171,171,171,171,171,171,171,{"$f":"IF(FAY4=1,FAX5+1,FAX5)","v":171},171,171,171,171,171,172,172,172,172,172,172,172,172,172,172,172,172,172,172,172,172,172,172,172,172,172,172,172,172,173,173,173,173,173,173,173,173,173,173,173,173,173,173,173,173,173,173,173,173,173,173,173,173,174,174,174,174,174,174,174,174,174,174,{"$f":"IF(FDK4=1,FDJ5+1,FDJ5)","v":174},174,174,174,174,174,174,174,174,174,174,174,174,174,175,175,175,175,175,175,175,175,175,175,175,175,175,175,175,175,175,175,175,175,175,175,175,175,176,176,176,176,176,176,176,176,176,176,176,176,176,176,176,176,176,176,176,176,176,176,176,176,177,177,{"$f":"IF(FFW4=1,FFV5+1,FFV5)","v":177},177,177,177,177,177,177,177,177,177,177,177,177,177,177,177,177,177,177,177,177,177,178,178,178,178,178,178,178,178,178,178,178,178,178,178,178,178,178,178,178,178,178,178,178,178,179,179,179,179,179,179,179,179,179,179,179,179,179,179,179,179,179,179,{"$f":"IF(FII4=1,FIH5+1,FIH5)","v":179},179,179,179,179,179,180,180,180,180,180,180,180,180,180,180,180,180,180,180,180,180,180,180,180,180,180,180,180,180,181,181,181,181,181,181,181,181,181,181,181,181,181,181,181,181,181,181,181,181,181,181,181,181,182,182,182,182,182,182,182,182,182,182,{"$f":"IF(FKU4=1,FKT5+1,FKT5)","v":182},182,182,182,182,182,182,182,182,182,182,182,182,182,183,183,183,183,183,183,183,183,183,183,183,183,183,183,183,183,183,183,183,183,183,183,183,183,184,184,184,184,184,184,184,184,184,184,184,184,184,184,184,184,184,184,184,184,184,184,184,184,185,185,{"$f":"IF(FNG4=1,FNF5+1,FNF5)","v":185},185,185,185,185,185,185,185,185,185,185,185,185,185,185,185,185,185,185,185,185,185,186,186,186,186,186,186,186,186,186,186,186,186,186,186,186,186,186,186,186,186,186,186,186,186,187,187,187,187,187,187,187,187,187,187,187,187,187,187,187,187,187,187,{"$f":"IF(FPS4=1,FPR5+1,FPR5)","v":187},187,187,187,187,187,188,188,188,188,188,188,188,188,188,188,188,188,188,188,188,188,188,188,188,188,188,188,188,188,189,189,189,189,189,189,189,189,189,189,189,189,189,189,189,189,189,189,189,189,189,189,189,189,190,190,190,190,190,190,190,190,190,190,{"$f":"IF(FSE4=1,FSD5+1,FSD5)","v":190},190,190,190,190,190,190,190,190,190,190,190,190,190,191,191,191,191,191,191,191,191,191,191,191,191,191,191,191,191,191,191,191,191,191,191,191,191,192,192,192,192,192,192,192,192,192,192,192,192,192,192,192,192,192,192,192,192,192,192,192,192,193,193,{"$f":"IF(FUQ4=1,FUP5+1,FUP5)","v":193},193,193,193,193,193,193,193,193,193,193,193,193,193,193,193,193,193,193,193,193,193,194,194,194,194,194,194,194,194,194,194,194,194,194,194,194,194,194,194,194,194,194,194,194,194,195,195,195,195,195,195,195,195,195,195,195,195,195,195,195,195,195,195,{"$f":"IF(FXC4=1,FXB5+1,FXB5)","v":195},195,195,195,195,195,196,196,196,196,196,196,196,196,196,196,196,196,196,196,196,196,196,196,196,196,196,196,196,196,197,197,197,197,197,197,197,197,197,197,197,197,197,197,197,197,197,197,197,197,197,197,197,197,198,198,198,198,198,198,198,198,198,198,{"$f":"IF(FZO4=1,FZN5+1,FZN5)","v":198},198,198,198,198,198,198,198,198,198,198,198,198,198,199,199,199,199,199,199,199,199,199,199,199,199,199,199,199,199,199,199,199,199,199,199,199,199,200,200,200,200,200,200,200,200,200,200,200,200,200,200,200,200,200,200,200,200,200,200,200,200,201,201,{"$f":"IF(GCA4=1,GBZ5+1,GBZ5)","v":201},201,201,201,201,201,201,201,201,201,201,201,201,201,201,201,201,201,201,201,201,201,202,202,202,202,202,202,202,202,202,202,202,202,202,202,202,202,202,202,202,202,202,202,202,202,203,203,203,203,203,203,203,203,203,203,203,203,203,203,203,203,203,203,{"$f":"IF(GEM4=1,GEL5+1,GEL5)","v":203},203,203,203,203,203,204,204,204,204,204,204,204,204,204,204,204,204,204,204,204,204,204,204,204,204,204,204,204,204,205,205,205,205,205,205,205,205,205,205,205,205,205,205,205,205,205,205,205,205,205,205,205,205,206,206,206,206,206,206,206,206,206,206,{"$f":"IF(GGY4=1,GGX5+1,GGX5)","v":206},206,206,206,206,206,206,206,206,206,206,206,206,206,207,207,207,207,207,207,207,207,207,207,207,207,207,207,207,207,207,207,207,207,207,207,207,207,208,208,208,208,208,208,208,208,208,208,208,208,208,208,208,208,208,208,208,208,208,208,208,208,209,209,{"$f":"IF(GJK4=1,GJJ5+1,GJJ5)","v":209},209,209,209,209,209,209,209,209,209,209,209,209,209,209,209,209,209,209,209,209,209,210,210,210,210,210,210,210,210,210,210,210,210,210,210,210,210,210,210,210,210,210,210,210,210,211,211,211,211,211,211,211,211,211,211,211,211,211,211,211,211,211,211,{"$f":"IF(GLW4=1,GLV5+1,GLV5)","v":211},211,211,211,211,211,212,212,212,212,212,212,212,212,212,212,212,212,212,212,212,212,212,212,212,212,212,212,212,212,213,213,213,213,213,213,213,213,213,213,213,213,213,213,213,213,213,213,213,213,213,213,213,213,214,214,214,214,214,214,214,214,214,214,{"$f":"IF(GOI4=1,GOH5+1,GOH5)","v":214},214,214,214,214,214,214,214,214,214,214,214,214,214,215,215,215,215,215,215,215,215,215,215,215,215,215,215,215,215,215,215,215,215,215,215,215,215,216,216,216,216,216,216,216,216,216,216,216,216,216,216,216,216,216,216,216,216,216,216,216,216,217,217,{"$f":"IF(GQU4=1,GQT5+1,GQT5)","v":217},217,217,217,217,217,217,217,217,217,217,217,217,217,217,217,217,217,217,217,217,217,218,218,218,218,218,218,218,218,218,218,218,218,218,218,218,218,218,218,218,218,218,218,218,218,219,219,219,219,219,219,219,219,219,219,219,219,219,219,219,219,219,219,{"$f":"IF(GTG4=1,GTF5+1,GTF5)","v":219},219,219,219,219,219,220,220,220,220,220,220,220,220,220,220,220,220,220,220,220,220,220,220,220,220,220,220,220,220,221,221,221,221,221,221,221,221,221,221,221,221,221,221,221,221,221,221,221,221,221,221,221,221,222,222,222,222,222,222,222,222,222,222,{"$f":"IF(GVS4=1,GVR5+1,GVR5)","v":222},222,222,222,222,222,222,222,222,222,222,222,222,222,223,223,223,223,223,223,223,223,223,223,223,223,223,223,223,223,223,223,223,223,223,223,223,223,224,224,224,224,224,224,224,224,224,224,224,224,224,224,224,224,224,224,224,224,224,224,224,224,225,225,{"$f":"IF(GYE4=1,GYD5+1,GYD5)","v":225},225,225,225,225,225,225,225,225,225,225,225,225,225,225,225,225,225,225,225,225,225,226,226,226,226,226,226,226,226,226,226,226,226,226,226,226,226,226,226,226,226,226,226,226,226,227,227,227,227,227,227,227,227,227,227,227,227,227,227,227,227,227,227,{"$f":"IF(HAQ4=1,HAP5+1,HAP5)","v":227},227,227,227,227,227,228,228,228,228,228,228,228,228,228,228,228,228,228,228,228,228,228,228,228,228,228,228,228,228,229,229,229,229,229,229,229,229,229,229,229,229,229,229,229,229,229,229,229,229,229,229,229,229,230,230,230,230,230,230,230,230,230,230,{"$f":"IF(HDC4=1,HDB5+1,HDB5)","v":230},230,230,230,230,230,230,230,230,230,230,230,230,230,231,231,231,231,231,231,231,231,231,231,231,231,231,231,231,231,231,231,231,231,231,231,231,231,232,232,232,232,232,232,232,232,232,232,232,232,232,232,232,232,232,232,232,232,232,232,232,232,233,233,{"$f":"IF(HFO4=1,HFN5+1,HFN5)","v":233},233,233,233,233,233,233,233,233,233,233,233,233,233,233,233,233,233,233,233,233,233,234,234,234,234,234,234,234,234,234,234,234,234,234,234,234,234,234,234,234,234,234,234,234,234,235,235,235,235,235,235,235,235,235,235,235,235,235,235,235,235,235,235,{"$f":"IF(HIA4=1,HHZ5+1,HHZ5)","v":235},235,235,235,235,235,236,236,236,236,236,236,236,236,236,236,236,236,236,236,236,236,236,236,236,236,236,236,236,236,237,237,237,237,237,237,237,237,237,237,237,237,237,237,237,237,237,237,237,237,237,237,237,237,238,238,238,238,238,238,238,238,238,238,{"$f":"IF(HKM4=1,HKL5+1,HKL5)","v":238},238,238,238,238,238,238,238,238,238,238,238,238,238,239,239,239,239,239,239,239,239,239,239,239,239,239,239,239,239,239,239,239,239,239,239,239,239,240,240,240,240,240,240,240,240,240,240,240,240,240,240,240,240,240,240,240,240,240,240,240,240,241,241,{"$f":"IF(HMY4=1,HMX5+1,HMX5)","v":241},241,241,241,241,241,241,241,241,241,241,241,241,241,241,241,241,241,241,241,241,241,242,242,242,242,242,242,242,242,242,242,242,242,242,242,242,242,242,242,242,242,242,242,242,242,243,243,243,243,243,243,243,243,243,243,243,243,243,243,243,243,243,243,{"$f":"IF(HPK4=1,HPJ5+1,HPJ5)","v":243},243,243,243,243,243,244,244,244,244,244,244,244,244,244,244,244,244,244,244,244,244,244,244,244,244,244,244,244,244,245,245,245,245,245,245,245,245,245,245,245,245,245,245,245,245,245,245,245,245,245,245,245,245,246,246,246,246,246,246,246,246,246,246,{"$f":"IF(HRW4=1,HRV5+1,HRV5)","v":246},246,246,246,246,246,246,246,246,246,246,246,246,246,247,247,247,247,247,247,247,247,247,247,247,247,247,247,247,247,247,247,247,247,247,247,247,247,248,248,248,248,248,248,248,248,248,248,248,248,248,248,248,248,248,248,248,248,248,248,248,248,249,249,{"$f":"IF(HUI4=1,HUH5+1,HUH5)","v":249},249,249,249,249,249,249,249,249,249,249,249,249,249,249,249,249,249,249,249,249,249,250,250,250,250,250,250,250,250,250,250,250,250,250,250,250,250,250,250,250,250,250,250,250,250,251,251,251,251,251,251,251,251,251,251,251,251,251,251,251,251,251,251,{"$f":"IF(HWU4=1,HWT5+1,HWT5)","v":251},251,251,251,251,251,252,252,252,252,252,252,252,252,252,252,252,252,252,252,252,252,252,252,252,252,252,252,252,252,253,253,253,253,253,253,253,253,253,253,253,253,253,253,253,253,253,253,253,253,253,253,253,253,254,254,254,254,254,254,254,254,254,254,{"$f":"IF(HZG4=1,HZF5+1,HZF5)","v":254},254,254,254,254,254,254,254,254,254,254,254,254,254,255,255,255,255,255,255,255,255,255,255,255,255,255,255,255,255,255,255,255,255,255,255,255,255,256,256,256,256,256,256,256,256,256,256,256,256,256,256,256,256,256,256,256,256,256,256,256,256,257,257,{"$f":"IF(IBS4=1,IBR5+1,IBR5)","v":257},257,257,257,257,257,257,257,257,257,257,257,257,257,257,257,257,257,257,257,257,257,258,258,258,258,258,258,258,258,258,258,258,258,258,258,258,258,258,258,258,258,258,258,258,258,259,259,259,259,259,259,259,259,259,259,259,259,259,259,259,259,259,259,{"$f":"IF(IEE4=1,IED5+1,IED5)","v":259},259,259,259,259,259,260,260,260,260,260,260,260,260,260,260,260,260,260,260,260,260,260,260,260,260,260,260,260,260,261,261,261,261,261,261,261,261,261,261,261,261,261,261,261,261,261,261,261,261,261,261,261,261,262,262,262,262,262,262,262,262,262,262,{"$f":"IF(IGQ4=1,IGP5+1,IGP5)","v":262},262,262,262,262,262,262,262,262,262,262,262,262,262,263,263,263,263,263,263,263,263,263,263,263,263,263,263,263,263,263,263,263,263,263,263,263,263,264,264,264,264,264,264,264,264,264,264,264,264,264,264,264,264,264,264,264,264,264,264,264,264,265,265,{"$f":"IF(IJC4=1,IJB5+1,IJB5)","v":265},265,265,265,265,265,265,265,265,265,265,265,265,265,265,265,265,265,265,265,265,265,266,266,266,266,266,266,266,266,266,266,266,266,266,266,266,266,266,266,266,266,266,266,266,266,267,267,267,267,267,267,267,267,267,267,267,267,267,267,267,267,267,267,{"$f":"IF(ILO4=1,ILN5+1,ILN5)","v":267},267,267,267,267,267,268,268,268,268,268,268,268,268,268,268,268,268,268,268,268,268,268,268,268,268,268,268,268,268,269,269,269,269,269,269,269,269,269,269,269,269,269,269,269,269,269,269,269,269,269,269,269,269,270,270,270,270,270,270,270,270,270,270,{"$f":"IF(IOA4=1,INZ5+1,INZ5)","v":270},270,270,270,270,270,270,270,270,270,270,270,270,270,271,271,271,271,271,271,271,271,271,271,271,271,271,271,271,271,271,271,271,271,271,271,271,271,272,272,272,272,272,272,272,272,272,272,272,272,272,272,272,272,272,272,272,272,272,272,272,272,273,273,{"$f":"IF(IQM4=1,IQL5+1,IQL5)","v":273},273,273,273,273,273,273,273,273,273,273,273,273,273,273,273,273,273,273,273,273,273,274,274,274,274,274,274,274,274,274,274,274,274,274,274,274,274,274,274,274,274,274,274,274,274,275,275,275,275,275,275,275,275,275,275,275,275,275,275,275,275,275,275,{"$f":"IF(ISY4=1,ISX5+1,ISX5)","v":275},275,275,275,275,275,276,276,276,276,276,276,276,276,276,276,276,276,276,276,276,276,276,276,276,276,276,276,276,276,277,277,277,277,277,277,277,277,277,277,277,277,277,277,277,277,277,277,277,277,277,277,277,277,278,278,278,278,278,278,278,278,278,278,{"$f":"IF(IVK4=1,IVJ5+1,IVJ5)","v":278},278,278,278,278,278,278,278,278,278,278,278,278,278,279,279,279,279,279,279,279,279,279,279,279,279,279,279,279,279,279,279,279,279,279,279,279,279,280,280,280,280,280,280,280,280,280,280,280,280,280,280,280,280,280,280,280,280,280,280,280,280,281,281,{"$f":"IF(IXW4=1,IXV5+1,IXV5)","v":281},281,281,281,281,281,281,281,281,281,281,281,281,281,281,281,281,281,281,281,281,281,282,282,282,282,282,282,282,282,282,282,282,282,282,282,282,282,282,282,282,282,282,282,282,282,283,283,283,283,283,283,283,283,283,283,283,283,283,283,283,283,283,283,{"$f":"IF(JAI4=1,JAH5+1,JAH5)","v":283},283,283,283,283,283,284,284,284,284,284,284,284,284,284,284,284,284,284,284,284,284,284,284,284,284,284,284,284,284,285,285,285,285,285,285,285,285,285,285,285,285,285,285,285,285,285,285,285,285,285,285,285,285,286,286,286,286,286,286,286,286,286,286,{"$f":"IF(JCU4=1,JCT5+1,JCT5)","v":286},286,286,286,286,286,286,286,286,286,286,286,286,286,287,287,287,287,287,287,287,287,287,287,287,287,287,287,287,287,287,287,287,287,287,287,287,287,288,288,288,288,288,288,288,288,288,288,288,288,288,288,288,288,288,288,288,288,288,288,288,288,289,289,{"$f":"IF(JFG4=1,JFF5+1,JFF5)","v":289},289,289,289,289,289,289,289,289,289,289,289,289,289,289,289,289,289,289,289,289,289,290,290,290,290,290,290,290,290,290,290,290,290,290,290,290,290,290,290,290,290,290,290,290,290,291,291,291,291,291,291,291,291,291,291,291,291,291,291,291,291,291,291,{"$f":"IF(JHS4=1,JHR5+1,JHR5)","v":291},291,291,291,291,291,292,292,292,292,292,292,292,292,292,292,292,292,292,292,292,292,292,292,292,292,292,292,292,292,293,293,293,293,293,293,293,293,293,293,293,293,293,293,293,293,293,293,293,293,293,293,293,293,294,294,294,294,294,294,294,294,294,294,{"$f":"IF(JKE4=1,JKD5+1,JKD5)","v":294},294,294,294,294,294,294,294,294,294,294,294,294,294,295,295,295,295,295,295,295,295,295,295,295,295,295,295,295,295,295,295,295,295,295,295,295,295,296,296,296,296,296,296,296,296,296,296,296,296,296,296,296,296,296,296,296,296,296,296,296,296,297,297,{"$f":"IF(JMQ4=1,JMP5+1,JMP5)","v":297},297,297,297,297,297,297,297,297,297,297,297,297,297,297,297,297,297,297,297,297,297,298,298,298,298,298,298,298,298,298,298,298,298,298,298,298,298,298,298,298,298,298,298,298,298,299,299,299,299,299,299,299,299,299,299,299,299,299,299,299,299,299,299,{"$f":"IF(JPC4=1,JPB5+1,JPB5)","v":299},299,299,299,299,299,300,300,300,300,300,300,300,300,300,300,300,300,300,300,300,300,300,300,300,300,300,300,300,300,301,301,301,301,301,301,301,301,301,301,301,301,301,301,301,301,301,301,301,301,301,301,301,301,302,302,302,302,302,302,302,302,302,302,{"$f":"IF(JRO4=1,JRN5+1,JRN5)","v":302},302,302,302,302,302,302,302,302,302,302,302,302,302,303,303,303,303,303,303,303,303,303,303,303,303,303,303,303,303,303,303,303,303,303,303,303,303,304,304,304,304,304,304,304,304,304,304,304,304,304,304,304,304,304,304,304,304,304,304,304,304,305,305,{"$f":"IF(JUA4=1,JTZ5+1,JTZ5)","v":305},305,305,305,305,305,305,305,305,305,305,305,305,305,305,305,305,305,305,305,305,305,306,306,306,306,306,306,306,306,306,306,306,306,306,306,306,306,306,306,306,306,306,306,306,306,307,307,307,307,307,307,307,307,307,307,307,307,307,307,307,307,307,307,{"$f":"IF(JWM4=1,JWL5+1,JWL5)","v":307},307,307,307,307,307,308,308,308,308,308,308,308,308,308,308,308,308,308,308,308,308,308,308,308,308,308,308,308,308,309,309,309,309,309,309,309,309,309,309,309,309,309,309,309,309,309,309,309,309,309,309,309,309,310,310,310,310,310,310,310,310,310,310,{"$f":"IF(JYY4=1,JYX5+1,JYX5)","v":310},310,310,310,310,310,310,310,310,310,310,310,310,310,311,311,311,311,311,311,311,311,311,311,311,311,311,311,311,311,311,311,311,311,311,311,311,311,312,312,312,312,312,312,312,312,312,312,312,312,312,312,312,312,312,312,312,312,312,312,312,312,313,313,{"$f":"IF(KBK4=1,KBJ5+1,KBJ5)","v":313},313,313,313,313,313,313,313,313,313,313,313,313,313,313,313,313,313,313,313,313,313,314,314,314,314,314,314,314,314,314,314,314,314,314,314,314,314,314,314,314,314,314,314,314,314,315,315,315,315,315,315,315,315,315,315,315,315,315,315,315,315,315,315,{"$f":"IF(KDW4=1,KDV5+1,KDV5)","v":315},315,315,315,315,315,316,316,316,316,316,316,316,316,316,316,316,316,316,316,316,316,316,316,316,316,316,316,316,316,317,317,317,317,317,317,317,317,317,317,317,317,317,317,317,317,317,317,317,317,317,317,317,317,318,318,318,318,318,318,318,318,318,318,{"$f":"IF(KGI4=1,KGH5+1,KGH5)","v":318},318,318,318,318,318,318,318,318,318,318,318,318,318,319,319,319,319,319,319,319,319,319,319,319,319,319,319,319,319,319,319,319,319,319,319,319,319,320,320,320,320,320,320,320,320,320,320,320,320,320,320,320,320,320,320,320,320,320,320,320,320,321,321,{"$f":"IF(KIU4=1,KIT5+1,KIT5)","v":321},321,321,321,321,321,321,321,321,321,321,321,321,321,321,321,321,321,321,321,321,321,322,322,322,322,322,322,322,322,322,322,322,322,322,322,322,322,322,322,322,322,322,322,322,322,323,323,323,323,323,323,323,323,323,323,323,323,323,323,323,323,323,323,{"$f":"IF(KLG4=1,KLF5+1,KLF5)","v":323},323,323,323,323,323,324,324,324,324,324,324,324,324,324,324,324,324,324,324,324,324,324,324,324,324,324,324,324,324,325,325,325,325,325,325,325,325,325,325,325,325,325,325,325,325,325,325,325,325,325,325,325,325,326,326,326,326,326,326,326,326,326,326,{"$f":"IF(KNS4=1,KNR5+1,KNR5)","v":326},326,326,326,326,326,326,326,326,326,326,326,326,326,327,327,327,327,327,327,327,327,327,327,327,327,327,327,327,327,327,327,327,327,327,327,327,327,328,328,328,328,328,328,328,328,328,328,328,328,328,328,328,328,328,328,328,328,328,328,328,328,329,329,{"$f":"IF(KQE4=1,KQD5+1,KQD5)","v":329},329,329,329,329,329,329,329,329,329,329,329,329,329,329,329,329,329,329,329,329,329,330,330,330,330,330,330,330,330,330,330,330,330,330,330,330,330,330,330,330,330,330,330,330,330,331,331,331,331,331,331,331,331,331,331,331,331,331,331,331,331,331,331,{"$f":"IF(KSQ4=1,KSP5+1,KSP5)","v":331},331,331,331,331,331,332,332,332,332,332,332,332,332,332,332,332,332,332,332,332,332,332,332,332,332,332,332,332,332,333,333,333,333,333,333,333,333,333,333,333,333,333,333,333,333,333,333,333,333,333,333,333,333,334,334,334,334,334,334,334,334,334,334,{"$f":"IF(KVC4=1,KVB5+1,KVB5)","v":334},334,334,334,334,334,334,334,334,334,334,334,334,334,335,335,335,335,335,335,335,335,335,335,335,335,335,335,335,335,335,335,335,335,335,335,335,335,336,336,336,336,336,336,336,336,336,336,336,336,336,336,336,336,336,336,336,336,336,336,336,336,337,337,{"$f":"IF(KXO4=1,KXN5+1,KXN5)","v":337},337,337,337,337,337,337,337,337,337,337,337,337,337,337,337,337,337,337,337,337,337,338,338,338,338,338,338,338,338,338,338,338,338,338,338,338,338,338,338,338,338,338,338,338,338,339,339,339,339,339,339,339,339,339,339,339,339,339,339,339,339,339,339,{"$f":"IF(LAA4=1,KZZ5+1,KZZ5)","v":339},339,339,339,339,339,340,340,340,340,340,340,340,340,340,340,340,340,340,340,340,340,340,340,340,340,340,340,340,340,341,341,341,341,341,341,341,341,341,341,341,341,341,341,341,341,341,341,341,341,341,341,341,341,342,342,342,342,342,342,342,342,342,342,{"$f":"IF(LCM4=1,LCL5+1,LCL5)","v":342},342,342,342,342,342,342,342,342,342,342,342,342,342,343,343,343,343,343,343,343,343,343,343,343,343,343,343,343,343,343,343,343,343,343,343,343,343,344,344,344,344,344,344,344,344,344,344,344,344,344,344,344,344,344,344,344,344,344,344,344,344,345,345,{"$f":"IF(LEY4=1,LEX5+1,LEX5)","v":345},345,345,345,345,345,345,345,345,345,345,345,345,345,345,345,345,345,345,345,345,345,346,346,346,346,346,346,346,346,346,346,346,346,346,346,346,346,346,346,346,346,346,346,346,346,347,347,347,347,347,347,347,347,347,347,347,347,347,347,347,347,347,347,{"$f":"IF(LHK4=1,LHJ5+1,LHJ5)","v":347},347,347,347,347,347,348,348,348,348,348,348,348,348,348,348,348,348,348,348,348,348,348,348,348,348,348,348,348,348,349,349,349,349,349,349,349,349,349,349,349,349,349,349,349,349,349,349,349,349,349,349,349,349,350,350,350,350,350,350,350,350,350,350,{"$f":"IF(LJW4=1,LJV5+1,LJV5)","v":350},350,350,350,350,350,350,350,350,350,350,350,350,350,351,351,351,351,351,351,351,351,351,351,351,351,351,351,351,351,351,351,351,351,351,351,351,351,352,352,352,352,352,352,352,352,352,352,352,352,352,352,352,352,352,352,352,352,352,352,352,352,353,353,{"$f":"IF(LMI4=1,LMH5+1,LMH5)","v":353},353,353,353,353,353,353,353,353,353,353,353,353,353,353,353,353,353,353,353,353,353,354,354,354,354,354,354,354,354,354,354,354,354,354,354,354,354,354,354,354,354,354,354,354,354,355,355,355,355,355,355,355,355,355,355,355,355,355,355,355,355,355,355,{"$f":"IF(LOU4=1,LOT5+1,LOT5)","v":355},355,355,355,355,355,356,356,356,356,356,356,356,356,356,356,356,356,356,356,356,356,356,356,356,356,356,356,356,356,357,357,357,357,357,357,357,357,357,357,357,357,357,357,357,357,357,357,357,357,357,357,357,357,358,358,358,358,358,358,358,358,358,358,{"$f":"IF(LRG4=1,LRF5+1,LRF5)","v":358},358,358,358,358,358,358,358,358,358,358,358,358,358,359,359,359,359,359,359,359,359,359,359,359,359,359,359,359,359,359,359,359,359,359,359,359,359,360,360,360,360,360,360,360,360,360,360,360,360,360,360,360,360,360,360,360,360,360,360,360,360,361,361,{"$f":"IF(LTS4=1,LTR5+1,LTR5)","v":361},361,361,361,361,361,361,361,361,361,361,361,361,361,361,361,361,361,361,361,361,361,362,362,362,362,362,362,362,362,362,362,362,362,362,362,362,362,362,362,362,362,362,362,362,362,363,363,363,363,363,363,363,363,363,363,363,363,363,363,363,363,363,363,{"$f":"IF(LWE4=1,LWD5+1,LWD5)","v":363},363,363,363,363,363,364,364,364,364,364,364,364,364,364,364,364,364,364,364,364,364,364,364,364,364,364,364,364,364,365,365,365,365,365,365,365,365,365,365,365,365,365,365,365,365,365,365,365,365,365,365,365,365]
[null,null,null,"Month",null,null,null,null,{"$f":"MONTH(I3)","v":1},{"$f":"MONTH(J3)","v":1},1,1,1,1,1,1,1,1,1,1,1,1,1,1,1,1,1,1,1,1,1,1,1,1,1,1,1,1,1,1,1,1,1,1,1,1,1,1,1,1,1,1,1,1,1,1,1,1,1,1,1,1,1,1,1,1,1,1,1,1,1,1,1,{"$f":"MONTH(BV3)","v":1},1,1,1,1,1,1,1,1,1,1,1,1,1,1,1,1,1,1,1,1,1,1,1,1,1,1,1,1,1,1,1,1,1,1,1,1,1,1,1,1,1,1,1,1,1,1,1,1,1,1,1,1,1,1,1,1,1,1,1,1,1,1,1,{"$f":"MONTH(EH3)","v":1},1,1,1,1,1,1,1,1,1,1,1,1,1,1,1,1,1,1,1,1,1,1,1,1,1,1,1,1,1,1,1,1,1,1,1,1,1,1,1,1,1,1,1,1,1,1,1,1,1,1,1,1,1,1,1,1,1,1,1,1,1,1,1,{"$f":"MONTH(GT3)","v":1},1,1,1,1,1,1,1,1,1,1,1,1,1,1,1,1,1,1,1,1,1,1,1,1,1,1,1,1,1,1,1,1,1,1,1,1,1,1,1,1,1,1,1,1,1,1,1,1,1,1,1,1,1,1,1,1,1,1,1,1,1,1,1,{"$f":"MONTH(JF3)","v":1},1,1,1,1,1,1,1,1,1,1,1,1,1,1,1,1,1,1,1,1,1,1,1,1,1,1,1,1,1,1,1,1,1,1,1,1,1,1,1,1,1,1,1,1,1,1,1,1,1,1,1,1,1,1,1,1,1,1,1,1,1,1,1,{"$f":"MONTH(LR3)","v":1},1,1,1,1,1,1,1,1,1,1,1,1,1,1,1,1,1,1,1,1,1,1,1,1,1,1,1,1,1,1,1,1,1,1,1,1,1,1,1,1,1,1,1,1,1,1,1,1,1,1,1,1,1,1,1,1,1,1,1,1,1,1,1,{"$f":"MONTH(OD3)","v":1},1,1,1,1,1,1,1,1,1,1,1,1,1,1,1,1,1,1,1,1,1,1,1,1,1,1,1,1,1,1,1,1,1,1,1,1,1,1,1,1,1,1,1,1,1,1,1,1,1,1,1,1,1,1,1,1,1,1,1,1,1,1,1,{"$f":"MONTH(QP3)","v":1},1,1,1,1,1,1,1,1,1,1,1,1,1,1,1,1,1,1,1,1,1,1,1,1,1,1,1,1,1,1,1,1,1,1,1,1,1,1,1,1,1,1,1,1,1,1,1,1,1,1,1,1,1,1,1,1,1,1,1,1,1,1,1,{"$f":"MONTH(TB3)","v":1},1,1,1,1,1,1,1,1,1,1,1,1,1,1,1,1,1,1,1,1,1,1,1,1,1,1,1,1,1,1,1,1,1,1,1,1,1,1,1,1,1,1,1,1,1,1,1,1,1,1,1,1,1,1,1,1,1,1,1,1,1,1,1,{"$f":"MONTH(VN3)","v":1},1,1,1,1,1,1,1,1,1,1,1,1,1,1,1,1,1,1,1,1,1,1,1,1,1,1,1,1,1,1,1,1,1,1,1,1,1,1,1,1,1,1,1,1,1,1,1,1,1,1,1,1,1,1,1,1,1,1,1,1,1,1,1,{"$f":"MONTH(XZ3)","v":1},1,1,1,1,1,1,1,1,1,1,1,1,1,1,1,1,1,1,1,1,1,1,1,1,1,1,1,1,1,1,1,1,1,1,1,1,1,1,1,1,1,1,1,1,1,1,1,1,1,1,1,1,1,1,1,1,1,1,1,1,1,1,1,{"$f":"MONTH(AAL3)","v":1},1,1,1,1,1,1,1,1,1,1,1,1,1,1,1,1,1,1,1,1,1,1,1,1,1,1,1,1,1,1,1,1,1,1,1,1,1,1,2,2,2,2,2,2,2,2,2,2,2,2,2,2,2,2,2,2,2,2,2,2,2,2,2,{"$f":"MONTH(ACX3)","v":2},2,2,2,2,2,2,2,2,2,2,2,2,2,2,2,2,2,2,2,2,2,2,2,2,2,2,2,2,2,2,2,2,2,2,2,2,2,2,2,2,2,2,2,2,2,2,2,2,2,2,2,2,2,2,2,2,2,2,2,2,2,2,2,{"$f":"MONTH(AFJ3)","v":2},2,2,2,2,2,2,2,2,2,2,2,2,2,2,2,2,2,2,2,2,2,2,2,2,2,2,2,2,2,2,2,2,2,2,2,2,2,2,2,2,2,2,2,2,2,2,2,2,2,2,2,2,2,2,2,2,2,2,2,2,2,2,2,{"$f":"MONTH(AHV3)","v":2},2,2,2,2,2,2,2,2,2,2,2,2,2,2,2,2,2,2,2,2,2,2,2,2,2,2,2,2,2,2,2,2,2,2,2,2,2,2,2,2,2,2,2,2,2,2,2,2,2,2,2,2,2,2,2,2,2,2,2,2,2,2,2,{"$f":"MONTH(AKH3)","v":2},2,2,2,2,2,2,2,2,2,2,2,2,2,2,2,2,2,2,2,2,2,2,2,2,2,2,2,2,2,2,2,2,2,2,2,2,2,2,2,2,2,2,2,2,2,2,2,2,2,2,2,2,2,2,2,2,2,2,2,2,2,2,2,{"$f":"MONTH(AMT3)","v":2},2,2,2,2,2,2,2,2,2,2,2,2,2,2,2,2,2,2,2,2,2,2,2,2,2,2,2,2,2,2,2,2,2,2,2,2,2,2,2,2,2,2,2,2,2,2,2,2,2,2,2,2,2,2,2,2,2,2,2,2,2,2,2,{"$f":"MONTH(APF3)","v":2},2,2,2,2,2,2,2,2,2,2,2,2,2,2,2,2,2,2,2,2,2,2,2,2,2,2,2,2,2,2,2,2,2,2,2,2,2,2,2,2,2,2,2,2,2,2,2,2,2,2,2,2,2,2,2,2,2,2,2,2,2,2,2,{"$f":"MONTH(ARR3)","v":2},2,2,2,2,2,2,2,2,2,2,2,2,2,2,2,2,2,2,2,2,2,2,2,2,2,2,2,2,2,2,2,2,2,2,2,2,2,2,2,2,2,2,2,2,2,2,2,2,2,2,2,2,2,2,2,2,2,2,2,2,2,2,2,{"$f":"MONTH(AUD3)","v":2},2,2,2,2,2,2,2,2,2,2,2,2,2,2,2,2,2,2,2,2,2,2,2,2,2,2,2,2,2,2,2,2,2,2,2,2,2,2,2,2,2,2,2,2,2,2,2,2,2,2,2,2,2,2,2,2,2,2,2,2,2,2,2,{"$f":"MONTH(AWP3)","v":2},2,2,2,2,2,2,2,2,2,2,2,2,2,2,2,2,2,2,2,2,2,2,2,2,2,2,2,2,2,2,2,2,2,2,2,2,2,2,2,2,2,2,2,2,2,2,2,2,2,2,2,2,2,2,2,2,2,2,2,2,2,2,2,{"$f":"MONTH(AZB3)","v":2},2,2,2,2,2,2,2,2,2,2,2,2,2,2,2,2,2,2,2,2,2,2,2,2,2,2,2,2,2,2,2,2,2,2,2,2,2,2,2,2,2,2,2,2,2,2,2,2,2,2,2,2,2,2,2,2,2,2,2,2,2,2,2,{"$f":"MONTH(BBN3)","v":2},2,2,2,2,2,2,3,3,3,3,3,3,3,3,3,3,3,3,3,3,3,3,3,3,3,3,3,3,3,3,3,3,3,3,3,3,3,3,3,3,3,3,3,3,3,3,3,3,3,3,3,3,3,3,3,3,3,3,3,3,3,3,3,{"$f":"MONTH(BDZ3)","v":3},3,3,3,3,3,3,3,3,3,3,3,3,3,3,3,3,3,3,3,3,3,3,3,3,3,3,3,3,3,3,3,3,3,3,3,3,3,3,3,3,3,3,3,3,3,3,3,3,3,3,3,3,3,3,3,3,3,3,3,3,3,3,3,{"$f":"MONTH(BGL3)","v":3},3,3,3,3,3,3,3,3,3,3,3,3,3,3,3,3,3,3,3,3,3,3,3,3,3,3,3,3,3,3,3,3,3,3,3,3,3,3,3,3,3,3,3,3,3,3,3,3,3,3,3,3,3,3,3,3,3,3,3,3,3,3,3,{"$f":"MONTH(BIX3)","v":3},3,3,3,3,3,3,3,3,3,3,3,3,3,3,3,3,3,3,3,3,3,3,3,3,3,3,3,3,3,3,3,3,3,3,3,3,3,3,3,3,3,3,3,3,3,3,3,3,3,3,3,3,3,3,3,3,3,3,3,3,3,3,3,{"$f":"MONTH(BLJ3)","v":3},3,3,3,3,3,3,3,3,3,3,3,3,3,3,3,3,3,3,3,3,3,3,3,3,3,3,3,3,3,3,3,3,3,3,3,3,3,3,3,3,3,3,3,3,3,3,3,3,3,3,3,3,3,3,3,3,3,3,3,3,3,3,3,{"$f":"MONTH(BNV3)","v":3},3,3,3,3,3,3,3,3,3,3,3,3,3,3,3,3,3,3,3,3,3,3,3,3,3,3,3,3,3,3,3,3,3,3,3,3,3,3,3,3,3,3,3,3,3,3,3,3,3,3,3,3,3,3,3,3,3,3,3,3,3,3,3,{"$f":"MONTH(BQH3)","v":3},3,3,3,3,3,3,3,3,3,3,3,3,3,3,3,3,3,3,3,3,3,3,3,3,3,3,3,3,3,3,3,3,3,3,3,3,3,3,3,3,3,3,3,3,3,3,3,3,3,3,3,3,3,3,3,3,3,3,3,3,3,3,3,{"$f":"MONTH(BST3)","v":3},3,3,3,3,3,3,3,3,3,3,3,3,3,3,3,3,3,3,3,3,3,3,3,3,3,3,3,3,3,3,3,3,3,3,3,3,3,3,3,3,3,3,3,3,3,3,3,3,3,3,3,3,3,3,3,3,3,3,3,3,3,3,3,{"$f":"MONTH(BVF3)","v":3},3,3,3,3,3,3,3,3,3,3,3,3,3,3,3,3,3,3,3,3,3,3,3,3,3,3,3,3,3,3,3,3,3,3,3,3,3,3,3,3,3,3,3,3,3,3,3,3,3,3,3,3,3,3,3,3,3,3,3,3,3,3,3,{"$f":"MONTH(BXR3)","v":3},3,3,3,3,3,3,3,3,3,3,3,3,3,3,3,3,3,3,3,3,3,3,3,3,3,3,3,3,3,3,3,3,3,3,3,3,3,3,3,3,3,3,3,3,3,3,3,3,3,3,3,3,3,3,3,3,3,3,3,3,3,3,3,{"$f":"MONTH(CAD3)","v":3},3,3,3,3,3,3,3,3,3,3,3,3,3,3,3,3,3,3,3,3,3,3,3,3,3,3,3,3,3,3,3,3,3,3,3,3,3,3,3,3,3,3,3,3,3,3,3,3,3,3,3,3,3,3,3,3,3,3,3,3,3,3,3,{"$f":"MONTH(CCP3)","v":3},3,3,3,3,3,3,3,3,3,3,3,3,3,3,3,3,3,3,3,3,3,3,3,3,3,3,3,3,3,3,3,3,3,3,3,3,3,3,3,3,3,3,3,3,3,3,4,4,4,4,4,4,4,4,4,4,4,4,4,4,4,4,4,{"$f":"MONTH(CFB3)","v":4},4,4,4,4,4,4,4,4,4,4,4,4,4,4,4,4,4,4,4,4,4,4,4,4,4,4,4,4,4,4,4,4,4,4,4,4,4,4,4,4,4,4,4,4,4,4,4,4,4,4,4,4,4,4,4,4,4,4,4,4,4,4,4,{"$f":"MONTH(CHN3)","v":4},4,4,4,4,4,4,4,4,4,4,4,4,4,4,4,4,4,4,4,4,4,4,4,4,4,4,4,4,4,4,4,4,4,4,4,4,4,4,4,4,4,4,4,4,4,4,4,4,4,4,4,4,4,4,4,4,4,4,4,4,4,4,4,{"$f":"MONTH(CJZ3)","v":4},4,4,4,4,4,4,4,4,4,4,4,4,4,4,4,4,4,4,4,4,4,4,4,4,4,4,4,4,4,4,4,4,4,4,4,4,4,4,4,4,4,4,4,4,4,4,4,4,4,4,4,4,4,4,4,4,4,4,4,4,4,4,4,{"$f":"MONTH(CML3)","v":4},4,4,4,4,4,4,4,4,4,4,4,4,4,4,4,4,4,4,4,4,4,4,4,4,4,4,4,4,4,4,4,4,4,4,4,4,4,4,4,4,4,4,4,4,4,4,4,4,4,4,4,4,4,4,4,4,4,4,4,4,4,4,4,{"$f":"MONTH(COX3)","v":4},4,4,4,4,4,4,4,4,4,4,4,4,4,4,4,4,4,4,4,4,4,4,4,4,4,4,4,4,4,4,4,4,4,4,4,4,4,4,4,4,4,4,4,4,4,4,4,4,4,4,4,4,4,4,4,4,4,4,4,4,4,4,4,{"$f":"MONTH(CRJ3)","v":4},4,4,4,4,4,4,4,4,4,4,4,4,4,4,4,4,4,4,4,4,4,4,4,4,4,4,4,4,4,4,4,4,4,4,4,4,4,4,4,4,4,4,4,4,4,4,4,4,4,4,4,4,4,4,4,4,4,4,4,4,4,4,4,{"$f":"MONTH(CTV3)","v":4},4,4,4,4,4,4,4,4,4,4,4,4,4,4,4,4,4,4,4,4,4,4,4,4,4,4,4,4,4,4,4,4,4,4,4,4,4,4,4,4,4,4,4,4,4,4,4,4,4,4,4,4,4,4,4,4,4,4,4,4,4,4,4,{"$f":"MONTH(CWH3)","v":4},4,4,4,4,4,4,4,4,4,4,4,4,4,4,4,4,4,4,4,4,4,4,4,4,4,4,4,4,4,4,4,4,4,4,4,4,4,4,4,4,4,4,4,4,4,4,4,4,4,4,4,4,4,4,4,4,4,4,4,4,4,4,4,{"$f":"MONTH(CYT3)","v":4},4,4,4,4,4,4,4,4,4,4,4,4,4,4,4,4,4,4,4,4,4,4,4,4,4,4,4,4,4,4,4,4,4,4,4,4,4,4,4,4,4,4,4,4,4,4,4,4,4,4,4,4,4,4,4,4,4,4,4,4,4,4,4,{"$f":"MONTH(DBF3)","v":4},4,4,4,4,4,4,4,4,4,4,4,4,4,4,4,4,4,4,4,4,4,4,4,4,4,4,4,4,4,4,4,4,4,4,4,4,4,4,4,4,4,4,4,4,4,4,4,4,4,4,4,4,4,4,4,4,4,4,4,4,4,4,4,{"$f":"MONTH(DDR3)","v":4},4,4,4,4,4,4,4,4,4,4,4,4,4,4,4,4,4,4,4,4,4,4,4,4,4,4,4,4,4,4,4,4,4,4,4,4,4,4,4,4,4,4,4,4,4,4,4,4,4,4,4,4,4,4,4,4,4,4,4,4,4,4,5,{"$f":"MONTH(DGD3)","v":5},5,5,5,5,5,5,5,5,5,5,5,5,5,5,5,5,5,5,5,5,5,5,5,5,5,5,5,5,5,5,5,5,5,5,5,5,5,5,5,5,5,5,5,5,5,5,5,5,5,5,5,5,5,5,5,5,5,5,5,5,5,5,5,{"$f":"MONTH(DIP3)","v":5},5,5,5,5,5,5,5,5,5,5,5,5,5,5,5,5,5,5,5,5,5,5,5,5,5,5,5,5,5,5,5,5,5,5,5,5,5,5,5,5,5,5,5,5,5,5,5,5,5,5,5,5,5,5,5,5,5,5,5,5,5,5,5,{"$f":"MONTH(DLB3)","v":5},5,5,5,5,5,5,5,5,5,5,5,5,5,5,5,5,5,5,5,5,5,5,5,5,5,5,5,5,5,5,5,5,5,5,5,5,5,5,5,5,5,5,5,5,5,5,5,5,5,5,5,5,5,5,5,5,5,5,5,5,5,5,5,{"$f":"MONTH(DNN3)","v":5},5,5,5,5,5,5,5,5,5,5,5,5,5,5,5,5,5,5,5,5,5,5,5,5,5,5,5,5,5,5,5,5,5,5,5,5,5,5,5,5,5,5,5,5,5,5,5,5,5,5,5,5,5,5,5,5,5,5,5,5,5,5,5,{"$f":"MONTH(DPZ3)","v":5},5,5,5,5,5,5,5,5,5,5,5,5,5,5,5,5,5,5,5,5,5,5,5,5,5,5,5,5,5,5,5,5,5,5,5,5,5,5,5,5,5,5,5,5,5,5,5,5,5,5,5,5,5,5,5,5,5,5,5,5,5,5,5,{"$f":"MONTH(DSL3)","v":5},5,5,5,5,5,5,5,5,5,5,5,5,5,5,5,5,5,5,5,5,5,5,5,5,5,5,5,5,5,5,5,5,5,5,5,5,5,5,5,5,5,5,5,5,5,5,5,5,5,5,5,5,5,5,5,5,5,5,5,5,5,5,5,{"$f":"MONTH(DUX3)","v":5},5,5,5,5,5,5,5,5,5,5,5,5,5,5,5,5,5,5,5,5,5,5,5,5,5,5,5,5,5,5,5,5,5,5,5,5,5,5,5,5,5,5,5,5,5,5,5,5,5,5,5,5,5,5,5,5,5,5,5,5,5,5,5,{"$f":"MONTH(DXJ3)","v":5},5,5,5,5,5,5,5,5,5,5,5,5,5,5,5,5,5,5,5,5,5,5,5,5,5,5,5,5,5,5,5,5,5,5,5,5,5,5,5,5,5,5,5,5,5,5,5,5,5,5,5,5,5,5,5,5,5,5,5,5,5,5,5,{"$f":"MONTH(DZV3)","v":5},5,5,5,5,5,5,5,5,5,5,5,5,5,5,5,5,5,5,5,5,5,5,5,5,5,5,5,5,5,5,5,5,5,5,5,5,5,5,5,5,5,5,5,5,5,5,5,5,5,5,5,5,5,5,5,5,5,5,5,5,5,5,5,{"$f":"MONTH(ECH3)","v":5},5,5,5,5,5,5,5,5,5,5,5,5,5,5,5,5,5,5,5,5,5,5,5,5,5,5,5,5,5,5,5,5,5,5,5,5,5,5,5,5,5,5,5,5,5,5,5,5,5,5,5,5,5,5,5,5,5,5,5,5,5,5,5,{"$f":"MONTH(EET3)","v":5},5,5,5,5,5,5,5,5,5,5,5,5,5,5,5,5,5,5,5,5,5,5,5,5,5,5,5,5,5,5,5,5,5,5,5,5,5,5,5,5,5,5,5,5,5,5,5,5,5,5,5,5,5,5,5,5,5,5,5,5,5,5,5,{"$f":"MONTH(EHF3)","v":5},5,5,5,5,5,5,5,5,5,5,5,5,5,5,5,5,5,5,5,5,5,5,5,5,5,5,5,5,5,5,5,5,5,5,5,5,5,5,6,6,6,6,6,6,6,6,6,6,6,6,6,6,6,6,6,6,6,6,6,6,6,6,6,{"$f":"MONTH(EJR3)","v":6},6,6,6,6,6,6,6,6,6,6,6,6,6,6,6,6,6,6,6,6,6,6,6,6,6,6,6,6,6,6,6,6,6,6,6,6,6,6,6,6,6,6,6,6,6,6,6,6,6,6,6,6,6,6,6,6,6,6,6,6,6,6,6,{"$f":"MONTH(EMD3)","v":6},6,6,6,6,6,6,6,6,6,6,6,6,6,6,6,6,6,6,6,6,6,6,6,6,6,6,6,6,6,6,6,6,6,6,6,6,6,6,6,6,6,6,6,6,6,6,6,6,6,6,6,6,6,6,6,6,6,6,6,6,6,6,6,{"$f":"MONTH(EOP3)","v":6},6,6,6,6,6,6,6,6,6,6,6,6,6,6,6,6,6,6,6,6,6,6,6,6,6,6,6,6,6,6,6,6,6,6,6,6,6,6,6,6,6,6,6,6,6,6,6,6,6,6,6,6,6,6,6,6,6,6,6,6,6,6,6,{"$f":"MONTH(ERB3)","v":6},6,6,6,6,6,6,6,6,6,6,6,6,6,6,6,6,6,6,6,6,6,6,6,6,6,6,6,6,6,6,6,6,6,6,6,6,6,6,6,6,6,6,6,6,6,6,6,6,6,6,6,6,6,6,6,6,6,6,6,6,6,6,6,{"$f":"MONTH(ETN3)","v":6},6,6,6,6,6,6,6,6,6,6,6,6,6,6,6,6,6,6,6,6,6,6,6,6,6,6,6,6,6,6,6,6,6,6,6,6,6,6,6,6,6,6,6,6,6,6,6,6,6,6,6,6,6,6,6,6,6,6,6,6,6,6,6,{"$f":"MONTH(EVZ3)","v":6},6,6,6,6,6,6,6,6,6,6,6,6,6,6,6,6,6,6,6,6,6,6,6,6,6,6,6,6,6,6,6,6,6,6,6,6,6,6,6,6,6,6,6,6,6,6,6,6,6,6,6,6,6,6,6,6,6,6,6,6,6,6,6,{"$f":"MONTH(EYL3)","v":6},6,6,6,6,6,6,6,6,6,6,6,6,6,6,6,6,6,6,6,6,6,6,6,6,6,6,6,6,6,6,6,6,6,6,6,6,6,6,6,6,6,6,6,6,6,6,6,6,6,6,6,6,6,6,6,6,6,6,6,6,6,6,6,{"$f":"MONTH(FAX3)","v":6},6,6,6,6,6,6,6,6,6,6,6,6,6,6,6,6,6,6,6,6,6,6,6,6,6,6,6,6,6,6,6,6,6,6,6,6,6,6,6,6,6,6,6,6,6,6,6,6,6,6,6,6,6,6,6,6,6,6,6,6,6,6,6,{"$f":"MONTH(FDJ3)","v":6},6,6,6,6,6,6,6,6,6,6,6,6,6,6,6,6,6,6,6,6,6,6,6,6,6,6,6,6,6,6,6,6,6,6,6,6,6,6,6,6,6,6,6,6,6,6,6,6,6,6,6,6,6,6,6,6,6,6,6,6,6,6,6,{"$f":"MONTH(FFV3)","v":6},6,6,6,6,6,6,6,6,6,6,6,6,6,6,6,6,6,6,6,6,6,6,6,6,6,6,6,6,6,6,6,6,6,6,6,6,6,6,6,6,6,6,6,6,6,6,6,6,6,6,6,6,6,6,6,6,6,6,6,6,6,6,6,{"$f":"MONTH(FIH3)","v":6},6,6,6,6,6,6,6,6,6,6,6,6,6,6,6,6,6,6,6,6,6,6,6,6,6,6,6,6,6,6,6,6,6,6,6,6,6,6,6,6,6,6,6,6,6,6,6,6,6,6,6,6,6,6,7,7,7,7,7,7,7,7,7,{"$f":"MONTH(FKT3)","v":7},7,7,7,7,7,7,7,7,7,7,7,7,7,7,7,7,7,7,7,7,7,7,7,7,7,7,7,7,7,7,7,7,7,7,7,7,7,7,7,7,7,7,7,7,7,7,7,7,7,7,7,7,7,7,7,7,7,7,7,7,7,7,7,{"$f":"MONTH(FNF3)","v":7},7,7,7,7,7,7,7,7,7,7,7,7,7,7,7,7,7,7,7,7,7,7,7,7,7,7,7,7,7,7,7,7,7,7,7,7,7,7,7,7,7,7,7,7,7,7,7,7,7,7,7,7,7,7,7,7,7,7,7,7,7,7,7,{"$f":"MONTH(FPR3)","v":7},7,7,7,7,7,7,7,7,7,7,7,7,7,7,7,7,7,7,7,7,7,7,7,7,7,7,7,7,7,7,7,7,7,7,7,7,7,7,7,7,7,7,7,7,7,7,7,7,7,7,7,7,7,7,7,7,7,7,7,7,7,7,7,{"$f":"MONTH(FSD3)","v":7},7,7,7,7,7,7,7,7,7,7,7,7,7,7,7,7,7,7,7,7,7,7,7,7,7,7,7,7,7,7,7,7,7,7,7,7,7,7,7,7,7,7,7,7,7,7,7,7,7,7,7,7,7,7,7,7,7,7,7,7,7,7,7,{"$f":"MONTH(FUP3)","v":7},7,7,7,7,7,7,7,7,7,7,7,7,7,7,7,7,7,7,7,7,7,7,7,7,7,7,7,7,7,7,7,7,7,7,7,7,7,7,7,7,7,7,7,7,7,7,7,7,7,7,7,7,7,7,7,7,7,7,7,7,7,7,7,{"$f":"MONTH(FXB3)","v":7},7,7,7,7,7,7,7,7,7,7,7,7,7,7,7,7,7,7,7,7,7,7,7,7,7,7,7,7,7,7,7,7,7,7,7,7,7,7,7,7,7,7,7,7,7,7,7,7,7,7,7,7,7,7,7,7,7,7,7,7,7,7,7,{"$f":"MONTH(FZN3)","v":7},7,7,7,7,7,7,7,7,7,7,7,7,7,7,7,7,7,7,7,7,7,7,7,7,7,7,7,7,7,7,7,7,7,7,7,7,7,7,7,7,7,7,7,7,7,7,7,7,7,7,7,7,7,7,7,7,7,7,7,7,7,7,7,{"$f":"MONTH(GBZ3)","v":7},7,7,7,7,7,7,7,7,7,7,7,7,7,7,7,7,7,7,7,7,7,7,7,7,7,7,7,7,7,7,7,7,7,7,7,7,7,7,7,7,7,7,7,7,7,7,7,7,7,7,7,7,7,7,7,7,7,7,7,7,7,7,7,{"$f":"MONTH(GEL3)","v":7},7,7,7,7,7,7,7,7,7,7,7,7,7,7,7,7,7,7,7,7,7,7,7,7,7,7,7,7,7,7,7,7,7,7,7,7,7,7,7,7,7,7,7,7,7,7,7,7,7,7,7,7,7,7,7,7,7,7,7,7,7,7,7,{"$f":"MONTH(GGX3)","v":7},7,7,7,7,7,7,7,7,7,7,7,7,7,7,7,7,7,7,7,7,7,7,7,7,7,7,7,7,7,7,7,7,7,7,7,7,7,7,7,7,7,7,7,7,7,7,7,7,7,7,7,7,7,7,7,7,7,7,7,7,7,7,7,{"$f":"MONTH(GJJ3)","v":7},7,7,7,7,7,7,7,7,7,7,7,7,7,7,7,7,7,7,7,7,7,7,7,7,7,7,7,7,7,7,7,7,7,7,7,7,7,7,7,7,7,7,7,7,7,7,7,7,7,7,7,7,7,7,7,7,7,7,7,7,7,7,7,{"$f":"MONTH(GLV3)","v":7},7,7,7,7,7,7,7,7,7,7,7,7,7,7,7,7,7,7,7,7,7,7,7,7,7,7,7,7,7,7,8,8,8,8,8,8,8,8,8,8,8,8,8,8,8,8,8,8,8,8,8,8,8,8,8,8,8,8,8,8,8,8,8,{"$f":"MONTH(GOH3)","v":8},8,8,8,8,8,8,8,8,8,8,8,8,8,8,8,8,8,8,8,8,8,8,8,8,8,8,8,8,8,8,8,8,8,8,8,8,8,8,8,8,8,8,8,8,8,8,8,8,8,8,8,8,8,8,8,8,8,8,8,8,8,8,8,{"$f":"MONTH(GQT3)","v":8},8,8,8,8,8,8,8,8,8,8,8,8,8,8,8,8,8,8,8,8,8,8,8,8,8,8,8,8,8,8,8,8,8,8,8,8,8,8,8,8,8,8,8,8,8,8,8,8,8,8,8,8,8,8,8,8,8,8,8,8,8,8,8,{"$f":"MONTH(GTF3)","v":8},8,8,8,8,8,8,8,8,8,8,8,8,8,8,8,8,8,8,8,8,8,8,8,8,8,8,8,8,8,8,8,8,8,8,8,8,8,8,8,8,8,8,8,8,8,8,8,8,8,8,8,8,8,8,8,8,8,8,8,8,8,8,8,{"$f":"MONTH(GVR3)","v":8},8,8,8,8,8,8,8,8,8,8,8,8,8,8,8,8,8,8,8,8,8,8,8,8,8,8,8,8,8,8,8,8,8,8,8,8,8,8,8,8,8,8,8,8,8,8,8,8,8,8,8,8,8,8,8,8,8,8,8,8,8,8,8,{"$f":"MONTH(GYD3)","v":8},8,8,8,8,8,8,8,8,8,8,8,8,8,8,8,8,8,8,8,8,8,8,8,8,8,8,8,8,8,8,8,8,8,8,8,8,8,8,8,8,8,8,8,8,8,8,8,8,8,8,8,8,8,8,8,8,8,8,8,8,8,8,8,{"$f":"MONTH(HAP3)","v":8},8,8,8,8,8,8,8,8,8,8,8,8,8,8,8,8,8,8,8,8,8,8,8,8,8,8,8,8,8,8,8,8,8,8,8,8,8,8,8,8,8,8,8,8,8,8,8,8,8,8,8,8,8,8,8,8,8,8,8,8,8,8,8,{"$f":"MONTH(HDB3)","v":8},8,8,8,8,8,8,8,8,8,8,8,8,8,8,8,8,8,8,8,8,8,8,8,8,8,8,8,8,8,8,8,8,8,8,8,8,8,8,8,8,8,8,8,8,8,8,8,8,8,8,8,8,8,8,8,8,8,8,8,8,8,8,8,{"$f":"MONTH(HFN3)","v":8},8,8,8,8,8,8,8,8,8,8,8,8,8,8,8,8,8,8,8,8,8,8,8,8,8,8,8,8,8,8,8,8,8,8,8,8,8,8,8,8,8,8,8,8,8,8,8,8,8,8,8,8,8,8,8,8,8,8,8,8,8,8,8,{"$f":"MONTH(HHZ3)","v":8},8,8,8,8,8,8,8,8,8,8,8,8,8,8,8,8,8,8,8,8,8,8,8,8,8,8,8,8,8,8,8,8,8,8,8,8,8,8,8,8,8,8,8,8,8,8,8,8,8,8,8,8,8,8,8,8,8,8,8,8,8,8,8,{"$f":"MONTH(HKL3)","v":8},8,8,8,8,8,8,8,8,8,8,8,8,8,8,8,8,8,8,8,8,8,8,8,8,8,8,8,8,8,8,8,8,8,8,8,8,8,8,8,8,8,8,8,8,8,8,8,8,8,8,8,8,8,8,8,8,8,8,8,8,8,8,8,{"$f":"MONTH(HMX3)","v":8},8,8,8,8,8,8,8,8,8,8,8,8,8,8,8,8,8,8,8,8,8,8,8,8,8,8,8,8,8,8,8,8,8,8,8,8,8,8,8,8,8,8,8,8,8,8,8,8,8,8,8,8,8,8,8,8,8,8,8,8,8,8,8,{"$f":"MONTH(HPJ3)","v":8},8,8,8,8,8,8,9,9,9,9,9,9,9,9,9,9,9,9,9,9,9,9,9,9,9,9,9,9,9,9,9,9,9,9,9,9,9,9,9,9,9,9,9,9,9,9,9,9,9,9,9,9,9,9,9,9,9,9,9,9,9,9,9,{"$f":"MONTH(HRV3)","v":9},9,9,9,9,9,9,9,9,9,9,9,9,9,9,9,9,9,9,9,9,9,9,9,9,9,9,9,9,9,9,9,9,9,9,9,9,9,9,9,9,9,9,9,9,9,9,9,9,9,9,9,9,9,9,9,9,9,9,9,9,9,9,9,{"$f":"MONTH(HUH3)","v":9},9,9,9,9,9,9,9,9,9,9,9,9,9,9,9,9,9,9,9,9,9,9,9,9,9,9,9,9,9,9,9,9,9,9,9,9,9,9,9,9,9,9,9,9,9,9,9,9,9,9,9,9,9,9,9,9,9,9,9,9,9,9,9,{"$f":"MONTH(HWT3)","v":9},9,9,9,9,9,9,9,9,9,9,9,9,9,9,9,9,9,9,9,9,9,9,9,9,9,9,9,9,9,9,9,9,9,9,9,9,9,9,9,9,9,9,9,9,9,9,9,9,9,9,9,9,9,9,9,9,9,9,9,9,9,9,9,{"$f":"MONTH(HZF3)","v":9},9,9,9,9,9,9,9,9,9,9,9,9,9,9,9,9,9,9,9,9,9,9,9,9,9,9,9,9,9,9,9,9,9,9,9,9,9,9,9,9,9,9,9,9,9,9,9,9,9,9,9,9,9,9,9,9,9,9,9,9,9,9,9,{"$f":"MONTH(IBR3)","v":9},9,9,9,9,9,9,9,9,9,9,9,9,9,9,9,9,9,9,9,9,9,9,9,9,9,9,9,9,9,9,9,9,9,9,9,9,9,9,9,9,9,9,9,9,9,9,9,9,9,9,9,9,9,9,9,9,9,9,9,9,9,9,9,{"$f":"MONTH(IED3)","v":9},9,9,9,9,9,9,9,9,9,9,9,9,9,9,9,9,9,9,9,9,9,9,9,9,9,9,9,9,9,9,9,9,9,9,9,9,9,9,9,9,9,9,9,9,9,9,9,9,9,9,9,9,9,9,9,9,9,9,9,9,9,9,9,{"$f":"MONTH(IGP3)","v":9},9,9,9,9,9,9,9,9,9,9,9,9,9,9,9,9,9,9,9,9,9,9,9,9,9,9,9,9,9,9,9,9,9,9,9,9,9,9,9,9,9,9,9,9,9,9,9,9,9,9,9,9,9,9,9,9,9,9,9,9,9,9,9,{"$f":"MONTH(IJB3)","v":9},9,9,9,9,9,9,9,9,9,9,9,9,9,9,9,9,9,9,9,9,9,9,9,9,9,9,9,9,9,9,9,9,9,9,9,9,9,9,9,9,9,9,9,9,9,9,9,9,9,9,9,9,9,9,9,9,9,9,9,9,9,9,9,{"$f":"MONTH(ILN3)","v":9},9,9,9,9,9,9,9,9,9,9,9,9,9,9,9,9,9,9,9,9,9,9,9,9,9,9,9,9,9,9,9,9,9,9,9,9,9,9,9,9,9,9,9,9,9,9,9,9,9,9,9,9,9,9,9,9,9,9,9,9,9,9,9,{"$f":"MONTH(INZ3)","v":9},9,9,9,9,9,9,9,9,9,9,9,9,9,9,9,9,9,9,9,9,9,9,9,9,9,9,9,9,9,9,9,9,9,9,9,9,9,9,9,9,9,9,9,9,9,9,9,9,9,9,9,9,9,9,9,9,9,9,9,9,9,9,9,{"$f":"MONTH(IQL3)","v":9},9,9,9,9,9,9,9,9,9,9,9,9,9,9,9,9,9,9,9,9,9,9,10,10,10,10,10,10,10,10,10,10,10,10,10,10,10,10,10,10,10,10,10,10,10,10,10,10,10,10,10,10,10,10,10,10,10,10,10,10,10,10,10,{"$f":"MONTH(ISX3)","v":10},10,10,10,10,10,10,10,10,10,10,10,10,10,10,10,10,10,10,10,10,10,10,10,10,10,10,10,10,10,10,10,10,10,10,10,10,10,10,10,10,10,10,10,10,10,10,10,10,10,10,10,10,10,10,10,10,10,10,10,10,10,10,10,{"$f":"MONTH(IVJ3)","v":10},10,10,10,10,10,10,10,10,10,10,10,10,10,10,10,10,10,10,10,10,10,10,10,10,10,10,10,10,10,10,10,10,10,10,10,10,10,10,10,10,10,10,10,10,10,10,10,10,10,10,10,10,10,10,10,10,10,10,10,10,10,10,10,{"$f":"MONTH(IXV3)","v":10},10,10,10,10,10,10,10,10,10,10,10,10,10,10,10,10,10,10,10,10,10,10,10,10,10,10,10,10,10,10,10,10,10,10,10,10,10,10,10,10,10,10,10,10,10,10,10,10,10,10,10,10,10,10,10,10,10,10,10,10,10,10,10,{"$f":"MONTH(JAH3)","v":10},10,10,10,10,10,10,10,10,10,10,10,10,10,10,10,10,10,10,10,10,10,10,10,10,10,10,10,10,10,10,10,10,10,10,10,10,10,10,10,10,10,10,10,10,10,10,10,10,10,10,10,10,10,10,10,10,10,10,10,10,10,10,10,{"$f":"MONTH(JCT3)","v":10},10,10,10,10,10,10,10,10,10,10,10,10,10,10,10,10,10,10,10,10,10,10,10,10,10,10,10,10,10,10,10,10,10,10,10,10,10,10,10,10,10,10,10,10,10,10,10,10,10,10,10,10,10,10,10,10,10,10,10,10,10,10,10,{"$f":"MONTH(JFF3)","v":10},10,10,10,10,10,10,10,10,10,10,10,10,10,10,10,10,10,10,10,10,10,10,10,10,10,10,10,10,10,10,10,10,10,10,10,10,10,10,10,10,10,10,10,10,10,10,10,10,10,10,10,10,10,10,10,10,10,10,10,10,10,10,10,{"$f":"MONTH(JHR3)","v":10},10,10,10,10,10,10,10,10,10,10,10,10,10,10,10,10,10,10,10,10,10,10,10,10,10,10,10,10,10,10,10,10,10,10,10,10,10,10,10,10,10,10,10,10,10,10,10,10,10,10,10,10,10,10,10,10,10,10,10,10,10,10,10,{"$f":"MONTH(JKD3)","v":10},10,10,10,10,10,10,10,10,10,10,10,10,10,10,10,10,10,10,10,10,10,10,10,10,10,10,10,10,10,10,10,10,10,10,10,10,10,10,10,10,10,10,10,10,10,10,10,10,10,10,10,10,10,10,10,10,10,10,10,10,10,10,10,{"$f":"MONTH(JMP3)","v":10},10,10,10,10,10,10,10,10,10,10,10,10,10,10,10,10,10,10,10,10,10,10,10,10,10,10,10,10,10,10,10,10,10,10,10,10,10,10,10,10,10,10,10,10,10,10,10,10,10,10,10,10,10,10,10,10,10,10,10,10,10,10,10,{"$f":"MONTH(JPB3)","v":10},10,10,10,10,10,10,10,10,10,10,10,10,10,10,10,10,10,10,10,10,10,10,10,10,10,10,10,10,10,10,10,10,10,10,10,10,10,10,10,10,10,10,10,10,10,10,10,10,10,10,10,10,10,10,10,10,10,10,10,10,10,10,10,{"$f":"MONTH(JRN3)","v":10},10,10,10,10,10,10,10,10,10,10,10,10,10,10,10,10,10,10,10,10,10,10,10,10,10,10,10,10,10,10,10,10,10,10,10,10,10,10,10,10,10,10,10,10,10,10,10,10,10,10,10,10,10,10,10,10,10,10,10,10,10,10,11,{"$f":"MONTH(JTZ3)","v":11},11,11,11,11,11,11,11,11,11,11,11,11,11,11,11,11,11,11,11,11,11,11,11,11,11,11,11,11,11,11,11,11,11,11,11,11,11,11,11,11,11,11,11,11,11,11,11,11,11,11,11,11,11,11,11,11,11,11,11,11,11,11,11,{"$f":"MONTH(JWL3)","v":11},11,11,11,11,11,11,11,11,11,11,11,11,11,11,11,11,11,11,11,11,11,11,11,11,11,11,11,11,11,11,11,11,11,11,11,11,11,11,11,11,11,11,11,11,11,11,11,11,11,11,11,11,11,11,11,11,11,11,11,11,11,11,11,{"$f":"MONTH(JYX3)","v":11},11,11,11,11,11,11,11,11,11,11,11,11,11,11,11,11,11,11,11,11,11,11,11,11,11,11,11,11,11,11,11,11,11,11,11,11,11,11,11,11,11,11,11,11,11,11,11,11,11,11,11,11,11,11,11,11,11,11,11,11,11,11,11,{"$f":"MONTH(KBJ3)","v":11},11,11,11,11,11,11,11,11,11,11,11,11,11,11,11,11,11,11,11,11,11,11,11,11,11,11,11,11,11,11,11,11,11,11,11,11,11,11,11,11,11,11,11,11,11,11,11,11,11,11,11,11,11,11,11,11,11,11,11,11,11,11,11,{"$f":"MONTH(KDV3)","v":11},11,11,11,11,11,11,11,11,11,11,11,11,11,11,11,11,11,11,11,11,11,11,11,11,11,11,11,11,11,11,11,11,11,11,11,11,11,11,11,11,11,11,11,11,11,11,11,11,11,11,11,11,11,11,11,11,11,11,11,11,11,11,11,{"$f":"MONTH(KGH3)","v":11},11,11,11,11,11,11,11,11,11,11,11,11,11,11,11,11,11,11,11,11,11,11,11,11,11,11,11,11,11,11,11,11,11,11,11,11,11,11,11,11,11,11,11,11,11,11,11,11,11,11,11,11,11,11,11,11,11,11,11,11,11,11,11,{"$f":"MONTH(KIT3)","v":11},11,11,11,11,11,11,11,11,11,11,11,11,11,11,11,11,11,11,11,11,11,11,11,11,11,11,11,11,11,11,11,11,11,11,11,11,11,11,11,11,11,11,11,11,11,11,11,11,11,11,11,11,11,11,11,11,11,11,11,11,11,11,11,{"$f":"MONTH(KLF3)","v":11},11,11,11,11,11,11,11,11,11,11,11,11,11,11,11,11,11,11,11,11,11,11,11,11,11,11,11,11,11,11,11,11,11,11,11,11,11,11,11,11,11,11,11,11,11,11,11,11,11,11,11,11,11,11,11,11,11,11,11,11,11,11,11,{"$f":"MONTH(KNR3)","v":11},11,11,11,11,11,11,11,11,11,11,11,11,11,11,11,11,11,11,11,11,11,11,11,11,11,11,11,11,11,11,11,11,11,11,11,11,11,11,11,11,11,11,11,11,11,11,11,11,11,11,11,11,11,11,11,11,11,11,11,11,11,11,11,{"$f":"MONTH(KQD3)","v":11},11,11,11,11,11,11,11,11,11,11,11,11,11,11,11,11,11,11,11,11,11,11,11,11,11,11,11,11,11,11,11,11,11,11,11,11,11,11,11,11,11,11,11,11,11,11,11,11,11,11,11,11,11,11,11,11,11,11,11,11,11,11,11,{"$f":"MONTH(KSP3)","v":11},11,11,11,11,11,11,11,11,11,11,11,11,11,11,11,11,11,11,11,11,11,11,11,11,11,11,11,11,11,11,11,11,11,11,11,11,11,11,11,11,11,11,11,11,11,11,11,11,11,11,11,11,11,11,11,11,11,11,11,11,11,11,11,{"$f":"MONTH(KVB3)","v":11},11,11,11,11,11,11,11,11,11,11,11,11,11,11,12,12,12,12,12,12,12,12,12,12,12,12,12,12,12,12,12,12,12,12,12,12,12,12,12,12,12,12,12,12,12,12,12,12,12,12,12,12,12,12,12,12,12,12,12,12,12,12,12,{"$f":"MONTH(KXN3)","v":12},12,12,12,12,12,12,12,12,12,12,12,12,12,12,12,12,12,12,12,12,12,12,12,12,12,12,12,12,12,12,12,12,12,12,12,12,12,12,12,12,12,12,12,12,12,12,12,12,12,12,12,12,12,12,12,12,12,12,12,12,12,12,12,{"$f":"MONTH(KZZ3)","v":12},12,12,12,12,12,12,12,12,12,12,12,12,12,12,12,12,12,12,12,12,12,12,12,12,12,12,12,12,12,12,12,12,12,12,12,12,12,12,12,12,12,12,12,12,12,12,12,12,12,12,12,12,12,12,12,12,12,12,12,12,12,12,12,{"$f":"MONTH(LCL3)","v":12},12,12,12,12,12,12,12,12,12,12,12,12,12,12,12,12,12,12,12,12,12,12,12,12,12,12,12,12,12,12,12,12,12,12,12,12,12,12,12,12,12,12,12,12,12,12,12,12,12,12,12,12,12,12,12,12,12,12,12,12,12,12,12,{"$f":"MONTH(LEX3)","v":12},12,12,12,12,12,12,12,12,12,12,12,12,12,12,12,12,12,12,12,12,12,12,12,12,12,12,12,12,12,12,12,12,12,12,12,12,12,12,12,12,12,12,12,12,12,12,12,12,12,12,12,12,12,12,12,12,12,12,12,12,12,12,12,{"$f":"MONTH(LHJ3)","v":12},12,12,12,12,12,12,12,12,12,12,12,12,12,12,12,12,12,12,12,12,12,12,12,12,12,12,12,12,12,12,12,12,12,12,12,12,12,12,12,12,12,12,12,12,12,12,12,12,12,12,12,12,12,12,12,12,12,12,12,12,12,12,12,{"$f":"MONTH(LJV3)","v":12},12,12,12,12,12,12,12,12,12,12,12,12,12,12,12,12,12,12,12,12,12,12,12,12,12,12,12,12,12,12,12,12,12,12,12,12,12,12,12,12,12,12,12,12,12,12,12,12,12,12,12,12,12,12,12,12,12,12,12,12,12,12,12,{"$f":"MONTH(LMH3)","v":12},12,12,12,12,12,12,12,12,12,12,12,12,12,12,12,12,12,12,12,12,12,12,12,12,12,12,12,12,12,12,12,12,12,12,12,12,12,12,12,12,12,12,12,12,12,12,12,12,12,12,12,12,12,12,12,12,12,12,12,12,12,12,12,{"$f":"MONTH(LOT3)","v":12},12,12,12,12,12,12,12,12,12,12,12,12,12,12,12,12,12,12,12,12,12,12,12,12,12,12,12,12,12,12,12,12,12,12,12,12,12,12,12,12,12,12,12,12,12,12,12,12,12,12,12,12,12,12,12,12,12,12,12,12,12,12,12,{"$f":"MONTH(LRF3)","v":12},12,12,12,12,12,12,12,12,12,12,12,12,12,12,12,12,12,12,12,12,12,12,12,12,12,12,12,12,12,12,12,12,12,12,12,12,12,12,12,12,12,12,12,12,12,12,12,12,12,12,12,12,12,12,12,12,12,12,12,12,12,12,12,{"$f":"MONTH(LTR3)","v":12},12,12,12,12,12,12,12,12,12,12,12,12,12,12,12,12,12,12,12,12,12,12,12,12,12,12,12,12,12,12,12,12,12,12,12,12,12,12,12,12,12,12,12,12,12,12,12,12,12,12,12,12,12,12,12,12,12,12,12,12,12,12,12,{"$f":"MONTH(LWD3)","v":12},12,12,12,12,12,12,12,12,12,12,12,12,12,12,12,12,12,12,12,12,12,12,12,12,12,12,12,12,12,12,12,12,12,12,12,12,12,12,12,12,12,12,12,12,12,12,12,12,12,12,12,12,12,12]
[]
[null,null,null,"Minimum gas","MW",{"$f":"'System Input'!F13","v":3900},{"$f":"SUM(I12:LYF12)","v":34164000},null,{"$f":"$F$12","v":3900},{"$f":"$F$12","v":3900},3900,3900,3900,3900,3900,3900,3900,3900,3900,3900,3900,3900,3900,3900,3900,3900,3900,3900,3900,3900,3900,3900,3900,3900,3900,3900,3900,3900,3900,3900,3900,3900,3900,3900,3900,3900,3900,3900,3900,3900,3900,3900,3900,3900,3900,3900,3900,3900,3900,3900,3900,3900,3900,3900,3900,3900,3900,3900,3900,3900,3900,3900,3900,{"$f":"$F$12","v":3900},3900,3900,3900,3900,3900,3900,3900,3900,3900,3900,3900,3900,3900,3900,3900,3900,3900,3900,3900,3900,3900,3900,3900,3900,3900,3900,3900,3900,3900,3900,3900,3900,3900,3900,3900,3900,3900,3900,3900,3900,3900,3900,3900,3900,3900,3900,3900,3900,3900,3900,3900,3900,3900,3900,3900,3900,3900,3900,3900,3900,3900,3900,3900,{"$f":"$F$12","v":3900},3900,3900,3900,3900,3900,3900,3900,3900,3900,3900,3900,3900,3900,3900,3900,3900,3900,3900,3900,3900,3900,3900,3900,3900,3900,3900,3900,3900,3900,3900,3900,3900,3900,3900,3900,3900,3900,3900,3900,3900,3900,3900,3900,3900,3900,3900,3900,3900,3900,3900,3900,3900,3900,3900,3900,3900,3900,3900,3900,3900,3900,3900,3900,{"$f":"$F$12","v":3900},3900,3900,3900,3900,3900,3900,3900,3900,3900,3900,3900,3900,3900,3900,3900,3900,3900,3900,3900,3900,3900,3900,3900,3900,3900,3900,3900,3900,3900,3900,3900,3900,3900,3900,3900,3900,3900,3900,3900,3900,3900,3900,3900,3900,3900,3900,3900,3900,3900,3900,3900,3900,3900,3900,3900,3900,3900,3900,3900,3900,3900,3900,3900,{"$f":"$F$12","v":3900},3900,3900,3900,3900,3900,3900,3900,3900,3900,3900,3900,3900,3900,3900,3900,3900,3900,3900,3900,3900,3900,3900,3900,3900,3900,3900,3900,3900,3900,3900,3900,3900,3900,3900,3900,3900,3900,3900,3900,3900,3900,3900,3900,3900,3900,3900,3900,3900,3900,3900,3900,3900,3900,3900,3900,3900,3900,3900,3900,3900,3900,3900,3900,{"$f":"$F$12","v":3900},3900,3900,3900,3900,3900,3900,3900,3900,3900,3900,3900,3900,3900,3900,3900,3900,3900,3900,3900,3900,3900,3900,3900,3900,3900,3900,3900,3900,3900,3900,3900,3900,3900,3900,3900,3900,3900,3900,3900,3900,3900,3900,3900,3900,3900,3900,3900,3900,3900,3900,3900,3900,3900,3900,3900,3900,3900,3900,3900,3900,3900,3900,3900,{"$f":"$F$12","v":3900},3900,3900,3900,3900,3900,3900,3900,3900,3900,3900,3900,3900,3900,3900,3900,3900,3900,3900,3900,3900,3900,3900,3900,3900,3900,3900,3900,3900,3900,3900,3900,3900,3900,3900,3900,3900,3900,3900,3900,3900,3900,3900,3900,3900,3900,3900,3900,3900,3900,3900,3900,3900,3900,3900,3900,3900,3900,3900,3900,3900,3900,3900,3900,{"$f":"$F$12","v":3900},3900,3900,3900,3900,3900,3900,3900,3900,3900,3900,3900,3900,3900,3900,3900,3900,3900,3900,3900,3900,3900,3900,3900,3900,3900,3900,3900,3900,3900,3900,3900,3900,3900,3900,3900,3900,3900,3900,3900,3900,3900,3900,3900,3900,3900,3900,3900,3900,3900,3900,3900,3900,3900,3900,3900,3900,3900,3900,3900,3900,3900,3900,3900,{"$f":"$F$12","v":3900},3900,3900,3900,3900,3900,3900,3900,3900,3900,3900,3900,3900,3900,3900,3900,3900,3900,3900,3900,3900,3900,3900,3900,3900,3900,3900,3900,3900,3900,3900,3900,3900,3900,3900,3900,3900,3900,3900,3900,3900,3900,3900,3900,3900,3900,3900,3900,3900,3900,3900,3900,3900,3900,3900,3900,3900,3900,3900,3900,3900,3900,3900,3900,{"$f":"$F$12","v":3900},3900,3900,3900,3900,3900,3900,3900,3900,3900,3900,3900,3900,3900,3900,3900,3900,3900,3900,3900,3900,3900,3900,3900,3900,3900,3900,3900,3900,3900,3900,3900,3900,3900,3900,3900,3900,3900,3900,3900,3900,3900,3900,3900,3900,3900,3900,3900,3900,3900,3900,3900,3900,3900,3900,3900,3900,3900,3900,3900,3900,3900,3900,3900,{"$f":"$F$12","v":3900},3900,3900,3900,3900,3900,3900,3900,3900,3900,3900,3900,3900,3900,3900,3900,3900,3900,3900,3900,3900,3900,3900,3900,3900,3900,3900,3900,3900,3900,3900,3900,3900,3900,3900,3900,3900,3900,3900,3900,3900,3900,3900,3900,3900,3900,3900,3900,3900,3900,3900,3900,3900,3900,3900,3900,3900,3900,3900,3900,3900,3900,3900,3900,{"$f":"$F$12","v":3900},3900,3900,3900,3900,3900,3900,3900,3900,3900,3900,3900,3900,3900,3900,3900,3900,3900,3900,3900,3900,3900,3900,3900,3900,3900,3900,3900,3900,3900,3900,3900,3900,3900,3900,3900,3900,3900,3900,3900,3900,3900,3900,3900,3900,3900,3900,3900,3900,3900,3900,3900,3900,3900,3900,3900,3900,3900,3900,3900,3900,3900,3900,3900,{"$f":"$F$12","v":3900},3900,3900,3900,3900,3900,3900,3900,3900,3900,3900,3900,3900,3900,3900,3900,3900,3900,3900,3900,3900,3900,3900,3900,3900,3900,3900,3900,3900,3900,3900,3900,3900,3900,3900,3900,3900,3900,3900,3900,3900,3900,3900,3900,3900,3900,3900,3900,3900,3900,3900,3900,3900,3900,3900,3900,3900,3900,3900,3900,3900,3900,3900,3900,{"$f":"$F$12","v":3900},3900,3900,3900,3900,3900,3900,3900,3900,3900,3900,3900,3900,3900,3900,3900,3900,3900,3900,3900,3900,3900,3900,3900,3900,3900,3900,3900,3900,3900,3900,3900,3900,3900,3900,3900,3900,3900,3900,3900,3900,3900,3900,3900,3900,3900,3900,3900,3900,3900,3900,3900,3900,3900,3900,3900,3900,3900,3900,3900,3900,3900,3900,3900,{"$f":"$F$12","v":3900},3900,3900,3900,3900,3900,3900,3900,3900,3900,3900,3900,3900,3900,3900,3900,3900,3900,3900,3900,3900,3900,3900,3900,3900,3900,3900,3900,3900,3900,3900,3900,3900,3900,3900,3900,3900,3900,3900,3900,3900,3900,3900,3900,3900,3900,3900,3900,3900,3900,3900,3900,3900,3900,3900,3900,3900,3900,3900,3900,3900,3900,3900,3900,{"$f":"$F$12","v":3900},3900,3900,3900,3900,3900,3900,3900,3900,3900,3900,3900,3900,3900,3900,3900,3900,3900,3900,3900,3900,3900,3900,3900,3900,3900,3900,3900,3900,3900,3900,3900,3900,3900,3900,3900,3900,3900,3900,3900,3900,3900,3900,3900,3900,3900,3900,3900,3900,3900,3900,3900,3900,3900,3900,3900,3900,3900,3900,3900,3900,3900,3900,3900,{"$f":"$F$12","v":3900},3900,3900,3900,3900,3900,3900,3900,3900,3900,3900,3900,3900,3900,3900,3900,3900,3900,3900,3900,3900,3900,3900,3900,3900,3900,3900,3900,3900,3900,3900,3900,3900,3900,3900,3900,3900,3900,3900,3900,3900,3900,3900,3900,3900,3900,3900,3900,3900,3900,3900,3900,3900,3900,3900,3900,3900,3900,3900,3900,3900,3900,3900,3900,{"$f":"$F$12","v":3900},3900,3900,3900,3900,3900,3900,3900,3900,3900,3900,3900,3900,3900,3900,3900,3900,3900,3900,3900,3900,3900,3900,3900,3900,3900,3900,3900,3900,3900,3900,3900,3900,3900,3900,3900,3900,3900,3900,3900,3900,3900,3900,3900,3900,3900,3900,3900,3900,3900,3900,3900,3900,3900,3900,3900,3900,3900,3900,3900,3900,3900,3900,3900,{"$f":"$F$12","v":3900},3900,3900,3900,3900,3900,3900,3900,3900,3900,3900,3900,3900,3900,3900,3900,3900,3900,3900,3900,3900,3900,3900,3900,3900,3900,3900,3900,3900,3900,3900,3900,3900,3900,3900,3900,3900,3900,3900,3900,3900,3900,3900,3900,3900,3900,3900,3900,3900,3900,3900,3900,3900,3900,3900,3900,3900,3900,3900,3900,3900,3900,3900,3900,{"$f":"$F$12","v":3900},3900,3900,3900,3900,3900,3900,3900,3900,3900,3900,3900,3900,3900,3900,3900,3900,3900,3900,3900,3900,3900,3900,3900,3900,3900,3900,3900,3900,3900,3900,3900,3900,3900,3900,3900,3900,3900,3900,3900,3900,3900,3900,3900,3900,3900,3900,3900,3900,3900,3900,3900,3900,3900,3900,3900,3900,3900,3900,3900,3900,3900,3900,3900,{"$f":"$F$12","v":3900},3900,3900,3900,3900,3900,3900,3900,3900,3900,3900,3900,3900,3900,3900,3900,3900,3900,3900,3900,3900,3900,3900,3900,3900,3900,3900,3900,3900,3900,3900,3900,3900,3900,3900,3900,3900,3900,3900,3900,3900,3900,3900,3900,3900,3900,3900,3900,3900,3900,3900,3900,3900,3900,3900,3900,3900,3900,3900,3900,3900,3900,3900,3900,{"$f":"$F$12","v":3900},3900,3900,3900,3900,3900,3900,3900,3900,3900,3900,3900,3900,3900,3900,3900,3900,3900,3900,3900,3900,3900,3900,3900,3900,3900,3900,3900,3900,3900,3900,3900,3900,3900,3900,3900,3900,3900,3900,3900,3900,3900,3900,3900,3900,3900,3900,3900,3900,3900,3900,3900,3900,3900,3900,3900,3900,3900,3900,3900,3900,3900,3900,3900,{"$f":"$F$12","v":3900},3900,3900,3900,3900,3900,3900,3900,3900,3900,3900,3900,3900,3900,3900,3900,3900,3900,3900,3900,3900,3900,3900,3900,3900,3900,3900,3900,3900,3900,3900,3900,3900,3900,3900,3900,3900,3900,3900,3900,3900,3900,3900,3900,3900,3900,3900,3900,3900,3900,3900,3900,3900,3900,3900,3900,3900,3900,3900,3900,3900,3900,3900,3900,{"$f":"$F$12","v":3900},3900,3900,3900,3900,3900,3900,3900,3900,3900,3900,3900,3900,3900,3900,3900,3900,3900,3900,3900,3900,3900,3900,3900,3900,3900,3900,3900,3900,3900,3900,3900,3900,3900,3900,3900,3900,3900,3900,3900,3900,3900,3900,3900,3900,3900,3900,3900,3900,3900,3900,3900,3900,3900,3900,3900,3900,3900,3900,3900,3900,3900,3900,3900,{"$f":"$F$12","v":3900},3900,3900,3900,3900,3900,3900,3900,3900,3900,3900,3900,3900,3900,3900,3900,3900,3900,3900,3900,3900,3900,3900,3900,3900,3900,3900,3900,3900,3900,3900,3900,3900,3900,3900,3900,3900,3900,3900,3900,3900,3900,3900,3900,3900,3900,3900,3900,3900,3900,3900,3900,3900,3900,3900,3900,3900,3900,3900,3900,3900,3900,3900,3900,{"$f":"$F$12","v":3900},3900,3900,3900,3900,3900,3900,3900,3900,3900,3900,3900,3900,3900,3900,3900,3900,3900,3900,3900,3900,3900,3900,3900,3900,3900,3900,3900,3900,3900,3900,3900,3900,3900,3900,3900,3900,3900,3900,3900,3900,3900,3900,3900,3900,3900,3900,3900,3900,3900,3900,3900,3900,3900,3900,3900,3900,3900,3900,3900,3900,3900,3900,3900,{"$f":"$F$12","v":3900},3900,3900,3900,3900,3900,3900,3900,3900,3900,3900,3900,3900,3900,3900,3900,3900,3900,3900,3900,3900,3900,3900,3900,3900,3900,3900,3900,3900,3900,3900,3900,3900,3900,3900,3900,3900,3900,3900,3900,3900,3900,3900,3900,3900,3900,3900,3900,3900,3900,3900,3900,3900,3900,3900,3900,3900,3900,3900,3900,3900,3900,3900,3900,{"$f":"$F$12","v":3900},3900,3900,3900,3900,3900,3900,3900,3900,3900,3900,3900,3900,3900,3900,3900,3900,3900,3900,3900,3900,3900,3900,3900,3900,3900,3900,3900,3900,3900,3900,3900,3900,3900,3900,3900,3900,3900,3900,3900,3900,3900,3900,3900,3900,3900,3900,3900,3900,3900,3900,3900,3900,3900,3900,3900,3900,3900,3900,3900,3900,3900,3900,3900,{"$f":"$F$12","v":3900},3900,3900,3900,3900,3900,3900,3900,3900,3900,3900,3900,3900,3900,3900,3900,3900,3900,3900,3900,3900,3900,3900,3900,3900,3900,3900,3900,3900,3900,3900,3900,3900,3900,3900,3900,3900,3900,3900,3900,3900,3900,3900,3900,3900,3900,3900,3900,3900,3900,3900,3900,3900,3900,3900,3900,3900,3900,3900,3900,3900,3900,3900,3900,{"$f":"$F$12","v":3900},3900,3900,3900,3900,3900,3900,3900,3900,3900,3900,3900,3900,3900,3900,3900,3900,3900,3900,3900,3900,3900,3900,3900,3900,3900,3900,3900,3900,3900,3900,3900,3900,3900,3900,3900,3900,3900,3900,3900,3900,3900,3900,3900,3900,3900,3900,3900,3900,3900,3900,3900,3900,3900,3900,3900,3900,3900,3900,3900,3900,3900,3900,3900,{"$f":"$F$12","v":3900},3900,3900,3900,3900,3900,3900,3900,3900,3900,3900,3900,3900,3900,3900,3900,3900,3900,3900,3900,3900,3900,3900,3900,3900,3900,3900,3900,3900,3900,3900,3900,3900,3900,3900,3900,3900,3900,3900,3900,3900,3900,3900,3900,3900,3900,3900,3900,3900,3900,3900,3900,3900,3900,3900,3900,3900,3900,3900,3900,3900,3900,3900,3900,{"$f":"$F$12","v":3900},3900,3900,3900,3900,3900,3900,3900,3900,3900,3900,3900,3900,3900,3900,3900,3900,3900,3900,3900,3900,3900,3900,3900,3900,3900,3900,3900,3900,3900,3900,3900,3900,3900,3900,3900,3900,3900,3900,3900,3900,3900,3900,3900,3900,3900,3900,3900,3900,3900,3900,3900,3900,3900,3900,3900,3900,3900,3900,3900,3900,3900,3900,3900,{"$f":"$F$12","v":3900},3900,3900,3900,3900,3900,3900,3900,3900,3900,3900,3900,3900,3900,3900,3900,3900,3900,3900,3900,3900,3900,3900,3900,3900,3900,3900,3900,3900,3900,3900,3900,3900,3900,3900,3900,3900,3900,3900,3900,3900,3900,3900,3900,3900,3900,3900,3900,3900,3900,3900,3900,3900,3900,3900,3900,3900,3900,3900,3900,3900,3900,3900,3900,{"$f":"$F$12","v":3900},3900,3900,3900,3900,3900,3900,3900,3900,3900,3900,3900,3900,3900,3900,3900,3900,3900,3900,3900,3900,3900,3900,3900,3900,3900,3900,3900,3900,3900,3900,3900,3900,3900,3900,3900,3900,3900,3900,3900,3900,3900,3900,3900,3900,3900,3900,3900,3900,3900,3900,3900,3900,3900,3900,3900,3900,3900,3900,3900,3900,3900,3900,3900,{"$f":"$F$12","v":3900},3900,3900,3900,3900,3900,3900,3900,3900,3900,3900,3900,3900,3900,3900,3900,3900,3900,3900,3900,3900,3900,3900,3900,3900,3900,3900,3900,3900,3900,3900,3900,3900,3900,3900,3900,3900,3900,3900,3900,3900,3900,3900,3900,3900,3900,3900,3900,3900,3900,3900,3900,3900,3900,3900,3900,3900,3900,3900,3900,3900,3900,3900,3900,{"$f":"$F$12","v":3900},3900,3900,3900,3900,3900,3900,3900,3900,3900,3900,3900,3900,3900,3900,3900,3900,3900,3900,3900,3900,3900,3900,3900,3900,3900,3900,3900,3900,3900,3900,3900,3900,3900,3900,3900,3900,3900,3900,3900,3900,3900,3900,3900,3900,3900,3900,3900,3900,3900,3900,3900,3900,3900,3900,3900,3900,3900,3900,3900,3900,3900,3900,3900,{"$f":"$F$12","v":3900},3900,3900,3900,3900,3900,3900,3900,3900,3900,3900,3900,3900,3900,3900,3900,3900,3900,3900,3900,3900,3900,3900,3900,3900,3900,3900,3900,3900,3900,3900,3900,3900,3900,3900,3900,3900,3900,3900,3900,3900,3900,3900,3900,3900,3900,3900,3900,3900,3900,3900,3900,3900,3900,3900,3900,3900,3900,3900,3900,3900,3900,3900,3900,{"$f":"$F$12","v":3900},3900,3900,3900,3900,3900,3900,3900,3900,3900,3900,3900,3900,3900,3900,3900,3900,3900,3900,3900,3900,3900,3900,3900,3900,3900,3900,3900,3900,3900,3900,3900,3900,3900,3900,3900,3900,3900,3900,3900,3900,3900,3900,3900,3900,3900,3900,3900,3900,3900,3900,3900,3900,3900,3900,3900,3900,3900,3900,3900,3900,3900,3900,3900,{"$f":"$F$12","v":3900},3900,3900,3900,3900,3900,3900,3900,3900,3900,3900,3900,3900,3900,3900,3900,3900,3900,3900,3900,3900,3900,3900,3900,3900,3900,3900,3900,3900,3900,3900,3900,3900,3900,3900,3900,3900,3900,3900,3900,3900,3900,3900,3900,3900,3900,3900,3900,3900,3900,3900,3900,3900,3900,3900,3900,3900,3900,3900,3900,3900,3900,3900,3900,{"$f":"$F$12","v":3900},3900,3900,3900,3900,3900,3900,3900,3900,3900,3900,3900,3900,3900,3900,3900,3900,3900,3900,3900,3900,3900,3900,3900,3900,3900,3900,3900,3900,3900,3900,3900,3900,3900,3900,3900,3900,3900,3900,3900,3900,3900,3900,3900,3900,3900,3900,3900,3900,3900,3900,3900,3900,3900,3900,3900,3900,3900,3900,3900,3900,3900,3900,3900,{"$f":"$F$12","v":3900},3900,3900,3900,3900,3900,3900,3900,3900,3900,3900,3900,3900,3900,3900,3900,3900,3900,3900,3900,3900,3900,3900,3900,3900,3900,3900,3900,3900,3900,3900,3900,3900,3900,3900,3900,3900,3900,3900,3900,3900,3900,3900,3900,3900,3900,3900,3900,3900,3900,3900,3900,3900,3900,3900,3900,3900,3900,3900,3900,3900,3900,3900,3900,{"$f":"$F$12","v":3900},3900,3900,3900,3900,3900,3900,3900,3900,3900,3900,3900,3900,3900,3900,3900,3900,3900,3900,3900,3900,3900,3900,3900,3900,3900,3900,3900,3900,3900,3900,3900,3900,3900,3900,3900,3900,3900,3900,3900,3900,3900,3900,3900,3900,3900,3900,3900,3900,3900,3900,3900,3900,3900,3900,3900,3900,3900,3900,3900,3900,3900,3900,3900,{"$f":"$F$12","v":3900},3900,3900,3900,3900,3900,3900,3900,3900,3900,3900,3900,3900,3900,3900,3900,3900,3900,3900,3900,3900,3900,3900,3900,3900,3900,3900,3900,3900,3900,3900,3900,3900,3900,3900,3900,3900,3900,3900,3900,3900,3900,3900,3900,3900,3900,3900,3900,3900,3900,3900,3900,3900,3900,3900,3900,3900,3900,3900,3900,3900,3900,3900,3900,{"$f":"$F$12","v":3900},3900,3900,3900,3900,3900,3900,3900,3900,3900,3900,3900,3900,3900,3900,3900,3900,3900,3900,3900,3900,3900,3900,3900,3900,3900,3900,3900,3900,3900,3900,3900,3900,3900,3900,3900,3900,3900,3900,3900,3900,3900,3900,3900,3900,3900,3900,3900,3900,3900,3900,3900,3900,3900,3900,3900,3900,3900,3900,3900,3900,3900,3900,3900,{"$f":"$F$12","v":3900},3900,3900,3900,3900,3900,3900,3900,3900,3900,3900,3900,3900,3900,3900,3900,3900,3900,3900,3900,3900,3900,3900,3900,3900,3900,3900,3900,3900,3900,3900,3900,3900,3900,3900,3900,3900,3900,3900,3900,3900,3900,3900,3900,3900,3900,3900,3900,3900,3900,3900,3900,3900,3900,3900,3900,3900,3900,3900,3900,3900,3900,3900,3900,{"$f":"$F$12","v":3900},3900,3900,3900,3900,3900,3900,3900,3900,3900,3900,3900,3900,3900,3900,3900,3900,3900,3900,3900,3900,3900,3900,3900,3900,3900,3900,3900,3900,3900,3900,3900,3900,3900,3900,3900,3900,3900,3900,3900,3900,3900,3900,3900,3900,3900,3900,3900,3900,3900,3900,3900,3900,3900,3900,3900,3900,3900,3900,3900,3900,3900,3900,3900,{"$f":"$F$12","v":3900},3900,3900,3900,3900,3900,3900,3900,3900,3900,3900,3900,3900,3900,3900,3900,3900,3900,3900,3900,3900,3900,3900,3900,3900,3900,3900,3900,3900,3900,3900,3900,3900,3900,3900,3900,3900,3900,3900,3900,3900,3900,3900,3900,3900,3900,3900,3900,3900,3900,3900,3900,3900,3900,3900,3900,3900,3900,3900,3900,3900,3900,3900,3900,{"$f":"$F$12","v":3900},3900,3900,3900,3900,3900,3900,3900,3900,3900,3900,3900,3900,3900,3900,3900,3900,3900,3900,3900,3900,3900,3900,3900,3900,3900,3900,3900,3900,3900,3900,3900,3900,3900,3900,3900,3900,3900,3900,3900,3900,3900,3900,3900,3900,3900,3900,3900,3900,3900,3900,3900,3900,3900,3900,3900,3900,3900,3900,3900,3900,3900,3900,3900,{"$f":"$F$12","v":3900},3900,3900,3900,3900,3900,3900,3900,3900,3900,3900,3900,3900,3900,3900,3900,3900,3900,3900,3900,3900,3900,3900,3900,3900,3900,3900,3900,3900,3900,3900,3900,3900,3900,3900,3900,3900,3900,3900,3900,3900,3900,3900,3900,3900,3900,3900,3900,3900,3900,3900,3900,3900,3900,3900,3900,3900,3900,3900,3900,3900,3900,3900,3900,{"$f":"$F$12","v":3900},3900,3900,3900,3900,3900,3900,3900,3900,3900,3900,3900,3900,3900,3900,3900,3900,3900,3900,3900,3900,3900,3900,3900,3900,3900,3900,3900,3900,3900,3900,3900,3900,3900,3900,3900,3900,3900,3900,3900,3900,3900,3900,3900,3900,3900,3900,3900,3900,3900,3900,3900,3900,3900,3900,3900,3900,3900,3900,3900,3900,3900,3900,3900,{"$f":"$F$12","v":3900},3900,3900,3900,3900,3900,3900,3900,3900,3900,3900,3900,3900,3900,3900,3900,3900,3900,3900,3900,3900,3900,3900,3900,3900,3900,3900,3900,3900,3900,3900,3900,3900,3900,3900,3900,3900,3900,3900,3900,3900,3900,3900,3900,3900,3900,3900,3900,3900,3900,3900,3900,3900,3900,3900,3900,3900,3900,3900,3900,3900,3900,3900,3900,{"$f":"$F$12","v":3900},3900,3900,3900,3900,3900,3900,3900,3900,3900,3900,3900,3900,3900,3900,3900,3900,3900,3900,3900,3900,3900,3900,3900,3900,3900,3900,3900,3900,3900,3900,3900,3900,3900,3900,3900,3900,3900,3900,3900,3900,3900,3900,3900,3900,3900,3900,3900,3900,3900,3900,3900,3900,3900,3900,3900,3900,3900,3900,3900,3900,3900,3900,3900,{"$f":"$F$12","v":3900},3900,3900,3900,3900,3900,3900,3900,3900,3900,3900,3900,3900,3900,3900,3900,3900,3900,3900,3900,3900,3900,3900,3900,3900,3900,3900,3900,3900,3900,3900,3900,3900,3900,3900,3900,3900,3900,3900,3900,3900,3900,3900,3900,3900,3900,3900,3900,3900,3900,3900,3900,3900,3900,3900,3900,3900,3900,3900,3900,3900,3900,3900,3900,{"$f":"$F$12","v":3900},3900,3900,3900,3900,3900,3900,3900,3900,3900,3900,3900,3900,3900,3900,3900,3900,3900,3900,3900,3900,3900,3900,3900,3900,3900,3900,3900,3900,3900,3900,3900,3900,3900,3900,3900,3900,3900,3900,3900,3900,3900,3900,3900,3900,3900,3900,3900,3900,3900,3900,3900,3900,3900,3900,3900,3900,3900,3900,3900,3900,3900,3900,3900,{"$f":"$F$12","v":3900},3900,3900,3900,3900,3900,3900,3900,3900,3900,3900,3900,3900,3900,3900,3900,3900,3900,3900,3900,3900,3900,3900,3900,3900,3900,3900,3900,3900,3900,3900,3900,3900,3900,3900,3900,3900,3900,3900,3900,3900,3900,3900,3900,3900,3900,3900,3900,3900,3900,3900,3900,3900,3900,3900,3900,3900,3900,3900,3900,3900,3900,3900,3900,{"$f":"$F$12","v":3900},3900,3900,3900,3900,3900,3900,3900,3900,3900,3900,3900,3900,3900,3900,3900,3900,3900,3900,3900,3900,3900,3900,3900,3900,3900,3900,3900,3900,3900,3900,3900,3900,3900,3900,3900,3900,3900,3900,3900,3900,3900,3900,3900,3900,3900,3900,3900,3900,3900,3900,3900,3900,3900,3900,3900,3900,3900,3900,3900,3900,3900,3900,3900,{"$f":"$F$12","v":3900},3900,3900,3900,3900,3900,3900,3900,3900,3900,3900,3900,3900,3900,3900,3900,3900,3900,3900,3900,3900,3900,3900,3900,3900,3900,3900,3900,3900,3900,3900,3900,3900,3900,3900,3900,3900,3900,3900,3900,3900,3900,3900,3900,3900,3900,3900,3900,3900,3900,3900,3900,3900,3900,3900,3900,3900,3900,3900,3900,3900,3900,3900,3900,{"$f":"$F$12","v":3900},3900,3900,3900,3900,3900,3900,3900,3900,3900,3900,3900,3900,3900,3900,3900,3900,3900,3900,3900,3900,3900,3900,3900,3900,3900,3900,3900,3900,3900,3900,3900,3900,3900,3900,3900,3900,3900,3900,3900,3900,3900,3900,3900,3900,3900,3900,3900,3900,3900,3900,3900,3900,3900,3900,3900,3900,3900,3900,3900,3900,3900,3900,3900,{"$f":"$F$12","v":3900},3900,3900,3900,3900,3900,3900,3900,3900,3900,3900,3900,3900,3900,3900,3900,3900,3900,3900,3900,3900,3900,3900,3900,3900,3900,3900,3900,3900,3900,3900,3900,3900,3900,3900,3900,3900,3900,3900,3900,3900,3900,3900,3900,3900,3900,3900,3900,3900,3900,3900,3900,3900,3900,3900,3900,3900,3900,3900,3900,3900,3900,3900,3900,{"$f":"$F$12","v":3900},3900,3900,3900,3900,3900,3900,3900,3900,3900,3900,3900,3900,3900,3900,3900,3900,3900,3900,3900,3900,3900,3900,3900,3900,3900,3900,3900,3900,3900,3900,3900,3900,3900,3900,3900,3900,3900,3900,3900,3900,3900,3900,3900,3900,3900,3900,3900,3900,3900,3900,3900,3900,3900,3900,3900,3900,3900,3900,3900,3900,3900,3900,3900,{"$f":"$F$12","v":3900},3900,3900,3900,3900,3900,3900,3900,3900,3900,3900,3900,3900,3900,3900,3900,3900,3900,3900,3900,3900,3900,3900,3900,3900,3900,3900,3900,3900,3900,3900,3900,3900,3900,3900,3900,3900,3900,3900,3900,3900,3900,3900,3900,3900,3900,3900,3900,3900,3900,3900,3900,3900,3900,3900,3900,3900,3900,3900,3900,3900,3900,3900,3900,{"$f":"$F$12","v":3900},3900,3900,3900,3900,3900,3900,3900,3900,3900,3900,3900,3900,3900,3900,3900,3900,3900,3900,3900,3900,3900,3900,3900,3900,3900,3900,3900,3900,3900,3900,3900,3900,3900,3900,3900,3900,3900,3900,3900,3900,3900,3900,3900,3900,3900,3900,3900,3900,3900,3900,3900,3900,3900,3900,3900,3900,3900,3900,3900,3900,3900,3900,3900,{"$f":"$F$12","v":3900},3900,3900,3900,3900,3900,3900,3900,3900,3900,3900,3900,3900,3900,3900,3900,3900,3900,3900,3900,3900,3900,3900,3900,3900,3900,3900,3900,3900,3900,3900,3900,3900,3900,3900,3900,3900,3900,3900,3900,3900,3900,3900,3900,3900,3900,3900,3900,3900,3900,3900,3900,3900,3900,3900,3900,3900,3900,3900,3900,3900,3900,3900,3900,{"$f":"$F$12","v":3900},3900,3900,3900,3900,3900,3900,3900,3900,3900,3900,3900,3900,3900,3900,3900,3900,3900,3900,3900,3900,3900,3900,3900,3900,3900,3900,3900,3900,3900,3900,3900,3900,3900,3900,3900,3900,3900,3900,3900,3900,3900,3900,3900,3900,3900,3900,3900,3900,3900,3900,3900,3900,3900,3900,3900,3900,3900,3900,3900,3900,3900,3900,3900,{"$f":"$F$12","v":3900},3900,3900,3900,3900,3900,3900,3900,3900,3900,3900,3900,3900,3900,3900,3900,3900,3900,3900,3900,3900,3900,3900,3900,3900,3900,3900,3900,3900,3900,3900,3900,3900,3900,3900,3900,3900,3900,3900,3900,3900,3900,3900,3900,3900,3900,3900,3900,3900,3900,3900,3900,3900,3900,3900,3900,3900,3900,3900,3900,3900,3900,3900,3900,{"$f":"$F$12","v":3900},3900,3900,3900,3900,3900,3900,3900,3900,3900,3900,3900,3900,3900,3900,3900,3900,3900,3900,3900,3900,3900,3900,3900,3900,3900,3900,3900,3900,3900,3900,3900,3900,3900,3900,3900,3900,3900,3900,3900,3900,3900,3900,3900,3900,3900,3900,3900,3900,3900,3900,3900,3900,3900,3900,3900,3900,3900,3900,3900,3900,3900,3900,3900,{"$f":"$F$12","v":3900},3900,3900,3900,3900,3900,3900,3900,3900,3900,3900,3900,3900,3900,3900,3900,3900,3900,3900,3900,3900,3900,3900,3900,3900,3900,3900,3900,3900,3900,3900,3900,3900,3900,3900,3900,3900,3900,3900,3900,3900,3900,3900,3900,3900,3900,3900,3900,3900,3900,3900,3900,3900,3900,3900,3900,3900,3900,3900,3900,3900,3900,3900,3900,{"$f":"$F$12","v":3900},3900,3900,3900,3900,3900,3900,3900,3900,3900,3900,3900,3900,3900,3900,3900,3900,3900,3900,3900,3900,3900,3900,3900,3900,3900,3900,3900,3900,3900,3900,3900,3900,3900,3900,3900,3900,3900,3900,3900,3900,3900,3900,3900,3900,3900,3900,3900,3900,3900,3900,3900,3900,3900,3900,3900,3900,3900,3900,3900,3900,3900,3900,3900,{"$f":"$F$12","v":3900},3900,3900,3900,3900,3900,3900,3900,3900,3900,3900,3900,3900,3900,3900,3900,3900,3900,3900,3900,3900,3900,3900,3900,3900,3900,3900,3900,3900,3900,3900,3900,3900,3900,3900,3900,3900,3900,3900,3900,3900,3900,3900,3900,3900,3900,3900,3900,3900,3900,3900,3900,3900,3900,3900,3900,3900,3900,3900,3900,3900,3900,3900,3900,{"$f":"$F$12","v":3900},3900,3900,3900,3900,3900,3900,3900,3900,3900,3900,3900,3900,3900,3900,3900,3900,3900,3900,3900,3900,3900,3900,3900,3900,3900,3900,3900,3900,3900,3900,3900,3900,3900,3900,3900,3900,3900,3900,3900,3900,3900,3900,3900,3900,3900,3900,3900,3900,3900,3900,3900,3900,3900,3900,3900,3900,3900,3900,3900,3900,3900,3900,3900,{"$f":"$F$12","v":3900},3900,3900,3900,3900,3900,3900,3900,3900,3900,3900,3900,3900,3900,3900,3900,3900,3900,3900,3900,3900,3900,3900,3900,3900,3900,3900,3900,3900,3900,3900,3900,3900,3900,3900,3900,3900,3900,3900,3900,3900,3900,3900,3900,3900,3900,3900,3900,3900,3900,3900,3900,3900,3900,3900,3900,3900,3900,3900,3900,3900,3900,3900,3900,{"$f":"$F$12","v":3900},3900,3900,3900,3900,3900,3900,3900,3900,3900,3900,3900,3900,3900,3900,3900,3900,3900,3900,3900,3900,3900,3900,3900,3900,3900,3900,3900,3900,3900,3900,3900,3900,3900,3900,3900,3900,3900,3900,3900,3900,3900,3900,3900,3900,3900,3900,3900,3900,3900,3900,3900,3900,3900,3900,3900,3900,3900,3900,3900,3900,3900,3900,3900,{"$f":"$F$12","v":3900},3900,3900,3900,3900,3900,3900,3900,3900,3900,3900,3900,3900,3900,3900,3900,3900,3900,3900,3900,3900,3900,3900,3900,3900,3900,3900,3900,3900,3900,3900,3900,3900,3900,3900,3900,3900,3900,3900,3900,3900,3900,3900,3900,3900,3900,3900,3900,3900,3900,3900,3900,3900,3900,3900,3900,3900,3900,3900,3900,3900,3900,3900,3900,{"$f":"$F$12","v":3900},3900,3900,3900,3900,3900,3900,3900,3900,3900,3900,3900,3900,3900,3900,3900,3900,3900,3900,3900,3900,3900,3900,3900,3900,3900,3900,3900,3900,3900,3900,3900,3900,3900,3900,3900,3900,3900,3900,3900,3900,3900,3900,3900,3900,3900,3900,3900,3900,3900,3900,3900,3900,3900,3900,3900,3900,3900,3900,3900,3900,3900,3900,3900,{"$f":"$F$12","v":3900},3900,3900,3900,3900,3900,3900,3900,3900,3900,3900,3900,3900,3900,3900,3900,3900,3900,3900,3900,3900,3900,3900,3900,3900,3900,3900,3900,3900,3900,3900,3900,3900,3900,3900,3900,3900,3900,3900,3900,3900,3900,3900,3900,3900,3900,3900,3900,3900,3900,3900,3900,3900,3900,3900,3900,3900,3900,3900,3900,3900,3900,3900,3900,{"$f":"$F$12","v":3900},3900,3900,3900,3900,3900,3900,3900,3900,3900,3900,3900,3900,3900,3900,3900,3900,3900,3900,3900,3900,3900,3900,3900,3900,3900,3900,3900,3900,3900,3900,3900,3900,3900,3900,3900,3900,3900,3900,3900,3900,3900,3900,3900,3900,3900,3900,3900,3900,3900,3900,3900,3900,3900,3900,3900,3900,3900,3900,3900,3900,3900,3900,3900,{"$f":"$F$12","v":3900},3900,3900,3900,3900,3900,3900,3900,3900,3900,3900,3900,3900,3900,3900,3900,3900,3900,3900,3900,3900,3900,3900,3900,3900,3900,3900,3900,3900,3900,3900,3900,3900,3900,3900,3900,3900,3900,3900,3900,3900,3900,3900,3900,3900,3900,3900,3900,3900,3900,3900,3900,3900,3900,3900,3900,3900,3900,3900,3900,3900,3900,3900,3900,{"$f":"$F$12","v":3900},3900,3900,3900,3900,3900,3900,3900,3900,3900,3900,3900,3900,3900,3900,3900,3900,3900,3900,3900,3900,3900,3900,3900,3900,3900,3900,3900,3900,3900,3900,3900,3900,3900,3900,3900,3900,3900,3900,3900,3900,3900,3900,3900,3900,3900,3900,3900,3900,3900,3900,3900,3900,3900,3900,3900,3900,3900,3900,3900,3900,3900,3900,3900,{"$f":"$F$12","v":3900},3900,3900,3900,3900,3900,3900,3900,3900,3900,3900,3900,3900,3900,3900,3900,3900,3900,3900,3900,3900,3900,3900,3900,3900,3900,3900,3900,3900,3900,3900,3900,3900,3900,3900,3900,3900,3900,3900,3900,3900,3900,3900,3900,3900,3900,3900,3900,3900,3900,3900,3900,3900,3900,3900,3900,3900,3900,3900,3900,3900,3900,3900,3900,{"$f":"$F$12","v":3900},3900,3900,3900,3900,3900,3900,3900,3900,3900,3900,3900,3900,3900,3900,3900,3900,3900,3900,3900,3900,3900,3900,3900,3900,3900,3900,3900,3900,3900,3900,3900,3900,3900,3900,3900,3900,3900,3900,3900,3900,3900,3900,3900,3900,3900,3900,3900,3900,3900,3900,3900,3900,3900,3900,3900,3900,3900,3900,3900,3900,3900,3900,3900,{"$f":"$F$12","v":3900},3900,3900,3900,3900,3900,3900,3900,3900,3900,3900,3900,3900,3900,3900,3900,3900,3900,3900,3900,3900,3900,3900,3900,3900,3900,3900,3900,3900,3900,3900,3900,3900,3900,3900,3900,3900,3900,3900,3900,3900,3900,3900,3900,3900,3900,3900,3900,3900,3900,3900,3900,3900,3900,3900,3900,3900,3900,3900,3900,3900,3900,3900,3900,{"$f":"$F$12","v":3900},3900,3900,3900,3900,3900,3900,3900,3900,3900,3900,3900,3900,3900,3900,3900,3900,3900,3900,3900,3900,3900,3900,3900,3900,3900,3900,3900,3900,3900,3900,3900,3900,3900,3900,3900,3900,3900,3900,3900,3900,3900,3900,3900,3900,3900,3900,3900,3900,3900,3900,3900,3900,3900,3900,3900,3900,3900,3900,3900,3900,3900,3900,3900,{"$f":"$F$12","v":3900},3900,3900,3900,3900,3900,3900,3900,3900,3900,3900,3900,3900,3900,3900,3900,3900,3900,3900,3900,3900,3900,3900,3900,3900,3900,3900,3900,3900,3900,3900,3900,3900,3900,3900,3900,3900,3900,3900,3900,3900,3900,3900,3900,3900,3900,3900,3900,3900,3900,3900,3900,3900,3900,3900,3900,3900,3900,3900,3900,3900,3900,3900,3900,{"$f":"$F$12","v":3900},3900,3900,3900,3900,3900,3900,3900,3900,3900,3900,3900,3900,3900,3900,3900,3900,3900,3900,3900,3900,3900,3900,3900,3900,3900,3900,3900,3900,3900,3900,3900,3900,3900,3900,3900,3900,3900,3900,3900,3900,3900,3900,3900,3900,3900,3900,3900,3900,3900,3900,3900,3900,3900,3900,3900,3900,3900,3900,3900,3900,3900,3900,3900,{"$f":"$F$12","v":3900},3900,3900,3900,3900,3900,3900,3900,3900,3900,3900,3900,3900,3900,3900,3900,3900,3900,3900,3900,3900,3900,3900,3900,3900,3900,3900,3900,3900,3900,3900,3900,3900,3900,3900,3900,3900,3900,3900,3900,3900,3900,3900,3900,3900,3900,3900,3900,3900,3900,3900,3900,3900,3900,3900,3900,3900,3900,3900,3900,3900,3900,3900,3900,{"$f":"$F$12","v":3900},3900,3900,3900,3900,3900,3900,3900,3900,3900,3900,3900,3900,3900,3900,3900,3900,3900,3900,3900,3900,3900,3900,3900,3900,3900,3900,3900,3900,3900,3900,3900,3900,3900,3900,3900,3900,3900,3900,3900,3900,3900,3900,3900,3900,3900,3900,3900,3900,3900,3900,3900,3900,3900,3900,3900,3900,3900,3900,3900,3900,3900,3900,3900,{"$f":"$F$12","v":3900},3900,3900,3900,3900,3900,3900,3900,3900,3900,3900,3900,3900,3900,3900,3900,3900,3900,3900,3900,3900,3900,3900,3900,3900,3900,3900,3900,3900,3900,3900,3900,3900,3900,3900,3900,3900,3900,3900,3900,3900,3900,3900,3900,3900,3900,3900,3900,3900,3900,3900,3900,3900,3900,3900,3900,3900,3900,3900,3900,3900,3900,3900,3900,{"$f":"$F$12","v":3900},3900,3900,3900,3900,3900,3900,3900,3900,3900,3900,3900,3900,3900,3900,3900,3900,3900,3900,3900,3900,3900,3900,3900,3900,3900,3900,3900,3900,3900,3900,3900,3900,3900,3900,3900,3900,3900,3900,3900,3900,3900,3900,3900,3900,3900,3900,3900,3900,3900,3900,3900,3900,3900,3900,3900,3900,3900,3900,3900,3900,3900,3900,3900,{"$f":"$F$12","v":3900},3900,3900,3900,3900,3900,3900,3900,3900,3900,3900,3900,3900,3900,3900,3900,3900,3900,3900,3900,3900,3900,3900,3900,3900,3900,3900,3900,3900,3900,3900,3900,3900,3900,3900,3900,3900,3900,3900,3900,3900,3900,3900,3900,3900,3900,3900,3900,3900,3900,3900,3900,3900,3900,3900,3900,3900,3900,3900,3900,3900,3900,3900,3900,{"$f":"$F$12","v":3900},3900,3900,3900,3900,3900,3900,3900,3900,3900,3900,3900,3900,3900,3900,3900,3900,3900,3900,3900,3900,3900,3900,3900,3900,3900,3900,3900,3900,3900,3900,3900,3900,3900,3900,3900,3900,3900,3900,3900,3900,3900,3900,3900,3900,3900,3900,3900,3900,3900,3900,3900,3900,3900,3900,3900,3900,3900,3900,3900,3900,3900,3900,3900,{"$f":"$F$12","v":3900},3900,3900,3900,3900,3900,3900,3900,3900,3900,3900,3900,3900,3900,3900,3900,3900,3900,3900,3900,3900,3900,3900,3900,3900,3900,3900,3900,3900,3900,3900,3900,3900,3900,3900,3900,3900,3900,3900,3900,3900,3900,3900,3900,3900,3900,3900,3900,3900,3900,3900,3900,3900,3900,3900,3900,3900,3900,3900,3900,3900,3900,3900,3900,{"$f":"$F$12","v":3900},3900,3900,3900,3900,3900,3900,3900,3900,3900,3900,3900,3900,3900,3900,3900,3900,3900,3900,3900,3900,3900,3900,3900,3900,3900,3900,3900,3900,3900,3900,3900,3900,3900,3900,3900,3900,3900,3900,3900,3900,3900,3900,3900,3900,3900,3900,3900,3900,3900,3900,3900,3900,3900,3900,3900,3900,3900,3900,3900,3900,3900,3900,3900,{"$f":"$F$12","v":3900},3900,3900,3900,3900,3900,3900,3900,3900,3900,3900,3900,3900,3900,3900,3900,3900,3900,3900,3900,3900,3900,3900,3900,3900,3900,3900,3900,3900,3900,3900,3900,3900,3900,3900,3900,3900,3900,3900,3900,3900,3900,3900,3900,3900,3900,3900,3900,3900,3900,3900,3900,3900,3900,3900,3900,3900,3900,3900,3900,3900,3900,3900,3900,{"$f":"$F$12","v":3900},3900,3900,3900,3900,3900,3900,3900,3900,3900,3900,3900,3900,3900,3900,3900,3900,3900,3900,3900,3900,3900,3900,3900,3900,3900,3900,3900,3900,3900,3900,3900,3900,3900,3900,3900,3900,3900,3900,3900,3900,3900,3900,3900,3900,3900,3900,3900,3900,3900,3900,3900,3900,3900,3900,3900,3900,3900,3900,3900,3900,3900,3900,3900,{"$f":"$F$12","v":3900},3900,3900,3900,3900,3900,3900,3900,3900,3900,3900,3900,3900,3900,3900,3900,3900,3900,3900,3900,3900,3900,3900,3900,3900,3900,3900,3900,3900,3900,3900,3900,3900,3900,3900,3900,3900,3900,3900,3900,3900,3900,3900,3900,3900,3900,3900,3900,3900,3900,3900,3900,3900,3900,3900,3900,3900,3900,3900,3900,3900,3900,3900,3900,{"$f":"$F$12","v":3900},3900,3900,3900,3900,3900,3900,3900,3900,3900,3900,3900,3900,3900,3900,3900,3900,3900,3900,3900,3900,3900,3900,3900,3900,3900,3900,3900,3900,3900,3900,3900,3900,3900,3900,3900,3900,3900,3900,3900,3900,3900,3900,3900,3900,3900,3900,3900,3900,3900,3900,3900,3900,3900,3900,3900,3900,3900,3900,3900,3900,3900,3900,3900,{"$f":"$F$12","v":3900},3900,3900,3900,3900,3900,3900,3900,3900,3900,3900,3900,3900,3900,3900,3900,3900,3900,3900,3900,3900,3900,3900,3900,3900,3900,3900,3900,3900,3900,3900,3900,3900,3900,3900,3900,3900,3900,3900,3900,3900,3900,3900,3900,3900,3900,3900,3900,3900,3900,3900,3900,3900,3900,3900,3900,3900,3900,3900,3900,3900,3900,3900,3900,{"$f":"$F$12","v":3900},3900,3900,3900,3900,3900,3900,3900,3900,3900,3900,3900,3900,3900,3900,3900,3900,3900,3900,3900,3900,3900,3900,3900,3900,3900,3900,3900,3900,3900,3900,3900,3900,3900,3900,3900,3900,3900,3900,3900,3900,3900,3900,3900,3900,3900,3900,3900,3900,3900,3900,3900,3900,3900,3900,3900,3900,3900,3900,3900,3900,3900,3900,3900,{"$f":"$F$12","v":3900},3900,3900,3900,3900,3900,3900,3900,3900,3900,3900,3900,3900,3900,3900,3900,3900,3900,3900,3900,3900,3900,3900,3900,3900,3900,3900,3900,3900,3900,3900,3900,3900,3900,3900,3900,3900,3900,3900,3900,3900,3900,3900,3900,3900,3900,3900,3900,3900,3900,3900,3900,3900,3900,3900,3900,3900,3900,3900,3900,3900,3900,3900,3900,{"$f":"$F$12","v":3900},3900,3900,3900,3900,3900,3900,3900,3900,3900,3900,3900,3900,3900,3900,3900,3900,3900,3900,3900,3900,3900,3900,3900,3900,3900,3900,3900,3900,3900,3900,3900,3900,3900,3900,3900,3900,3900,3900,3900,3900,3900,3900,3900,3900,3900,3900,3900,3900,3900,3900,3900,3900,3900,3900,3900,3900,3900,3900,3900,3900,3900,3900,3900,{"$f":"$F$12","v":3900},3900,3900,3900,3900,3900,3900,3900,3900,3900,3900,3900,3900,3900,3900,3900,3900,3900,3900,3900,3900,3900,3900,3900,3900,3900,3900,3900,3900,3900,3900,3900,3900,3900,3900,3900,3900,3900,3900,3900,3900,3900,3900,3900,3900,3900,3900,3900,3900,3900,3900,3900,3900,3900,3900,3900,3900,3900,3900,3900,3900,3900,3900,3900,{"$f":"$F$12","v":3900},3900,3900,3900,3900,3900,3900,3900,3900,3900,3900,3900,3900,3900,3900,3900,3900,3900,3900,3900,3900,3900,3900,3900,3900,3900,3900,3900,3900,3900,3900,3900,3900,3900,3900,3900,3900,3900,3900,3900,3900,3900,3900,3900,3900,3900,3900,3900,3900,3900,3900,3900,3900,3900,3900,3900,3900,3900,3900,3900,3900,3900,3900,3900,{"$f":"$F$12","v":3900},3900,3900,3900,3900,3900,3900,3900,3900,3900,3900,3900,3900,3900,3900,3900,3900,3900,3900,3900,3900,3900,3900,3900,3900,3900,3900,3900,3900,3900,3900,3900,3900,3900,3900,3900,3900,3900,3900,3900,3900,3900,3900,3900,3900,3900,3900,3900,3900,3900,3900,3900,3900,3900,3900,3900,3900,3900,3900,3900,3900,3900,3900,3900,{"$f":"$F$12","v":3900},3900,3900,3900,3900,3900,3900,3900,3900,3900,3900,3900,3900,3900,3900,3900,3900,3900,3900,3900,3900,3900,3900,3900,3900,3900,3900,3900,3900,3900,3900,3900,3900,3900,3900,3900,3900,3900,3900,3900,3900,3900,3900,3900,3900,3900,3900,3900,3900,3900,3900,3900,3900,3900,3900,3900,3900,3900,3900,3900,3900,3900,3900,3900,{"$f":"$F$12","v":3900},3900,3900,3900,3900,3900,3900,3900,3900,3900,3900,3900,3900,3900,3900,3900,3900,3900,3900,3900,3900,3900,3900,3900,3900,3900,3900,3900,3900,3900,3900,3900,3900,3900,3900,3900,3900,3900,3900,3900,3900,3900,3900,3900,3900,3900,3900,3900,3900,3900,3900,3900,3900,3900,3900,3900,3900,3900,3900,3900,3900,3900,3900,3900,{"$f":"$F$12","v":3900},3900,3900,3900,3900,3900,3900,3900,3900,3900,3900,3900,3900,3900,3900,3900,3900,3900,3900,3900,3900,3900,3900,3900,3900,3900,3900,3900,3900,3900,3900,3900,3900,3900,3900,3900,3900,3900,3900,3900,3900,3900,3900,3900,3900,3900,3900,3900,3900,3900,3900,3900,3900,3900,3900,3900,3900,3900,3900,3900,3900,3900,3900,3900,{"$f":"$F$12","v":3900},3900,3900,3900,3900,3900,3900,3900,3900,3900,3900,3900,3900,3900,3900,3900,3900,3900,3900,3900,3900,3900,3900,3900,3900,3900,3900,3900,3900,3900,3900,3900,3900,3900,3900,3900,3900,3900,3900,3900,3900,3900,3900,3900,3900,3900,3900,3900,3900,3900,3900,3900,3900,3900,3900,3900,3900,3900,3900,3900,3900,3900,3900,3900,{"$f":"$F$12","v":3900},3900,3900,3900,3900,3900,3900,3900,3900,3900,3900,3900,3900,3900,3900,3900,3900,3900,3900,3900,3900,3900,3900,3900,3900,3900,3900,3900,3900,3900,3900,3900,3900,3900,3900,3900,3900,3900,3900,3900,3900,3900,3900,3900,3900,3900,3900,3900,3900,3900,3900,3900,3900,3900,3900,3900,3900,3900,3900,3900,3900,3900,3900,3900,{"$f":"$F$12","v":3900},3900,3900,3900,3900,3900,3900,3900,3900,3900,3900,3900,3900,3900,3900,3900,3900,3900,3900,3900,3900,3900,3900,3900,3900,3900,3900,3900,3900,3900,3900,3900,3900,3900,3900,3900,3900,3900,3900,3900,3900,3900,3900,3900,3900,3900,3900,3900,3900,3900,3900,3900,3900,3900,3900,3900,3900,3900,3900,3900,3900,3900,3900,3900,{"$f":"$F$12","v":3900},3900,3900,3900,3900,3900,3900,3900,3900,3900,3900,3900,3900,3900,3900,3900,3900,3900,3900,3900,3900,3900,3900,3900,3900,3900,3900,3900,3900,3900,3900,3900,3900,3900,3900,3900,3900,3900,3900,3900,3900,3900,3900,3900,3900,3900,3900,3900,3900,3900,3900,3900,3900,3900,3900,3900,3900,3900,3900,3900,3900,3900,3900,3900,{"$f":"$F$12","v":3900},3900,3900,3900,3900,3900,3900,3900,3900,3900,3900,3900,3900,3900,3900,3900,3900,3900,3900,3900,3900,3900,3900,3900,3900,3900,3900,3900,3900,3900,3900,3900,3900,3900,3900,3900,3900,3900,3900,3900,3900,3900,3900,3900,3900,3900,3900,3900,3900,3900,3900,3900,3900,3900,3900,3900,3900,3900,3900,3900,3900,3900,3900,3900,{"$f":"$F$12","v":3900},3900,3900,3900,3900,3900,3900,3900,3900,3900,3900,3900,3900,3900,3900,3900,3900,3900,3900,3900,3900,3900,3900,3900,3900,3900,3900,3900,3900,3900,3900,3900,3900,3900,3900,3900,3900,3900,3900,3900,3900,3900,3900,3900,3900,3900,3900,3900,3900,3900,3900,3900,3900,3900,3900,3900,3900,3900,3900,3900,3900,3900,3900,3900,{"$f":"$F$12","v":3900},3900,3900,3900,3900,3900,3900,3900,3900,3900,3900,3900,3900,3900,3900,3900,3900,3900,3900,3900,3900,3900,3900,3900,3900,3900,3900,3900,3900,3900,3900,3900,3900,3900,3900,3900,3900,3900,3900,3900,3900,3900,3900,3900,3900,3900,3900,3900,3900,3900,3900,3900,3900,3900,3900,3900,3900,3900,3900,3900,3900,3900,3900,3900,{"$f":"$F$12","v":3900},3900,3900,3900,3900,3900,3900,3900,3900,3900,3900,3900,3900,3900,3900,3900,3900,3900,3900,3900,3900,3900,3900,3900,3900,3900,3900,3900,3900,3900,3900,3900,3900,3900,3900,3900,3900,3900,3900,3900,3900,3900,3900,3900,3900,3900,3900,3900,3900,3900,3900,3900,3900,3900,3900,3900,3900,3900,3900,3900,3900,3900,3900,3900,{"$f":"$F$12","v":3900},3900,3900,3900,3900,3900,3900,3900,3900,3900,3900,3900,3900,3900,3900,3900,3900,3900,3900,3900,3900,3900,3900,3900,3900,3900,3900,3900,3900,3900,3900,3900,3900,3900,3900,3900,3900,3900,3900,3900,3900,3900,3900,3900,3900,3900,3900,3900,3900,3900,3900,3900,3900,3900,3900,3900,3900,3900,3900,3900,3900,3900,3900,3900,{"$f":"$F$12","v":3900},3900,3900,3900,3900,3900,3900,3900,3900,3900,3900,3900,3900,3900,3900,3900,3900,3900,3900,3900,3900,3900,3900,3900,3900,3900,3900,3900,3900,3900,3900,3900,3900,3900,3900,3900,3900,3900,3900,3900,3900,3900,3900,3900,3900,3900,3900,3900,3900,3900,3900,3900,3900,3900,3900,3900,3900,3900,3900,3900,3900,3900,3900,3900,{"$f":"$F$12","v":3900},3900,3900,3900,3900,3900,3900,3900,3900,3900,3900,3900,3900,3900,3900,3900,3900,3900,3900,3900,3900,3900,3900,3900,3900,3900,3900,3900,3900,3900,3900,3900,3900,3900,3900,3900,3900,3900,3900,3900,3900,3900,3900,3900,3900,3900,3900,3900,3900,3900,3900,3900,3900,3900,3900,3900,3900,3900,3900,3900,3900,3900,3900,3900,{"$f":"$F$12","v":3900},3900,3900,3900,3900,3900,3900,3900,3900,3900,3900,3900,3900,3900,3900,3900,3900,3900,3900,3900,3900,3900,3900,3900,3900,3900,3900,3900,3900,3900,3900,3900,3900,3900,3900,3900,3900,3900,3900,3900,3900,3900,3900,3900,3900,3900,3900,3900,3900,3900,3900,3900,3900,3900,3900,3900,3900,3900,3900,3900,3900,3900,3900,3900,{"$f":"$F$12","v":3900},3900,3900,3900,3900,3900,3900,3900,3900,3900,3900,3900,3900,3900,3900,3900,3900,3900,3900,3900,3900,3900,3900,3900,3900,3900,3900,3900,3900,3900,3900,3900,3900,3900,3900,3900,3900,3900,3900,3900,3900,3900,3900,3900,3900,3900,3900,3900,3900,3900,3900,3900,3900,3900,3900,3900,3900,3900,3900,3900,3900,3900,3900,3900,{"$f":"$F$12","v":3900},3900,3900,3900,3900,3900,3900,3900,3900,3900,3900,3900,3900,3900,3900,3900,3900,3900,3900,3900,3900,3900,3900,3900,3900,3900,3900,3900,3900,3900,3900,3900,3900,3900,3900,3900,3900,3900,3900,3900,3900,3900,3900,3900,3900,3900,3900,3900,3900,3900,3900,3900,3900,3900,3900,3900,3900,3900,3900,3900,3900,3900,3900,3900,{"$f":"$F$12","v":3900},3900,3900,3900,3900,3900,3900,3900,3900,3900,3900,3900,3900,3900,3900,3900,3900,3900,3900,3900,3900,3900,3900,3900,3900,3900,3900,3900,3900,3900,3900,3900,3900,3900,3900,3900,3900,3900,3900,3900,3900,3900,3900,3900,3900,3900,3900,3900,3900,3900,3900,3900,3900,3900,3900,3900,3900,3900,3900,3900,3900,3900,3900,3900,{"$f":"$F$12","v":3900},3900,3900,3900,3900,3900,3900,3900,3900,3900,3900,3900,3900,3900,3900,3900,3900,3900,3900,3900,3900,3900,3900,3900,3900,3900,3900,3900,3900,3900,3900,3900,3900,3900,3900,3900,3900,3900,3900,3900,3900,3900,3900,3900,3900,3900,3900,3900,3900,3900,3900,3900,3900,3900,3900,3900,3900,3900,3900,3900,3900,3900,3900,3900,{"$f":"$F$12","v":3900},3900,3900,3900,3900,3900,3900,3900,3900,3900,3900,3900,3900,3900,3900,3900,3900,3900,3900,3900,3900,3900,3900,3900,3900,3900,3900,3900,3900,3900,3900,3900,3900,3900,3900,3900,3900,3900,3900,3900,3900,3900,3900,3900,3900,3900,3900,3900,3900,3900,3900,3900,3900,3900,3900,3900,3900,3900,3900,3900,3900,3900,3900,3900,{"$f":"$F$12","v":3900},3900,3900,3900,3900,3900,3900,3900,3900,3900,3900,3900,3900,3900,3900,3900,3900,3900,3900,3900,3900,3900,3900,3900,3900,3900,3900,3900,3900,3900,3900,3900,3900,3900,3900,3900,3900,3900,3900,3900,3900,3900,3900,3900,3900,3900,3900,3900,3900,3900,3900,3900,3900,3900,3900,3900,3900,3900,3900,3900,3900,3900,3900,3900,{"$f":"$F$12","v":3900},3900,3900,3900,3900,3900,3900,3900,3900,3900,3900,3900,3900,3900,3900,3900,3900,3900,3900,3900,3900,3900,3900,3900,3900,3900,3900,3900,3900,3900,3900,3900,3900,3900,3900,3900,3900,3900,3900,3900,3900,3900,3900,3900,3900,3900,3900,3900,3900,3900,3900,3900,3900,3900,3900,3900,3900,3900,3900,3900,3900,3900,3900,3900,{"$f":"$F$12","v":3900},3900,3900,3900,3900,3900,3900,3900,3900,3900,3900,3900,3900,3900,3900,3900,3900,3900,3900,3900,3900,3900,3900,3900,3900,3900,3900,3900,3900,3900,3900,3900,3900,3900,3900,3900,3900,3900,3900,3900,3900,3900,3900,3900,3900,3900,3900,3900,3900,3900,3900,3900,3900,3900,3900,3900,3900,3900,3900,3900,3900,3900,3900,3900,{"$f":"$F$12","v":3900},3900,3900,3900,3900,3900,3900,3900,3900,3900,3900,3900,3900,3900,3900,3900,3900,3900,3900,3900,3900,3900,3900,3900,3900,3900,3900,3900,3900,3900,3900,3900,3900,3900,3900,3900,3900,3900,3900,3900,3900,3900,3900,3900,3900,3900,3900,3900,3900,3900,3900,3900,3900,3900,3900,3900,3900,3900,3900,3900,3900,3900,3900,3900,{"$f":"$F$12","v":3900},3900,3900,3900,3900,3900,3900,3900,3900,3900,3900,3900,3900,3900,3900,3900,3900,3900,3900,3900,3900,3900,3900,3900,3900,3900,3900,3900,3900,3900,3900,3900,3900,3900,3900,3900,3900,3900,3900,3900,3900,3900,3900,3900,3900,3900,3900,3900,3900,3900,3900,3900,3900,3900,3900,3900,3900,3900,3900,3900,3900,3900,3900,3900,{"$f":"$F$12","v":3900},3900,3900,3900,3900,3900,3900,3900,3900,3900,3900,3900,3900,3900,3900,3900,3900,3900,3900,3900,3900,3900,3900,3900,3900,3900,3900,3900,3900,3900,3900,3900,3900,3900,3900,3900,3900,3900,3900,3900,3900,3900,3900,3900,3900,3900,3900,3900,3900,3900,3900,3900,3900,3900,3900,3900,3900,3900,3900,3900,3900,3900,3900,3900,{"$f":"$F$12","v":3900},3900,3900,3900,3900,3900,3900,3900,3900,3900,3900,3900,3900,3900,3900,3900,3900,3900,3900,3900,3900,3900,3900,3900,3900,3900,3900,3900,3900,3900,3900,3900,3900,3900,3900,3900,3900,3900,3900,3900,3900,3900,3900,3900,3900,3900,3900,3900,3900,3900,3900,3900,3900,3900,3900,3900,3900,3900,3900,3900,3900,3900,3900,3900,{"$f":"$F$12","v":3900},3900,3900,3900,3900,3900,3900,3900,3900,3900,3900,3900,3900,3900,3900,3900,3900,3900,3900,3900,3900,3900,3900,3900,3900,3900,3900,3900,3900,3900,3900,3900,3900,3900,3900,3900,3900,3900,3900,3900,3900,3900,3900,3900,3900,3900,3900,3900,3900,3900,3900,3900,3900,3900,3900,3900,3900,3900,3900,3900,3900,3900,3900,3900,{"$f":"$F$12","v":3900},3900,3900,3900,3900,3900,3900,3900,3900,3900,3900,3900,3900,3900,3900,3900,3900,3900,3900,3900,3900,3900,3900,3900,3900,3900,3900,3900,3900,3900,3900,3900,3900,3900,3900,3900,3900,3900,3900,3900,3900,3900,3900,3900,3900,3900,3900,3900,3900,3900,3900,3900,3900,3900,3900,3900,3900,3900,3900,3900,3900,3900,3900,3900,{"$f":"$F$12","v":3900},3900,3900,3900,3900,3900,3900,3900,3900,3900,3900,3900,3900,3900,3900,3900,3900,3900,3900,3900,3900,3900,3900,3900,3900,3900,3900,3900,3900,3900,3900,3900,3900,3900,3900,3900,3900,3900,3900,3900,3900,3900,3900,3900,3900,3900,3900,3900,3900,3900,3900,3900,3900,3900,3900,3900,3900,3900,3900,3900,3900,3900,3900,3900,{"$f":"$F$12","v":3900},3900,3900,3900,3900,3900,3900,3900,3900,3900,3900,3900,3900,3900,3900,3900,3900,3900,3900,3900,3900,3900,3900,3900,3900,3900,3900,3900,3900,3900,3900,3900,3900,3900,3900,3900,3900,3900,3900,3900,3900,3900,3900,3900,3900,3900,3900,3900,3900,3900,3900,3900,3900,3900,3900,3900,3900,3900,3900,3900,3900,3900,3900,3900,{"$f":"$F$12","v":3900},3900,3900,3900,3900,3900,3900,3900,3900,3900,3900,3900,3900,3900,3900,3900,3900,3900,3900,3900,3900,3900,3900,3900,3900,3900,3900,3900,3900,3900,3900,3900,3900,3900,3900,3900,3900,3900,3900,3900,3900,3900,3900,3900,3900,3900,3900,3900,3900,3900,3900,3900,3900,3900,3900,3900,3900,3900,3900,3900,3900,3900,3900,3900,{"$f":"$F$12","v":3900},3900,3900,3900,3900,3900,3900,3900,3900,3900,3900,3900,3900,3900,3900,3900,3900,3900,3900,3900,3900,3900,3900,3900,3900,3900,3900,3900,3900,3900,3900,3900,3900,3900,3900,3900,3900,3900,3900,3900,3900,3900,3900,3900,3900,3900,3900,3900,3900,3900,3900,3900,3900,3900,3900,3900,3900,3900,3900,3900,3900,3900,3900,3900,{"$f":"$F$12","v":3900},3900,3900,3900,3900,3900,3900,3900,3900,3900,3900,3900,3900,3900,3900,3900,3900,3900,3900,3900,3900,3900,3900,3900,3900,3900,3900,3900,3900,3900,3900,3900,3900,3900,3900,3900,3900,3900,3900,3900,3900,3900,3900,3900,3900,3900,3900,3900,3900,3900,3900,3900,3900,3900,3900]
[null,null,null,"Solar Yield Point of Access","Watt/m3",1.3,{"$f":"SUM(I17:LYF17)","v":0}]
[null,null,null,"Perfromance Ratio from Temperature","%",null,null,null,{"$f":"I25*I24","v":0},{"$f":"J25*J24","v":0},0,0,0,0,0,0,0,0,0,0,0,0,0,0,0,0,0,0,0,0,0,0,0,0,0,0,0,0,0,0,0,0,0,0,0,0,0,0,0,0,0,0,0,0,0,0,0,0,0,0,0,0,0,0,0,0,0,0,0,0,0,0,0,{"$f":"BV25*BV24","v":0},0,0,0,0,0,0,0,0,0,0,0,0,0,0,0,0,0,0,0,0,0,0,0,0,0,0,0,0,0,0,0,0,0,0,0,0,0,0,0,0,0,0,0,0,0,0,0,0,0,0,0,0,0,0,0,0,0,0,0,0,0,0,0,{"$f":"EH25*EH24","v":0},0,0,0,0,0,0,0,0,0,0,0,0,0,0,0,0,0,0,0,0,0,0,0,0,0,0,0,0,0,0,0,0,0,0,0,0,0,0,0,0,0,0,0,0,0,0,0,0,0,0,0,0,0,0,0,0,0,0,0,0,0,0,0,{"$f":"GT25*GT24","v":0},0,0,0,0,0,0,0,0,0,0,0,0,0,0,0,0,0,0,0,0,0,0,0,0,0,0,0,0,0,0,0,0,0,0,0,0,0,0,0,0,0,0,0,0,0,0,0,0,0,0,0,0,0,0,0,0,0,0,0,0,0,0,0,{"$f":"JF25*JF24","v":0},0,0,0,0,0,0,0,0,0,0,0,0,0,0,0,0,0,0,0,0,0,0,0,0,0,0,0,0,0,0,0,0,0,0,0,0,0,0,0,0,0,0,0,0,0,0,0,0,0,0,0,0,0,0,0,0,0,0,0,0,0,0,0,{"$f":"LR25*LR24","v":0},0,0,0,0,0,0,0,0,0,0,0,0,0,0,0,0,0,0,0,0,0,0,0,0,0,0,0,0,0,0,0,0,0,0,0,0,0,0,0,0,0,0,0,0,0,0,0,0,0,0,0,0,0,0,0,0,0,0,0,0,0,0,0,{"$f":"OD25*OD24","v":0},0,0,0,0,0,0,0,0,0,0,0,0,0,0,0,0,0,0,0,0,0,0,0,0,0,0,0,0,0,0,0,0,0,0,0,0,0,0,0,0,0,0,0,0,0,0,0,0,0,0,0,0,0,0,0,0,0,0,0,0,0,0,0,{"$f":"QP25*QP24","v":0},0,0,0,0,0,0,0,0,0,0,0,0,0,0,0,0,0,0,0,0,0,0,0,0,0,0,0,0,0,0,0,0,0,0,0,0,0,0,0,0,0,0,0,0,0,0,0,0,0,0,0,0,0,0,0,0,0,0,0,0,0,0,0,{"$f":"TB25*TB24","v":0},0,0,0,0,0,0,0,0,0,0,0,0,0,0,0,0,0,0,0,0,0,0,0,0,0,0,0,0,0,0,0,0,0,0,0,0,0,0,0,0,0,0,0,0,0,0,0,0,0,0,0,0,0,0,0,0,0,0,0,0,0,0,0,{"$f":"VN25*VN24","v":0},0,0,0,0,0,0,0,0,0,0,0,0,0,0,0,0,0,0,0,0,0,0,0,0,0,0,0,0,0,0,0,0,0,0,0,0,0,0,0,0,0,0,0,0,0,0,0,0,0,0,0,0,0,0,0,0,0,0,0,0,0,0,0,{"$f":"XZ25*XZ24","v":0},0,0,0,0,0,0,0,0,0,0,0,0,0,0,0,0,0,0,0,0,0,0,0,0,0,0,0,0,0,0,0,0,0,0,0,0,0,0,0,0,0,0,0,0,0,0,0,0,0,0,0,0,0,0,0,0,0,0,0,0,0,0,0,{"$f":"AAL25*AAL24","v":0},0,0,0,0,0,0,0,0,0,0,0,0,0,0,0,0,0,0,0,0,0,0,0,0,0,0,0,0,0,0,0,0,0,0,0,0,0,0,0,0,0,0,0,0,0,0,0,0,0,0,0,0,0,0,0,0,0,0,0,0,0,0,0,{"$f":"ACX25*ACX24","v":0},0,0,0,0,0,0,0,0,0,0,0,0,0,0,0,0,0,0,0,0,0,0,0,0,0,0,0,0,0,0,0,0,0,0,0,0,0,0,0,0,0,0,0,0,0,0,0,0,0,0,0,0,0,0,0,0,0,0,0,0,0,0,0,{"$f":"AFJ25*AFJ24","v":0},0,0,0,0,0,0,0,0,0,0,0,0,0,0,0,0,0,0,0,0,0,0,0,0,0,0,0,0,0,0,0,0,0,0,0,0,0,0,0,0,0,0,0,0,0,0,0,0,0,0,0,0,0,0,0,0,0,0,0,0,0,0,0,{"$f":"AHV25*AHV24","v":0},0,0,0,0,0,0,0,0,0,0,0,0,0,0,0,0,0,0,0,0,0,0,0,0,0,0,0,0,0,0,0,0,0,0,0,0,0,0,0,0,0,0,0,0,0,0,0,0,0,0,0,0,0,0,0,0,0,0,0,0,0,0,0,{"$f":"AKH25*AKH24","v":0},0,0,0,0,0,0,0,0,0,0,0,0,0,0,0,0,0,0,0,0,0,0,0,0,0,0,0,0,0,0,0,0,0,0,0,0,0,0,0,0,0,0,0,0,0,0,0,0,0,0,0,0,0,0,0,0,0,0,0,0,0,0,0,{"$f":"AMT25*AMT24","v":0},0,0,0,0,0,0,0,0,0,0,0,0,0,0,0,0,0,0,0,0,0,0,0,0,0,0,0,0,0,0,0,0,0,0,0,0,0,0,0,0,0,0,0,0,0,0,0,0,0,0,0,0,0,0,0,0,0,0,0,0,0,0,0,{"$f":"APF25*APF24","v":0},0,0,0,0,0,0,0,0,0,0,0,0,0,0,0,0,0,0,0,0,0,0,0,0,0,0,0,0,0,0,0,0,0,0,0,0,0,0,0,0,0,0,0,0,0,0,0,0,0,0,0,0,0,0,0,0,0,0,0,0,0,0,0,{"$f":"ARR25*ARR24","v":0},0,0,0,0,0,0,0,0,0,0,0,0,0,0,0,0,0,0,0,0,0,0,0,0,0,0,0,0,0,0,0,0,0,0,0,0,0,0,0,0,0,0,0,0,0,0,0,0,0,0,0,0,0,0,0,0,0,0,0,0,0,0,0,{"$f":"AUD25*AUD24","v":0},0,0,0,0,0,0,0,0,0,0,0,0,0,0,0,0,0,0,0,0,0,0,0,0,0,0,0,0,0,0,0,0,0,0,0,0,0,0,0,0,0,0,0,0,0,0,0,0,0,0,0,0,0,0,0,0,0,0,0,0,0,0,0,{"$f":"AWP25*AWP24","v":0},0,0,0,0,0,0,0,0,0,0,0,0,0,0,0,0,0,0,0,0,0,0,0,0,0,0,0,0,0,0,0,0,0,0,0,0,0,0,0,0,0,0,0,0,0,0,0,0,0,0,0,0,0,0,0,0,0,0,0,0,0,0,0,{"$f":"AZB25*AZB24","v":0},0,0,0,0,0,0,0,0,0,0,0,0,0,0,0,0,0,0,0,0,0,0,0,0,0,0,0,0,0,0,0,0,0,0,0,0,0,0,0,0,0,0,0,0,0,0,0,0,0,0,0,0,0,0,0,0,0,0,0,0,0,0,0,{"$f":"BBN25*BBN24","v":0},0,0,0,0,0,0,0,0,0,0,0,0,0,0,0,0,0,0,0,0,0,0,0,0,0,0,0,0,0,0,0,0,0,0,0,0,0,0,0,0,0,0,0,0,0,0,0,0,0,0,0,0,0,0,0,0,0,0,0,0,0,0,0,{"$f":"BDZ25*BDZ24","v":0},0,0,0,0,0,0,0,0,0,0,0,0,0,0,0,0,0,0,0,0,0,0,0,0,0,0,0,0,0,0,0,0,0,0,0,0,0,0,0,0,0,0,0,0,0,0,0,0,0,0,0,0,0,0,0,0,0,0,0,0,0,0,0,{"$f":"BGL25*BGL24","v":0},0,0,0,0,0,0,0,0,0,0,0,0,0,0,0,0,0,0,0,0,0,0,0,0,0,0,0,0,0,0,0,0,0,0,0,0,0,0,0,0,0,0,0,0,0,0,0,0,0,0,0,0,0,0,0,0,0,0,0,0,0,0,0,{"$f":"BIX25*BIX24","v":0},0,0,0,0,0,0,0,0,0,0,0,0,0,0,0,0,0,0,0,0,0,0,0,0,0,0,0,0,0,0,0,0,0,0,0,0,0,0,0,0,0,0,0,0,0,0,0,0,0,0,0,0,0,0,0,0,0,0,0,0,0,0,0,{"$f":"BLJ25*BLJ24","v":0},0,0,0,0,0,0,0,0,0,0,0,0,0,0,0,0,0,0,0,0,0,0,0,0,0,0,0,0,0,0,0,0,0,0,0,0,0,0,0,0,0,0,0,0,0,0,0,0,0,0,0,0,0,0,0,0,0,0,0,0,0,0,0,{"$f":"BNV25*BNV24","v":0},0,0,0,0,0,0,0,0,0,0,0,0,0,0,0,0,0,0,0,0,0,0,0,0,0,0,0,0,0,0,0,0,0,0,0,0,0,0,0,0,0,0,0,0,0,0,0,0,0,0,0,0,0,0,0,0,0,0,0,0,0,0,0,{"$f":"BQH25*BQH24","v":0},0,0,0,0,0,0,0,0,0,0,0,0,0,0,0,0,0,0,0,0,0,0,0,0,0,0,0,0,0,0,0,0,0,0,0,0,0,0,0,0,0,0,0,0,0,0,0,0,0,0,0,0,0,0,0,0,0,0,0,0,0,0,0,{"$f":"BST25*BST24","v":0},0,0,0,0,0,0,0,0,0,0,0,0,0,0,0,0,0,0,0,0,0,0,0,0,0,0,0,0,0,0,0,0,0,0,0,0,0,0,0,0,0,0,0,0,0,0,0,0,0,0,0,0,0,0,0,0,0,0,0,0,0,0,0,{"$f":"BVF25*BVF24","v":0},0,0,0,0,0,0,0,0,0,0,0,0,0,0,0,0,0,0,0,0,0,0,0,0,0,0,0,0,0,0,0,0,0,0,0,0,0,0,0,0,0,0,0,0,0,0,0,0,0,0,0,0,0,0,0,0,0,0,0,0,0,0,0,{"$f":"BXR25*BXR24","v":0},0,0,0,0,0,0,0,0,0,0,0,0,0,0,0,0,0,0,0,0,0,0,0,0,0,0,0,0,0,0,0,0,0,0,0,0,0,0,0,0,0,0,0,0,0,0,0,0,0,0,0,0,0,0,0,0,0,0,0,0,0,0,0,{"$f":"CAD25*CAD24","v":0},0,0,0,0,0,0,0,0,0,0,0,0,0,0,0,0,0,0,0,0,0,0,0,0,0,0,0,0,0,0,0,0,0,0,0,0,0,0,0,0,0,0,0,0,0,0,0,0,0,0,0,0,0,0,0,0,0,0,0,0,0,0,0,{"$f":"CCP25*CCP24","v":0},0,0,0,0,0,0,0,0,0,0,0,0,0,0,0,0,0,0,0,0,0,0,0,0,0,0,0,0,0,0,0,0,0,0,0,0,0,0,0,0,0,0,0,0,0,0,0,0,0,0,0,0,0,0,0,0,0,0,0,0,0,0,0,{"$f":"CFB25*CFB24","v":0},0,0,0,0,0,0,0,0,0,0,0,0,0,0,0,0,0,0,0,0,0,0,0,0,0,0,0,0,0,0,0,0,0,0,0,0,0,0,0,0,0,0,0,0,0,0,0,0,0,0,0,0,0,0,0,0,0,0,0,0,0,0,0,{"$f":"CHN25*CHN24","v":0},0,0,0,0,0,0,0,0,0,0,0,0,0,0,0,0,0,0,0,0,0,0,0,0,0,0,0,0,0,0,0,0,0,0,0,0,0,0,0,0,0,0,0,0,0,0,0,0,0,0,0,0,0,0,0,0,0,0,0,0,0,0,0,{"$f":"CJZ25*CJZ24","v":0},0,0,0,0,0,0,0,0,0,0,0,0,0,0,0,0,0,0,0,0,0,0,0,0,0,0,0,0,0,0,0,0,0,0,0,0,0,0,0,0,0,0,0,0,0,0,0,0,0,0,0,0,0,0,0,0,0,0,0,0,0,0,0,{"$f":"CML25*CML24","v":0},0,0,0,0,0,0,0,0,0,0,0,0,0,0,0,0,0,0,0,0,0,0,0,0,0,0,0,0,0,0,0,0,0,0,0,0,0,0,0,0,0,0,0,0,0,0,0,0,0,0,0,0,0,0,0,0,0,0,0,0,0,0,0,{"$f":"COX25*COX24","v":0},0,0,0,0,0,0,0,0,0,0,0,0,0,0,0,0,0,0,0,0,0,0,0,0,0,0,0,0,0,0,0,0,0,0,0,0,0,0,0,0,0,0,0,0,0,0,0,0,0,0,0,0,0,0,0,0,0,0,0,0,0,0,0,{"$f":"CRJ25*CRJ24","v":0},0,0,0,0,0,0,0,0,0,0,0,0,0,0,0,0,0,0,0,0,0,0,0,0,0,0,0,0,0,0,0,0,0,0,0,0,0,0,0,0,0,0,0,0,0,0,0,0,0,0,0,0,0,0,0,0,0,0,0,0,0,0,0,{"$f":"CTV25*CTV24","v":0},0,0,0,0,0,0,0,0,0,0,0,0,0,0,0,0,0,0,0,0,0,0,0,0,0,0,0,0,0,0,0,0,0,0,0,0,0,0,0,0,0,0,0,0,0,0,0,0,0,0,0,0,0,0,0,0,0,0,0,0,0,0,0,{"$f":"CWH25*CWH24","v":0},0,0,0,0,0,0,0,0,0,0,0,0,0,0,0,0,0,0,0,0,0,0,0,0,0,0,0,0,0,0,0,0,0,0,0,0,0,0,0,0,0,0,0,0,0,0,0,0,0,0,0,0,0,0,0,0,0,0,0,0,0,0,0,{"$f":"CYT25*CYT24","v":0},0,0,0,0,0,0,0,0,0,0,0,0,0,0,0,0,0,0,0,0,0,0,0,0,0,0,0,0,0,0,0,0,0,0,0,0,0,0,0,0,0,0,0,0,0,0,0,0,0,0,0,0,0,0,0,0,0,0,0,0,0,0,0,{"$f":"DBF25*DBF24","v":0},0,0,0,0,0,0,0,0,0,0,0,0,0,0,0,0,0,0,0,0,0,0,0,0,0,0,0,0,0,0,0,0,0,0,0,0,0,0,0,0,0,0,0,0,0,0,0,0,0,0,0,0,0,0,0,0,0,0,0,0,0,0,0,{"$f":"DDR25*DDR24","v":0},0,0,0,0,0,0,0,0,0,0,0,0,0,0,0,0,0,0,0,0,0,0,0,0,0,0,0,0,0,0,0,0,0,0,0,0,0,0,0,0,0,0,0,0,0,0,0,0,0,0,0,0,0,0,0,0,0,0,0,0,0,0,0,{"$f":"DGD25*DGD24","v":0},0,0,0,0,0,0,0,0,0,0,0,0,0,0,0,0,0,0,0,0,0,0,0,0,0,0,0,0,0,0,0,0,0,0,0,0,0,0,0,0,0,0,0,0,0,0,0,0,0,0,0,0,0,0,0,0,0,0,0,0,0,0,0,{"$f":"DIP25*DIP24","v":0},0,0,0,0,0,0,0,0,0,0,0,0,0,0,0,0,0,0,0,0,0,0,0,0,0,0,0,0,0,0,0,0,0,0,0,0,0,0,0,0,0,0,0,0,0,0,0,0,0,0,0,0,0,0,0,0,0,0,0,0,0,0,0,{"$f":"DLB25*DLB24","v":0},0,0,0,0,0,0,0,0,0,0,0,0,0,0,0,0,0,0,0,0,0,0,0,0,0,0,0,0,0,0,0,0,0,0,0,0,0,0,0,0,0,0,0,0,0,0,0,0,0,0,0,0,0,0,0,0,0,0,0,0,0,0,0,{"$f":"DNN25*DNN24","v":0},0,0,0,0,0,0,0,0,0,0,0,0,0,0,0,0,0,0,0,0,0,0,0,0,0,0,0,0,0,0,0,0,0,0,0,0,0,0,0,0,0,0,0,0,0,0,0,0,0,0,0,0,0,0,0,0,0,0,0,0,0,0,0,{"$f":"DPZ25*DPZ24","v":0},0,0,0,0,0,0,0,0,0,0,0,0,0,0,0,0,0,0,0,0,0,0,0,0,0,0,0,0,0,0,0,0,0,0,0,0,0,0,0,0,0,0,0,0,0,0,0,0,0,0,0,0,0,0,0,0,0,0,0,0,0,0,0,{"$f":"DSL25*DSL24","v":0},0,0,0,0,0,0,0,0,0,0,0,0,0,0,0,0,0,0,0,0,0,0,0,0,0,0,0,0,0,0,0,0,0,0,0,0,0,0,0,0,0,0,0,0,0,0,0,0,0,0,0,0,0,0,0,0,0,0,0,0,0,0,0,{"$f":"DUX25*DUX24","v":0},0,0,0,0,0,0,0,0,0,0,0,0,0,0,0,0,0,0,0,0,0,0,0,0,0,0,0,0,0,0,0,0,0,0,0,0,0,0,0,0,0,0,0,0,0,0,0,0,0,0,0,0,0,0,0,0,0,0,0,0,0,0,0,{"$f":"DXJ25*DXJ24","v":0},0,0,0,0,0,0,0,0,0,0,0,0,0,0,0,0,0,0,0,0,0,0,0,0,0,0,0,0,0,0,0,0,0,0,0,0,0,0,0,0,0,0,0,0,0,0,0,0,0,0,0,0,0,0,0,0,0,0,0,0,0,0,0,{"$f":"DZV25*DZV24","v":0},0,0,0,0,0,0,0,0,0,0,0,0,0,0,0,0,0,0,0,0,0,0,0,0,0,0,0,0,0,0,0,0,0,0,0,0,0,0,0,0,0,0,0,0,0,0,0,0,0,0,0,0,0,0,0,0,0,0,0,0,0,0,0,{"$f":"ECH25*ECH24","v":0},0,0,0,0,0,0,0,0,0,0,0,0,0,0,0,0,0,0,0,0,0,0,0,0,0,0,0,0,0,0,0,0,0,0,0,0,0,0,0,0,0,0,0,0,0,0,0,0,0,0,0,0,0,0,0,0,0,0,0,0,0,0,0,{"$f":"EET25*EET24","v":0},0,0,0,0,0,0,0,0,0,0,0,0,0,0,0,0,0,0,0,0,0,0,0,0,0,0,0,0,0,0,0,0,0,0,0,0,0,0,0,0,0,0,0,0,0,0,0,0,0,0,0,0,0,0,0,0,0,0,0,0,0,0,0,{"$f":"EHF25*EHF24","v":0},0,0,0,0,0,0,0,0,0,0,0,0,0,0,0,0,0,0,0,0,0,0,0,0,0,0,0,0,0,0,0,0,0,0,0,0,0,0,0,0,0,0,0,0,0,0,0,0,0,0,0,0,0,0,0,0,0,0,0,0,0,0,0,{"$f":"EJR25*EJR24","v":0},0,0,0,0,0,0,0,0,0,0,0,0,0,0,0,0,0,0,0,0,0,0,0,0,0,0,0,0,0,0,0,0,0,0,0,0,0,0,0,0,0,0,0,0,0,0,0,0,0,0,0,0,0,0,0,0,0,0,0,0,0,0,0,{"$f":"EMD25*EMD24","v":0},0,0,0,0,0,0,0,0,0,0,0,0,0,0,0,0,0,0,0,0,0,0,0,0,0,0,0,0,0,0,0,0,0,0,0,0,0,0,0,0,0,0,0,0,0,0,0,0,0,0,0,0,0,0,0,0,0,0,0,0,0,0,0,{"$f":"EOP25*EOP24","v":0},0,0,0,0,0,0,0,0,0,0,0,0,0,0,0,0,0,0,0,0,0,0,0,0,0,0,0,0,0,0,0,0,0,0,0,0,0,0,0,0,0,0,0,0,0,0,0,0,0,0,0,0,0,0,0,0,0,0,0,0,0,0,0,{"$f":"ERB25*ERB24","v":0},0,0,0,0,0,0,0,0,0,0,0,0,0,0,0,0,0,0,0,0,0,0,0,0,0,0,0,0,0,0,0,0,0,0,0,0,0,0,0,0,0,0,0,0,0,0,0,0,0,0,0,0,0,0,0,0,0,0,0,0,0,0,0,{"$f":"ETN25*ETN24","v":0},0,0,0,0,0,0,0,0,0,0,0,0,0,0,0,0,0,0,0,0,0,0,0,0,0,0,0,0,0,0,0,0,0,0,0,0,0,0,0,0,0,0,0,0,0,0,0,0,0,0,0,0,0,0,0,0,0,0,0,0,0,0,0,{"$f":"EVZ25*EVZ24","v":0},0,0,0,0,0,0,0,0,0,0,0,0,0,0,0,0,0,0,0,0,0,0,0,0,0,0,0,0,0,0,0,0,0,0,0,0,0,0,0,0,0,0,0,0,0,0,0,0,0,0,0,0,0,0,0,0,0,0,0,0,0,0,0,{"$f":"EYL25*EYL24","v":0},0,0,0,0,0,0,0,0,0,0,0,0,0,0,0,0,0,0,0,0,0,0,0,0,0,0,0,0,0,0,0,0,0,0,0,0,0,0,0,0,0,0,0,0,0,0,0,0,0,0,0,0,0,0,0,0,0,0,0,0,0,0,0,{"$f":"FAX25*FAX24","v":0},0,0,0,0,0,0,0,0,0,0,0,0,0,0,0,0,0,0,0,0,0,0,0,0,0,0,0,0,0,0,0,0,0,0,0,0,0,0,0,0,0,0,0,0,0,0,0,0,0,0,0,0,0,0,0,0,0,0,0,0,0,0,0,{"$f":"FDJ25*FDJ24","v":0},0,0,0,0,0,0,0,0,0,0,0,0,0,0,0,0,0,0,0,0,0,0,0,0,0,0,0,0,0,0,0,0,0,0,0,0,0,0,0,0,0,0,0,0,0,0,0,0,0,0,0,0,0,0,0,0,0,0,0,0,0,0,0,{"$f":"FFV25*FFV24","v":0},0,0,0,0,0,0,0,0,0,0,0,0,0,0,0,0,0,0,0,0,0,0,0,0,0,0,0,0,0,0,0,0,0,0,0,0,0,0,0,0,0,0,0,0,0,0,0,0,0,0,0,0,0,0,0,0,0,0,0,0,0,0,0,{"$f":"FIH25*FIH24","v":0},0,0,0,0,0,0,0,0,0,0,0,0,0,0,0,0,0,0,0,0,0,0,0,0,0,0,0,0,0,0,0,0,0,0,0,0,0,0,0,0,0,0,0,0,0,0,0,0,0,0,0,0,0,0,0,0,0,0,0,0,0,0,0,{"$f":"FKT25*FKT24","v":0},0,0,0,0,0,0,0,0,0,0,0,0,0,0,0,0,0,0,0,0,0,0,0,0,0,0,0,0,0,0,0,0,0,0,0,0,0,0,0,0,0,0,0,0,0,0,0,0,0,0,0,0,0,0,0,0,0,0,0,0,0,0,0,{"$f":"FNF25*FNF24","v":0},0,0,0,0,0,0,0,0,0,0,0,0,0,0,0,0,0,0,0,0,0,0,0,0,0,0,0,0,0,0,0,0,0,0,0,0,0,0,0,0,0,0,0,0,0,0,0,0,0,0,0,0,0,0,0,0,0,0,0,0,0,0,0,{"$f":"FPR25*FPR24","v":0},0,0,0,0,0,0,0,0,0,0,0,0,0,0,0,0,0,0,0,0,0,0,0,0,0,0,0,0,0,0,0,0,0,0,0,0,0,0,0,0,0,0,0,0,0,0,0,0,0,0,0,0,0,0,0,0,0,0,0,0,0,0,0,{"$f":"FSD25*FSD24","v":0},0,0,0,0,0,0,0,0,0,0,0,0,0,0,0,0,0,0,0,0,0,0,0,0,0,0,0,0,0,0,0,0,0,0,0,0,0,0,0,0,0,0,0,0,0,0,0,0,0,0,0,0,0,0,0,0,0,0,0,0,0,0,0,{"$f":"FUP25*FUP24","v":0},0,0,0,0,0,0,0,0,0,0,0,0,0,0,0,0,0,0,0,0,0,0,0,0,0,0,0,0,0,0,0,0,0,0,0,0,0,0,0,0,0,0,0,0,0,0,0,0,0,0,0,0,0,0,0,0,0,0,0,0,0,0,0,{"$f":"FXB25*FXB24","v":0},0,0,0,0,0,0,0,0,0,0,0,0,0,0,0,0,0,0,0,0,0,0,0,0,0,0,0,0,0,0,0,0,0,0,0,0,0,0,0,0,0,0,0,0,0,0,0,0,0,0,0,0,0,0,0,0,0,0,0,0,0,0,0,{"$f":"FZN25*FZN24","v":0},0,0,0,0,0,0,0,0,0,0,0,0,0,0,0,0,0,0,0,0,0,0,0,0,0,0,0,0,0,0,0,0,0,0,0,0,0,0,0,0,0,0,0,0,0,0,0,0,0,0,0,0,0,0,0,0,0,0,0,0,0,0,0,{"$f":"GBZ25*GBZ24","v":0},0,0,0,0,0,0,0,0,0,0,0,0,0,0,0,0,0,0,0,0,0,0,0,0,0,0,0,0,0,0,0,0,0,0,0,0,0,0,0,0,0,0,0,0,0,0,0,0,0,0,0,0,0,0,0,0,0,0,0,0,0,0,0,{"$f":"GEL25*GEL24","v":0},0,0,0,0,0,0,0,0,0,0,0,0,0,0,0,0,0,0,0,0,0,0,0,0,0,0,0,0,0,0,0,0,0,0,0,0,0,0,0,0,0,0,0,0,0,0,0,0,0,0,0,0,0,0,0,0,0,0,0,0,0,0,0,{"$f":"GGX25*GGX24","v":0},0,0,0,0,0,0,0,0,0,0,0,0,0,0,0,0,0,0,0,0,0,0,0,0,0,0,0,0,0,0,0,0,0,0,0,0,0,0,0,0,0,0,0,0,0,0,0,0,0,0,0,0,0,0,0,0,0,0,0,0,0,0,0,{"$f":"GJJ25*GJJ24","v":0},0,0,0,0,0,0,0,0,0,0,0,0,0,0,0,0,0,0,0,0,0,0,0,0,0,0,0,0,0,0,0,0,0,0,0,0,0,0,0,0,0,0,0,0,0,0,0,0,0,0,0,0,0,0,0,0,0,0,0,0,0,0,0,{"$f":"GLV25*GLV24","v":0},0,0,0,0,0,0,0,0,0,0,0,0,0,0,0,0,0,0,0,0,0,0,0,0,0,0,0,0,0,0,0,0,0,0,0,0,0,0,0,0,0,0,0,0,0,0,0,0,0,0,0,0,0,0,0,0,0,0,0,0,0,0,0,{"$f":"GOH25*GOH24","v":0},0,0,0,0,0,0,0,0,0,0,0,0,0,0,0,0,0,0,0,0,0,0,0,0,0,0,0,0,0,0,0,0,0,0,0,0,0,0,0,0,0,0,0,0,0,0,0,0,0,0,0,0,0,0,0,0,0,0,0,0,0,0,0,{"$f":"GQT25*GQT24","v":0},0,0,0,0,0,0,0,0,0,0,0,0,0,0,0,0,0,0,0,0,0,0,0,0,0,0,0,0,0,0,0,0,0,0,0,0,0,0,0,0,0,0,0,0,0,0,0,0,0,0,0,0,0,0,0,0,0,0,0,0,0,0,0,{"$f":"GTF25*GTF24","v":0},0,0,0,0,0,0,0,0,0,0,0,0,0,0,0,0,0,0,0,0,0,0,0,0,0,0,0,0,0,0,0,0,0,0,0,0,0,0,0,0,0,0,0,0,0,0,0,0,0,0,0,0,0,0,0,0,0,0,0,0,0,0,0,{"$f":"GVR25*GVR24","v":0},0,0,0,0,0,0,0,0,0,0,0,0,0,0,0,0,0,0,0,0,0,0,0,0,0,0,0,0,0,0,0,0,0,0,0,0,0,0,0,0,0,0,0,0,0,0,0,0,0,0,0,0,0,0,0,0,0,0,0,0,0,0,0,{"$f":"GYD25*GYD24","v":0},0,0,0,0,0,0,0,0,0,0,0,0,0,0,0,0,0,0,0,0,0,0,0,0,0,0,0,0,0,0,0,0,0,0,0,0,0,0,0,0,0,0,0,0,0,0,0,0,0,0,0,0,0,0,0,0,0,0,0,0,0,0,0,{"$f":"HAP25*HAP24","v":0},0,0,0,0,0,0,0,0,0,0,0,0,0,0,0,0,0,0,0,0,0,0,0,0,0,0,0,0,0,0,0,0,0,0,0,0,0,0,0,0,0,0,0,0,0,0,0,0,0,0,0,0,0,0,0,0,0,0,0,0,0,0,0,{"$f":"HDB25*HDB24","v":0},0,0,0,0,0,0,0,0,0,0,0,0,0,0,0,0,0,0,0,0,0,0,0,0,0,0,0,0,0,0,0,0,0,0,0,0,0,0,0,0,0,0,0,0,0,0,0,0,0,0,0,0,0,0,0,0,0,0,0,0,0,0,0,{"$f":"HFN25*HFN24","v":0},0,0,0,0,0,0,0,0,0,0,0,0,0,0,0,0,0,0,0,0,0,0,0,0,0,0,0,0,0,0,0,0,0,0,0,0,0,0,0,0,0,0,0,0,0,0,0,0,0,0,0,0,0,0,0,0,0,0,0,0,0,0,0,{"$f":"HHZ25*HHZ24","v":0},0,0,0,0,0,0,0,0,0,0,0,0,0,0,0,0,0,0,0,0,0,0,0,0,0,0,0,0,0,0,0,0,0,0,0,0,0,0,0,0,0,0,0,0,0,0,0,0,0,0,0,0,0,0,0,0,0,0,0,0,0,0,0,{"$f":"HKL25*HKL24","v":0},0,0,0,0,0,0,0,0,0,0,0,0,0,0,0,0,0,0,0,0,0,0,0,0,0,0,0,0,0,0,0,0,0,0,0,0,0,0,0,0,0,0,0,0,0,0,0,0,0,0,0,0,0,0,0,0,0,0,0,0,0,0,0,{"$f":"HMX25*HMX24","v":0},0,0,0,0,0,0,0,0,0,0,0,0,0,0,0,0,0,0,0,0,0,0,0,0,0,0,0,0,0,0,0,0,0,0,0,0,0,0,0,0,0,0,0,0,0,0,0,0,0,0,0,0,0,0,0,0,0,0,0,0,0,0,0,{"$f":"HPJ25*HPJ24","v":0},0,0,0,0,0,0,0,0,0,0,0,0,0,0,0,0,0,0,0,0,0,0,0,0,0,0,0,0,0,0,0,0,0,0,0,0,0,0,0,0,0,0,0,0,0,0,0,0,0,0,0,0,0,0,0,0,0,0,0,0,0,0,0,{"$f":"HRV25*HRV24","v":0},0,0,0,0,0,0,0,0,0,0,0,0,0,0,0,0,0,0,0,0,0,0,0,0,0,0,0,0,0,0,0,0,0,0,0,0,0,0,0,0,0,0,0,0,0,0,0,0,0,0,0,0,0,0,0,0,0,0,0,0,0,0,0,{"$f":"HUH25*HUH24","v":0},0,0,0,0,0,0,0,0,0,0,0,0,0,0,0,0,0,0,0,0,0,0,0,0,0,0,0,0,0,0,0,0,0,0,0,0,0,0,0,0,0,0,0,0,0,0,0,0,0,0,0,0,0,0,0,0,0,0,0,0,0,0,0,{"$f":"HWT25*HWT24","v":0},0,0,0,0,0,0,0,0,0,0,0,0,0,0,0,0,0,0,0,0,0,0,0,0,0,0,0,0,0,0,0,0,0,0,0,0,0,0,0,0,0,0,0,0,0,0,0,0,0,0,0,0,0,0,0,0,0,0,0,0,0,0,0,{"$f":"HZF25*HZF24","v":0},0,0,0,0,0,0,0,0,0,0,0,0,0,0,0,0,0,0,0,0,0,0,0,0,0,0,0,0,0,0,0,0,0,0,0,0,0,0,0,0,0,0,0,0,0,0,0,0,0,0,0,0,0,0,0,0,0,0,0,0,0,0,0,{"$f":"IBR25*IBR24","v":0},0,0,0,0,0,0,0,0,0,0,0,0,0,0,0,0,0,0,0,0,0,0,0,0,0,0,0,0,0,0,0,0,0,0,0,0,0,0,0,0,0,0,0,0,0,0,0,0,0,0,0,0,0,0,0,0,0,0,0,0,0,0,0,{"$f":"IED25*IED24","v":0},0,0,0,0,0,0,0,0,0,0,0,0,0,0,0,0,0,0,0,0,0,0,0,0,0,0,0,0,0,0,0,0,0,0,0,0,0,0,0,0,0,0,0,0,0,0,0,0,0,0,0,0,0,0,0,0,0,0,0,0,0,0,0,{"$f":"IGP25*IGP24","v":0},0,0,0,0,0,0,0,0,0,0,0,0,0,0,0,0,0,0,0,0,0,0,0,0,0,0,0,0,0,0,0,0,0,0,0,0,0,0,0,0,0,0,0,0,0,0,0,0,0,0,0,0,0,0,0,0,0,0,0,0,0,0,0,{"$f":"IJB25*IJB24","v":0},0,0,0,0,0,0,0,0,0,0,0,0,0,0,0,0,0,0,0,0,0,0,0,0,0,0,0,0,0,0,0,0,0,0,0,0,0,0,0,0,0,0,0,0,0,0,0,0,0,0,0,0,0,0,0,0,0,0,0,0,0,0,0,{"$f":"ILN25*ILN24","v":0},0,0,0,0,0,0,0,0,0,0,0,0,0,0,0,0,0,0,0,0,0,0,0,0,0,0,0,0,0,0,0,0,0,0,0,0,0,0,0,0,0,0,0,0,0,0,0,0,0,0,0,0,0,0,0,0,0,0,0,0,0,0,0,{"$f":"INZ25*INZ24","v":0},0,0,0,0,0,0,0,0,0,0,0,0,0,0,0,0,0,0,0,0,0,0,0,0,0,0,0,0,0,0,0,0,0,0,0,0,0,0,0,0,0,0,0,0,0,0,0,0,0,0,0,0,0,0,0,0,0,0,0,0,0,0,0,{"$f":"IQL25*IQL24","v":0},0,0,0,0,0,0,0,0,0,0,0,0,0,0,0,0,0,0,0,0,0,0,0,0,0,0,0,0,0,0,0,0,0,0,0,0,0,0,0,0,0,0,0,0,0,0,0,0,0,0,0,0,0,0,0,0,0,0,0,0,0,0,0,{"$f":"ISX25*ISX24","v":0},0,0,0,0,0,0,0,0,0,0,0,0,0,0,0,0,0,0,0,0,0,0,0,0,0,0,0,0,0,0,0,0,0,0,0,0,0,0,0,0,0,0,0,0,0,0,0,0,0,0,0,0,0,0,0,0,0,0,0,0,0,0,0,{"$f":"IVJ25*IVJ24","v":0},0,0,0,0,0,0,0,0,0,0,0,0,0,0,0,0,0,0,0,0,0,0,0,0,0,0,0,0,0,0,0,0,0,0,0,0,0,0,0,0,0,0,0,0,0,0,0,0,0,0,0,0,0,0,0,0,0,0,0,0,0,0,0,{"$f":"IXV25*IXV24","v":0},0,0,0,0,0,0,0,0,0,0,0,0,0,0,0,0,0,0,0,0,0,0,0,0,0,0,0,0,0,0,0,0,0,0,0,0,0,0,0,0,0,0,0,0,0,0,0,0,0,0,0,0,0,0,0,0,0,0,0,0,0,0,0,{"$f":"JAH25*JAH24","v":0},0,0,0,0,0,0,0,0,0,0,0,0,0,0,0,0,0,0,0,0,0,0,0,0,0,0,0,0,0,0,0,0,0,0,0,0,0,0,0,0,0,0,0,0,0,0,0,0,0,0,0,0,0,0,0,0,0,0,0,0,0,0,0,{"$f":"JCT25*JCT24","v":0},0,0,0,0,0,0,0,0,0,0,0,0,0,0,0,0,0,0,0,0,0,0,0,0,0,0,0,0,0,0,0,0,0,0,0,0,0,0,0,0,0,0,0,0,0,0,0,0,0,0,0,0,0,0,0,0,0,0,0,0,0,0,0,{"$f":"JFF25*JFF24","v":0},0,0,0,0,0,0,0,0,0,0,0,0,0,0,0,0,0,0,0,0,0,0,0,0,0,0,0,0,0,0,0,0,0,0,0,0,0,0,0,0,0,0,0,0,0,0,0,0,0,0,0,0,0,0,0,0,0,0,0,0,0,0,0,{"$f":"JHR25*JHR24","v":0},0,0,0,0,0,0,0,0,0,0,0,0,0,0,0,0,0,0,0,0,0,0,0,0,0,0,0,0,0,0,0,0,0,0,0,0,0,0,0,0,0,0,0,0,0,0,0,0,0,0,0,0,0,0,0,0,0,0,0,0,0,0,0,{"$f":"JKD25*JKD24","v":0},0,0,0,0,0,0,0,0,0,0,0,0,0,0,0,0,0,0,0,0,0,0,0,0,0,0,0,0,0,0,0,0,0,0,0,0,0,0,0,0,0,0,0,0,0,0,0,0,0,0,0,0,0,0,0,0,0,0,0,0,0,0,0,{"$f":"JMP25*JMP24","v":0},0,0,0,0,0,0,0,0,0,0,0,0,0,0,0,0,0,0,0,0,0,0,0,0,0,0,0,0,0,0,0,0,0,0,0,0,0,0,0,0,0,0,0,0,0,0,0,0,0,0,0,0,0,0,0,0,0,0,0,0,0,0,0,{"$f":"JPB25*JPB24","v":0},0,0,0,0,0,0,0,0,0,0,0,0,0,0,0,0,0,0,0,0,0,0,0,0,0,0,0,0,0,0,0,0,0,0,0,0,0,0,0,0,0,0,0,0,0,0,0,0,0,0,0,0,0,0,0,0,0,0,0,0,0,0,0,{"$f":"JRN25*JRN24","v":0},0,0,0,0,0,0,0,0,0,0,0,0,0,0,0,0,0,0,0,0,0,0,0,0,0,0,0,0,0,0,0,0,0,0,0,0,0,0,0,0,0,0,0,0,0,0,0,0,0,0,0,0,0,0,0,0,0,0,0,0,0,0,0,{"$f":"JTZ25*JTZ24","v":0},0,0,0,0,0,0,0,0,0,0,0,0,0,0,0,0,0,0,0,0,0,0,0,0,0,0,0,0,0,0,0,0,0,0,0,0,0,0,0,0,0,0,0,0,0,0,0,0,0,0,0,0,0,0,0,0,0,0,0,0,0,0,0,{"$f":"JWL25*JWL24","v":0},0,0,0,0,0,0,0,0,0,0,0,0,0,0,0,0,0,0,0,0,0,0,0,0,0,0,0,0,0,0,0,0,0,0,0,0,0,0,0,0,0,0,0,0,0,0,0,0,0,0,0,0,0,0,0,0,0,0,0,0,0,0,0,{"$f":"JYX25*JYX24","v":0},0,0,0,0,0,0,0,0,0,0,0,0,0,0,0,0,0,0,0,0,0,0,0,0,0,0,0,0,0,0,0,0,0,0,0,0,0,0,0,0,0,0,0,0,0,0,0,0,0,0,0,0,0,0,0,0,0,0,0,0,0,0,0,{"$f":"KBJ25*KBJ24","v":0},0,0,0,0,0,0,0,0,0,0,0,0,0,0,0,0,0,0,0,0,0,0,0,0,0,0,0,0,0,0,0,0,0,0,0,0,0,0,0,0,0,0,0,0,0,0,0,0,0,0,0,0,0,0,0,0,0,0,0,0,0,0,0,{"$f":"KDV25*KDV24","v":0},0,0,0,0,0,0,0,0,0,0,0,0,0,0,0,0,0,0,0,0,0,0,0,0,0,0,0,0,0,0,0,0,0,0,0,0,0,0,0,0,0,0,0,0,0,0,0,0,0,0,0,0,0,0,0,0,0,0,0,0,0,0,0,{"$f":"KGH25*KGH24","v":0},0,0,0,0,0,0,0,0,0,0,0,0,0,0,0,0,0,0,0,0,0,0,0,0,0,0,0,0,0,0,0,0,0,0,0,0,0,0,0,0,0,0,0,0,0,0,0,0,0,0,0,0,0,0,0,0,0,0,0,0,0,0,0,{"$f":"KIT25*KIT24","v":0},0,0,0,0,0,0,0,0,0,0,0,0,0,0,0,0,0,0,0,0,0,0,0,0,0,0,0,0,0,0,0,0,0,0,0,0,0,0,0,0,0,0,0,0,0,0,0,0,0,0,0,0,0,0,0,0,0,0,0,0,0,0,0,{"$f":"KLF25*KLF24","v":0},0,0,0,0,0,0,0,0,0,0,0,0,0,0,0,0,0,0,0,0,0,0,0,0,0,0,0,0,0,0,0,0,0,0,0,0,0,0,0,0,0,0,0,0,0,0,0,0,0,0,0,0,0,0,0,0,0,0,0,0,0,0,0,{"$f":"KNR25*KNR24","v":0},0,0,0,0,0,0,0,0,0,0,0,0,0,0,0,0,0,0,0,0,0,0,0,0,0,0,0,0,0,0,0,0,0,0,0,0,0,0,0,0,0,0,0,0,0,0,0,0,0,0,0,0,0,0,0,0,0,0,0,0,0,0,0,{"$f":"KQD25*KQD24","v":0},0,0,0,0,0,0,0,0,0,0,0,0,0,0,0,0,0,0,0,0,0,0,0,0,0,0,0,0,0,0,0,0,0,0,0,0,0,0,0,0,0,0,0,0,0,0,0,0,0,0,0,0,0,0,0,0,0,0,0,0,0,0,0,{"$f":"KSP25*KSP24","v":0},0,0,0,0,0,0,0,0,0,0,0,0,0,0,0,0,0,0,0,0,0,0,0,0,0,0,0,0,0,0,0,0,0,0,0,0,0,0,0,0,0,0,0,0,0,0,0,0,0,0,0,0,0,0,0,0,0,0,0,0,0,0,0,{"$f":"KVB25*KVB24","v":0},0,0,0,0,0,0,0,0,0,0,0,0,0,0,0,0,0,0,0,0,0,0,0,0,0,0,0,0,0,0,0,0,0,0,0,0,0,0,0,0,0,0,0,0,0,0,0,0,0,0,0,0,0,0,0,0,0,0,0,0,0,0,0,{"$f":"KXN25*KXN24","v":0},0,0,0,0,0,0,0,0,0,0,0,0,0,0,0,0,0,0,0,0,0,0,0,0,0,0,0,0,0,0,0,0,0,0,0,0,0,0,0,0,0,0,0,0,0,0,0,0,0,0,0,0,0,0,0,0,0,0,0,0,0,0,0,{"$f":"KZZ25*KZZ24","v":0},0,0,0,0,0,0,0,0,0,0,0,0,0,0,0,0,0,0,0,0,0,0,0,0,0,0,0,0,0,0,0,0,0,0,0,0,0,0,0,0,0,0,0,0,0,0,0,0,0,0,0,0,0,0,0,0,0,0,0,0,0,0,0,{"$f":"LCL25*LCL24","v":0},0,0,0,0,0,0,0,0,0,0,0,0,0,0,0,0,0,0,0,0,0,0,0,0,0,0,0,0,0,0,0,0,0,0,0,0,0,0,0,0,0,0,0,0,0,0,0,0,0,0,0,0,0,0,0,0,0,0,0,0,0,0,0,{"$f":"LEX25*LEX24","v":0},0,0,0,0,0,0,0,0,0,0,0,0,0,0,0,0,0,0,0,0,0,0,0,0,0,0,0,0,0,0,0,0,0,0,0,0,0,0,0,0,0,0,0,0,0,0,0,0,0,0,0,0,0,0,0,0,0,0,0,0,0,0,0,{"$f":"LHJ25*LHJ24","v":0},0,0,0,0,0,0,0,0,0,0,0,0,0,0,0,0,0,0,0,0,0,0,0,0,0,0,0,0,0,0,0,0,0,0,0,0,0,0,0,0,0,0,0,0,0,0,0,0,0,0,0,0,0,0,0,0,0,0,0,0,0,0,0,{"$f":"LJV25*LJV24","v":0},0,0,0,0,0,0,0,0,0,0,0,0,0,0,0,0,0,0,0,0,0,0,0,0,0,0,0,0,0,0,0,0,0,0,0,0,0,0,0,0,0,0,0,0,0,0,0,0,0,0,0,0,0,0,0,0,0,0,0,0,0,0,0,{"$f":"LMH25*LMH24","v":0},0,0,0,0,0,0,0,0,0,0,0,0,0,0,0,0,0,0,0,0,0,0,0,0,0,0,0,0,0,0,0,0,0,0,0,0,0,0,0,0,0,0,0,0,0,0,0,0,0,0,0,0,0,0,0,0,0,0,0,0,0,0,0,{"$f":"LOT25*LOT24","v":0},0,0,0,0,0,0,0,0,0,0,0,0,0,0,0,0,0,0,0,0,0,0,0,0,0,0,0,0,0,0,0,0,0,0,0,0,0,0,0,0,0,0,0,0,0,0,0,0,0,0,0,0,0,0,0,0,0,0,0,0,0,0,0,{"$f":"LRF25*LRF24","v":0},0,0,0,0,0,0,0,0,0,0,0,0,0,0,0,0,0,0,0,0,0,0,0,0,0,0,0,0,0,0,0,0,0,0,0,0,0,0,0,0,0,0,0,0,0,0,0,0,0,0,0,0,0,0,0,0,0,0,0,0,0,0,0,{"$f":"LTR25*LTR24","v":0},0,0,0,0,0,0,0,0,0,0,0,0,0,0,0,0,0,0,0,0,0,0,0,0,0,0,0,0,0,0,0,0,0,0,0,0,0,0,0,0,0,0,0,0,0,0,0,0,0,0,0,0,0,0,0,0,0,0,0,0,0,0,0,{"$f":"LWD25*LWD24","v":0},0,0,0,0,0,0,0,0,0,0,0,0,0,0,0,0,0,0,0,0,0,0,0,0,0,0,0,0,0,0,0,0,0,0,0,0,0,0,0,0,0,0,0,0,0,0,0,0,0,0,0,0,0,0]
[null,null,null,"Solar for Load (Min)","MW",null,{"$f":"SUM(H35:XFD35)","v":0}]
[]
[null,null,null,"Add: battery charged","MW"]
[null,null,null,"Difference"]
[null,null,null,"Test"]

{"sheet":"Graph Data","index":10,"n_rows":171,"n_cols":15,"rows_kept":171,"cut":false,"hidden":false,"merged":[]}
[null,"Day",1,null,null,"Solar",{"$f":"'System Input'!$F$38","v":14000},null,null,null,null,null,{"$f":"24*7","v":168}]
[null,"Month",5,null,null,null,null,null,null,null,null,null,8760]
[null,null,null,"Load","Hydro","Coal Min","Gas Min","Solar for Load","Solar for charging","Discharge","Remaining After Discharge","Battery balance","Solar for Load","Solar for Charge","Curtailed Solar"]
[null,1,{"$f":"DATE(2018,C2,C1)","v":"2018-05-01"},{"$f":"LOOKUP($C4,'System Hourly'!$3:$3,'System Hourly'!$9:$9)","v":0},{"$f":"LOOKUP($C4,'System Hourly'!$3:$3,'System Hourly'!$10:$10)","v":719.82467381718175},{"$f":"LOOKUP($C4,'System Hourly'!$3:$3,'System Hourly'!$11:$11)","v":5520},{"$f":"LOOKUP($C4,'System Hourly'!$3:$3,'System Hourly'!$12:$12)","v":3900},{"$f":"LOOKUP($C4,'System Hourly'!$3:$3,'System Hourly'!$35:$35)","v":0},{"$f":"LOOKUP($C4,'System Hourly'!$3:$3,'System Hourly'!$54:$54)","v":0},{"$f":"LOOKUP($C4,'System Hourly'!$3:$3,'System Hourly'!$54:$54)","v":0},{"$f":"LOOKUP($C4,'System Hourly'!$3:$3,'System Hourly'!$58:$58)","v":0},{"$f":"LOOKUP($C4,'System Hourly'!$3:$3,'System Hourly'!$52:$52)","v":0},{"$f":"H4","v":0},{"$f":"LOOKUP($C4,'System Hourly'!$3:$3,'System Hourly'!$54:$54)","v":0},{"$f":"LOOKUP($C4,'System Hourly'!$3:$3,'System Hourly'!$61:$61)","v":0}]
[null,2,{"$f":"C4+1/24","v":"2018-05-01T01:00:00"},{"$f":"LOOKUP(C5,'System Hourly'!$3:$3,'System Hourly'!$9:$9)","v":0},{"$f":"LOOKUP($C5,'System Hourly'!$3:$3,'System Hourly'!$10:$10)","v":719.82467381718175},{"$f":"LOOKUP($C5,'System Hourly'!$3:$3,'System Hourly'!$11:$11)","v":5520},{"$f":"LOOKUP($C5,'System Hourly'!$3:$3,'System Hourly'!$12:$12)","v":3900},{"$f":"LOOKUP($C5,'System Hourly'!$3:$3,'System Hourly'!$35:$35)","v":0},{"$f":"LOOKUP($C5,'System Hourly'!$3:$3,'System Hourly'!$54:$54)","v":0},{"$f":"LOOKUP($C5,'System Hourly'!$3:$3,'System Hourly'!$54:$54)","v":0},{"$f":"LOOKUP($C5,'System Hourly'!$3:$3,'System Hourly'!$58:$58)","v":0},{"$f":"LOOKUP($C5,'System Hourly'!$3:$3,'System Hourly'!$52:$52)","v":0},{"$f":"H5","v":0},{"$f":"LOOKUP($C5,'System Hourly'!$3:$3,'System Hourly'!$54:$54)","v":0},{"$f":"LOOKUP($C5,'System Hourly'!$3:$3,'System Hourly'!$61:$61)","v":0}]
[null,3,{"$f":"C5+1/24","v":"2018-05-01T02:00:00"},{"$f":"LOOKUP(C6,'System Hourly'!$3:$3,'System Hourly'!$9:$9)","v":0},{"$f":"LOOKUP($C6,'System Hourly'!$3:$3,'System Hourly'!$10:$10)","v":719.82467381718175},{"$f":"LOOKUP($C6,'System Hourly'!$3:$3,'System Hourly'!$11:$11)","v":5520},{"$f":"LOOKUP($C6,'System Hourly'!$3:$3,'System Hourly'!$12:$12)","v":3900},{"$f":"LOOKUP($C6,'System Hourly'!$3:$3,'System Hourly'!$35:$35)","v":0},{"$f":"LOOKUP($C6,'System Hourly'!$3:$3,'System Hourly'!$54:$54)","v":0},{"$f":"LOOKUP($C6,'System Hourly'!$3:$3,'System Hourly'!$54:$54)","v":0},{"$f":"LOOKUP($C6,'System Hourly'!$3:$3,'System Hourly'!$58:$58)","v":0},{"$f":"LOOKUP($C6,'System Hourly'!$3:$3,'System Hourly'!$52:$52)","v":0},0,{"$f":"LOOKUP($C6,'System Hourly'!$3:$3,'System Hourly'!$54:$54)","v":0},{"$f":"LOOKUP($C6,'System Hourly'!$3:$3,'System Hourly'!$61:$61)","v":0}]
[null,4,"2018-05-01T03:00:00",{"$f":"LOOKUP(C7,'System Hourly'!$3:$3,'System Hourly'!$9:$9)","v":0},{"$f":"LOOKUP($C7,'System Hourly'!$3:$3,'System Hourly'!$10:$10)","v":719.82467381718175},{"$f":"LOOKUP($C7,'System Hourly'!$3:$3,'System Hourly'!$11:$11)","v":5520},{"$f":"LOOKUP($C7,'System Hourly'!$3:$3,'System Hourly'!$12:$12)","v":3900},{"$f":"LOOKUP($C7,'System Hourly'!$3:$3,'System Hourly'!$35:$35)","v":0},{"$f":"LOOKUP($C7,'System Hourly'!$3:$3,'System Hourly'!$54:$54)","v":0},{"$f":"LOOKUP($C7,'System Hourly'!$3:$3,'System Hourly'!$54:$54)","v":0},{"$f":"LOOKUP($C7,'System Hourly'!$3:$3,'System Hourly'!$58:$58)","v":0},{"$f":"LOOKUP($C7,'System Hourly'!$3:$3,'System Hourly'!$52:$52)","v":0},0,{"$f":"LOOKUP($C7,'System Hourly'!$3:$3,'System Hourly'!$54:$54)","v":0},{"$f":"LOOKUP($C7,'System Hourly'!$3:$3,'System Hourly'!$61:$61)","v":0}]
[null,5,"2018-05-01T04:00:00",{"$f":"LOOKUP(C8,'System Hourly'!$3:$3,'System Hourly'!$9:$9)","v":0},{"$f":"LOOKUP($C8,'System Hourly'!$3:$3,'System Hourly'!$10:$10)","v":719.82467381718175},{"$f":"LOOKUP($C8,'System Hourly'!$3:$3,'System Hourly'!$11:$11)","v":5520},{"$f":"LOOKUP($C8,'System Hourly'!$3:$3,'System Hourly'!$12:$12)","v":3900},{"$f":"LOOKUP($C8,'System Hourly'!$3:$3,'System Hourly'!$35:$35)","v":0},{"$f":"LOOKUP($C8,'System Hourly'!$3:$3,'System Hourly'!$54:$54)","v":0},{"$f":"LOOKUP($C8,'System Hourly'!$3:$3,'System Hourly'!$54:$54)","v":0},{"$f":"LOOKUP($C8,'System Hourly'!$3:$3,'System Hourly'!$58:$58)","v":0},{"$f":"LOOKUP($C8,'System Hourly'!$3:$3,'System Hourly'!$52:$52)","v":0},0,{"$f":"LOOKUP($C8,'System Hourly'!$3:$3,'System Hourly'!$54:$54)","v":0},{"$f":"LOOKUP($C8,'System Hourly'!$3:$3,'System Hourly'!$61:$61)","v":0}]
[null,6,"2018-05-01T05:00:00",{"$f":"LOOKUP(C9,'System Hourly'!$3:$3,'System Hourly'!$9:$9)","v":0},{"$f":"LOOKUP($C9,'System Hourly'!$3:$3,'System Hourly'!$10:$10)","v":719.82467381718175},{"$f":"LOOKUP($C9,'System Hourly'!$3:$3,'System Hourly'!$11:$11)","v":5520},{"$f":"LOOKUP($C9,'System Hourly'!$3:$3,'System Hourly'!$12:$12)","v":3900},{"$f":"LOOKUP($C9,'System Hourly'!$3:$3,'System Hourly'!$35:$35)","v":0},{"$f":"LOOKUP($C9,'System Hourly'!$3:$3,'System Hourly'!$54:$54)","v":0},{"$f":"LOOKUP($C9,'System Hourly'!$3:$3,'System Hourly'!$54:$54)","v":0},{"$f":"LOOKUP($C9,'System Hourly'!$3:$3,'System Hourly'!$58:$58)","v":0},{"$f":"LOOKUP($C9,'System Hourly'!$3:$3,'System Hourly'!$52:$52)","v":0},0,{"$f":"LOOKUP($C9,'System Hourly'!$3:$3,'System Hourly'!$54:$54)","v":0},{"$f":"LOOKUP($C9,'System Hourly'!$3:$3,'System Hourly'!$61:$61)","v":0}]
[null,7,"2018-05-01T06:00:00",{"$f":"LOOKUP(C10,'System Hourly'!$3:$3,'System Hourly'!$9:$9)","v":0},{"$f":"LOOKUP($C10,'System Hourly'!$3:$3,'System Hourly'!$10:$10)","v":719.82467381718175},{"$f":"LOOKUP($C10,'System Hourly'!$3:$3,'System Hourly'!$11:$11)","v":5520},{"$f":"LOOKUP($C10,'System Hourly'!$3:$3,'System Hourly'!$12:$12)","v":3900},{"$f":"LOOKUP($C10,'System Hourly'!$3:$3,'System Hourly'!$35:$35)","v":0},{"$f":"LOOKUP($C10,'System Hourly'!$3:$3,'System Hourly'!$54:$54)","v":0},{"$f":"LOOKUP($C10,'System Hourly'!$3:$3,'System Hourly'!$54:$54)","v":0},{"$f":"LOOKUP($C10,'System Hourly'!$3:$3,'System Hourly'!$58:$58)","v":0},{"$f":"LOOKUP($C10,'System Hourly'!$3:$3,'System Hourly'!$52:$52)","v":0},0,{"$f":"LOOKUP($C10,'System Hourly'!$3:$3,'System Hourly'!$54:$54)","v":0},{"$f":"LOOKUP($C10,'System Hourly'!$3:$3,'System Hourly'!$61:$61)","v":0}]
[null,8,"2018-05-01T07:00:00",{"$f":"LOOKUP(C11,'System Hourly'!$3:$3,'System Hourly'!$9:$9)","v":0},{"$f":"LOOKUP($C11,'System Hourly'!$3:$3,'System Hourly'!$10:$10)","v":719.82467381718175},{"$f":"LOOKUP($C11,'System Hourly'!$3:$3,'System Hourly'!$11:$11)","v":5520},{"$f":"LOOKUP($C11,'System Hourly'!$3:$3,'System Hourly'!$12:$12)","v":3900},{"$f":"LOOKUP($C11,'System Hourly'!$3:$3,'System Hourly'!$35:$35)","v":0},{"$f":"LOOKUP($C11,'System Hourly'!$3:$3,'System Hourly'!$54:$54)","v":0},{"$f":"LOOKUP($C11,'System Hourly'!$3:$3,'System Hourly'!$54:$54)","v":0},{"$f":"LOOKUP($C11,'System Hourly'!$3:$3,'System Hourly'!$58:$58)","v":0},{"$f":"LOOKUP($C11,'System Hourly'!$3:$3,'System Hourly'!$52:$52)","v":0},0,{"$f":"LOOKUP($C11,'System Hourly'!$3:$3,'System Hourly'!$54:$54)","v":0},{"$f":"LOOKUP($C11,'System Hourly'!$3:$3,'System Hourly'!$61:$61)","v":0}]
[null,9,"2018-05-01T08:00:00",{"$f":"LOOKUP(C12,'System Hourly'!$3:$3,'System Hourly'!$9:$9)","v":0},{"$f":"LOOKUP($C12,'System Hourly'!$3:$3,'System Hourly'!$10:$10)","v":719.82467381718175},{"$f":"LOOKUP($C12,'System Hourly'!$3:$3,'System Hourly'!$11:$11)","v":5520},{"$f":"LOOKUP($C12,'System Hourly'!$3:$3,'System Hourly'!$12:$12)","v":3900},{"$f":"LOOKUP($C12,'System Hourly'!$3:$3,'System Hourly'!$35:$35)","v":0},{"$f":"LOOKUP($C12,'System Hourly'!$3:$3,'System Hourly'!$54:$54)","v":0},{"$f":"LOOKUP($C12,'System Hourly'!$3:$3,'System Hourly'!$54:$54)","v":0},{"$f":"LOOKUP($C12,'System Hourly'!$3:$3,'System Hourly'!$58:$58)","v":0},{"$f":"LOOKUP($C12,'System Hourly'!$3:$3,'System Hourly'!$52:$52)","v":0},0,{"$f":"LOOKUP($C12,'System Hourly'!$3:$3,'System Hourly'!$54:$54)","v":0},{"$f":"LOOKUP($C12,'System Hourly'!$3:$3,'System Hourly'!$61:$61)","v":0}]
[null,10,"2018-05-01T09:00:00",{"$f":"LOOKUP(C13,'System Hourly'!$3:$3,'System Hourly'!$9:$9)","v":0},{"$f":"LOOKUP($C13,'System Hourly'!$3:$3,'System Hourly'!$10:$10)","v":719.82467381718175},{"$f":"LOOKUP($C13,'System Hourly'!$3:$3,'System Hourly'!$11:$11)","v":5520},{"$f":"LOOKUP($C13,'System Hourly'!$3:$3,'System Hourly'!$12:$12)","v":3900},{"$f":"LOOKUP($C13,'System Hourly'!$3:$3,'System Hourly'!$35:$35)","v":0},{"$f":"LOOKUP($C13,'System Hourly'!$3:$3,'System Hourly'!$54:$54)","v":0},{"$f":"LOOKUP($C13,'System Hourly'!$3:$3,'System Hourly'!$54:$54)","v":0},{"$f":"LOOKUP($C13,'System Hourly'!$3:$3,'System Hourly'!$58:$58)","v":0},{"$f":"LOOKUP($C13,'System Hourly'!$3:$3,'System Hourly'!$52:$52)","v":0},0,{"$f":"LOOKUP($C13,'System Hourly'!$3:$3,'System Hourly'!$54:$54)","v":0},{"$f":"LOOKUP($C13,'System Hourly'!$3:$3,'System Hourly'!$61:$61)","v":0}]
[null,11,"2018-05-01T10:00:00",{"$f":"LOOKUP(C14,'System Hourly'!$3:$3,'System Hourly'!$9:$9)","v":0},{"$f":"LOOKUP($C14,'System Hourly'!$3:$3,'System Hourly'!$10:$10)","v":719.82467381718175},{"$f":"LOOKUP($C14,'System Hourly'!$3:$3,'System Hourly'!$11:$11)","v":5520},{"$f":"LOOKUP($C14,'System Hourly'!$3:$3,'System Hourly'!$12:$12)","v":3900},{"$f":"LOOKUP($C14,'System Hourly'!$3:$3,'System Hourly'!$35:$35)","v":0},{"$f":"LOOKUP($C14,'System Hourly'!$3:$3,'System Hourly'!$54:$54)","v":0},{"$f":"LOOKUP($C14,'System Hourly'!$3:$3,'System Hourly'!$54:$54)","v":0},{"$f":"LOOKUP($C14,'System Hourly'!$3:$3,'System Hourly'!$58:$58)","v":0},{"$f":"LOOKUP($C14,'System Hourly'!$3:$3,'System Hourly'!$52:$52)","v":0},0,{"$f":"LOOKUP($C14,'System Hourly'!$3:$3,'System Hourly'!$54:$54)","v":0},{"$f":"LOOKUP($C14,'System Hourly'!$3:$3,'System Hourly'!$61:$61)","v":0}]
[null,12,"2018-05-01T11:00:00",{"$f":"LOOKUP(C15,'System Hourly'!$3:$3,'System Hourly'!$9:$9)","v":0},{"$f":"LOOKUP($C15,'System Hourly'!$3:$3,'System Hourly'!$10:$10)","v":719.82467381718175},{"$f":"LOOKUP($C15,'System Hourly'!$3:$3,'System Hourly'!$11:$11)","v":5520},{"$f":"LOOKUP($C15,'System Hourly'!$3:$3,'System Hourly'!$12:$12)","v":3900},{"$f":"LOOKUP($C15,'System Hourly'!$3:$3,'System Hourly'!$35:$35)","v":0},{"$f":"LOOKUP($C15,'System Hourly'!$3:$3,'System Hourly'!$54:$54)","v":0},{"$f":"LOOKUP($C15,'System Hourly'!$3:$3,'System Hourly'!$54:$54)","v":0},{"$f":"LOOKUP($C15,'System Hourly'!$3:$3,'System Hourly'!$58:$58)","v":0},{"$f":"LOOKUP($C15,'System Hourly'!$3:$3,'System Hourly'!$52:$52)","v":0},0,{"$f":"LOOKUP($C15,'System Hourly'!$3:$3,'System Hourly'!$54:$54)","v":0},{"$f":"LOOKUP($C15,'System Hourly'!$3:$3,'System Hourly'!$61:$61)","v":0}]
[null,13,"2018-05-01T12:00:00",{"$f":"LOOKUP(C16,'System Hourly'!$3:$3,'System Hourly'!$9:$9)","v":0},{"$f":"LOOKUP($C16,'System Hourly'!$3:$3,'System Hourly'!$10:$10)","v":719.82467381718175},{"$f":"LOOKUP($C16,'System Hourly'!$3:$3,'System Hourly'!$11:$11)","v":5520},{"$f":"LOOKUP($C16,'System Hourly'!$3:$3,'System Hourly'!$12:$12)","v":3900},{"$f":"LOOKUP($C16,'System Hourly'!$3:$3,'System Hourly'!$35:$35)","v":0},{"$f":"LOOKUP($C16,'System Hourly'!$3:$3,'System Hourly'!$54:$54)","v":0},{"$f":"LOOKUP($C16,'System Hourly'!$3:$3,'System Hourly'!$54:$54)","v":0},{"$f":"LOOKUP($C16,'System Hourly'!$3:$3,'System Hourly'!$58:$58)","v":0},{"$f":"LOOKUP($C16,'System Hourly'!$3:$3,'System Hourly'!$52:$52)","v":0},0,{"$f":"LOOKUP($C16,'System Hourly'!$3:$3,'System Hourly'!$54:$54)","v":0},{"$f":"LOOKUP($C16,'System Hourly'!$3:$3,'System Hourly'!$61:$61)","v":0}]
[null,14,"2018-05-01T13:00:00",{"$f":"LOOKUP(C17,'System Hourly'!$3:$3,'System Hourly'!$9:$9)","v":0},{"$f":"LOOKUP($C17,'System Hourly'!$3:$3,'System Hourly'!$10:$10)","v":719.82467381718175},{"$f":"LOOKUP($C17,'System Hourly'!$3:$3,'System Hourly'!$11:$11)","v":5520},{"$f":"LOOKUP($C17,'System Hourly'!$3:$3,'System Hourly'!$12:$12)","v":3900},{"$f":"LOOKUP($C17,'System Hourly'!$3:$3,'System Hourly'!$35:$35)","v":0},{"$f":"LOOKUP($C17,'System Hourly'!$3:$3,'System Hourly'!$54:$54)","v":0},{"$f":"LOOKUP($C17,'System Hourly'!$3:$3,'System Hourly'!$54:$54)","v":0},{"$f":"LOOKUP($C17,'System Hourly'!$3:$3,'System Hourly'!$58:$58)","v":0},{"$f":"LOOKUP($C17,'System Hourly'!$3:$3,'System Hourly'!$52:$52)","v":0},0,{"$f":"LOOKUP($C17,'System Hourly'!$3:$3,'System Hourly'!$54:$54)","v":0},{"$f":"LOOKUP($C17,'System Hourly'!$3:$3,'System Hourly'!$61:$61)","v":0}]
[null,15,"2018-05-01T14:00:00",{"$f":"LOOKUP(C18,'System Hourly'!$3:$3,'System Hourly'!$9:$9)","v":0},{"$f":"LOOKUP($C18,'System Hourly'!$3:$3,'System Hourly'!$10:$10)","v":719.82467381718175},{"$f":"LOOKUP($C18,'System Hourly'!$3:$3,'System Hourly'!$11:$11)","v":5520},{"$f":"LOOKUP($C18,'System Hourly'!$3:$3,'System Hourly'!$12:$12)","v":3900},{"$f":"LOOKUP($C18,'System Hourly'!$3:$3,'System Hourly'!$35:$35)","v":0},{"$f":"LOOKUP($C18,'System Hourly'!$3:$3,'System Hourly'!$54:$54)","v":0},{"$f":"LOOKUP($C18,'System Hourly'!$3:$3,'System Hourly'!$54:$54)","v":0},{"$f":"LOOKUP($C18,'System Hourly'!$3:$3,'System Hourly'!$58:$58)","v":0},{"$f":"LOOKUP($C18,'System Hourly'!$3:$3,'System Hourly'!$52:$52)","v":0},0,{"$f":"LOOKUP($C18,'System Hourly'!$3:$3,'System Hourly'!$54:$54)","v":0},{"$f":"LOOKUP($C18,'System Hourly'!$3:$3,'System Hourly'!$61:$61)","v":0}]
[null,16,"2018-05-01T15:00:00",{"$f":"LOOKUP(C19,'System Hourly'!$3:$3,'System Hourly'!$9:$9)","v":0},{"$f":"LOOKUP($C19,'System Hourly'!$3:$3,'System Hourly'!$10:$10)","v":719.82467381718175},{"$f":"LOOKUP($C19,'System Hourly'!$3:$3,'System Hourly'!$11:$11)","v":5520},{"$f":"LOOKUP($C19,'System Hourly'!$3:$3,'System Hourly'!$12:$12)","v":3900},{"$f":"LOOKUP($C19,'System Hourly'!$3:$3,'System Hourly'!$35:$35)","v":0},{"$f":"LOOKUP($C19,'System Hourly'!$3:$3,'System Hourly'!$54:$54)","v":0},{"$f":"LOOKUP($C19,'System Hourly'!$3:$3,'System Hourly'!$54:$54)","v":0},{"$f":"LOOKUP($C19,'System Hourly'!$3:$3,'System Hourly'!$58:$58)","v":0},{"$f":"LOOKUP($C19,'System Hourly'!$3:$3,'System Hourly'!$52:$52)","v":0},0,{"$f":"LOOKUP($C19,'System Hourly'!$3:$3,'System Hourly'!$54:$54)","v":0},{"$f":"LOOKUP($C19,'System Hourly'!$3:$3,'System Hourly'!$61:$61)","v":0}]
[null,17,"2018-05-01T16:00:00",{"$f":"LOOKUP(C20,'System Hourly'!$3:$3,'System Hourly'!$9:$9)","v":0},{"$f":"LOOKUP($C20,'System Hourly'!$3:$3,'System Hourly'!$10:$10)","v":719.82467381718175},{"$f":"LOOKUP($C20,'System Hourly'!$3:$3,'System Hourly'!$11:$11)","v":5520},{"$f":"LOOKUP($C20,'System Hourly'!$3:$3,'System Hourly'!$12:$12)","v":3900},{"$f":"LOOKUP($C20,'System Hourly'!$3:$3,'System Hourly'!$35:$35)","v":0},{"$f":"LOOKUP($C20,'System Hourly'!$3:$3,'System Hourly'!$54:$54)","v":0},{"$f":"LOOKUP($C20,'System Hourly'!$3:$3,'System Hourly'!$54:$54)","v":0},{"$f":"LOOKUP($C20,'System Hourly'!$3:$3,'System Hourly'!$58:$58)","v":0},{"$f":"LOOKUP($C20,'System Hourly'!$3:$3,'System Hourly'!$52:$52)","v":0},0,{"$f":"LOOKUP($C20,'System Hourly'!$3:$3,'System Hourly'!$54:$54)","v":0},{"$f":"LOOKUP($C20,'System Hourly'!$3:$3,'System Hourly'!$61:$61)","v":0}]
[null,18,"2018-05-01T17:00:00",{"$f":"LOOKUP(C21,'System Hourly'!$3:$3,'System Hourly'!$9:$9)","v":0},{"$f":"LOOKUP($C21,'System Hourly'!$3:$3,'System Hourly'!$10:$10)","v":719.82467381718175},{"$f":"LOOKUP($C21,'System Hourly'!$3:$3,'System Hourly'!$11:$11)","v":5520},{"$f":"LOOKUP($C21,'System Hourly'!$3:$3,'System Hourly'!$12:$12)","v":3900},{"$f":"LOOKUP($C21,'System Hourly'!$3:$3,'System Hourly'!$35:$35)","v":0},{"$f":"LOOKUP($C21,'System Hourly'!$3:$3,'System Hourly'!$54:$54)","v":0},{"$f":"LOOKUP($C21,'System Hourly'!$3:$3,'System Hourly'!$54:$54)","v":0},{"$f":"LOOKUP($C21,'System Hourly'!$3:$3,'System Hourly'!$58:$58)","v":0},{"$f":"LOOKUP($C21,'System Hourly'!$3:$3,'System Hourly'!$52:$52)","v":0},0,{"$f":"LOOKUP($C21,'System Hourly'!$3:$3,'System Hourly'!$54:$54)","v":0},{"$f":"LOOKUP($C21,'System Hourly'!$3:$3,'System Hourly'!$61:$61)","v":0}]
[null,19,"2018-05-01T18:00:00",{"$f":"LOOKUP(C22,'System Hourly'!$3:$3,'System Hourly'!$9:$9)","v":0},{"$f":"LOOKUP($C22,'System Hourly'!$3:$3,'System Hourly'!$10:$10)","v":719.82467381718175},{"$f":"LOOKUP($C22,'System Hourly'!$3:$3,'System Hourly'!$11:$11)","v":5520},{"$f":"LOOKUP($C22,'System Hourly'!$3:$3,'System Hourly'!$12:$12)","v":3900},{"$f":"LOOKUP($C22,'System Hourly'!$3:$3,'System Hourly'!$35:$35)","v":0},{"$f":"LOOKUP($C22,'System Hourly'!$3:$3,'System Hourly'!$54:$54)","v":0},{"$f":"LOOKUP($C22,'System Hourly'!$3:$3,'System Hourly'!$54:$54)","v":0},{"$f":"LOOKUP($C22,'System Hourly'!$3:$3,'System Hourly'!$58:$58)","v":0},{"$f":"LOOKUP($C22,'System Hourly'!$3:$3,'System Hourly'!$52:$52)","v":0},0,{"$f":"LOOKUP($C22,'System Hourly'!$3:$3,'System Hourly'!$54:$54)","v":0},{"$f":"LOOKUP($C22,'System Hourly'!$3:$3,'System Hourly'!$61:$61)","v":0}]
[null,20,"2018-05-01T19:00:00",{"$f":"LOOKUP(C23,'System Hourly'!$3:$3,'System Hourly'!$9:$9)","v":0},{"$f":"LOOKUP($C23,'System Hourly'!$3:$3,'System Hourly'!$10:$10)","v":719.82467381718175},{"$f":"LOOKUP($C23,'System Hourly'!$3:$3,'System Hourly'!$11:$11)","v":5520},{"$f":"LOOKUP($C23,'System Hourly'!$3:$3,'System Hourly'!$12:$12)","v":3900},{"$f":"LOOKUP($C23,'System Hourly'!$3:$3,'System Hourly'!$35:$35)","v":0},{"$f":"LOOKUP($C23,'System Hourly'!$3:$3,'System Hourly'!$54:$54)","v":0},{"$f":"LOOKUP($C23,'System Hourly'!$3:$3,'System Hourly'!$54:$54)","v":0},{"$f":"LOOKUP($C23,'System Hourly'!$3:$3,'System Hourly'!$58:$58)","v":0},{"$f":"LOOKUP($C23,'System Hourly'!$3:$3,'System Hourly'!$52:$52)","v":0},0,{"$f":"LOOKUP($C23,'System Hourly'!$3:$3,'System Hourly'!$54:$54)","v":0},{"$f":"LOOKUP($C23,'System Hourly'!$3:$3,'System Hourly'!$61:$61)","v":0}]
[null,21,"2018-05-01T20:00:00",{"$f":"LOOKUP(C24,'System Hourly'!$3:$3,'System Hourly'!$9:$9)","v":0},{"$f":"LOOKUP($C24,'System Hourly'!$3:$3,'System Hourly'!$10:$10)","v":719.82467381718175},{"$f":"LOOKUP($C24,'System Hourly'!$3:$3,'System Hourly'!$11:$11)","v":5520},{"$f":"LOOKUP($C24,'System Hourly'!$3:$3,'System Hourly'!$12:$12)","v":3900},{"$f":"LOOKUP($C24,'System Hourly'!$3:$3,'System Hourly'!$35:$35)","v":0},{"$f":"LOOKUP($C24,'System Hourly'!$3:$3,'System Hourly'!$54:$54)","v":0},{"$f":"LOOKUP($C24,'System Hourly'!$3:$3,'System Hourly'!$54:$54)","v":0},{"$f":"LOOKUP($C24,'System Hourly'!$3:$3,'System Hourly'!$58:$58)","v":0},{"$f":"LOOKUP($C24,'System Hourly'!$3:$3,'System Hourly'!$52:$52)","v":0},0,{"$f":"LOOKUP($C24,'System Hourly'!$3:$3,'System Hourly'!$54:$54)","v":0},{"$f":"LOOKUP($C24,'System Hourly'!$3:$3,'System Hourly'!$61:$61)","v":0}]
[null,22,"2018-05-01T21:00:00",{"$f":"LOOKUP(C25,'System Hourly'!$3:$3,'System Hourly'!$9:$9)","v":0},{"$f":"LOOKUP($C25,'System Hourly'!$3:$3,'System Hourly'!$10:$10)","v":719.82467381718175},{"$f":"LOOKUP($C25,'System Hourly'!$3:$3,'System Hourly'!$11:$11)","v":5520},{"$f":"LOOKUP($C25,'System Hourly'!$3:$3,'System Hourly'!$12:$12)","v":3900},{"$f":"LOOKUP($C25,'System Hourly'!$3:$3,'System Hourly'!$35:$35)","v":0},{"$f":"LOOKUP($C25,'System Hourly'!$3:$3,'System Hourly'!$54:$54)","v":0},{"$f":"LOOKUP($C25,'System Hourly'!$3:$3,'System Hourly'!$54:$54)","v":0},{"$f":"LOOKUP($C25,'System Hourly'!$3:$3,'System Hourly'!$58:$58)","v":0},{"$f":"LOOKUP($C25,'System Hourly'!$3:$3,'System Hourly'!$52:$52)","v":0},0,{"$f":"LOOKUP($C25,'System Hourly'!$3:$3,'System Hourly'!$54:$54)","v":0},{"$f":"LOOKUP($C25,'System Hourly'!$3:$3,'System Hourly'!$61:$61)","v":0}]
[null,23,"2018-05-01T22:00:00",{"$f":"LOOKUP(C26,'System Hourly'!$3:$3,'System Hourly'!$9:$9)","v":0},{"$f":"LOOKUP($C26,'System Hourly'!$3:$3,'System Hourly'!$10:$10)","v":719.82467381718175},{"$f":"LOOKUP($C26,'System Hourly'!$3:$3,'System Hourly'!$11:$11)","v":5520},{"$f":"LOOKUP($C26,'System Hourly'!$3:$3,'System Hourly'!$12:$12)","v":3900},{"$f":"LOOKUP($C26,'System Hourly'!$3:$3,'System Hourly'!$35:$35)","v":0},{"$f":"LOOKUP($C26,'System Hourly'!$3:$3,'System Hourly'!$54:$54)","v":0},{"$f":"LOOKUP($C26,'System Hourly'!$3:$3,'System Hourly'!$54:$54)","v":0},{"$f":"LOOKUP($C26,'System Hourly'!$3:$3,'System Hourly'!$58:$58)","v":0},{"$f":"LOOKUP($C26,'System Hourly'!$3:$3,'System Hourly'!$52:$52)","v":0},0,{"$f":"LOOKUP($C26,'System Hourly'!$3:$3,'System Hourly'!$54:$54)","v":0},{"$f":"LOOKUP($C26,'System Hourly'!$3:$3,'System Hourly'!$61:$61)","v":0}]
[null,24,"2018-05-01T23:00:00",{"$f":"LOOKUP(C27,'System Hourly'!$3:$3,'System Hourly'!$9:$9)","v":0},{"$f":"LOOKUP($C27,'System Hourly'!$3:$3,'System Hourly'!$10:$10)","v":719.82467381718175},{"$f":"LOOKUP($C27,'System Hourly'!$3:$3,'System Hourly'!$11:$11)","v":5520},{"$f":"LOOKUP($C27,'System Hourly'!$3:$3,'System Hourly'!$12:$12)","v":3900},{"$f":"LOOKUP($C27,'System Hourly'!$3:$3,'System Hourly'!$35:$35)","v":0},{"$f":"LOOKUP($C27,'System Hourly'!$3:$3,'System Hourly'!$54:$54)","v":0},{"$f":"LOOKUP($C27,'System Hourly'!$3:$3,'System Hourly'!$54:$54)","v":0},{"$f":"LOOKUP($C27,'System Hourly'!$3:$3,'System Hourly'!$58:$58)","v":0},{"$f":"LOOKUP($C27,'System Hourly'!$3:$3,'System Hourly'!$52:$52)","v":0},0,{"$f":"LOOKUP($C27,'System Hourly'!$3:$3,'System Hourly'!$54:$54)","v":0},{"$f":"LOOKUP($C27,'System Hourly'!$3:$3,'System Hourly'!$61:$61)","v":0}]
[null,25,{"$f":"C27+1/24","v":"2018-05-02"},{"$f":"LOOKUP(C28,'System Hourly'!$3:$3,'System Hourly'!$9:$9)","v":0},{"$f":"LOOKUP($C28,'System Hourly'!$3:$3,'System Hourly'!$10:$10)","v":719.82467381718175},{"$f":"LOOKUP($C28,'System Hourly'!$3:$3,'System Hourly'!$11:$11)","v":5520},{"$f":"LOOKUP($C28,'System Hourly'!$3:$3,'System Hourly'!$12:$12)","v":3900},{"$f":"LOOKUP($C28,'System Hourly'!$3:$3,'System Hourly'!$35:$35)","v":0},{"$f":"LOOKUP($C28,'System Hourly'!$3:$3,'System Hourly'!$54:$54)","v":0},{"$f":"LOOKUP($C28,'System Hourly'!$3:$3,'System Hourly'!$54:$54)","v":0},{"$f":"LOOKUP($C28,'System Hourly'!$3:$3,'System Hourly'!$58:$58)","v":0},{"$f":"LOOKUP($C28,'System Hourly'!$3:$3,'System Hourly'!$52:$52)","v":0},0,{"$f":"LOOKUP($C28,'System Hourly'!$3:$3,'System Hourly'!$54:$54)","v":0},{"$f":"LOOKUP($C28,'System Hourly'!$3:$3,'System Hourly'!$61:$61)","v":0}]
[null,26,"2018-05-02T01:00:00",{"$f":"LOOKUP(C29,'System Hourly'!$3:$3,'System Hourly'!$9:$9)","v":0},{"$f":"LOOKUP($C29,'System Hourly'!$3:$3,'System Hourly'!$10:$10)","v":719.82467381718175},{"$f":"LOOKUP($C29,'System Hourly'!$3:$3,'System Hourly'!$11:$11)","v":5520},{"$f":"LOOKUP($C29,'System Hourly'!$3:$3,'System Hourly'!$12:$12)","v":3900},{"$f":"LOOKUP($C29,'System Hourly'!$3:$3,'System Hourly'!$35:$35)","v":0},{"$f":"LOOKUP($C29,'System Hourly'!$3:$3,'System Hourly'!$54:$54)","v":0},{"$f":"LOOKUP($C29,'System Hourly'!$3:$3,'System Hourly'!$54:$54)","v":0},{"$f":"LOOKUP($C29,'System Hourly'!$3:$3,'System Hourly'!$58:$58)","v":0},{"$f":"LOOKUP($C29,'System Hourly'!$3:$3,'System Hourly'!$52:$52)","v":0},0,{"$f":"LOOKUP($C29,'System Hourly'!$3:$3,'System Hourly'!$54:$54)","v":0},{"$f":"LOOKUP($C29,'System Hourly'!$3:$3,'System Hourly'!$61:$61)","v":0}]
[null,27,"2018-05-02T02:00:00",{"$f":"LOOKUP(C30,'System Hourly'!$3:$3,'System Hourly'!$9:$9)","v":0},{"$f":"LOOKUP($C30,'System Hourly'!$3:$3,'System Hourly'!$10:$10)","v":719.82467381718175},{"$f":"LOOKUP($C30,'System Hourly'!$3:$3,'System Hourly'!$11:$11)","v":5520},{"$f":"LOOKUP($C30,'System Hourly'!$3:$3,'System Hourly'!$12:$12)","v":3900},{"$f":"LOOKUP($C30,'System Hourly'!$3:$3,'System Hourly'!$35:$35)","v":0},{"$f":"LOOKUP($C30,'System Hourly'!$3:$3,'System Hourly'!$54:$54)","v":0},{"$f":"LOOKUP($C30,'System Hourly'!$3:$3,'System Hourly'!$54:$54)","v":0},{"$f":"LOOKUP($C30,'System Hourly'!$3:$3,'System Hourly'!$58:$58)","v":0},{"$f":"LOOKUP($C30,'System Hourly'!$3:$3,'System Hourly'!$52:$52)","v":0},0,{"$f":"LOOKUP($C30,'System Hourly'!$3:$3,'System Hourly'!$54:$54)","v":0},{"$f":"LOOKUP($C30,'System Hourly'!$3:$3,'System Hourly'!$61:$61)","v":0}]
[null,28,"2018-05-02T03:00:00",{"$f":"LOOKUP(C31,'System Hourly'!$3:$3,'System Hourly'!$9:$9)","v":0},{"$f":"LOOKUP($C31,'System Hourly'!$3:$3,'System Hourly'!$10:$10)","v":719.82467381718175},{"$f":"LOOKUP($C31,'System Hourly'!$3:$3,'System Hourly'!$11:$11)","v":5520},{"$f":"LOOKUP($C31,'System Hourly'!$3:$3,'System Hourly'!$12:$12)","v":3900},{"$f":"LOOKUP($C31,'System Hourly'!$3:$3,'System Hourly'!$35:$35)","v":0},{"$f":"LOOKUP($C31,'System Hourly'!$3:$3,'System Hourly'!$54:$54)","v":0},{"$f":"LOOKUP($C31,'System Hourly'!$3:$3,'System Hourly'!$54:$54)","v":0},{"$f":"LOOKUP($C31,'System Hourly'!$3:$3,'System Hourly'!$58:$58)","v":0},{"$f":"LOOKUP($C31,'System Hourly'!$3:$3,'System Hourly'!$52:$52)","v":0},0,{"$f":"LOOKUP($C31,'System Hourly'!$3:$3,'System Hourly'!$54:$54)","v":0},{"$f":"LOOKUP($C31,'System Hourly'!$3:$3,'System Hourly'!$61:$61)","v":0}]
[null,29,"2018-05-02T04:00:00",{"$f":"LOOKUP(C32,'System Hourly'!$3:$3,'System Hourly'!$9:$9)","v":0},{"$f":"LOOKUP($C32,'System Hourly'!$3:$3,'System Hourly'!$10:$10)","v":719.82467381718175},{"$f":"LOOKUP($C32,'System Hourly'!$3:$3,'System Hourly'!$11:$11)","v":5520},{"$f":"LOOKUP($C32,'System Hourly'!$3:$3,'System Hourly'!$12:$12)","v":3900},{"$f":"LOOKUP($C32,'System Hourly'!$3:$3,'System Hourly'!$35:$35)","v":0},{"$f":"LOOKUP($C32,'System Hourly'!$3:$3,'System Hourly'!$54:$54)","v":0},{"$f":"LOOKUP($C32,'System Hourly'!$3:$3,'System Hourly'!$54:$54)","v":0},{"$f":"LOOKUP($C32,'System Hourly'!$3:$3,'System Hourly'!$58:$58)","v":0},{"$f":"LOOKUP($C32,'System Hourly'!$3:$3,'System Hourly'!$52:$52)","v":0},0,{"$f":"LOOKUP($C32,'System Hourly'!$3:$3,'System Hourly'!$54:$54)","v":0},{"$f":"LOOKUP($C32,'System Hourly'!$3:$3,'System Hourly'!$61:$61)","v":0}]
[null,30,"2018-05-02T05:00:00",{"$f":"LOOKUP(C33,'System Hourly'!$3:$3,'System Hourly'!$9:$9)","v":0},{"$f":"LOOKUP($C33,'System Hourly'!$3:$3,'System Hourly'!$10:$10)","v":719.82467381718175},{"$f":"LOOKUP($C33,'System Hourly'!$3:$3,'System Hourly'!$11:$11)","v":5520},{"$f":"LOOKUP($C33,'System Hourly'!$3:$3,'System Hourly'!$12:$12)","v":3900},{"$f":"LOOKUP($C33,'System Hourly'!$3:$3,'System Hourly'!$35:$35)","v":0},{"$f":"LOOKUP($C33,'System Hourly'!$3:$3,'System Hourly'!$54:$54)","v":0},{"$f":"LOOKUP($C33,'System Hourly'!$3:$3,'System Hourly'!$54:$54)","v":0},{"$f":"LOOKUP($C33,'System Hourly'!$3:$3,'System Hourly'!$58:$58)","v":0},{"$f":"LOOKUP($C33,'System Hourly'!$3:$3,'System Hourly'!$52:$52)","v":0},0,{"$f":"LOOKUP($C33,'System Hourly'!$3:$3,'System Hourly'!$54:$54)","v":0},{"$f":"LOOKUP($C33,'System Hourly'!$3:$3,'System Hourly'!$61:$61)","v":0}]
[null,31,"2018-05-02T06:00:00",{"$f":"LOOKUP(C34,'System Hourly'!$3:$3,'System Hourly'!$9:$9)","v":0},{"$f":"LOOKUP($C34,'System Hourly'!$3:$3,'System Hourly'!$10:$10)","v":719.82467381718175},{"$f":"LOOKUP($C34,'System Hourly'!$3:$3,'System Hourly'!$11:$11)","v":5520},{"$f":"LOOKUP($C34,'System Hourly'!$3:$3,'System Hourly'!$12:$12)","v":3900},{"$f":"LOOKUP($C34,'System Hourly'!$3:$3,'System Hourly'!$35:$35)","v":0},{"$f":"LOOKUP($C34,'System Hourly'!$3:$3,'System Hourly'!$54:$54)","v":0},{"$f":"LOOKUP($C34,'System Hourly'!$3:$3,'System Hourly'!$54:$54)","v":0},{"$f":"LOOKUP($C34,'System Hourly'!$3:$3,'System Hourly'!$58:$58)","v":0},{"$f":"LOOKUP($C34,'System Hourly'!$3:$3,'System Hourly'!$52:$52)","v":0},0,{"$f":"LOOKUP($C34,'System Hourly'!$3:$3,'System Hourly'!$54:$54)","v":0},{"$f":"LOOKUP($C34,'System Hourly'!$3:$3,'System Hourly'!$61:$61)","v":0}]
[null,32,"2018-05-02T07:00:00",{"$f":"LOOKUP(C35,'System Hourly'!$3:$3,'System Hourly'!$9:$9)","v":0},{"$f":"LOOKUP($C35,'System Hourly'!$3:$3,'System Hourly'!$10:$10)","v":719.82467381718175},{"$f":"LOOKUP($C35,'System Hourly'!$3:$3,'System Hourly'!$11:$11)","v":5520},{"$f":"LOOKUP($C35,'System Hourly'!$3:$3,'System Hourly'!$12:$12)","v":3900},{"$f":"LOOKUP($C35,'System Hourly'!$3:$3,'System Hourly'!$35:$35)","v":0},{"$f":"LOOKUP($C35,'System Hourly'!$3:$3,'System Hourly'!$54:$54)","v":0},{"$f":"LOOKUP($C35,'System Hourly'!$3:$3,'System Hourly'!$54:$54)","v":0},{"$f":"LOOKUP($C35,'System Hourly'!$3:$3,'System Hourly'!$58:$58)","v":0},{"$f":"LOOKUP($C35,'System Hourly'!$3:$3,'System Hourly'!$52:$52)","v":0},0,{"$f":"LOOKUP($C35,'System Hourly'!$3:$3,'System Hourly'!$54:$54)","v":0},{"$f":"LOOKUP($C35,'System Hourly'!$3:$3,'System Hourly'!$61:$61)","v":0}]
[null,33,"2018-05-02T08:00:00",{"$f":"LOOKUP(C36,'System Hourly'!$3:$3,'System Hourly'!$9:$9)","v":0},{"$f":"LOOKUP($C36,'System Hourly'!$3:$3,'System Hourly'!$10:$10)","v":719.82467381718175},{"$f":"LOOKUP($C36,'System Hourly'!$3:$3,'System Hourly'!$11:$11)","v":5520},{"$f":"LOOKUP($C36,'System Hourly'!$3:$3,'System Hourly'!$12:$12)","v":3900},{"$f":"LOOKUP($C36,'System Hourly'!$3:$3,'System Hourly'!$35:$35)","v":0},{"$f":"LOOKUP($C36,'System Hourly'!$3:$3,'System Hourly'!$54:$54)","v":0},{"$f":"LOOKUP($C36,'System Hourly'!$3:$3,'System Hourly'!$54:$54)","v":0},{"$f":"LOOKUP($C36,'System Hourly'!$3:$3,'System Hourly'!$58:$58)","v":0},{"$f":"LOOKUP($C36,'System Hourly'!$3:$3,'System Hourly'!$52:$52)","v":0},0,{"$f":"LOOKUP($C36,'System Hourly'!$3:$3,'System Hourly'!$54:$54)","v":0},{"$f":"LOOKUP($C36,'System Hourly'!$3:$3,'System Hourly'!$61:$61)","v":0}]
[null,34,"2018-05-02T09:00:00",{"$f":"LOOKUP(C37,'System Hourly'!$3:$3,'System Hourly'!$9:$9)","v":0},{"$f":"LOOKUP($C37,'System Hourly'!$3:$3,'System Hourly'!$10:$10)","v":719.82467381718175},{"$f":"LOOKUP($C37,'System Hourly'!$3:$3,'System Hourly'!$11:$11)","v":5520},{"$f":"LOOKUP($C37,'System Hourly'!$3:$3,'System Hourly'!$12:$12)","v":3900},{"$f":"LOOKUP($C37,'System Hourly'!$3:$3,'System Hourly'!$35:$35)","v":0},{"$f":"LOOKUP($C37,'System Hourly'!$3:$3,'System Hourly'!$54:$54)","v":0},{"$f":"LOOKUP($C37,'System Hourly'!$3:$3,'System Hourly'!$54:$54)","v":0},{"$f":"LOOKUP($C37,'System Hourly'!$3:$3,'System Hourly'!$58:$58)","v":0},{"$f":"LOOKUP($C37,'System Hourly'!$3:$3,'System Hourly'!$52:$52)","v":0},0,{"$f":"LOOKUP($C37,'System Hourly'!$3:$3,'System Hourly'!$54:$54)","v":0},{"$f":"LOOKUP($C37,'System Hourly'!$3:$3,'System Hourly'!$61:$61)","v":0}]
[null,35,"2018-05-02T10:00:00",{"$f":"LOOKUP(C38,'System Hourly'!$3:$3,'System Hourly'!$9:$9)","v":0},{"$f":"LOOKUP($C38,'System Hourly'!$3:$3,'System Hourly'!$10:$10)","v":719.82467381718175},{"$f":"LOOKUP($C38,'System Hourly'!$3:$3,'System Hourly'!$11:$11)","v":5520},{"$f":"LOOKUP($C38,'System Hourly'!$3:$3,'System Hourly'!$12:$12)","v":3900},{"$f":"LOOKUP($C38,'System Hourly'!$3:$3,'System Hourly'!$35:$35)","v":0},{"$f":"LOOKUP($C38,'System Hourly'!$3:$3,'System Hourly'!$54:$54)","v":0},{"$f":"LOOKUP($C38,'System Hourly'!$3:$3,'System Hourly'!$54:$54)","v":0},{"$f":"LOOKUP($C38,'System Hourly'!$3:$3,'System Hourly'!$58:$58)","v":0},{"$f":"LOOKUP($C38,'System Hourly'!$3:$3,'System Hourly'!$52:$52)","v":0},0,{"$f":"LOOKUP($C38,'System Hourly'!$3:$3,'System Hourly'!$54:$54)","v":0},{"$f":"LOOKUP($C38,'System Hourly'!$3:$3,'System Hourly'!$61:$61)","v":0}]
[null,36,"2018-05-02T11:00:00",{"$f":"LOOKUP(C39,'System Hourly'!$3:$3,'System Hourly'!$9:$9)","v":0},{"$f":"LOOKUP($C39,'System Hourly'!$3:$3,'System Hourly'!$10:$10)","v":719.82467381718175},{"$f":"LOOKUP($C39,'System Hourly'!$3:$3,'System Hourly'!$11:$11)","v":5520},{"$f":"LOOKUP($C39,'System Hourly'!$3:$3,'System Hourly'!$12:$12)","v":3900},{"$f":"LOOKUP($C39,'System Hourly'!$3:$3,'System Hourly'!$35:$35)","v":0},{"$f":"LOOKUP($C39,'System Hourly'!$3:$3,'System Hourly'!$54:$54)","v":0},{"$f":"LOOKUP($C39,'System Hourly'!$3:$3,'System Hourly'!$54:$54)","v":0},{"$f":"LOOKUP($C39,'System Hourly'!$3:$3,'System Hourly'!$58:$58)","v":0},{"$f":"LOOKUP($C39,'System Hourly'!$3:$3,'System Hourly'!$52:$52)","v":0},0,{"$f":"LOOKUP($C39,'System Hourly'!$3:$3,'System Hourly'!$54:$54)","v":0},{"$f":"LOOKUP($C39,'System Hourly'!$3:$3,'System Hourly'!$61:$61)","v":0}]
[null,37,"2018-05-02T12:00:00",{"$f":"LOOKUP(C40,'System Hourly'!$3:$3,'System Hourly'!$9:$9)","v":0},{"$f":"LOOKUP($C40,'System Hourly'!$3:$3,'System Hourly'!$10:$10)","v":719.82467381718175},{"$f":"LOOKUP($C40,'System Hourly'!$3:$3,'System Hourly'!$11:$11)","v":5520},{"$f":"LOOKUP($C40,'System Hourly'!$3:$3,'System Hourly'!$12:$12)","v":3900},{"$f":"LOOKUP($C40,'System Hourly'!$3:$3,'System Hourly'!$35:$35)","v":0},{"$f":"LOOKUP($C40,'System Hourly'!$3:$3,'System Hourly'!$54:$54)","v":0},{"$f":"LOOKUP($C40,'System Hourly'!$3:$3,'System Hourly'!$54:$54)","v":0},{"$f":"LOOKUP($C40,'System Hourly'!$3:$3,'System Hourly'!$58:$58)","v":0},{"$f":"LOOKUP($C40,'System Hourly'!$3:$3,'System Hourly'!$52:$52)","v":0},0,{"$f":"LOOKUP($C40,'System Hourly'!$3:$3,'System Hourly'!$54:$54)","v":0},{"$f":"LOOKUP($C40,'System Hourly'!$3:$3,'System Hourly'!$61:$61)","v":0}]
[null,38,"2018-05-02T13:00:00",{"$f":"LOOKUP(C41,'System Hourly'!$3:$3,'System Hourly'!$9:$9)","v":0},{"$f":"LOOKUP($C41,'System Hourly'!$3:$3,'System Hourly'!$10:$10)","v":719.82467381718175},{"$f":"LOOKUP($C41,'System Hourly'!$3:$3,'System Hourly'!$11:$11)","v":5520},{"$f":"LOOKUP($C41,'System Hourly'!$3:$3,'System Hourly'!$12:$12)","v":3900},{"$f":"LOOKUP($C41,'System Hourly'!$3:$3,'System Hourly'!$35:$35)","v":0},{"$f":"LOOKUP($C41,'System Hourly'!$3:$3,'System Hourly'!$54:$54)","v":0},{"$f":"LOOKUP($C41,'System Hourly'!$3:$3,'System Hourly'!$54:$54)","v":0},{"$f":"LOOKUP($C41,'System Hourly'!$3:$3,'System Hourly'!$58:$58)","v":0},{"$f":"LOOKUP($C41,'System Hourly'!$3:$3,'System Hourly'!$52:$52)","v":0},0,{"$f":"LOOKUP($C41,'System Hourly'!$3:$3,'System Hourly'!$54:$54)","v":0},{"$f":"LOOKUP($C41,'System Hourly'!$3:$3,'System Hourly'!$61:$61)","v":0}]
[null,39,"2018-05-02T14:00:00",{"$f":"LOOKUP(C42,'System Hourly'!$3:$3,'System Hourly'!$9:$9)","v":0},{"$f":"LOOKUP($C42,'System Hourly'!$3:$3,'System Hourly'!$10:$10)","v":719.82467381718175},{"$f":"LOOKUP($C42,'System Hourly'!$3:$3,'System Hourly'!$11:$11)","v":5520},{"$f":"LOOKUP($C42,'System Hourly'!$3:$3,'System Hourly'!$12:$12)","v":3900},{"$f":"LOOKUP($C42,'System Hourly'!$3:$3,'System Hourly'!$35:$35)","v":0},{"$f":"LOOKUP($C42,'System Hourly'!$3:$3,'System Hourly'!$54:$54)","v":0},{"$f":"LOOKUP($C42,'System Hourly'!$3:$3,'System Hourly'!$54:$54)","v":0},{"$f":"LOOKUP($C42,'System Hourly'!$3:$3,'System Hourly'!$58:$58)","v":0},{"$f":"LOOKUP($C42,'System Hourly'!$3:$3,'System Hourly'!$52:$52)","v":0},0,{"$f":"LOOKUP($C42,'System Hourly'!$3:$3,'System Hourly'!$54:$54)","v":0},{"$f":"LOOKUP($C42,'System Hourly'!$3:$3,'System Hourly'!$61:$61)","v":0}]
[null,40,"2018-05-02T15:00:00",{"$f":"LOOKUP(C43,'System Hourly'!$3:$3,'System Hourly'!$9:$9)","v":0},{"$f":"LOOKUP($C43,'System Hourly'!$3:$3,'System Hourly'!$10:$10)","v":719.82467381718175},{"$f":"LOOKUP($C43,'System Hourly'!$3:$3,'System Hourly'!$11:$11)","v":5520},{"$f":"LOOKUP($C43,'System Hourly'!$3:$3,'System Hourly'!$12:$12)","v":3900},{"$f":"LOOKUP($C43,'System Hourly'!$3:$3,'System Hourly'!$35:$35)","v":0},{"$f":"LOOKUP($C43,'System Hourly'!$3:$3,'System Hourly'!$54:$54)","v":0},{"$f":"LOOKUP($C43,'System Hourly'!$3:$3,'System Hourly'!$54:$54)","v":0},{"$f":"LOOKUP($C43,'System Hourly'!$3:$3,'System Hourly'!$58:$58)","v":0},{"$f":"LOOKUP($C43,'System Hourly'!$3:$3,'System Hourly'!$52:$52)","v":0},0,{"$f":"LOOKUP($C43,'System Hourly'!$3:$3,'System Hourly'!$54:$54)","v":0},{"$f":"LOOKUP($C43,'System Hourly'!$3:$3,'System Hourly'!$61:$61)","v":0}]
[null,41,"2018-05-02T16:00:00",{"$f":"LOOKUP(C44,'System Hourly'!$3:$3,'System Hourly'!$9:$9)","v":0},{"$f":"LOOKUP($C44,'System Hourly'!$3:$3,'System Hourly'!$10:$10)","v":719.82467381718175},{"$f":"LOOKUP($C44,'System Hourly'!$3:$3,'System Hourly'!$11:$11)","v":5520},{"$f":"LOOKUP($C44,'System Hourly'!$3:$3,'System Hourly'!$12:$12)","v":3900},{"$f":"LOOKUP($C44,'System Hourly'!$3:$3,'System Hourly'!$35:$35)","v":0},{"$f":"LOOKUP($C44,'System Hourly'!$3:$3,'System Hourly'!$54:$54)","v":0},{"$f":"LOOKUP($C44,'System Hourly'!$3:$3,'System Hourly'!$54:$54)","v":0},{"$f":"LOOKUP($C44,'System Hourly'!$3:$3,'System Hourly'!$58:$58)","v":0},{"$f":"LOOKUP($C44,'System Hourly'!$3:$3,'System Hourly'!$52:$52)","v":0},0,{"$f":"LOOKUP($C44,'System Hourly'!$3:$3,'System Hourly'!$54:$54)","v":0},{"$f":"LOOKUP($C44,'System Hourly'!$3:$3,'System Hourly'!$61:$61)","v":0}]
[null,42,"2018-05-02T17:00:00",{"$f":"LOOKUP(C45,'System Hourly'!$3:$3,'System Hourly'!$9:$9)","v":0},{"$f":"LOOKUP($C45,'System Hourly'!$3:$3,'System Hourly'!$10:$10)","v":719.82467381718175},{"$f":"LOOKUP($C45,'System Hourly'!$3:$3,'System Hourly'!$11:$11)","v":5520},{"$f":"LOOKUP($C45,'System Hourly'!$3:$3,'System Hourly'!$12:$12)","v":3900},{"$f":"LOOKUP($C45,'System Hourly'!$3:$3,'System Hourly'!$35:$35)","v":0},{"$f":"LOOKUP($C45,'System Hourly'!$3:$3,'System Hourly'!$54:$54)","v":0},{"$f":"LOOKUP($C45,'System Hourly'!$3:$3,'System Hourly'!$54:$54)","v":0},{"$f":"LOOKUP($C45,'System Hourly'!$3:$3,'System Hourly'!$58:$58)","v":0},{"$f":"LOOKUP($C45,'System Hourly'!$3:$3,'System Hourly'!$52:$52)","v":0},0,{"$f":"LOOKUP($C45,'System Hourly'!$3:$3,'System Hourly'!$54:$54)","v":0},{"$f":"LOOKUP($C45,'System Hourly'!$3:$3,'System Hourly'!$61:$61)","v":0}]
[null,43,"2018-05-02T18:00:00",{"$f":"LOOKUP(C46,'System Hourly'!$3:$3,'System Hourly'!$9:$9)","v":0},{"$f":"LOOKUP($C46,'System Hourly'!$3:$3,'System Hourly'!$10:$10)","v":719.82467381718175},{"$f":"LOOKUP($C46,'System Hourly'!$3:$3,'System Hourly'!$11:$11)","v":5520},{"$f":"LOOKUP($C46,'System Hourly'!$3:$3,'System Hourly'!$12:$12)","v":3900},{"$f":"LOOKUP($C46,'System Hourly'!$3:$3,'System Hourly'!$35:$35)","v":0},{"$f":"LOOKUP($C46,'System Hourly'!$3:$3,'System Hourly'!$54:$54)","v":0},{"$f":"LOOKUP($C46,'System Hourly'!$3:$3,'System Hourly'!$54:$54)","v":0},{"$f":"LOOKUP($C46,'System Hourly'!$3:$3,'System Hourly'!$58:$58)","v":0},{"$f":"LOOKUP($C46,'System Hourly'!$3:$3,'System Hourly'!$52:$52)","v":0},0,{"$f":"LOOKUP($C46,'System Hourly'!$3:$3,'System Hourly'!$54:$54)","v":0},{"$f":"LOOKUP($C46,'System Hourly'!$3:$3,'System Hourly'!$61:$61)","v":0}]
[null,44,"2018-05-02T19:00:00",{"$f":"LOOKUP(C47,'System Hourly'!$3:$3,'System Hourly'!$9:$9)","v":0},{"$f":"LOOKUP($C47,'System Hourly'!$3:$3,'System Hourly'!$10:$10)","v":719.82467381718175},{"$f":"LOOKUP($C47,'System Hourly'!$3:$3,'System Hourly'!$11:$11)","v":5520},{"$f":"LOOKUP($C47,'System Hourly'!$3:$3,'System Hourly'!$12:$12)","v":3900},{"$f":"LOOKUP($C47,'System Hourly'!$3:$3,'System Hourly'!$35:$35)","v":0},{"$f":"LOOKUP($C47,'System Hourly'!$3:$3,'System Hourly'!$54:$54)","v":0},{"$f":"LOOKUP($C47,'System Hourly'!$3:$3,'System Hourly'!$54:$54)","v":0},{"$f":"LOOKUP($C47,'System Hourly'!$3:$3,'System Hourly'!$58:$58)","v":0},{"$f":"LOOKUP($C47,'System Hourly'!$3:$3,'System Hourly'!$52:$52)","v":0},0,{"$f":"LOOKUP($C47,'System Hourly'!$3:$3,'System Hourly'!$54:$54)","v":0},{"$f":"LOOKUP($C47,'System Hourly'!$3:$3,'System Hourly'!$61:$61)","v":0}]
[null,45,"2018-05-02T20:00:00",{"$f":"LOOKUP(C48,'System Hourly'!$3:$3,'System Hourly'!$9:$9)","v":0},{"$f":"LOOKUP($C48,'System Hourly'!$3:$3,'System Hourly'!$10:$10)","v":719.82467381718175},{"$f":"LOOKUP($C48,'System Hourly'!$3:$3,'System Hourly'!$11:$11)","v":5520},{"$f":"LOOKUP($C48,'System Hourly'!$3:$3,'System Hourly'!$12:$12)","v":3900},{"$f":"LOOKUP($C48,'System Hourly'!$3:$3,'System Hourly'!$35:$35)","v":0},{"$f":"LOOKUP($C48,'System Hourly'!$3:$3,'System Hourly'!$54:$54)","v":0},{"$f":"LOOKUP($C48,'System Hourly'!$3:$3,'System Hourly'!$54:$54)","v":0},{"$f":"LOOKUP($C48,'System Hourly'!$3:$3,'System Hourly'!$58:$58)","v":0},{"$f":"LOOKUP($C48,'System Hourly'!$3:$3,'System Hourly'!$52:$52)","v":0},0,{"$f":"LOOKUP($C48,'System Hourly'!$3:$3,'System Hourly'!$54:$54)","v":0},{"$f":"LOOKUP($C48,'System Hourly'!$3:$3,'System Hourly'!$61:$61)","v":0}]
[null,46,"2018-05-02T21:00:00",{"$f":"LOOKUP(C49,'System Hourly'!$3:$3,'System Hourly'!$9:$9)","v":0},{"$f":"LOOKUP($C49,'System Hourly'!$3:$3,'System Hourly'!$10:$10)","v":719.82467381718175},{"$f":"LOOKUP($C49,'System Hourly'!$3:$3,'System Hourly'!$11:$11)","v":5520},{"$f":"LOOKUP($C49,'System Hourly'!$3:$3,'System Hourly'!$12:$12)","v":3900},{"$f":"LOOKUP($C49,'System Hourly'!$3:$3,'System Hourly'!$35:$35)","v":0},{"$f":"LOOKUP($C49,'System Hourly'!$3:$3,'System Hourly'!$54:$54)","v":0},{"$f":"LOOKUP($C49,'System Hourly'!$3:$3,'System Hourly'!$54:$54)","v":0},{"$f":"LOOKUP($C49,'System Hourly'!$3:$3,'System Hourly'!$58:$58)","v":0},{"$f":"LOOKUP($C49,'System Hourly'!$3:$3,'System Hourly'!$52:$52)","v":0},0,{"$f":"LOOKUP($C49,'System Hourly'!$3:$3,'System Hourly'!$54:$54)","v":0},{"$f":"LOOKUP($C49,'System Hourly'!$3:$3,'System Hourly'!$61:$61)","v":0}]
[null,47,"2018-05-02T22:00:00",{"$f":"LOOKUP(C50,'System Hourly'!$3:$3,'System Hourly'!$9:$9)","v":0},{"$f":"LOOKUP($C50,'System Hourly'!$3:$3,'System Hourly'!$10:$10)","v":719.82467381718175},{"$f":"LOOKUP($C50,'System Hourly'!$3:$3,'System Hourly'!$11:$11)","v":5520},{"$f":"LOOKUP($C50,'System Hourly'!$3:$3,'System Hourly'!$12:$12)","v":3900},{"$f":"LOOKUP($C50,'System Hourly'!$3:$3,'System Hourly'!$35:$35)","v":0},{"$f":"LOOKUP($C50,'System Hourly'!$3:$3,'System Hourly'!$54:$54)","v":0},{"$f":"LOOKUP($C50,'System Hourly'!$3:$3,'System Hourly'!$54:$54)","v":0},{"$f":"LOOKUP($C50,'System Hourly'!$3:$3,'System Hourly'!$58:$58)","v":0},{"$f":"LOOKUP($C50,'System Hourly'!$3:$3,'System Hourly'!$52:$52)","v":0},0,{"$f":"LOOKUP($C50,'System Hourly'!$3:$3,'System Hourly'!$54:$54)","v":0},{"$f":"LOOKUP($C50,'System Hourly'!$3:$3,'System Hourly'!$61:$61)","v":0}]
[null,48,"2018-05-02T23:00:00",{"$f":"LOOKUP(C51,'System Hourly'!$3:$3,'System Hourly'!$9:$9)","v":0},{"$f":"LOOKUP($C51,'System Hourly'!$3:$3,'System Hourly'!$10:$10)","v":719.82467381718175},{"$f":"LOOKUP($C51,'System Hourly'!$3:$3,'System Hourly'!$11:$11)","v":5520},{"$f":"LOOKUP($C51,'System Hourly'!$3:$3,'System Hourly'!$12:$12)","v":3900},{"$f":"LOOKUP($C51,'System Hourly'!$3:$3,'System Hourly'!$35:$35)","v":0},{"$f":"LOOKUP($C51,'System Hourly'!$3:$3,'System Hourly'!$54:$54)","v":0},{"$f":"LOOKUP($C51,'System Hourly'!$3:$3,'System Hourly'!$54:$54)","v":0},{"$f":"LOOKUP($C51,'System Hourly'!$3:$3,'System Hourly'!$58:$58)","v":0},{"$f":"LOOKUP($C51,'System Hourly'!$3:$3,'System Hourly'!$52:$52)","v":0},0,{"$f":"LOOKUP($C51,'System Hourly'!$3:$3,'System Hourly'!$54:$54)","v":0},{"$f":"LOOKUP($C51,'System Hourly'!$3:$3,'System Hourly'!$61:$61)","v":0}]
[null,49,"2018-05-03",{"$f":"LOOKUP(C52,'System Hourly'!$3:$3,'System Hourly'!$9:$9)","v":0},{"$f":"LOOKUP($C52,'System Hourly'!$3:$3,'System Hourly'!$10:$10)","v":719.82467381718175},{"$f":"LOOKUP($C52,'System Hourly'!$3:$3,'System Hourly'!$11:$11)","v":5520},{"$f":"LOOKUP($C52,'System Hourly'!$3:$3,'System Hourly'!$12:$12)","v":3900},{"$f":"LOOKUP($C52,'System Hourly'!$3:$3,'System Hourly'!$35:$35)","v":0},{"$f":"LOOKUP($C52,'System Hourly'!$3:$3,'System Hourly'!$54:$54)","v":0},{"$f":"LOOKUP($C52,'System Hourly'!$3:$3,'System Hourly'!$54:$54)","v":0},{"$f":"LOOKUP($C52,'System Hourly'!$3:$3,'System Hourly'!$58:$58)","v":0},{"$f":"LOOKUP($C52,'System Hourly'!$3:$3,'System Hourly'!$52:$52)","v":0},0,{"$f":"LOOKUP($C52,'System Hourly'!$3:$3,'System Hourly'!$54:$54)","v":0},{"$f":"LOOKUP($C52,'System Hourly'!$3:$3,'System Hourly'!$61:$61)","v":0}]
[null,50,"2018-05-03T01:00:00",{"$f":"LOOKUP(C53,'System Hourly'!$3:$3,'System Hourly'!$9:$9)","v":0},{"$f":"LOOKUP($C53,'System Hourly'!$3:$3,'System Hourly'!$10:$10)","v":719.82467381718175},{"$f":"LOOKUP($C53,'System Hourly'!$3:$3,'System Hourly'!$11:$11)","v":5520},{"$f":"LOOKUP($C53,'System Hourly'!$3:$3,'System Hourly'!$12:$12)","v":3900},{"$f":"LOOKUP($C53,'System Hourly'!$3:$3,'System Hourly'!$35:$35)","v":0},{"$f":"LOOKUP($C53,'System Hourly'!$3:$3,'System Hourly'!$54:$54)","v":0},{"$f":"LOOKUP($C53,'System Hourly'!$3:$3,'System Hourly'!$54:$54)","v":0},{"$f":"LOOKUP($C53,'System Hourly'!$3:$3,'System Hourly'!$58:$58)","v":0},{"$f":"LOOKUP($C53,'System Hourly'!$3:$3,'System Hourly'!$52:$52)","v":0},0,{"$f":"LOOKUP($C53,'System Hourly'!$3:$3,'System Hourly'!$54:$54)","v":0},{"$f":"LOOKUP($C53,'System Hourly'!$3:$3,'System Hourly'!$61:$61)","v":0}]
[null,51,"2018-05-03T02:00:00",{"$f":"LOOKUP(C54,'System Hourly'!$3:$3,'System Hourly'!$9:$9)","v":0},{"$f":"LOOKUP($C54,'System Hourly'!$3:$3,'System Hourly'!$10:$10)","v":719.82467381718175},{"$f":"LOOKUP($C54,'System Hourly'!$3:$3,'System Hourly'!$11:$11)","v":5520},{"$f":"LOOKUP($C54,'System Hourly'!$3:$3,'System Hourly'!$12:$12)","v":3900},{"$f":"LOOKUP($C54,'System Hourly'!$3:$3,'System Hourly'!$35:$35)","v":0},{"$f":"LOOKUP($C54,'System Hourly'!$3:$3,'System Hourly'!$54:$54)","v":0},{"$f":"LOOKUP($C54,'System Hourly'!$3:$3,'System Hourly'!$54:$54)","v":0},{"$f":"LOOKUP($C54,'System Hourly'!$3:$3,'System Hourly'!$58:$58)","v":0},{"$f":"LOOKUP($C54,'System Hourly'!$3:$3,'System Hourly'!$52:$52)","v":0},0,{"$f":"LOOKUP($C54,'System Hourly'!$3:$3,'System Hourly'!$54:$54)","v":0},{"$f":"LOOKUP($C54,'System Hourly'!$3:$3,'System Hourly'!$61:$61)","v":0}]
[null,52,"2018-05-03T03:00:00",{"$f":"LOOKUP(C55,'System Hourly'!$3:$3,'System Hourly'!$9:$9)","v":0},{"$f":"LOOKUP($C55,'System Hourly'!$3:$3,'System Hourly'!$10:$10)","v":719.82467381718175},{"$f":"LOOKUP($C55,'System Hourly'!$3:$3,'System Hourly'!$11:$11)","v":5520},{"$f":"LOOKUP($C55,'System Hourly'!$3:$3,'System Hourly'!$12:$12)","v":3900},{"$f":"LOOKUP($C55,'System Hourly'!$3:$3,'System Hourly'!$35:$35)","v":0},{"$f":"LOOKUP($C55,'System Hourly'!$3:$3,'System Hourly'!$54:$54)","v":0},{"$f":"LOOKUP($C55,'System Hourly'!$3:$3,'System Hourly'!$54:$54)","v":0},{"$f":"LOOKUP($C55,'System Hourly'!$3:$3,'System Hourly'!$58:$58)","v":0},{"$f":"LOOKUP($C55,'System Hourly'!$3:$3,'System Hourly'!$52:$52)","v":0},0,{"$f":"LOOKUP($C55,'System Hourly'!$3:$3,'System Hourly'!$54:$54)","v":0},{"$f":"LOOKUP($C55,'System Hourly'!$3:$3,'System Hourly'!$61:$61)","v":0}]
[null,53,"2018-05-03T04:00:00",{"$f":"LOOKUP(C56,'System Hourly'!$3:$3,'System Hourly'!$9:$9)","v":0},{"$f":"LOOKUP($C56,'System Hourly'!$3:$3,'System Hourly'!$10:$10)","v":719.82467381718175},{"$f":"LOOKUP($C56,'System Hourly'!$3:$3,'System Hourly'!$11:$11)","v":5520},{"$f":"LOOKUP($C56,'System Hourly'!$3:$3,'System Hourly'!$12:$12)","v":3900},{"$f":"LOOKUP($C56,'System Hourly'!$3:$3,'System Hourly'!$35:$35)","v":0},{"$f":"LOOKUP($C56,'System Hourly'!$3:$3,'System Hourly'!$54:$54)","v":0},{"$f":"LOOKUP($C56,'System Hourly'!$3:$3,'System Hourly'!$54:$54)","v":0},{"$f":"LOOKUP($C56,'System Hourly'!$3:$3,'System Hourly'!$58:$58)","v":0},{"$f":"LOOKUP($C56,'System Hourly'!$3:$3,'System Hourly'!$52:$52)","v":0},0,{"$f":"LOOKUP($C56,'System Hourly'!$3:$3,'System Hourly'!$54:$54)","v":0},{"$f":"LOOKUP($C56,'System Hourly'!$3:$3,'System Hourly'!$61:$61)","v":0}]
[null,54,"2018-05-03T05:00:00",{"$f":"LOOKUP(C57,'System Hourly'!$3:$3,'System Hourly'!$9:$9)","v":0},{"$f":"LOOKUP($C57,'System Hourly'!$3:$3,'System Hourly'!$10:$10)","v":719.82467381718175},{"$f":"LOOKUP($C57,'System Hourly'!$3:$3,'System Hourly'!$11:$11)","v":5520},{"$f":"LOOKUP($C57,'System Hourly'!$3:$3,'System Hourly'!$12:$12)","v":3900},{"$f":"LOOKUP($C57,'System Hourly'!$3:$3,'System Hourly'!$35:$35)","v":0},{"$f":"LOOKUP($C57,'System Hourly'!$3:$3,'System Hourly'!$54:$54)","v":0},{"$f":"LOOKUP($C57,'System Hourly'!$3:$3,'System Hourly'!$54:$54)","v":0},{"$f":"LOOKUP($C57,'System Hourly'!$3:$3,'System Hourly'!$58:$58)","v":0},{"$f":"LOOKUP($C57,'System Hourly'!$3:$3,'System Hourly'!$52:$52)","v":0},0,{"$f":"LOOKUP($C57,'System Hourly'!$3:$3,'System Hourly'!$54:$54)","v":0},{"$f":"LOOKUP($C57,'System Hourly'!$3:$3,'System Hourly'!$61:$61)","v":0}]
[null,55,"2018-05-03T06:00:00",{"$f":"LOOKUP(C58,'System Hourly'!$3:$3,'System Hourly'!$9:$9)","v":0},{"$f":"LOOKUP($C58,'System Hourly'!$3:$3,'System Hourly'!$10:$10)","v":719.82467381718175},{"$f":"LOOKUP($C58,'System Hourly'!$3:$3,'System Hourly'!$11:$11)","v":5520},{"$f":"LOOKUP($C58,'System Hourly'!$3:$3,'System Hourly'!$12:$12)","v":3900},{"$f":"LOOKUP($C58,'System Hourly'!$3:$3,'System Hourly'!$35:$35)","v":0},{"$f":"LOOKUP($C58,'System Hourly'!$3:$3,'System Hourly'!$54:$54)","v":0},{"$f":"LOOKUP($C58,'System Hourly'!$3:$3,'System Hourly'!$54:$54)","v":0},{"$f":"LOOKUP($C58,'System Hourly'!$3:$3,'System Hourly'!$58:$58)","v":0},{"$f":"LOOKUP($C58,'System Hourly'!$3:$3,'System Hourly'!$52:$52)","v":0},0,{"$f":"LOOKUP($C58,'System Hourly'!$3:$3,'System Hourly'!$54:$54)","v":0},{"$f":"LOOKUP($C58,'System Hourly'!$3:$3,'System Hourly'!$61:$61)","v":0}]
[null,56,"2018-05-03T07:00:00",{"$f":"LOOKUP(C59,'System Hourly'!$3:$3,'System Hourly'!$9:$9)","v":0},{"$f":"LOOKUP($C59,'System Hourly'!$3:$3,'System Hourly'!$10:$10)","v":719.82467381718175},{"$f":"LOOKUP($C59,'System Hourly'!$3:$3,'System Hourly'!$11:$11)","v":5520},{"$f":"LOOKUP($C59,'System Hourly'!$3:$3,'System Hourly'!$12:$12)","v":3900},{"$f":"LOOKUP($C59,'System Hourly'!$3:$3,'System Hourly'!$35:$35)","v":0},{"$f":"LOOKUP($C59,'System Hourly'!$3:$3,'System Hourly'!$54:$54)","v":0},{"$f":"LOOKUP($C59,'System Hourly'!$3:$3,'System Hourly'!$54:$54)","v":0},{"$f":"LOOKUP($C59,'System Hourly'!$3:$3,'System Hourly'!$58:$58)","v":0},{"$f":"LOOKUP($C59,'System Hourly'!$3:$3,'System Hourly'!$52:$52)","v":0},0,{"$f":"LOOKUP($C59,'System Hourly'!$3:$3,'System Hourly'!$54:$54)","v":0},{"$f":"LOOKUP($C59,'System Hourly'!$3:$3,'System Hourly'!$61:$61)","v":0}]
[null,57,"2018-05-03T08:00:00",{"$f":"LOOKUP(C60,'System Hourly'!$3:$3,'System Hourly'!$9:$9)","v":0},{"$f":"LOOKUP($C60,'System Hourly'!$3:$3,'System Hourly'!$10:$10)","v":719.82467381718175},{"$f":"LOOKUP($C60,'System Hourly'!$3:$3,'System Hourly'!$11:$11)","v":5520},{"$f":"LOOKUP($C60,'System Hourly'!$3:$3,'System Hourly'!$12:$12)","v":3900},{"$f":"LOOKUP($C60,'System Hourly'!$3:$3,'System Hourly'!$35:$35)","v":0},{"$f":"LOOKUP($C60,'System Hourly'!$3:$3,'System Hourly'!$54:$54)","v":0},{"$f":"LOOKUP($C60,'System Hourly'!$3:$3,'System Hourly'!$54:$54)","v":0},{"$f":"LOOKUP($C60,'System Hourly'!$3:$3,'System Hourly'!$58:$58)","v":0},{"$f":"LOOKUP($C60,'System Hourly'!$3:$3,'System Hourly'!$52:$52)","v":0},0,{"$f":"LOOKUP($C60,'System Hourly'!$3:$3,'System Hourly'!$54:$54)","v":0},{"$f":"LOOKUP($C60,'System Hourly'!$3:$3,'System Hourly'!$61:$61)","v":0}]
[null,58,"2018-05-03T09:00:00",{"$f":"LOOKUP(C61,'System Hourly'!$3:$3,'System Hourly'!$9:$9)","v":0},{"$f":"LOOKUP($C61,'System Hourly'!$3:$3,'System Hourly'!$10:$10)","v":719.82467381718175},{"$f":"LOOKUP($C61,'System Hourly'!$3:$3,'System Hourly'!$11:$11)","v":5520},{"$f":"LOOKUP($C61,'System Hourly'!$3:$3,'System Hourly'!$12:$12)","v":3900},{"$f":"LOOKUP($C61,'System Hourly'!$3:$3,'System Hourly'!$35:$35)","v":0},{"$f":"LOOKUP($C61,'System Hourly'!$3:$3,'System Hourly'!$54:$54)","v":0},{"$f":"LOOKUP($C61,'System Hourly'!$3:$3,'System Hourly'!$54:$54)","v":0},{"$f":"LOOKUP($C61,'System Hourly'!$3:$3,'System Hourly'!$58:$58)","v":0},{"$f":"LOOKUP($C61,'System Hourly'!$3:$3,'System Hourly'!$52:$52)","v":0},0,{"$f":"LOOKUP($C61,'System Hourly'!$3:$3,'System Hourly'!$54:$54)","v":0},{"$f":"LOOKUP($C61,'System Hourly'!$3:$3,'System Hourly'!$61:$61)","v":0}]
[null,59,"2018-05-03T10:00:00",{"$f":"LOOKUP(C62,'System Hourly'!$3:$3,'System Hourly'!$9:$9)","v":0},{"$f":"LOOKUP($C62,'System Hourly'!$3:$3,'System Hourly'!$10:$10)","v":719.82467381718175},{"$f":"LOOKUP($C62,'System Hourly'!$3:$3,'System Hourly'!$11:$11)","v":5520},{"$f":"LOOKUP($C62,'System Hourly'!$3:$3,'System Hourly'!$12:$12)","v":3900},{"$f":"LOOKUP($C62,'System Hourly'!$3:$3,'System Hourly'!$35:$35)","v":0},{"$f":"LOOKUP($C62,'System Hourly'!$3:$3,'System Hourly'!$54:$54)","v":0},{"$f":"LOOKUP($C62,'System Hourly'!$3:$3,'System Hourly'!$54:$54)","v":0},{"$f":"LOOKUP($C62,'System Hourly'!$3:$3,'System Hourly'!$58:$58)","v":0},{"$f":"LOOKUP($C62,'System Hourly'!$3:$3,'System Hourly'!$52:$52)","v":0},0,{"$f":"LOOKUP($C62,'System Hourly'!$3:$3,'System Hourly'!$54:$54)","v":0},{"$f":"LOOKUP($C62,'System Hourly'!$3:$3,'System Hourly'!$61:$61)","v":0}]
[null,60,"2018-05-03T11:00:00",{"$f":"LOOKUP(C63,'System Hourly'!$3:$3,'System Hourly'!$9:$9)","v":0},{"$f":"LOOKUP($C63,'System Hourly'!$3:$3,'System Hourly'!$10:$10)","v":719.82467381718175},{"$f":"LOOKUP($C63,'System Hourly'!$3:$3,'System Hourly'!$11:$11)","v":5520},{"$f":"LOOKUP($C63,'System Hourly'!$3:$3,'System Hourly'!$12:$12)","v":3900},{"$f":"LOOKUP($C63,'System Hourly'!$3:$3,'System Hourly'!$35:$35)","v":0},{"$f":"LOOKUP($C63,'System Hourly'!$3:$3,'System Hourly'!$54:$54)","v":0},{"$f":"LOOKUP($C63,'System Hourly'!$3:$3,'System Hourly'!$54:$54)","v":0},{"$f":"LOOKUP($C63,'System Hourly'!$3:$3,'System Hourly'!$58:$58)","v":0},{"$f":"LOOKUP($C63,'System Hourly'!$3:$3,'System Hourly'!$52:$52)","v":0},0,{"$f":"LOOKUP($C63,'System Hourly'!$3:$3,'System Hourly'!$54:$54)","v":0},{"$f":"LOOKUP($C63,'System Hourly'!$3:$3,'System Hourly'!$61:$61)","v":0}]
[null,61,"2018-05-03T12:00:00",{"$f":"LOOKUP(C64,'System Hourly'!$3:$3,'System Hourly'!$9:$9)","v":0},{"$f":"LOOKUP($C64,'System Hourly'!$3:$3,'System Hourly'!$10:$10)","v":719.82467381718175},{"$f":"LOOKUP($C64,'System Hourly'!$3:$3,'System Hourly'!$11:$11)","v":5520},{"$f":"LOOKUP($C64,'System Hourly'!$3:$3,'System Hourly'!$12:$12)","v":3900},{"$f":"LOOKUP($C64,'System Hourly'!$3:$3,'System Hourly'!$35:$35)","v":0},{"$f":"LOOKUP($C64,'System Hourly'!$3:$3,'System Hourly'!$54:$54)","v":0},{"$f":"LOOKUP($C64,'System Hourly'!$3:$3,'System Hourly'!$54:$54)","v":0},{"$f":"LOOKUP($C64,'System Hourly'!$3:$3,'System Hourly'!$58:$58)","v":0},{"$f":"LOOKUP($C64,'System Hourly'!$3:$3,'System Hourly'!$52:$52)","v":0},0,{"$f":"LOOKUP($C64,'System Hourly'!$3:$3,'System Hourly'!$54:$54)","v":0},{"$f":"LOOKUP($C64,'System Hourly'!$3:$3,'System Hourly'!$61:$61)","v":0}]
[null,62,"2018-05-03T13:00:00",{"$f":"LOOKUP(C65,'System Hourly'!$3:$3,'System Hourly'!$9:$9)","v":0},{"$f":"LOOKUP($C65,'System Hourly'!$3:$3,'System Hourly'!$10:$10)","v":719.82467381718175},{"$f":"LOOKUP($C65,'System Hourly'!$3:$3,'System Hourly'!$11:$11)","v":5520},{"$f":"LOOKUP($C65,'System Hourly'!$3:$3,'System Hourly'!$12:$12)","v":3900},{"$f":"LOOKUP($C65,'System Hourly'!$3:$3,'System Hourly'!$35:$35)","v":0},{"$f":"LOOKUP($C65,'System Hourly'!$3:$3,'System Hourly'!$54:$54)","v":0},{"$f":"LOOKUP($C65,'System Hourly'!$3:$3,'System Hourly'!$54:$54)","v":0},{"$f":"LOOKUP($C65,'System Hourly'!$3:$3,'System Hourly'!$58:$58)","v":0},{"$f":"LOOKUP($C65,'System Hourly'!$3:$3,'System Hourly'!$52:$52)","v":0},0,{"$f":"LOOKUP($C65,'System Hourly'!$3:$3,'System Hourly'!$54:$54)","v":0},{"$f":"LOOKUP($C65,'System Hourly'!$3:$3,'System Hourly'!$61:$61)","v":0}]
[null,63,"2018-05-03T14:00:00",{"$f":"LOOKUP(C66,'System Hourly'!$3:$3,'System Hourly'!$9:$9)","v":0},{"$f":"LOOKUP($C66,'System Hourly'!$3:$3,'System Hourly'!$10:$10)","v":719.82467381718175},{"$f":"LOOKUP($C66,'System Hourly'!$3:$3,'System Hourly'!$11:$11)","v":5520},{"$f":"LOOKUP($C66,'System Hourly'!$3:$3,'System Hourly'!$12:$12)","v":3900},{"$f":"LOOKUP($C66,'System Hourly'!$3:$3,'System Hourly'!$35:$35)","v":0},{"$f":"LOOKUP($C66,'System Hourly'!$3:$3,'System Hourly'!$54:$54)","v":0},{"$f":"LOOKUP($C66,'System Hourly'!$3:$3,'System Hourly'!$54:$54)","v":0},{"$f":"LOOKUP($C66,'System Hourly'!$3:$3,'System Hourly'!$58:$58)","v":0},{"$f":"LOOKUP($C66,'System Hourly'!$3:$3,'System Hourly'!$52:$52)","v":0},0,{"$f":"LOOKUP($C66,'System Hourly'!$3:$3,'System Hourly'!$54:$54)","v":0},{"$f":"LOOKUP($C66,'System Hourly'!$3:$3,'System Hourly'!$61:$61)","v":0}]
[null,64,"2018-05-03T15:00:00",{"$f":"LOOKUP(C67,'System Hourly'!$3:$3,'System Hourly'!$9:$9)","v":0},{"$f":"LOOKUP($C67,'System Hourly'!$3:$3,'System Hourly'!$10:$10)","v":719.82467381718175},{"$f":"LOOKUP($C67,'System Hourly'!$3:$3,'System Hourly'!$11:$11)","v":5520},{"$f":"LOOKUP($C67,'System Hourly'!$3:$3,'System Hourly'!$12:$12)","v":3900},{"$f":"LOOKUP($C67,'System Hourly'!$3:$3,'System Hourly'!$35:$35)","v":0},{"$f":"LOOKUP($C67,'System Hourly'!$3:$3,'System Hourly'!$54:$54)","v":0},{"$f":"LOOKUP($C67,'System Hourly'!$3:$3,'System Hourly'!$54:$54)","v":0},{"$f":"LOOKUP($C67,'System Hourly'!$3:$3,'System Hourly'!$58:$58)","v":0},{"$f":"LOOKUP($C67,'System Hourly'!$3:$3,'System Hourly'!$52:$52)","v":0},0,{"$f":"LOOKUP($C67,'System Hourly'!$3:$3,'System Hourly'!$54:$54)","v":0},{"$f":"LOOKUP($C67,'System Hourly'!$3:$3,'System Hourly'!$61:$61)","v":0}]
[null,65,"2018-05-03T16:00:00",{"$f":"LOOKUP(C68,'System Hourly'!$3:$3,'System Hourly'!$9:$9)","v":0},{"$f":"LOOKUP($C68,'System Hourly'!$3:$3,'System Hourly'!$10:$10)","v":719.82467381718175},{"$f":"LOOKUP($C68,'System Hourly'!$3:$3,'System Hourly'!$11:$11)","v":5520},{"$f":"LOOKUP($C68,'System Hourly'!$3:$3,'System Hourly'!$12:$12)","v":3900},{"$f":"LOOKUP($C68,'System Hourly'!$3:$3,'System Hourly'!$35:$35)","v":0},{"$f":"LOOKUP($C68,'System Hourly'!$3:$3,'System Hourly'!$54:$54)","v":0},{"$f":"LOOKUP($C68,'System Hourly'!$3:$3,'System Hourly'!$54:$54)","v":0},{"$f":"LOOKUP($C68,'System Hourly'!$3:$3,'System Hourly'!$58:$58)","v":0},{"$f":"LOOKUP($C68,'System Hourly'!$3:$3,'System Hourly'!$52:$52)","v":0},0,{"$f":"LOOKUP($C68,'System Hourly'!$3:$3,'System Hourly'!$54:$54)","v":0},{"$f":"LOOKUP($C68,'System Hourly'!$3:$3,'System Hourly'!$61:$61)","v":0}]
[null,66,"2018-05-03T17:00:00",{"$f":"LOOKUP(C69,'System Hourly'!$3:$3,'System Hourly'!$9:$9)","v":0},{"$f":"LOOKUP($C69,'System Hourly'!$3:$3,'System Hourly'!$10:$10)","v":719.82467381718175},{"$f":"LOOKUP($C69,'System Hourly'!$3:$3,'System Hourly'!$11:$11)","v":5520},{"$f":"LOOKUP($C69,'System Hourly'!$3:$3,'System Hourly'!$12:$12)","v":3900},{"$f":"LOOKUP($C69,'System Hourly'!$3:$3,'System Hourly'!$35:$35)","v":0},{"$f":"LOOKUP($C69,'System Hourly'!$3:$3,'System Hourly'!$54:$54)","v":0},{"$f":"LOOKUP($C69,'System Hourly'!$3:$3,'System Hourly'!$54:$54)","v":0},{"$f":"LOOKUP($C69,'System Hourly'!$3:$3,'System Hourly'!$58:$58)","v":0},{"$f":"LOOKUP($C69,'System Hourly'!$3:$3,'System Hourly'!$52:$52)","v":0},{"$f":"H69","v":0},{"$f":"LOOKUP($C69,'System Hourly'!$3:$3,'System Hourly'!$54:$54)","v":0},{"$f":"LOOKUP($C69,'System Hourly'!$3:$3,'System Hourly'!$61:$61)","v":0}]
[null,67,"2018-05-03T18:00:00",{"$f":"LOOKUP(C70,'System Hourly'!$3:$3,'System Hourly'!$9:$9)","v":0},{"$f":"LOOKUP($C70,'System Hourly'!$3:$3,'System Hourly'!$10:$10)","v":719.82467381718175},{"$f":"LOOKUP($C70,'System Hourly'!$3:$3,'System Hourly'!$11:$11)","v":5520},{"$f":"LOOKUP($C70,'System Hourly'!$3:$3,'System Hourly'!$12:$12)","v":3900},{"$f":"LOOKUP($C70,'System Hourly'!$3:$3,'System Hourly'!$35:$35)","v":0},{"$f":"LOOKUP($C70,'System Hourly'!$3:$3,'System Hourly'!$54:$54)","v":0},{"$f":"LOOKUP($C70,'System Hourly'!$3:$3,'System Hourly'!$54:$54)","v":0},{"$f":"LOOKUP($C70,'System Hourly'!$3:$3,'System Hourly'!$58:$58)","v":0},{"$f":"LOOKUP($C70,'System Hourly'!$3:$3,'System Hourly'!$52:$52)","v":0},0,{"$f":"LOOKUP($C70,'System Hourly'!$3:$3,'System Hourly'!$54:$54)","v":0},{"$f":"LOOKUP($C70,'System Hourly'!$3:$3,'System Hourly'!$61:$61)","v":0}]
[null,68,"2018-05-03T19:00:00",{"$f":"LOOKUP(C71,'System Hourly'!$3:$3,'System Hourly'!$9:$9)","v":0},{"$f":"LOOKUP($C71,'System Hourly'!$3:$3,'System Hourly'!$10:$10)","v":719.82467381718175},{"$f":"LOOKUP($C71,'System Hourly'!$3:$3,'System Hourly'!$11:$11)","v":5520},{"$f":"LOOKUP($C71,'System Hourly'!$3:$3,'System Hourly'!$12:$12)","v":3900},{"$f":"LOOKUP($C71,'System Hourly'!$3:$3,'System Hourly'!$35:$35)","v":0},{"$f":"LOOKUP($C71,'System Hourly'!$3:$3,'System Hourly'!$54:$54)","v":0},{"$f":"LOOKUP($C71,'System Hourly'!$3:$3,'System Hourly'!$54:$54)","v":0},{"$f":"LOOKUP($C71,'System Hourly'!$3:$3,'System Hourly'!$58:$58)","v":0},{"$f":"LOOKUP($C71,'System Hourly'!$3:$3,'System Hourly'!$52:$52)","v":0},0,{"$f":"LOOKUP($C71,'System Hourly'!$3:$3,'System Hourly'!$54:$54)","v":0},{"$f":"LOOKUP($C71,'System Hourly'!$3:$3,'System Hourly'!$61:$61)","v":0}]
[null,69,"2018-05-03T20:00:00",{"$f":"LOOKUP(C72,'System Hourly'!$3:$3,'System Hourly'!$9:$9)","v":0},{"$f":"LOOKUP($C72,'System Hourly'!$3:$3,'System Hourly'!$10:$10)","v":719.82467381718175},{"$f":"LOOKUP($C72,'System Hourly'!$3:$3,'System Hourly'!$11:$11)","v":5520},{"$f":"LOOKUP($C72,'System Hourly'!$3:$3,'System Hourly'!$12:$12)","v":3900},{"$f":"LOOKUP($C72,'System Hourly'!$3:$3,'System Hourly'!$35:$35)","v":0},{"$f":"LOOKUP($C72,'System Hourly'!$3:$3,'System Hourly'!$54:$54)","v":0},{"$f":"LOOKUP($C72,'System Hourly'!$3:$3,'System Hourly'!$54:$54)","v":0},{"$f":"LOOKUP($C72,'System Hourly'!$3:$3,'System Hourly'!$58:$58)","v":0},{"$f":"LOOKUP($C72,'System Hourly'!$3:$3,'System Hourly'!$52:$52)","v":0},0,{"$f":"LOOKUP($C72,'System Hourly'!$3:$3,'System Hourly'!$54:$54)","v":0},{"$f":"LOOKUP($C72,'System Hourly'!$3:$3,'System Hourly'!$61:$61)","v":0}]
[null,70,"2018-05-03T21:00:00",{"$f":"LOOKUP(C73,'System Hourly'!$3:$3,'System Hourly'!$9:$9)","v":0},{"$f":"LOOKUP($C73,'System Hourly'!$3:$3,'System Hourly'!$10:$10)","v":719.82467381718175},{"$f":"LOOKUP($C73,'System Hourly'!$3:$3,'System Hourly'!$11:$11)","v":5520},{"$f":"LOOKUP($C73,'System Hourly'!$3:$3,'System Hourly'!$12:$12)","v":3900},{"$f":"LOOKUP($C73,'System Hourly'!$3:$3,'System Hourly'!$35:$35)","v":0},{"$f":"LOOKUP($C73,'System Hourly'!$3:$3,'System Hourly'!$54:$54)","v":0},{"$f":"LOOKUP($C73,'System Hourly'!$3:$3,'System Hourly'!$54:$54)","v":0},{"$f":"LOOKUP($C73,'System Hourly'!$3:$3,'System Hourly'!$58:$58)","v":0},{"$f":"LOOKUP($C73,'System Hourly'!$3:$3,'System Hourly'!$52:$52)","v":0},0,{"$f":"LOOKUP($C73,'System Hourly'!$3:$3,'System Hourly'!$54:$54)","v":0},{"$f":"LOOKUP($C73,'System Hourly'!$3:$3,'System Hourly'!$61:$61)","v":0}]
[null,71,"2018-05-03T22:00:00",{"$f":"LOOKUP(C74,'System Hourly'!$3:$3,'System Hourly'!$9:$9)","v":0},{"$f":"LOOKUP($C74,'System Hourly'!$3:$3,'System Hourly'!$10:$10)","v":719.82467381718175},{"$f":"LOOKUP($C74,'System Hourly'!$3:$3,'System Hourly'!$11:$11)","v":5520},{"$f":"LOOKUP($C74,'System Hourly'!$3:$3,'System Hourly'!$12:$12)","v":3900},{"$f":"LOOKUP($C74,'System Hourly'!$3:$3,'System Hourly'!$35:$35)","v":0},{"$f":"LOOKUP($C74,'System Hourly'!$3:$3,'System Hourly'!$54:$54)","v":0},{"$f":"LOOKUP($C74,'System Hourly'!$3:$3,'System Hourly'!$54:$54)","v":0},{"$f":"LOOKUP($C74,'System Hourly'!$3:$3,'System Hourly'!$58:$58)","v":0},{"$f":"LOOKUP($C74,'System Hourly'!$3:$3,'System Hourly'!$52:$52)","v":0},0,{"$f":"LOOKUP($C74,'System Hourly'!$3:$3,'System Hourly'!$54:$54)","v":0},{"$f":"LOOKUP($C74,'System Hourly'!$3:$3,'System Hourly'!$61:$61)","v":0}]
[null,72,"2018-05-03T23:00:00",{"$f":"LOOKUP(C75,'System Hourly'!$3:$3,'System Hourly'!$9:$9)","v":0},{"$f":"LOOKUP($C75,'System Hourly'!$3:$3,'System Hourly'!$10:$10)","v":719.82467381718175},{"$f":"LOOKUP($C75,'System Hourly'!$3:$3,'System Hourly'!$11:$11)","v":5520},{"$f":"LOOKUP($C75,'System Hourly'!$3:$3,'System Hourly'!$12:$12)","v":3900},{"$f":"LOOKUP($C75,'System Hourly'!$3:$3,'System Hourly'!$35:$35)","v":0},{"$f":"LOOKUP($C75,'System Hourly'!$3:$3,'System Hourly'!$54:$54)","v":0},{"$f":"LOOKUP($C75,'System Hourly'!$3:$3,'System Hourly'!$54:$54)","v":0},{"$f":"LOOKUP($C75,'System Hourly'!$3:$3,'System Hourly'!$58:$58)","v":0},{"$f":"LOOKUP($C75,'System Hourly'!$3:$3,'System Hourly'!$52:$52)","v":0},0,{"$f":"LOOKUP($C75,'System Hourly'!$3:$3,'System Hourly'!$54:$54)","v":0},{"$f":"LOOKUP($C75,'System Hourly'!$3:$3,'System Hourly'!$61:$61)","v":0}]
[null,73,"2018-05-04",{"$f":"LOOKUP(C76,'System Hourly'!$3:$3,'System Hourly'!$9:$9)","v":0},{"$f":"LOOKUP($C76,'System Hourly'!$3:$3,'System Hourly'!$10:$10)","v":719.82467381718175},{"$f":"LOOKUP($C76,'System Hourly'!$3:$3,'System Hourly'!$11:$11)","v":5520},{"$f":"LOOKUP($C76,'System Hourly'!$3:$3,'System Hourly'!$12:$12)","v":3900},{"$f":"LOOKUP($C76,'System Hourly'!$3:$3,'System Hourly'!$35:$35)","v":0},{"$f":"LOOKUP($C76,'System Hourly'!$3:$3,'System Hourly'!$54:$54)","v":0},{"$f":"LOOKUP($C76,'System Hourly'!$3:$3,'System Hourly'!$54:$54)","v":0},{"$f":"LOOKUP($C76,'System Hourly'!$3:$3,'System Hourly'!$58:$58)","v":0},{"$f":"LOOKUP($C76,'System Hourly'!$3:$3,'System Hourly'!$52:$52)","v":0},0,{"$f":"LOOKUP($C76,'System Hourly'!$3:$3,'System Hourly'!$54:$54)","v":0},{"$f":"LOOKUP($C76,'System Hourly'!$3:$3,'System Hourly'!$61:$61)","v":0}]
[null,74,"2018-05-04T01:00:00",{"$f":"LOOKUP(C77,'System Hourly'!$3:$3,'System Hourly'!$9:$9)","v":0},{"$f":"LOOKUP($C77,'System Hourly'!$3:$3,'System Hourly'!$10:$10)","v":719.82467381718175},{"$f":"LOOKUP($C77,'System Hourly'!$3:$3,'System Hourly'!$11:$11)","v":5520},{"$f":"LOOKUP($C77,'System Hourly'!$3:$3,'System Hourly'!$12:$12)","v":3900},{"$f":"LOOKUP($C77,'System Hourly'!$3:$3,'System Hourly'!$35:$35)","v":0},{"$f":"LOOKUP($C77,'System Hourly'!$3:$3,'System Hourly'!$54:$54)","v":0},{"$f":"LOOKUP($C77,'System Hourly'!$3:$3,'System Hourly'!$54:$54)","v":0},{"$f":"LOOKUP($C77,'System Hourly'!$3:$3,'System Hourly'!$58:$58)","v":0},{"$f":"LOOKUP($C77,'System Hourly'!$3:$3,'System Hourly'!$52:$52)","v":0},0,{"$f":"LOOKUP($C77,'System Hourly'!$3:$3,'System Hourly'!$54:$54)","v":0},{"$f":"LOOKUP($C77,'System Hourly'!$3:$3,'System Hourly'!$61:$61)","v":0}]
[null,75,"2018-05-04T02:00:00",{"$f":"LOOKUP(C78,'System Hourly'!$3:$3,'System Hourly'!$9:$9)","v":0},{"$f":"LOOKUP($C78,'System Hourly'!$3:$3,'System Hourly'!$10:$10)","v":719.82467381718175},{"$f":"LOOKUP($C78,'System Hourly'!$3:$3,'System Hourly'!$11:$11)","v":5520},{"$f":"LOOKUP($C78,'System Hourly'!$3:$3,'System Hourly'!$12:$12)","v":3900},{"$f":"LOOKUP($C78,'System Hourly'!$3:$3,'System Hourly'!$35:$35)","v":0},{"$f":"LOOKUP($C78,'System Hourly'!$3:$3,'System Hourly'!$54:$54)","v":0},{"$f":"LOOKUP($C78,'System Hourly'!$3:$3,'System Hourly'!$54:$54)","v":0},{"$f":"LOOKUP($C78,'System Hourly'!$3:$3,'System Hourly'!$58:$58)","v":0},{"$f":"LOOKUP($C78,'System Hourly'!$3:$3,'System Hourly'!$52:$52)","v":0},0,{"$f":"LOOKUP($C78,'System Hourly'!$3:$3,'System Hourly'!$54:$54)","v":0},{"$f":"LOOKUP($C78,'System Hourly'!$3:$3,'System Hourly'!$61:$61)","v":0}]
[null,76,"2018-05-04T03:00:00",{"$f":"LOOKUP(C79,'System Hourly'!$3:$3,'System Hourly'!$9:$9)","v":0},{"$f":"LOOKUP($C79,'System Hourly'!$3:$3,'System Hourly'!$10:$10)","v":719.82467381718175},{"$f":"LOOKUP($C79,'System Hourly'!$3:$3,'System Hourly'!$11:$11)","v":5520},{"$f":"LOOKUP($C79,'System Hourly'!$3:$3,'System Hourly'!$12:$12)","v":3900},{"$f":"LOOKUP($C79,'System Hourly'!$3:$3,'System Hourly'!$35:$35)","v":0},{"$f":"LOOKUP($C79,'System Hourly'!$3:$3,'System Hourly'!$54:$54)","v":0},{"$f":"LOOKUP($C79,'System Hourly'!$3:$3,'System Hourly'!$54:$54)","v":0},{"$f":"LOOKUP($C79,'System Hourly'!$3:$3,'System Hourly'!$58:$58)","v":0},{"$f":"LOOKUP($C79,'System Hourly'!$3:$3,'System Hourly'!$52:$52)","v":0},0,{"$f":"LOOKUP($C79,'System Hourly'!$3:$3,'System Hourly'!$54:$54)","v":0},{"$f":"LOOKUP($C79,'System Hourly'!$3:$3,'System Hourly'!$61:$61)","v":0}]
[null,77,"2018-05-04T04:00:00",{"$f":"LOOKUP(C80,'System Hourly'!$3:$3,'System Hourly'!$9:$9)","v":0},{"$f":"LOOKUP($C80,'System Hourly'!$3:$3,'System Hourly'!$10:$10)","v":719.82467381718175},{"$f":"LOOKUP($C80,'System Hourly'!$3:$3,'System Hourly'!$11:$11)","v":5520},{"$f":"LOOKUP($C80,'System Hourly'!$3:$3,'System Hourly'!$12:$12)","v":3900},{"$f":"LOOKUP($C80,'System Hourly'!$3:$3,'System Hourly'!$35:$35)","v":0},{"$f":"LOOKUP($C80,'System Hourly'!$3:$3,'System Hourly'!$54:$54)","v":0},{"$f":"LOOKUP($C80,'System Hourly'!$3:$3,'System Hourly'!$54:$54)","v":0},{"$f":"LOOKUP($C80,'System Hourly'!$3:$3,'System Hourly'!$58:$58)","v":0},{"$f":"LOOKUP($C80,'System Hourly'!$3:$3,'System Hourly'!$52:$52)","v":0},0,{"$f":"LOOKUP($C80,'System Hourly'!$3:$3,'System Hourly'!$54:$54)","v":0},{"$f":"LOOKUP($C80,'System Hourly'!$3:$3,'System Hourly'!$61:$61)","v":0}]
[null,78,"2018-05-04T05:00:00",{"$f":"LOOKUP(C81,'System Hourly'!$3:$3,'System Hourly'!$9:$9)","v":0},{"$f":"LOOKUP($C81,'System Hourly'!$3:$3,'System Hourly'!$10:$10)","v":719.82467381718175},{"$f":"LOOKUP($C81,'System Hourly'!$3:$3,'System Hourly'!$11:$11)","v":5520},{"$f":"LOOKUP($C81,'System Hourly'!$3:$3,'System Hourly'!$12:$12)","v":3900},{"$f":"LOOKUP($C81,'System Hourly'!$3:$3,'System Hourly'!$35:$35)","v":0},{"$f":"LOOKUP($C81,'System Hourly'!$3:$3,'System Hourly'!$54:$54)","v":0},{"$f":"LOOKUP($C81,'System Hourly'!$3:$3,'System Hourly'!$54:$54)","v":0},{"$f":"LOOKUP($C81,'System Hourly'!$3:$3,'System Hourly'!$58:$58)","v":0},{"$f":"LOOKUP($C81,'System Hourly'!$3:$3,'System Hourly'!$52:$52)","v":0},0,{"$f":"LOOKUP($C81,'System Hourly'!$3:$3,'System Hourly'!$54:$54)","v":0},{"$f":"LOOKUP($C81,'System Hourly'!$3:$3,'System Hourly'!$61:$61)","v":0}]
[null,79,"2018-05-04T06:00:00",{"$f":"LOOKUP(C82,'System Hourly'!$3:$3,'System Hourly'!$9:$9)","v":0},{"$f":"LOOKUP($C82,'System Hourly'!$3:$3,'System Hourly'!$10:$10)","v":719.82467381718175},{"$f":"LOOKUP($C82,'System Hourly'!$3:$3,'System Hourly'!$11:$11)","v":5520},{"$f":"LOOKUP($C82,'System Hourly'!$3:$3,'System Hourly'!$12:$12)","v":3900},{"$f":"LOOKUP($C82,'System Hourly'!$3:$3,'System Hourly'!$35:$35)","v":0},{"$f":"LOOKUP($C82,'System Hourly'!$3:$3,'System Hourly'!$54:$54)","v":0},{"$f":"LOOKUP($C82,'System Hourly'!$3:$3,'System Hourly'!$54:$54)","v":0},{"$f":"LOOKUP($C82,'System Hourly'!$3:$3,'System Hourly'!$58:$58)","v":0},{"$f":"LOOKUP($C82,'System Hourly'!$3:$3,'System Hourly'!$52:$52)","v":0},0,{"$f":"LOOKUP($C82,'System Hourly'!$3:$3,'System Hourly'!$54:$54)","v":0},{"$f":"LOOKUP($C82,'System Hourly'!$3:$3,'System Hourly'!$61:$61)","v":0}]
[null,80,"2018-05-04T07:00:00",{"$f":"LOOKUP(C83,'System Hourly'!$3:$3,'System Hourly'!$9:$9)","v":0},{"$f":"LOOKUP($C83,'System Hourly'!$3:$3,'System Hourly'!$10:$10)","v":719.82467381718175},{"$f":"LOOKUP($C83,'System Hourly'!$3:$3,'System Hourly'!$11:$11)","v":5520},{"$f":"LOOKUP($C83,'System Hourly'!$3:$3,'System Hourly'!$12:$12)","v":3900},{"$f":"LOOKUP($C83,'System Hourly'!$3:$3,'System Hourly'!$35:$35)","v":0},{"$f":"LOOKUP($C83,'System Hourly'!$3:$3,'System Hourly'!$54:$54)","v":0},{"$f":"LOOKUP($C83,'System Hourly'!$3:$3,'System Hourly'!$54:$54)","v":0},{"$f":"LOOKUP($C83,'System Hourly'!$3:$3,'System Hourly'!$58:$58)","v":0},{"$f":"LOOKUP($C83,'System Hourly'!$3:$3,'System Hourly'!$52:$52)","v":0},0,{"$f":"LOOKUP($C83,'System Hourly'!$3:$3,'System Hourly'!$54:$54)","v":0},{"$f":"LOOKUP($C83,'System Hourly'!$3:$3,'System Hourly'!$61:$61)","v":0}]
[null,81,"2018-05-04T08:00:00",{"$f":"LOOKUP(C84,'System Hourly'!$3:$3,'System Hourly'!$9:$9)","v":0},{"$f":"LOOKUP($C84,'System Hourly'!$3:$3,'System Hourly'!$10:$10)","v":719.82467381718175},{"$f":"LOOKUP($C84,'System Hourly'!$3:$3,'System Hourly'!$11:$11)","v":5520},{"$f":"LOOKUP($C84,'System Hourly'!$3:$3,'System Hourly'!$12:$12)","v":3900},{"$f":"LOOKUP($C84,'System Hourly'!$3:$3,'System Hourly'!$35:$35)","v":0},{"$f":"LOOKUP($C84,'System Hourly'!$3:$3,'System Hourly'!$54:$54)","v":0},{"$f":"LOOKUP($C84,'System Hourly'!$3:$3,'System Hourly'!$54:$54)","v":0},{"$f":"LOOKUP($C84,'System Hourly'!$3:$3,'System Hourly'!$58:$58)","v":0},{"$f":"LOOKUP($C84,'System Hourly'!$3:$3,'System Hourly'!$52:$52)","v":0},0,{"$f":"LOOKUP($C84,'System Hourly'!$3:$3,'System Hourly'!$54:$54)","v":0},{"$f":"LOOKUP($C84,'System Hourly'!$3:$3,'System Hourly'!$61:$61)","v":0}]
[null,82,"2018-05-04T09:00:00",{"$f":"LOOKUP(C85,'System Hourly'!$3:$3,'System Hourly'!$9:$9)","v":0},{"$f":"LOOKUP($C85,'System Hourly'!$3:$3,'System Hourly'!$10:$10)","v":719.82467381718175},{"$f":"LOOKUP($C85,'System Hourly'!$3:$3,'System Hourly'!$11:$11)","v":5520},{"$f":"LOOKUP($C85,'System Hourly'!$3:$3,'System Hourly'!$12:$12)","v":3900},{"$f":"LOOKUP($C85,'System Hourly'!$3:$3,'System Hourly'!$35:$35)","v":0},{"$f":"LOOKUP($C85,'System Hourly'!$3:$3,'System Hourly'!$54:$54)","v":0},{"$f":"LOOKUP($C85,'System Hourly'!$3:$3,'System Hourly'!$54:$54)","v":0},{"$f":"LOOKUP($C85,'System Hourly'!$3:$3,'System Hourly'!$58:$58)","v":0},{"$f":"LOOKUP($C85,'System Hourly'!$3:$3,'System Hourly'!$52:$52)","v":0},0,{"$f":"LOOKUP($C85,'System Hourly'!$3:$3,'System Hourly'!$54:$54)","v":0},{"$f":"LOOKUP($C85,'System Hourly'!$3:$3,'System Hourly'!$61:$61)","v":0}]
[null,83,"2018-05-04T10:00:00",{"$f":"LOOKUP(C86,'System Hourly'!$3:$3,'System Hourly'!$9:$9)","v":0},{"$f":"LOOKUP($C86,'System Hourly'!$3:$3,'System Hourly'!$10:$10)","v":719.82467381718175},{"$f":"LOOKUP($C86,'System Hourly'!$3:$3,'System Hourly'!$11:$11)","v":5520},{"$f":"LOOKUP($C86,'System Hourly'!$3:$3,'System Hourly'!$12:$12)","v":3900},{"$f":"LOOKUP($C86,'System Hourly'!$3:$3,'System Hourly'!$35:$35)","v":0},{"$f":"LOOKUP($C86,'System Hourly'!$3:$3,'System Hourly'!$54:$54)","v":0},{"$f":"LOOKUP($C86,'System Hourly'!$3:$3,'System Hourly'!$54:$54)","v":0},{"$f":"LOOKUP($C86,'System Hourly'!$3:$3,'System Hourly'!$58:$58)","v":0},{"$f":"LOOKUP($C86,'System Hourly'!$3:$3,'System Hourly'!$52:$52)","v":0},0,{"$f":"LOOKUP($C86,'System Hourly'!$3:$3,'System Hourly'!$54:$54)","v":0},{"$f":"LOOKUP($C86,'System Hourly'!$3:$3,'System Hourly'!$61:$61)","v":0}]
[null,84,"2018-05-04T11:00:00",{"$f":"LOOKUP(C87,'System Hourly'!$3:$3,'System Hourly'!$9:$9)","v":0},{"$f":"LOOKUP($C87,'System Hourly'!$3:$3,'System Hourly'!$10:$10)","v":719.82467381718175},{"$f":"LOOKUP($C87,'System Hourly'!$3:$3,'System Hourly'!$11:$11)","v":5520},{"$f":"LOOKUP($C87,'System Hourly'!$3:$3,'System Hourly'!$12:$12)","v":3900},{"$f":"LOOKUP($C87,'System Hourly'!$3:$3,'System Hourly'!$35:$35)","v":0},{"$f":"LOOKUP($C87,'System Hourly'!$3:$3,'System Hourly'!$54:$54)","v":0},{"$f":"LOOKUP($C87,'System Hourly'!$3:$3,'System Hourly'!$54:$54)","v":0},{"$f":"LOOKUP($C87,'System Hourly'!$3:$3,'System Hourly'!$58:$58)","v":0},{"$f":"LOOKUP($C87,'System Hourly'!$3:$3,'System Hourly'!$52:$52)","v":0},0,{"$f":"LOOKUP($C87,'System Hourly'!$3:$3,'System Hourly'!$54:$54)","v":0},{"$f":"LOOKUP($C87,'System Hourly'!$3:$3,'System Hourly'!$61:$61)","v":0}]
[null,85,"2018-05-04T12:00:00",{"$f":"LOOKUP(C88,'System Hourly'!$3:$3,'System Hourly'!$9:$9)","v":0},{"$f":"LOOKUP($C88,'System Hourly'!$3:$3,'System Hourly'!$10:$10)","v":719.82467381718175},{"$f":"LOOKUP($C88,'System Hourly'!$3:$3,'System Hourly'!$11:$11)","v":5520},{"$f":"LOOKUP($C88,'System Hourly'!$3:$3,'System Hourly'!$12:$12)","v":3900},{"$f":"LOOKUP($C88,'System Hourly'!$3:$3,'System Hourly'!$35:$35)","v":0},{"$f":"LOOKUP($C88,'System Hourly'!$3:$3,'System Hourly'!$54:$54)","v":0},{"$f":"LOOKUP($C88,'System Hourly'!$3:$3,'System Hourly'!$54:$54)","v":0},{"$f":"LOOKUP($C88,'System Hourly'!$3:$3,'System Hourly'!$58:$58)","v":0},{"$f":"LOOKUP($C88,'System Hourly'!$3:$3,'System Hourly'!$52:$52)","v":0},0,{"$f":"LOOKUP($C88,'System Hourly'!$3:$3,'System Hourly'!$54:$54)","v":0},{"$f":"LOOKUP($C88,'System Hourly'!$3:$3,'System Hourly'!$61:$61)","v":0}]
[null,86,"2018-05-04T13:00:00",{"$f":"LOOKUP(C89,'System Hourly'!$3:$3,'System Hourly'!$9:$9)","v":0},{"$f":"LOOKUP($C89,'System Hourly'!$3:$3,'System Hourly'!$10:$10)","v":719.82467381718175},{"$f":"LOOKUP($C89,'System Hourly'!$3:$3,'System Hourly'!$11:$11)","v":5520},{"$f":"LOOKUP($C89,'System Hourly'!$3:$3,'System Hourly'!$12:$12)","v":3900},{"$f":"LOOKUP($C89,'System Hourly'!$3:$3,'System Hourly'!$35:$35)","v":0},{"$f":"LOOKUP($C89,'System Hourly'!$3:$3,'System Hourly'!$54:$54)","v":0},{"$f":"LOOKUP($C89,'System Hourly'!$3:$3,'System Hourly'!$54:$54)","v":0},{"$f":"LOOKUP($C89,'System Hourly'!$3:$3,'System Hourly'!$58:$58)","v":0},{"$f":"LOOKUP($C89,'System Hourly'!$3:$3,'System Hourly'!$52:$52)","v":0},0,{"$f":"LOOKUP($C89,'System Hourly'!$3:$3,'System Hourly'!$54:$54)","v":0},{"$f":"LOOKUP($C89,'System Hourly'!$3:$3,'System Hourly'!$61:$61)","v":0}]
[null,87,"2018-05-04T14:00:00",{"$f":"LOOKUP(C90,'System Hourly'!$3:$3,'System Hourly'!$9:$9)","v":0},{"$f":"LOOKUP($C90,'System Hourly'!$3:$3,'System Hourly'!$10:$10)","v":719.82467381718175},{"$f":"LOOKUP($C90,'System Hourly'!$3:$3,'System Hourly'!$11:$11)","v":5520},{"$f":"LOOKUP($C90,'System Hourly'!$3:$3,'System Hourly'!$12:$12)","v":3900},{"$f":"LOOKUP($C90,'System Hourly'!$3:$3,'System Hourly'!$35:$35)","v":0},{"$f":"LOOKUP($C90,'System Hourly'!$3:$3,'System Hourly'!$54:$54)","v":0},{"$f":"LOOKUP($C90,'System Hourly'!$3:$3,'System Hourly'!$54:$54)","v":0},{"$f":"LOOKUP($C90,'System Hourly'!$3:$3,'System Hourly'!$58:$58)","v":0},{"$f":"LOOKUP($C90,'System Hourly'!$3:$3,'System Hourly'!$52:$52)","v":0},0,{"$f":"LOOKUP($C90,'System Hourly'!$3:$3,'System Hourly'!$54:$54)","v":0},{"$f":"LOOKUP($C90,'System Hourly'!$3:$3,'System Hourly'!$61:$61)","v":0}]
[null,88,"2018-05-04T15:00:00",{"$f":"LOOKUP(C91,'System Hourly'!$3:$3,'System Hourly'!$9:$9)","v":0},{"$f":"LOOKUP($C91,'System Hourly'!$3:$3,'System Hourly'!$10:$10)","v":719.82467381718175},{"$f":"LOOKUP($C91,'System Hourly'!$3:$3,'System Hourly'!$11:$11)","v":5520},{"$f":"LOOKUP($C91,'System Hourly'!$3:$3,'System Hourly'!$12:$12)","v":3900},{"$f":"LOOKUP($C91,'System Hourly'!$3:$3,'System Hourly'!$35:$35)","v":0},{"$f":"LOOKUP($C91,'System Hourly'!$3:$3,'System Hourly'!$54:$54)","v":0},{"$f":"LOOKUP($C91,'System Hourly'!$3:$3,'System Hourly'!$54:$54)","v":0},{"$f":"LOOKUP($C91,'System Hourly'!$3:$3,'System Hourly'!$58:$58)","v":0},{"$f":"LOOKUP($C91,'System Hourly'!$3:$3,'System Hourly'!$52:$52)","v":0},0,{"$f":"LOOKUP($C91,'System Hourly'!$3:$3,'System Hourly'!$54:$54)","v":0},{"$f":"LOOKUP($C91,'System Hourly'!$3:$3,'System Hourly'!$61:$61)","v":0}]
[null,89,{"$f":"C91+1/24","v":"2018-05-04T16:00:00"},{"$f":"LOOKUP(C92,'System Hourly'!$3:$3,'System Hourly'!$9:$9)","v":0},{"$f":"LOOKUP($C92,'System Hourly'!$3:$3,'System Hourly'!$10:$10)","v":719.82467381718175},{"$f":"LOOKUP($C92,'System Hourly'!$3:$3,'System Hourly'!$11:$11)","v":5520},{"$f":"LOOKUP($C92,'System Hourly'!$3:$3,'System Hourly'!$12:$12)","v":3900},{"$f":"LOOKUP($C92,'System Hourly'!$3:$3,'System Hourly'!$35:$35)","v":0},{"$f":"LOOKUP($C92,'System Hourly'!$3:$3,'System Hourly'!$54:$54)","v":0},{"$f":"LOOKUP($C92,'System Hourly'!$3:$3,'System Hourly'!$54:$54)","v":0},{"$f":"LOOKUP($C92,'System Hourly'!$3:$3,'System Hourly'!$58:$58)","v":0},{"$f":"LOOKUP($C92,'System Hourly'!$3:$3,'System Hourly'!$52:$52)","v":0},0,{"$f":"LOOKUP($C92,'System Hourly'!$3:$3,'System Hourly'!$54:$54)","v":0},{"$f":"LOOKUP($C92,'System Hourly'!$3:$3,'System Hourly'!$61:$61)","v":0}]
[null,90,"2018-05-04T17:00:00",{"$f":"LOOKUP(C93,'System Hourly'!$3:$3,'System Hourly'!$9:$9)","v":0},{"$f":"LOOKUP($C93,'System Hourly'!$3:$3,'System Hourly'!$10:$10)","v":719.82467381718175},{"$f":"LOOKUP($C93,'System Hourly'!$3:$3,'System Hourly'!$11:$11)","v":5520},{"$f":"LOOKUP($C93,'System Hourly'!$3:$3,'System Hourly'!$12:$12)","v":3900},{"$f":"LOOKUP($C93,'System Hourly'!$3:$3,'System Hourly'!$35:$35)","v":0},{"$f":"LOOKUP($C93,'System Hourly'!$3:$3,'System Hourly'!$54:$54)","v":0},{"$f":"LOOKUP($C93,'System Hourly'!$3:$3,'System Hourly'!$54:$54)","v":0},{"$f":"LOOKUP($C93,'System Hourly'!$3:$3,'System Hourly'!$58:$58)","v":0},{"$f":"LOOKUP($C93,'System Hourly'!$3:$3,'System Hourly'!$52:$52)","v":0},0,{"$f":"LOOKUP($C93,'System Hourly'!$3:$3,'System Hourly'!$54:$54)","v":0},{"$f":"LOOKUP($C93,'System Hourly'!$3:$3,'System Hourly'!$61:$61)","v":0}]
[null,91,"2018-05-04T18:00:00",{"$f":"LOOKUP(C94,'System Hourly'!$3:$3,'System Hourly'!$9:$9)","v":0},{"$f":"LOOKUP($C94,'System Hourly'!$3:$3,'System Hourly'!$10:$10)","v":719.82467381718175},{"$f":"LOOKUP($C94,'System Hourly'!$3:$3,'System Hourly'!$11:$11)","v":5520},{"$f":"LOOKUP($C94,'System Hourly'!$3:$3,'System Hourly'!$12:$12)","v":3900},{"$f":"LOOKUP($C94,'System Hourly'!$3:$3,'System Hourly'!$35:$35)","v":0},{"$f":"LOOKUP($C94,'System Hourly'!$3:$3,'System Hourly'!$54:$54)","v":0},{"$f":"LOOKUP($C94,'System Hourly'!$3:$3,'System Hourly'!$54:$54)","v":0},{"$f":"LOOKUP($C94,'System Hourly'!$3:$3,'System Hourly'!$58:$58)","v":0},{"$f":"LOOKUP($C94,'System Hourly'!$3:$3,'System Hourly'!$52:$52)","v":0},0,{"$f":"LOOKUP($C94,'System Hourly'!$3:$3,'System Hourly'!$54:$54)","v":0},{"$f":"LOOKUP($C94,'System Hourly'!$3:$3,'System Hourly'!$61:$61)","v":0}]
[null,92,"2018-05-04T19:00:00",{"$f":"LOOKUP(C95,'System Hourly'!$3:$3,'System Hourly'!$9:$9)","v":0},{"$f":"LOOKUP($C95,'System Hourly'!$3:$3,'System Hourly'!$10:$10)","v":719.82467381718175},{"$f":"LOOKUP($C95,'System Hourly'!$3:$3,'System Hourly'!$11:$11)","v":5520},{"$f":"LOOKUP($C95,'System Hourly'!$3:$3,'System Hourly'!$12:$12)","v":3900},{"$f":"LOOKUP($C95,'System Hourly'!$3:$3,'System Hourly'!$35:$35)","v":0},{"$f":"LOOKUP($C95,'System Hourly'!$3:$3,'System Hourly'!$54:$54)","v":0},{"$f":"LOOKUP($C95,'System Hourly'!$3:$3,'System Hourly'!$54:$54)","v":0},{"$f":"LOOKUP($C95,'System Hourly'!$3:$3,'System Hourly'!$58:$58)","v":0},{"$f":"LOOKUP($C95,'System Hourly'!$3:$3,'System Hourly'!$52:$52)","v":0},0,{"$f":"LOOKUP($C95,'System Hourly'!$3:$3,'System Hourly'!$54:$54)","v":0},{"$f":"LOOKUP($C95,'System Hourly'!$3:$3,'System Hourly'!$61:$61)","v":0}]
[null,93,"2018-05-04T20:00:00",{"$f":"LOOKUP(C96,'System Hourly'!$3:$3,'System Hourly'!$9:$9)","v":0},{"$f":"LOOKUP($C96,'System Hourly'!$3:$3,'System Hourly'!$10:$10)","v":719.82467381718175},{"$f":"LOOKUP($C96,'System Hourly'!$3:$3,'System Hourly'!$11:$11)","v":5520},{"$f":"LOOKUP($C96,'System Hourly'!$3:$3,'System Hourly'!$12:$12)","v":3900},{"$f":"LOOKUP($C96,'System Hourly'!$3:$3,'System Hourly'!$35:$35)","v":0},{"$f":"LOOKUP($C96,'System Hourly'!$3:$3,'System Hourly'!$54:$54)","v":0},{"$f":"LOOKUP($C96,'System Hourly'!$3:$3,'System Hourly'!$54:$54)","v":0},{"$f":"LOOKUP($C96,'System Hourly'!$3:$3,'System Hourly'!$58:$58)","v":0},{"$f":"LOOKUP($C96,'System Hourly'!$3:$3,'System Hourly'!$52:$52)","v":0},0,{"$f":"LOOKUP($C96,'System Hourly'!$3:$3,'System Hourly'!$54:$54)","v":0},{"$f":"LOOKUP($C96,'System Hourly'!$3:$3,'System Hourly'!$61:$61)","v":0}]
[null,94,"2018-05-04T21:00:00",{"$f":"LOOKUP(C97,'System Hourly'!$3:$3,'System Hourly'!$9:$9)","v":0},{"$f":"LOOKUP($C97,'System Hourly'!$3:$3,'System Hourly'!$10:$10)","v":719.82467381718175},{"$f":"LOOKUP($C97,'System Hourly'!$3:$3,'System Hourly'!$11:$11)","v":5520},{"$f":"LOOKUP($C97,'System Hourly'!$3:$3,'System Hourly'!$12:$12)","v":3900},{"$f":"LOOKUP($C97,'System Hourly'!$3:$3,'System Hourly'!$35:$35)","v":0},{"$f":"LOOKUP($C97,'System Hourly'!$3:$3,'System Hourly'!$54:$54)","v":0},{"$f":"LOOKUP($C97,'System Hourly'!$3:$3,'System Hourly'!$54:$54)","v":0},{"$f":"LOOKUP($C97,'System Hourly'!$3:$3,'System Hourly'!$58:$58)","v":0},{"$f":"LOOKUP($C97,'System Hourly'!$3:$3,'System Hourly'!$52:$52)","v":0},0,{"$f":"LOOKUP($C97,'System Hourly'!$3:$3,'System Hourly'!$54:$54)","v":0},{"$f":"LOOKUP($C97,'System Hourly'!$3:$3,'System Hourly'!$61:$61)","v":0}]
[null,95,"2018-05-04T22:00:00",{"$f":"LOOKUP(C98,'System Hourly'!$3:$3,'System Hourly'!$9:$9)","v":0},{"$f":"LOOKUP($C98,'System Hourly'!$3:$3,'System Hourly'!$10:$10)","v":719.82467381718175},{"$f":"LOOKUP($C98,'System Hourly'!$3:$3,'System Hourly'!$11:$11)","v":5520},{"$f":"LOOKUP($C98,'System Hourly'!$3:$3,'System Hourly'!$12:$12)","v":3900},{"$f":"LOOKUP($C98,'System Hourly'!$3:$3,'System Hourly'!$35:$35)","v":0},{"$f":"LOOKUP($C98,'System Hourly'!$3:$3,'System Hourly'!$54:$54)","v":0},{"$f":"LOOKUP($C98,'System Hourly'!$3:$3,'System Hourly'!$54:$54)","v":0},{"$f":"LOOKUP($C98,'System Hourly'!$3:$3,'System Hourly'!$58:$58)","v":0},{"$f":"LOOKUP($C98,'System Hourly'!$3:$3,'System Hourly'!$52:$52)","v":0},0,{"$f":"LOOKUP($C98,'System Hourly'!$3:$3,'System Hourly'!$54:$54)","v":0},{"$f":"LOOKUP($C98,'System Hourly'!$3:$3,'System Hourly'!$61:$61)","v":0}]
[null,96,"2018-05-04T23:00:00",{"$f":"LOOKUP(C99,'System Hourly'!$3:$3,'System Hourly'!$9:$9)","v":0},{"$f":"LOOKUP($C99,'System Hourly'!$3:$3,'System Hourly'!$10:$10)","v":719.82467381718175},{"$f":"LOOKUP($C99,'System Hourly'!$3:$3,'System Hourly'!$11:$11)","v":5520},{"$f":"LOOKUP($C99,'System Hourly'!$3:$3,'System Hourly'!$12:$12)","v":3900},{"$f":"LOOKUP($C99,'System Hourly'!$3:$3,'System Hourly'!$35:$35)","v":0},{"$f":"LOOKUP($C99,'System Hourly'!$3:$3,'System Hourly'!$54:$54)","v":0},{"$f":"LOOKUP($C99,'System Hourly'!$3:$3,'System Hourly'!$54:$54)","v":0},{"$f":"LOOKUP($C99,'System Hourly'!$3:$3,'System Hourly'!$58:$58)","v":0},{"$f":"LOOKUP($C99,'System Hourly'!$3:$3,'System Hourly'!$52:$52)","v":0},0,{"$f":"LOOKUP($C99,'System Hourly'!$3:$3,'System Hourly'!$54:$54)","v":0},{"$f":"LOOKUP($C99,'System Hourly'!$3:$3,'System Hourly'!$61:$61)","v":0}]
[null,97,"2018-05-05",{"$f":"LOOKUP(C100,'System Hourly'!$3:$3,'System Hourly'!$9:$9)","v":0},{"$f":"LOOKUP($C100,'System Hourly'!$3:$3,'System Hourly'!$10:$10)","v":719.82467381718175},{"$f":"LOOKUP($C100,'System Hourly'!$3:$3,'System Hourly'!$11:$11)","v":5520},{"$f":"LOOKUP($C100,'System Hourly'!$3:$3,'System Hourly'!$12:$12)","v":3900},{"$f":"LOOKUP($C100,'System Hourly'!$3:$3,'System Hourly'!$35:$35)","v":0},{"$f":"LOOKUP($C100,'System Hourly'!$3:$3,'System Hourly'!$54:$54)","v":0},{"$f":"LOOKUP($C100,'System Hourly'!$3:$3,'System Hourly'!$54:$54)","v":0},{"$f":"LOOKUP($C100,'System Hourly'!$3:$3,'System Hourly'!$58:$58)","v":0},{"$f":"LOOKUP($C100,'System Hourly'!$3:$3,'System Hourly'!$52:$52)","v":0},0,{"$f":"LOOKUP($C100,'System Hourly'!$3:$3,'System Hourly'!$54:$54)","v":0},{"$f":"LOOKUP($C100,'System Hourly'!$3:$3,'System Hourly'!$61:$61)","v":0}]
[null,98,"2018-05-05T01:00:00",{"$f":"LOOKUP(C101,'System Hourly'!$3:$3,'System Hourly'!$9:$9)","v":0},{"$f":"LOOKUP($C101,'System Hourly'!$3:$3,'System Hourly'!$10:$10)","v":719.82467381718175},{"$f":"LOOKUP($C101,'System Hourly'!$3:$3,'System Hourly'!$11:$11)","v":5520},{"$f":"LOOKUP($C101,'System Hourly'!$3:$3,'System Hourly'!$12:$12)","v":3900},{"$f":"LOOKUP($C101,'System Hourly'!$3:$3,'System Hourly'!$35:$35)","v":0},{"$f":"LOOKUP($C101,'System Hourly'!$3:$3,'System Hourly'!$54:$54)","v":0},{"$f":"LOOKUP($C101,'System Hourly'!$3:$3,'System Hourly'!$54:$54)","v":0},{"$f":"LOOKUP($C101,'System Hourly'!$3:$3,'System Hourly'!$58:$58)","v":0},{"$f":"LOOKUP($C101,'System Hourly'!$3:$3,'System Hourly'!$52:$52)","v":0},0,{"$f":"LOOKUP($C101,'System Hourly'!$3:$3,'System Hourly'!$54:$54)","v":0},{"$f":"LOOKUP($C101,'System Hourly'!$3:$3,'System Hourly'!$61:$61)","v":0}]
[null,99,"2018-05-05T02:00:00",{"$f":"LOOKUP(C102,'System Hourly'!$3:$3,'System Hourly'!$9:$9)","v":0},{"$f":"LOOKUP($C102,'System Hourly'!$3:$3,'System Hourly'!$10:$10)","v":719.82467381718175},{"$f":"LOOKUP($C102,'System Hourly'!$3:$3,'System Hourly'!$11:$11)","v":5520},{"$f":"LOOKUP($C102,'System Hourly'!$3:$3,'System Hourly'!$12:$12)","v":3900},{"$f":"LOOKUP($C102,'System Hourly'!$3:$3,'System Hourly'!$35:$35)","v":0},{"$f":"LOOKUP($C102,'System Hourly'!$3:$3,'System Hourly'!$54:$54)","v":0},{"$f":"LOOKUP($C102,'System Hourly'!$3:$3,'System Hourly'!$54:$54)","v":0},{"$f":"LOOKUP($C102,'System Hourly'!$3:$3,'System Hourly'!$58:$58)","v":0},{"$f":"LOOKUP($C102,'System Hourly'!$3:$3,'System Hourly'!$52:$52)","v":0},0,{"$f":"LOOKUP($C102,'System Hourly'!$3:$3,'System Hourly'!$54:$54)","v":0},{"$f":"LOOKUP($C102,'System Hourly'!$3:$3,'System Hourly'!$61:$61)","v":0}]
[null,100,"2018-05-05T03:00:00",{"$f":"LOOKUP(C103,'System Hourly'!$3:$3,'System Hourly'!$9:$9)","v":0},{"$f":"LOOKUP($C103,'System Hourly'!$3:$3,'System Hourly'!$10:$10)","v":719.82467381718175},{"$f":"LOOKUP($C103,'System Hourly'!$3:$3,'System Hourly'!$11:$11)","v":5520},{"$f":"LOOKUP($C103,'System Hourly'!$3:$3,'System Hourly'!$12:$12)","v":3900},{"$f":"LOOKUP($C103,'System Hourly'!$3:$3,'System Hourly'!$35:$35)","v":0},{"$f":"LOOKUP($C103,'System Hourly'!$3:$3,'System Hourly'!$54:$54)","v":0},{"$f":"LOOKUP($C103,'System Hourly'!$3:$3,'System Hourly'!$54:$54)","v":0},{"$f":"LOOKUP($C103,'System Hourly'!$3:$3,'System Hourly'!$58:$58)","v":0},{"$f":"LOOKUP($C103,'System Hourly'!$3:$3,'System Hourly'!$52:$52)","v":0},0,{"$f":"LOOKUP($C103,'System Hourly'!$3:$3,'System Hourly'!$54:$54)","v":0},{"$f":"LOOKUP($C103,'System Hourly'!$3:$3,'System Hourly'!$61:$61)","v":0}]
[null,101,"2018-05-05T04:00:00",{"$f":"LOOKUP(C104,'System Hourly'!$3:$3,'System Hourly'!$9:$9)","v":0},{"$f":"LOOKUP($C104,'System Hourly'!$3:$3,'System Hourly'!$10:$10)","v":719.82467381718175},{"$f":"LOOKUP($C104,'System Hourly'!$3:$3,'System Hourly'!$11:$11)","v":5520},{"$f":"LOOKUP($C104,'System Hourly'!$3:$3,'System Hourly'!$12:$12)","v":3900},{"$f":"LOOKUP($C104,'System Hourly'!$3:$3,'System Hourly'!$35:$35)","v":0},{"$f":"LOOKUP($C104,'System Hourly'!$3:$3,'System Hourly'!$54:$54)","v":0},{"$f":"LOOKUP($C104,'System Hourly'!$3:$3,'System Hourly'!$54:$54)","v":0},{"$f":"LOOKUP($C104,'System Hourly'!$3:$3,'System Hourly'!$58:$58)","v":0},{"$f":"LOOKUP($C104,'System Hourly'!$3:$3,'System Hourly'!$52:$52)","v":0},0,{"$f":"LOOKUP($C104,'System Hourly'!$3:$3,'System Hourly'!$54:$54)","v":0},{"$f":"LOOKUP($C104,'System Hourly'!$3:$3,'System Hourly'!$61:$61)","v":0}]
[null,102,"2018-05-05T05:00:00",{"$f":"LOOKUP(C105,'System Hourly'!$3:$3,'System Hourly'!$9:$9)","v":0},{"$f":"LOOKUP($C105,'System Hourly'!$3:$3,'System Hourly'!$10:$10)","v":719.82467381718175},{"$f":"LOOKUP($C105,'System Hourly'!$3:$3,'System Hourly'!$11:$11)","v":5520},{"$f":"LOOKUP($C105,'System Hourly'!$3:$3,'System Hourly'!$12:$12)","v":3900},{"$f":"LOOKUP($C105,'System Hourly'!$3:$3,'System Hourly'!$35:$35)","v":0},{"$f":"LOOKUP($C105,'System Hourly'!$3:$3,'System Hourly'!$54:$54)","v":0},{"$f":"LOOKUP($C105,'System Hourly'!$3:$3,'System Hourly'!$54:$54)","v":0},{"$f":"LOOKUP($C105,'System Hourly'!$3:$3,'System Hourly'!$58:$58)","v":0},{"$f":"LOOKUP($C105,'System Hourly'!$3:$3,'System Hourly'!$52:$52)","v":0},0,{"$f":"LOOKUP($C105,'System Hourly'!$3:$3,'System Hourly'!$54:$54)","v":0},{"$f":"LOOKUP($C105,'System Hourly'!$3:$3,'System Hourly'!$61:$61)","v":0}]
[null,103,"2018-05-05T06:00:00",{"$f":"LOOKUP(C106,'System Hourly'!$3:$3,'System Hourly'!$9:$9)","v":0},{"$f":"LOOKUP($C106,'System Hourly'!$3:$3,'System Hourly'!$10:$10)","v":719.82467381718175},{"$f":"LOOKUP($C106,'System Hourly'!$3:$3,'System Hourly'!$11:$11)","v":5520},{"$f":"LOOKUP($C106,'System Hourly'!$3:$3,'System Hourly'!$12:$12)","v":3900},{"$f":"LOOKUP($C106,'System Hourly'!$3:$3,'System Hourly'!$35:$35)","v":0},{"$f":"LOOKUP($C106,'System Hourly'!$3:$3,'System Hourly'!$54:$54)","v":0},{"$f":"LOOKUP($C106,'System Hourly'!$3:$3,'System Hourly'!$54:$54)","v":0},{"$f":"LOOKUP($C106,'System Hourly'!$3:$3,'System Hourly'!$58:$58)","v":0},{"$f":"LOOKUP($C106,'System Hourly'!$3:$3,'System Hourly'!$52:$52)","v":0},0,{"$f":"LOOKUP($C106,'System Hourly'!$3:$3,'System Hourly'!$54:$54)","v":0},{"$f":"LOOKUP($C106,'System Hourly'!$3:$3,'System Hourly'!$61:$61)","v":0}]
[null,104,"2018-05-05T07:00:00",{"$f":"LOOKUP(C107,'System Hourly'!$3:$3,'System Hourly'!$9:$9)","v":0},{"$f":"LOOKUP($C107,'System Hourly'!$3:$3,'System Hourly'!$10:$10)","v":719.82467381718175},{"$f":"LOOKUP($C107,'System Hourly'!$3:$3,'System Hourly'!$11:$11)","v":5520},{"$f":"LOOKUP($C107,'System Hourly'!$3:$3,'System Hourly'!$12:$12)","v":3900},{"$f":"LOOKUP($C107,'System Hourly'!$3:$3,'System Hourly'!$35:$35)","v":0},{"$f":"LOOKUP($C107,'System Hourly'!$3:$3,'System Hourly'!$54:$54)","v":0},{"$f":"LOOKUP($C107,'System Hourly'!$3:$3,'System Hourly'!$54:$54)","v":0},{"$f":"LOOKUP($C107,'System Hourly'!$3:$3,'System Hourly'!$58:$58)","v":0},{"$f":"LOOKUP($C107,'System Hourly'!$3:$3,'System Hourly'!$52:$52)","v":0},0,{"$f":"LOOKUP($C107,'System Hourly'!$3:$3,'System Hourly'!$54:$54)","v":0},{"$f":"LOOKUP($C107,'System Hourly'!$3:$3,'System Hourly'!$61:$61)","v":0}]
[null,105,"2018-05-05T08:00:00",{"$f":"LOOKUP(C108,'System Hourly'!$3:$3,'System Hourly'!$9:$9)","v":0},{"$f":"LOOKUP($C108,'System Hourly'!$3:$3,'System Hourly'!$10:$10)","v":719.82467381718175},{"$f":"LOOKUP($C108,'System Hourly'!$3:$3,'System Hourly'!$11:$11)","v":5520},{"$f":"LOOKUP($C108,'System Hourly'!$3:$3,'System Hourly'!$12:$12)","v":3900},{"$f":"LOOKUP($C108,'System Hourly'!$3:$3,'System Hourly'!$35:$35)","v":0},{"$f":"LOOKUP($C108,'System Hourly'!$3:$3,'System Hourly'!$54:$54)","v":0},{"$f":"LOOKUP($C108,'System Hourly'!$3:$3,'System Hourly'!$54:$54)","v":0},{"$f":"LOOKUP($C108,'System Hourly'!$3:$3,'System Hourly'!$58:$58)","v":0},{"$f":"LOOKUP($C108,'System Hourly'!$3:$3,'System Hourly'!$52:$52)","v":0},0,{"$f":"LOOKUP($C108,'System Hourly'!$3:$3,'System Hourly'!$54:$54)","v":0},{"$f":"LOOKUP($C108,'System Hourly'!$3:$3,'System Hourly'!$61:$61)","v":0}]
[null,106,"2018-05-05T09:00:00",{"$f":"LOOKUP(C109,'System Hourly'!$3:$3,'System Hourly'!$9:$9)","v":0},{"$f":"LOOKUP($C109,'System Hourly'!$3:$3,'System Hourly'!$10:$10)","v":719.82467381718175},{"$f":"LOOKUP($C109,'System Hourly'!$3:$3,'System Hourly'!$11:$11)","v":5520},{"$f":"LOOKUP($C109,'System Hourly'!$3:$3,'System Hourly'!$12:$12)","v":3900},{"$f":"LOOKUP($C109,'System Hourly'!$3:$3,'System Hourly'!$35:$35)","v":0},{"$f":"LOOKUP($C109,'System Hourly'!$3:$3,'System Hourly'!$54:$54)","v":0},{"$f":"LOOKUP($C109,'System Hourly'!$3:$3,'System Hourly'!$54:$54)","v":0},{"$f":"LOOKUP($C109,'System Hourly'!$3:$3,'System Hourly'!$58:$58)","v":0},{"$f":"LOOKUP($C109,'System Hourly'!$3:$3,'System Hourly'!$52:$52)","v":0},0,{"$f":"LOOKUP($C109,'System Hourly'!$3:$3,'System Hourly'!$54:$54)","v":0},{"$f":"LOOKUP($C109,'System Hourly'!$3:$3,'System Hourly'!$61:$61)","v":0}]
[null,107,"2018-05-05T10:00:00",{"$f":"LOOKUP(C110,'System Hourly'!$3:$3,'System Hourly'!$9:$9)","v":0},{"$f":"LOOKUP($C110,'System Hourly'!$3:$3,'System Hourly'!$10:$10)","v":719.82467381718175},{"$f":"LOOKUP($C110,'System Hourly'!$3:$3,'System Hourly'!$11:$11)","v":5520},{"$f":"LOOKUP($C110,'System Hourly'!$3:$3,'System Hourly'!$12:$12)","v":3900},{"$f":"LOOKUP($C110,'System Hourly'!$3:$3,'System Hourly'!$35:$35)","v":0},{"$f":"LOOKUP($C110,'System Hourly'!$3:$3,'System Hourly'!$54:$54)","v":0},{"$f":"LOOKUP($C110,'System Hourly'!$3:$3,'System Hourly'!$54:$54)","v":0},{"$f":"LOOKUP($C110,'System Hourly'!$3:$3,'System Hourly'!$58:$58)","v":0},{"$f":"LOOKUP($C110,'System Hourly'!$3:$3,'System Hourly'!$52:$52)","v":0},0,{"$f":"LOOKUP($C110,'System Hourly'!$3:$3,'System Hourly'!$54:$54)","v":0},{"$f":"LOOKUP($C110,'System Hourly'!$3:$3,'System Hourly'!$61:$61)","v":0}]
[null,108,"2018-05-05T11:00:00",{"$f":"LOOKUP(C111,'System Hourly'!$3:$3,'System Hourly'!$9:$9)","v":0},{"$f":"LOOKUP($C111,'System Hourly'!$3:$3,'System Hourly'!$10:$10)","v":719.82467381718175},{"$f":"LOOKUP($C111,'System Hourly'!$3:$3,'System Hourly'!$11:$11)","v":5520},{"$f":"LOOKUP($C111,'System Hourly'!$3:$3,'System Hourly'!$12:$12)","v":3900},{"$f":"LOOKUP($C111,'System Hourly'!$3:$3,'System Hourly'!$35:$35)","v":0},{"$f":"LOOKUP($C111,'System Hourly'!$3:$3,'System Hourly'!$54:$54)","v":0},{"$f":"LOOKUP($C111,'System Hourly'!$3:$3,'System Hourly'!$54:$54)","v":0},{"$f":"LOOKUP($C111,'System Hourly'!$3:$3,'System Hourly'!$58:$58)","v":0},{"$f":"LOOKUP($C111,'System Hourly'!$3:$3,'System Hourly'!$52:$52)","v":0},0,{"$f":"LOOKUP($C111,'System Hourly'!$3:$3,'System Hourly'!$54:$54)","v":0},{"$f":"LOOKUP($C111,'System Hourly'!$3:$3,'System Hourly'!$61:$61)","v":0}]
[null,109,"2018-05-05T12:00:00",{"$f":"LOOKUP(C112,'System Hourly'!$3:$3,'System Hourly'!$9:$9)","v":0},{"$f":"LOOKUP($C112,'System Hourly'!$3:$3,'System Hourly'!$10:$10)","v":719.82467381718175},{"$f":"LOOKUP($C112,'System Hourly'!$3:$3,'System Hourly'!$11:$11)","v":5520},{"$f":"LOOKUP($C112,'System Hourly'!$3:$3,'System Hourly'!$12:$12)","v":3900},{"$f":"LOOKUP($C112,'System Hourly'!$3:$3,'System Hourly'!$35:$35)","v":0},{"$f":"LOOKUP($C112,'System Hourly'!$3:$3,'System Hourly'!$54:$54)","v":0},{"$f":"LOOKUP($C112,'System Hourly'!$3:$3,'System Hourly'!$54:$54)","v":0},{"$f":"LOOKUP($C112,'System Hourly'!$3:$3,'System Hourly'!$58:$58)","v":0},{"$f":"LOOKUP($C112,'System Hourly'!$3:$3,'System Hourly'!$52:$52)","v":0},0,{"$f":"LOOKUP($C112,'System Hourly'!$3:$3,'System Hourly'!$54:$54)","v":0},{"$f":"LOOKUP($C112,'System Hourly'!$3:$3,'System Hourly'!$61:$61)","v":0}]
[null,110,"2018-05-05T13:00:00",{"$f":"LOOKUP(C113,'System Hourly'!$3:$3,'System Hourly'!$9:$9)","v":0},{"$f":"LOOKUP($C113,'System Hourly'!$3:$3,'System Hourly'!$10:$10)","v":719.82467381718175},{"$f":"LOOKUP($C113,'System Hourly'!$3:$3,'System Hourly'!$11:$11)","v":5520},{"$f":"LOOKUP($C113,'System Hourly'!$3:$3,'System Hourly'!$12:$12)","v":3900},{"$f":"LOOKUP($C113,'System Hourly'!$3:$3,'System Hourly'!$35:$35)","v":0},{"$f":"LOOKUP($C113,'System Hourly'!$3:$3,'System Hourly'!$54:$54)","v":0},{"$f":"LOOKUP($C113,'System Hourly'!$3:$3,'System Hourly'!$54:$54)","v":0},{"$f":"LOOKUP($C113,'System Hourly'!$3:$3,'System Hourly'!$58:$58)","v":0},{"$f":"LOOKUP($C113,'System Hourly'!$3:$3,'System Hourly'!$52:$52)","v":0},0,{"$f":"LOOKUP($C113,'System Hourly'!$3:$3,'System Hourly'!$54:$54)","v":0},{"$f":"LOOKUP($C113,'System Hourly'!$3:$3,'System Hourly'!$61:$61)","v":0}]
[null,111,"2018-05-05T14:00:00",{"$f":"LOOKUP(C114,'System Hourly'!$3:$3,'System Hourly'!$9:$9)","v":0},{"$f":"LOOKUP($C114,'System Hourly'!$3:$3,'System Hourly'!$10:$10)","v":719.82467381718175},{"$f":"LOOKUP($C114,'System Hourly'!$3:$3,'System Hourly'!$11:$11)","v":5520},{"$f":"LOOKUP($C114,'System Hourly'!$3:$3,'System Hourly'!$12:$12)","v":3900},{"$f":"LOOKUP($C114,'System Hourly'!$3:$3,'System Hourly'!$35:$35)","v":0},{"$f":"LOOKUP($C114,'System Hourly'!$3:$3,'System Hourly'!$54:$54)","v":0},{"$f":"LOOKUP($C114,'System Hourly'!$3:$3,'System Hourly'!$54:$54)","v":0},{"$f":"LOOKUP($C114,'System Hourly'!$3:$3,'System Hourly'!$58:$58)","v":0},{"$f":"LOOKUP($C114,'System Hourly'!$3:$3,'System Hourly'!$52:$52)","v":0},0,{"$f":"LOOKUP($C114,'System Hourly'!$3:$3,'System Hourly'!$54:$54)","v":0},{"$f":"LOOKUP($C114,'System Hourly'!$3:$3,'System Hourly'!$61:$61)","v":0}]
[null,112,"2018-05-05T15:00:00",{"$f":"LOOKUP(C115,'System Hourly'!$3:$3,'System Hourly'!$9:$9)","v":0},{"$f":"LOOKUP($C115,'System Hourly'!$3:$3,'System Hourly'!$10:$10)","v":719.82467381718175},{"$f":"LOOKUP($C115,'System Hourly'!$3:$3,'System Hourly'!$11:$11)","v":5520},{"$f":"LOOKUP($C115,'System Hourly'!$3:$3,'System Hourly'!$12:$12)","v":3900},{"$f":"LOOKUP($C115,'System Hourly'!$3:$3,'System Hourly'!$35:$35)","v":0},{"$f":"LOOKUP($C115,'System Hourly'!$3:$3,'System Hourly'!$54:$54)","v":0},{"$f":"LOOKUP($C115,'System Hourly'!$3:$3,'System Hourly'!$54:$54)","v":0},{"$f":"LOOKUP($C115,'System Hourly'!$3:$3,'System Hourly'!$58:$58)","v":0},{"$f":"LOOKUP($C115,'System Hourly'!$3:$3,'System Hourly'!$52:$52)","v":0},0,{"$f":"LOOKUP($C115,'System Hourly'!$3:$3,'System Hourly'!$54:$54)","v":0},{"$f":"LOOKUP($C115,'System Hourly'!$3:$3,'System Hourly'!$61:$61)","v":0}]
[null,113,"2018-05-05T16:00:00",{"$f":"LOOKUP(C116,'System Hourly'!$3:$3,'System Hourly'!$9:$9)","v":0},{"$f":"LOOKUP($C116,'System Hourly'!$3:$3,'System Hourly'!$10:$10)","v":719.82467381718175},{"$f":"LOOKUP($C116,'System Hourly'!$3:$3,'System Hourly'!$11:$11)","v":5520},{"$f":"LOOKUP($C116,'System Hourly'!$3:$3,'System Hourly'!$12:$12)","v":3900},{"$f":"LOOKUP($C116,'System Hourly'!$3:$3,'System Hourly'!$35:$35)","v":0},{"$f":"LOOKUP($C116,'System Hourly'!$3:$3,'System Hourly'!$54:$54)","v":0},{"$f":"LOOKUP($C116,'System Hourly'!$3:$3,'System Hourly'!$54:$54)","v":0},{"$f":"LOOKUP($C116,'System Hourly'!$3:$3,'System Hourly'!$58:$58)","v":0},{"$f":"LOOKUP($C116,'System Hourly'!$3:$3,'System Hourly'!$52:$52)","v":0},0,{"$f":"LOOKUP($C116,'System Hourly'!$3:$3,'System Hourly'!$54:$54)","v":0},{"$f":"LOOKUP($C116,'System Hourly'!$3:$3,'System Hourly'!$61:$61)","v":0}]
[null,114,"2018-05-05T17:00:00",{"$f":"LOOKUP(C117,'System Hourly'!$3:$3,'System Hourly'!$9:$9)","v":0},{"$f":"LOOKUP($C117,'System Hourly'!$3:$3,'System Hourly'!$10:$10)","v":719.82467381718175},{"$f":"LOOKUP($C117,'System Hourly'!$3:$3,'System Hourly'!$11:$11)","v":5520},{"$f":"LOOKUP($C117,'System Hourly'!$3:$3,'System Hourly'!$12:$12)","v":3900},{"$f":"LOOKUP($C117,'System Hourly'!$3:$3,'System Hourly'!$35:$35)","v":0},{"$f":"LOOKUP($C117,'System Hourly'!$3:$3,'System Hourly'!$54:$54)","v":0},{"$f":"LOOKUP($C117,'System Hourly'!$3:$3,'System Hourly'!$54:$54)","v":0},{"$f":"LOOKUP($C117,'System Hourly'!$3:$3,'System Hourly'!$58:$58)","v":0},{"$f":"LOOKUP($C117,'System Hourly'!$3:$3,'System Hourly'!$52:$52)","v":0},0,{"$f":"LOOKUP($C117,'System Hourly'!$3:$3,'System Hourly'!$54:$54)","v":0},{"$f":"LOOKUP($C117,'System Hourly'!$3:$3,'System Hourly'!$61:$61)","v":0}]
[null,115,"2018-05-05T18:00:00",{"$f":"LOOKUP(C118,'System Hourly'!$3:$3,'System Hourly'!$9:$9)","v":0},{"$f":"LOOKUP($C118,'System Hourly'!$3:$3,'System Hourly'!$10:$10)","v":719.82467381718175},{"$f":"LOOKUP($C118,'System Hourly'!$3:$3,'System Hourly'!$11:$11)","v":5520},{"$f":"LOOKUP($C118,'System Hourly'!$3:$3,'System Hourly'!$12:$12)","v":3900},{"$f":"LOOKUP($C118,'System Hourly'!$3:$3,'System Hourly'!$35:$35)","v":0},{"$f":"LOOKUP($C118,'System Hourly'!$3:$3,'System Hourly'!$54:$54)","v":0},{"$f":"LOOKUP($C118,'System Hourly'!$3:$3,'System Hourly'!$54:$54)","v":0},{"$f":"LOOKUP($C118,'System Hourly'!$3:$3,'System Hourly'!$58:$58)","v":0},{"$f":"LOOKUP($C118,'System Hourly'!$3:$3,'System Hourly'!$52:$52)","v":0},0,{"$f":"LOOKUP($C118,'System Hourly'!$3:$3,'System Hourly'!$54:$54)","v":0},{"$f":"LOOKUP($C118,'System Hourly'!$3:$3,'System Hourly'!$61:$61)","v":0}]
[null,116,"2018-05-05T19:00:00",{"$f":"LOOKUP(C119,'System Hourly'!$3:$3,'System Hourly'!$9:$9)","v":0},{"$f":"LOOKUP($C119,'System Hourly'!$3:$3,'System Hourly'!$10:$10)","v":719.82467381718175},{"$f":"LOOKUP($C119,'System Hourly'!$3:$3,'System Hourly'!$11:$11)","v":5520},{"$f":"LOOKUP($C119,'System Hourly'!$3:$3,'System Hourly'!$12:$12)","v":3900},{"$f":"LOOKUP($C119,'System Hourly'!$3:$3,'System Hourly'!$35:$35)","v":0},{"$f":"LOOKUP($C119,'System Hourly'!$3:$3,'System Hourly'!$54:$54)","v":0},{"$f":"LOOKUP($C119,'System Hourly'!$3:$3,'System Hourly'!$54:$54)","v":0},{"$f":"LOOKUP($C119,'System Hourly'!$3:$3,'System Hourly'!$58:$58)","v":0},{"$f":"LOOKUP($C119,'System Hourly'!$3:$3,'System Hourly'!$52:$52)","v":0},0,{"$f":"LOOKUP($C119,'System Hourly'!$3:$3,'System Hourly'!$54:$54)","v":0},{"$f":"LOOKUP($C119,'System Hourly'!$3:$3,'System Hourly'!$61:$61)","v":0}]
[null,117,"2018-05-05T20:00:00",{"$f":"LOOKUP(C120,'System Hourly'!$3:$3,'System Hourly'!$9:$9)","v":0},{"$f":"LOOKUP($C120,'System Hourly'!$3:$3,'System Hourly'!$10:$10)","v":719.82467381718175},{"$f":"LOOKUP($C120,'System Hourly'!$3:$3,'System Hourly'!$11:$11)","v":5520},{"$f":"LOOKUP($C120,'System Hourly'!$3:$3,'System Hourly'!$12:$12)","v":3900},{"$f":"LOOKUP($C120,'System Hourly'!$3:$3,'System Hourly'!$35:$35)","v":0},{"$f":"LOOKUP($C120,'System Hourly'!$3:$3,'System Hourly'!$54:$54)","v":0},{"$f":"LOOKUP($C120,'System Hourly'!$3:$3,'System Hourly'!$54:$54)","v":0},{"$f":"LOOKUP($C120,'System Hourly'!$3:$3,'System Hourly'!$58:$58)","v":0},{"$f":"LOOKUP($C120,'System Hourly'!$3:$3,'System Hourly'!$52:$52)","v":0},0,{"$f":"LOOKUP($C120,'System Hourly'!$3:$3,'System Hourly'!$54:$54)","v":0},{"$f":"LOOKUP($C120,'System Hourly'!$3:$3,'System Hourly'!$61:$61)","v":0}]
[null,118,"2018-05-05T21:00:00",{"$f":"LOOKUP(C121,'System Hourly'!$3:$3,'System Hourly'!$9:$9)","v":0},{"$f":"LOOKUP($C121,'System Hourly'!$3:$3,'System Hourly'!$10:$10)","v":719.82467381718175},{"$f":"LOOKUP($C121,'System Hourly'!$3:$3,'System Hourly'!$11:$11)","v":5520},{"$f":"LOOKUP($C121,'System Hourly'!$3:$3,'System Hourly'!$12:$12)","v":3900},{"$f":"LOOKUP($C121,'System Hourly'!$3:$3,'System Hourly'!$35:$35)","v":0},{"$f":"LOOKUP($C121,'System Hourly'!$3:$3,'System Hourly'!$54:$54)","v":0},{"$f":"LOOKUP($C121,'System Hourly'!$3:$3,'System Hourly'!$54:$54)","v":0},{"$f":"LOOKUP($C121,'System Hourly'!$3:$3,'System Hourly'!$58:$58)","v":0},{"$f":"LOOKUP($C121,'System Hourly'!$3:$3,'System Hourly'!$52:$52)","v":0},0,{"$f":"LOOKUP($C121,'System Hourly'!$3:$3,'System Hourly'!$54:$54)","v":0},{"$f":"LOOKUP($C121,'System Hourly'!$3:$3,'System Hourly'!$61:$61)","v":0}]
[null,119,"2018-05-05T22:00:00",{"$f":"LOOKUP(C122,'System Hourly'!$3:$3,'System Hourly'!$9:$9)","v":0},{"$f":"LOOKUP($C122,'System Hourly'!$3:$3,'System Hourly'!$10:$10)","v":719.82467381718175},{"$f":"LOOKUP($C122,'System Hourly'!$3:$3,'System Hourly'!$11:$11)","v":5520},{"$f":"LOOKUP($C122,'System Hourly'!$3:$3,'System Hourly'!$12:$12)","v":3900},{"$f":"LOOKUP($C122,'System Hourly'!$3:$3,'System Hourly'!$35:$35)","v":0},{"$f":"LOOKUP($C122,'System Hourly'!$3:$3,'System Hourly'!$54:$54)","v":0},{"$f":"LOOKUP($C122,'System Hourly'!$3:$3,'System Hourly'!$54:$54)","v":0},{"$f":"LOOKUP($C122,'System Hourly'!$3:$3,'System Hourly'!$58:$58)","v":0},{"$f":"LOOKUP($C122,'System Hourly'!$3:$3,'System Hourly'!$52:$52)","v":0},0,{"$f":"LOOKUP($C122,'System Hourly'!$3:$3,'System Hourly'!$54:$54)","v":0},{"$f":"LOOKUP($C122,'System Hourly'!$3:$3,'System Hourly'!$61:$61)","v":0}]
[null,120,"2018-05-05T23:00:00",{"$f":"LOOKUP(C123,'System Hourly'!$3:$3,'System Hourly'!$9:$9)","v":0},{"$f":"LOOKUP($C123,'System Hourly'!$3:$3,'System Hourly'!$10:$10)","v":719.82467381718175},{"$f":"LOOKUP($C123,'System Hourly'!$3:$3,'System Hourly'!$11:$11)","v":5520},{"$f":"LOOKUP($C123,'System Hourly'!$3:$3,'System Hourly'!$12:$12)","v":3900},{"$f":"LOOKUP($C123,'System Hourly'!$3:$3,'System Hourly'!$35:$35)","v":0},{"$f":"LOOKUP($C123,'System Hourly'!$3:$3,'System Hourly'!$54:$54)","v":0},{"$f":"LOOKUP($C123,'System Hourly'!$3:$3,'System Hourly'!$54:$54)","v":0},{"$f":"LOOKUP($C123,'System Hourly'!$3:$3,'System Hourly'!$58:$58)","v":0},{"$f":"LOOKUP($C123,'System Hourly'!$3:$3,'System Hourly'!$52:$52)","v":0},0,{"$f":"LOOKUP($C123,'System Hourly'!$3:$3,'System Hourly'!$54:$54)","v":0},{"$f":"LOOKUP($C123,'System Hourly'!$3:$3,'System Hourly'!$61:$61)","v":0}]
[null,121,"2018-05-06",{"$f":"LOOKUP(C124,'System Hourly'!$3:$3,'System Hourly'!$9:$9)","v":0},{"$f":"LOOKUP($C124,'System Hourly'!$3:$3,'System Hourly'!$10:$10)","v":719.82467381718175},{"$f":"LOOKUP($C124,'System Hourly'!$3:$3,'System Hourly'!$11:$11)","v":5520},{"$f":"LOOKUP($C124,'System Hourly'!$3:$3,'System Hourly'!$12:$12)","v":3900},{"$f":"LOOKUP($C124,'System Hourly'!$3:$3,'System Hourly'!$35:$35)","v":0},{"$f":"LOOKUP($C124,'System Hourly'!$3:$3,'System Hourly'!$54:$54)","v":0},{"$f":"LOOKUP($C124,'System Hourly'!$3:$3,'System Hourly'!$54:$54)","v":0},{"$f":"LOOKUP($C124,'System Hourly'!$3:$3,'System Hourly'!$58:$58)","v":0},{"$f":"LOOKUP($C124,'System Hourly'!$3:$3,'System Hourly'!$52:$52)","v":0},0,{"$f":"LOOKUP($C124,'System Hourly'!$3:$3,'System Hourly'!$54:$54)","v":0},{"$f":"LOOKUP($C124,'System Hourly'!$3:$3,'System Hourly'!$61:$61)","v":0}]
[null,122,"2018-05-06T01:00:00",{"$f":"LOOKUP(C125,'System Hourly'!$3:$3,'System Hourly'!$9:$9)","v":0},{"$f":"LOOKUP($C125,'System Hourly'!$3:$3,'System Hourly'!$10:$10)","v":719.82467381718175},{"$f":"LOOKUP($C125,'System Hourly'!$3:$3,'System Hourly'!$11:$11)","v":5520},{"$f":"LOOKUP($C125,'System Hourly'!$3:$3,'System Hourly'!$12:$12)","v":3900},{"$f":"LOOKUP($C125,'System Hourly'!$3:$3,'System Hourly'!$35:$35)","v":0},{"$f":"LOOKUP($C125,'System Hourly'!$3:$3,'System Hourly'!$54:$54)","v":0},{"$f":"LOOKUP($C125,'System Hourly'!$3:$3,'System Hourly'!$54:$54)","v":0},{"$f":"LOOKUP($C125,'System Hourly'!$3:$3,'System Hourly'!$58:$58)","v":0},{"$f":"LOOKUP($C125,'System Hourly'!$3:$3,'System Hourly'!$52:$52)","v":0},0,{"$f":"LOOKUP($C125,'System Hourly'!$3:$3,'System Hourly'!$54:$54)","v":0},{"$f":"LOOKUP($C125,'System Hourly'!$3:$3,'System Hourly'!$61:$61)","v":0}]
[null,123,"2018-05-06T02:00:00",{"$f":"LOOKUP(C126,'System Hourly'!$3:$3,'System Hourly'!$9:$9)","v":0},{"$f":"LOOKUP($C126,'System Hourly'!$3:$3,'System Hourly'!$10:$10)","v":719.82467381718175},{"$f":"LOOKUP($C126,'System Hourly'!$3:$3,'System Hourly'!$11:$11)","v":5520},{"$f":"LOOKUP($C126,'System Hourly'!$3:$3,'System Hourly'!$12:$12)","v":3900},{"$f":"LOOKUP($C126,'System Hourly'!$3:$3,'System Hourly'!$35:$35)","v":0},{"$f":"LOOKUP($C126,'System Hourly'!$3:$3,'System Hourly'!$54:$54)","v":0},{"$f":"LOOKUP($C126,'System Hourly'!$3:$3,'System Hourly'!$54:$54)","v":0},{"$f":"LOOKUP($C126,'System Hourly'!$3:$3,'System Hourly'!$58:$58)","v":0},{"$f":"LOOKUP($C126,'System Hourly'!$3:$3,'System Hourly'!$52:$52)","v":0},0,{"$f":"LOOKUP($C126,'System Hourly'!$3:$3,'System Hourly'!$54:$54)","v":0},{"$f":"LOOKUP($C126,'System Hourly'!$3:$3,'System Hourly'!$61:$61)","v":0}]
[null,124,"2018-05-06T03:00:00",{"$f":"LOOKUP(C127,'System Hourly'!$3:$3,'System Hourly'!$9:$9)","v":0},{"$f":"LOOKUP($C127,'System Hourly'!$3:$3,'System Hourly'!$10:$10)","v":719.82467381718175},{"$f":"LOOKUP($C127,'System Hourly'!$3:$3,'System Hourly'!$11:$11)","v":5520},{"$f":"LOOKUP($C127,'System Hourly'!$3:$3,'System Hourly'!$12:$12)","v":3900},{"$f":"LOOKUP($C127,'System Hourly'!$3:$3,'System Hourly'!$35:$35)","v":0},{"$f":"LOOKUP($C127,'System Hourly'!$3:$3,'System Hourly'!$54:$54)","v":0},{"$f":"LOOKUP($C127,'System Hourly'!$3:$3,'System Hourly'!$54:$54)","v":0},{"$f":"LOOKUP($C127,'System Hourly'!$3:$3,'System Hourly'!$58:$58)","v":0},{"$f":"LOOKUP($C127,'System Hourly'!$3:$3,'System Hourly'!$52:$52)","v":0},0,{"$f":"LOOKUP($C127,'System Hourly'!$3:$3,'System Hourly'!$54:$54)","v":0},{"$f":"LOOKUP($C127,'System Hourly'!$3:$3,'System Hourly'!$61:$61)","v":0}]
[null,125,"2018-05-06T04:00:00",{"$f":"LOOKUP(C128,'System Hourly'!$3:$3,'System Hourly'!$9:$9)","v":0},{"$f":"LOOKUP($C128,'System Hourly'!$3:$3,'System Hourly'!$10:$10)","v":719.82467381718175},{"$f":"LOOKUP($C128,'System Hourly'!$3:$3,'System Hourly'!$11:$11)","v":5520},{"$f":"LOOKUP($C128,'System Hourly'!$3:$3,'System Hourly'!$12:$12)","v":3900},{"$f":"LOOKUP($C128,'System Hourly'!$3:$3,'System Hourly'!$35:$35)","v":0},{"$f":"LOOKUP($C128,'System Hourly'!$3:$3,'System Hourly'!$54:$54)","v":0},{"$f":"LOOKUP($C128,'System Hourly'!$3:$3,'System Hourly'!$54:$54)","v":0},{"$f":"LOOKUP($C128,'System Hourly'!$3:$3,'System Hourly'!$58:$58)","v":0},{"$f":"LOOKUP($C128,'System Hourly'!$3:$3,'System Hourly'!$52:$52)","v":0},0,{"$f":"LOOKUP($C128,'System Hourly'!$3:$3,'System Hourly'!$54:$54)","v":0},{"$f":"LOOKUP($C128,'System Hourly'!$3:$3,'System Hourly'!$61:$61)","v":0}]
[null,126,"2018-05-06T05:00:00",{"$f":"LOOKUP(C129,'System Hourly'!$3:$3,'System Hourly'!$9:$9)","v":0},{"$f":"LOOKUP($C129,'System Hourly'!$3:$3,'System Hourly'!$10:$10)","v":719.82467381718175},{"$f":"LOOKUP($C129,'System Hourly'!$3:$3,'System Hourly'!$11:$11)","v":5520},{"$f":"LOOKUP($C129,'System Hourly'!$3:$3,'System Hourly'!$12:$12)","v":3900},{"$f":"LOOKUP($C129,'System Hourly'!$3:$3,'System Hourly'!$35:$35)","v":0},{"$f":"LOOKUP($C129,'System Hourly'!$3:$3,'System Hourly'!$54:$54)","v":0},{"$f":"LOOKUP($C129,'System Hourly'!$3:$3,'System Hourly'!$54:$54)","v":0},{"$f":"LOOKUP($C129,'System Hourly'!$3:$3,'System Hourly'!$58:$58)","v":0},{"$f":"LOOKUP($C129,'System Hourly'!$3:$3,'System Hourly'!$52:$52)","v":0},0,{"$f":"LOOKUP($C129,'System Hourly'!$3:$3,'System Hourly'!$54:$54)","v":0},{"$f":"LOOKUP($C129,'System Hourly'!$3:$3,'System Hourly'!$61:$61)","v":0}]
[null,127,"2018-05-06T06:00:00",{"$f":"LOOKUP(C130,'System Hourly'!$3:$3,'System Hourly'!$9:$9)","v":0},{"$f":"LOOKUP($C130,'System Hourly'!$3:$3,'System Hourly'!$10:$10)","v":719.82467381718175},{"$f":"LOOKUP($C130,'System Hourly'!$3:$3,'System Hourly'!$11:$11)","v":5520},{"$f":"LOOKUP($C130,'System Hourly'!$3:$3,'System Hourly'!$12:$12)","v":3900},{"$f":"LOOKUP($C130,'System Hourly'!$3:$3,'System Hourly'!$35:$35)","v":0},{"$f":"LOOKUP($C130,'System Hourly'!$3:$3,'System Hourly'!$54:$54)","v":0},{"$f":"LOOKUP($C130,'System Hourly'!$3:$3,'System Hourly'!$54:$54)","v":0},{"$f":"LOOKUP($C130,'System Hourly'!$3:$3,'System Hourly'!$58:$58)","v":0},{"$f":"LOOKUP($C130,'System Hourly'!$3:$3,'System Hourly'!$52:$52)","v":0},0,{"$f":"LOOKUP($C130,'System Hourly'!$3:$3,'System Hourly'!$54:$54)","v":0},{"$f":"LOOKUP($C130,'System Hourly'!$3:$3,'System Hourly'!$61:$61)","v":0}]
[null,128,"2018-05-06T07:00:00",{"$f":"LOOKUP(C131,'System Hourly'!$3:$3,'System Hourly'!$9:$9)","v":0},{"$f":"LOOKUP($C131,'System Hourly'!$3:$3,'System Hourly'!$10:$10)","v":719.82467381718175},{"$f":"LOOKUP($C131,'System Hourly'!$3:$3,'System Hourly'!$11:$11)","v":5520},{"$f":"LOOKUP($C131,'System Hourly'!$3:$3,'System Hourly'!$12:$12)","v":3900},{"$f":"LOOKUP($C131,'System Hourly'!$3:$3,'System Hourly'!$35:$35)","v":0},{"$f":"LOOKUP($C131,'System Hourly'!$3:$3,'System Hourly'!$54:$54)","v":0},{"$f":"LOOKUP($C131,'System Hourly'!$3:$3,'System Hourly'!$54:$54)","v":0},{"$f":"LOOKUP($C131,'System Hourly'!$3:$3,'System Hourly'!$58:$58)","v":0},{"$f":"LOOKUP($C131,'System Hourly'!$3:$3,'System Hourly'!$52:$52)","v":0},0,{"$f":"LOOKUP($C131,'System Hourly'!$3:$3,'System Hourly'!$54:$54)","v":0},{"$f":"LOOKUP($C131,'System Hourly'!$3:$3,'System Hourly'!$61:$61)","v":0}]
[null,129,"2018-05-06T08:00:00",{"$f":"LOOKUP(C132,'System Hourly'!$3:$3,'System Hourly'!$9:$9)","v":0},{"$f":"LOOKUP($C132,'System Hourly'!$3:$3,'System Hourly'!$10:$10)","v":719.82467381718175},{"$f":"LOOKUP($C132,'System Hourly'!$3:$3,'System Hourly'!$11:$11)","v":5520},{"$f":"LOOKUP($C132,'System Hourly'!$3:$3,'System Hourly'!$12:$12)","v":3900},{"$f":"LOOKUP($C132,'System Hourly'!$3:$3,'System Hourly'!$35:$35)","v":0},{"$f":"LOOKUP($C132,'System Hourly'!$3:$3,'System Hourly'!$54:$54)","v":0},{"$f":"LOOKUP($C132,'System Hourly'!$3:$3,'System Hourly'!$54:$54)","v":0},{"$f":"LOOKUP($C132,'System Hourly'!$3:$3,'System Hourly'!$58:$58)","v":0},{"$f":"LOOKUP($C132,'System Hourly'!$3:$3,'System Hourly'!$52:$52)","v":0},0,{"$f":"LOOKUP($C132,'System Hourly'!$3:$3,'System Hourly'!$54:$54)","v":0},{"$f":"LOOKUP($C132,'System Hourly'!$3:$3,'System Hourly'!$61:$61)","v":0}]
[null,130,"2018-05-06T09:00:00",{"$f":"LOOKUP(C133,'System Hourly'!$3:$3,'System Hourly'!$9:$9)","v":0},{"$f":"LOOKUP($C133,'System Hourly'!$3:$3,'System Hourly'!$10:$10)","v":719.82467381718175},{"$f":"LOOKUP($C133,'System Hourly'!$3:$3,'System Hourly'!$11:$11)","v":5520},{"$f":"LOOKUP($C133,'System Hourly'!$3:$3,'System Hourly'!$12:$12)","v":3900},{"$f":"LOOKUP($C133,'System Hourly'!$3:$3,'System Hourly'!$35:$35)","v":0},{"$f":"LOOKUP($C133,'System Hourly'!$3:$3,'System Hourly'!$54:$54)","v":0},{"$f":"LOOKUP($C133,'System Hourly'!$3:$3,'System Hourly'!$54:$54)","v":0},{"$f":"LOOKUP($C133,'System Hourly'!$3:$3,'System Hourly'!$58:$58)","v":0},{"$f":"LOOKUP($C133,'System Hourly'!$3:$3,'System Hourly'!$52:$52)","v":0},{"$f":"H133","v":0},{"$f":"LOOKUP($C133,'System Hourly'!$3:$3,'System Hourly'!$54:$54)","v":0},{"$f":"LOOKUP($C133,'System Hourly'!$3:$3,'System Hourly'!$61:$61)","v":0}]
[null,131,"2018-05-06T10:00:00",{"$f":"LOOKUP(C134,'System Hourly'!$3:$3,'System Hourly'!$9:$9)","v":0},{"$f":"LOOKUP($C134,'System Hourly'!$3:$3,'System Hourly'!$10:$10)","v":719.82467381718175},{"$f":"LOOKUP($C134,'System Hourly'!$3:$3,'System Hourly'!$11:$11)","v":5520},{"$f":"LOOKUP($C134,'System Hourly'!$3:$3,'System Hourly'!$12:$12)","v":3900},{"$f":"LOOKUP($C134,'System Hourly'!$3:$3,'System Hourly'!$35:$35)","v":0},{"$f":"LOOKUP($C134,'System Hourly'!$3:$3,'System Hourly'!$54:$54)","v":0},{"$f":"LOOKUP($C134,'System Hourly'!$3:$3,'System Hourly'!$54:$54)","v":0},{"$f":"LOOKUP($C134,'System Hourly'!$3:$3,'System Hourly'!$58:$58)","v":0},{"$f":"LOOKUP($C134,'System Hourly'!$3:$3,'System Hourly'!$52:$52)","v":0},0,{"$f":"LOOKUP($C134,'System Hourly'!$3:$3,'System Hourly'!$54:$54)","v":0},{"$f":"LOOKUP($C134,'System Hourly'!$3:$3,'System Hourly'!$61:$61)","v":0}]
[null,132,"2018-05-06T11:00:00",{"$f":"LOOKUP(C135,'System Hourly'!$3:$3,'System Hourly'!$9:$9)","v":0},{"$f":"LOOKUP($C135,'System Hourly'!$3:$3,'System Hourly'!$10:$10)","v":719.82467381718175},{"$f":"LOOKUP($C135,'System Hourly'!$3:$3,'System Hourly'!$11:$11)","v":5520},{"$f":"LOOKUP($C135,'System Hourly'!$3:$3,'System Hourly'!$12:$12)","v":3900},{"$f":"LOOKUP($C135,'System Hourly'!$3:$3,'System Hourly'!$35:$35)","v":0},{"$f":"LOOKUP($C135,'System Hourly'!$3:$3,'System Hourly'!$54:$54)","v":0},{"$f":"LOOKUP($C135,'System Hourly'!$3:$3,'System Hourly'!$54:$54)","v":0},{"$f":"LOOKUP($C135,'System Hourly'!$3:$3,'System Hourly'!$58:$58)","v":0},{"$f":"LOOKUP($C135,'System Hourly'!$3:$3,'System Hourly'!$52:$52)","v":0},0,{"$f":"LOOKUP($C135,'System Hourly'!$3:$3,'System Hourly'!$54:$54)","v":0},{"$f":"LOOKUP($C135,'System Hourly'!$3:$3,'System Hourly'!$61:$61)","v":0}]
[null,133,"2018-05-06T12:00:00",{"$f":"LOOKUP(C136,'System Hourly'!$3:$3,'System Hourly'!$9:$9)","v":0},{"$f":"LOOKUP($C136,'System Hourly'!$3:$3,'System Hourly'!$10:$10)","v":719.82467381718175},{"$f":"LOOKUP($C136,'System Hourly'!$3:$3,'System Hourly'!$11:$11)","v":5520},{"$f":"LOOKUP($C136,'System Hourly'!$3:$3,'System Hourly'!$12:$12)","v":3900},{"$f":"LOOKUP($C136,'System Hourly'!$3:$3,'System Hourly'!$35:$35)","v":0},{"$f":"LOOKUP($C136,'System Hourly'!$3:$3,'System Hourly'!$54:$54)","v":0},{"$f":"LOOKUP($C136,'System Hourly'!$3:$3,'System Hourly'!$54:$54)","v":0},{"$f":"LOOKUP($C136,'System Hourly'!$3:$3,'System Hourly'!$58:$58)","v":0},{"$f":"LOOKUP($C136,'System Hourly'!$3:$3,'System Hourly'!$52:$52)","v":0},0,{"$f":"LOOKUP($C136,'System Hourly'!$3:$3,'System Hourly'!$54:$54)","v":0},{"$f":"LOOKUP($C136,'System Hourly'!$3:$3,'System Hourly'!$61:$61)","v":0}]
[null,134,"2018-05-06T13:00:00",{"$f":"LOOKUP(C137,'System Hourly'!$3:$3,'System Hourly'!$9:$9)","v":0},{"$f":"LOOKUP($C137,'System Hourly'!$3:$3,'System Hourly'!$10:$10)","v":719.82467381718175},{"$f":"LOOKUP($C137,'System Hourly'!$3:$3,'System Hourly'!$11:$11)","v":5520},{"$f":"LOOKUP($C137,'System Hourly'!$3:$3,'System Hourly'!$12:$12)","v":3900},{"$f":"LOOKUP($C137,'System Hourly'!$3:$3,'System Hourly'!$35:$35)","v":0},{"$f":"LOOKUP($C137,'System Hourly'!$3:$3,'System Hourly'!$54:$54)","v":0},{"$f":"LOOKUP($C137,'System Hourly'!$3:$3,'System Hourly'!$54:$54)","v":0},{"$f":"LOOKUP($C137,'System Hourly'!$3:$3,'System Hourly'!$58:$58)","v":0},{"$f":"LOOKUP($C137,'System Hourly'!$3:$3,'System Hourly'!$52:$52)","v":0},0,{"$f":"LOOKUP($C137,'System Hourly'!$3:$3,'System Hourly'!$54:$54)","v":0},{"$f":"LOOKUP($C137,'System Hourly'!$3:$3,'System Hourly'!$61:$61)","v":0}]
[null,135,"2018-05-06T14:00:00",{"$f":"LOOKUP(C138,'System Hourly'!$3:$3,'System Hourly'!$9:$9)","v":0},{"$f":"LOOKUP($C138,'System Hourly'!$3:$3,'System Hourly'!$10:$10)","v":719.82467381718175},{"$f":"LOOKUP($C138,'System Hourly'!$3:$3,'System Hourly'!$11:$11)","v":5520},{"$f":"LOOKUP($C138,'System Hourly'!$3:$3,'System Hourly'!$12:$12)","v":3900},{"$f":"LOOKUP($C138,'System Hourly'!$3:$3,'System Hourly'!$35:$35)","v":0},{"$f":"LOOKUP($C138,'System Hourly'!$3:$3,'System Hourly'!$54:$54)","v":0},{"$f":"LOOKUP($C138,'System Hourly'!$3:$3,'System Hourly'!$54:$54)","v":0},{"$f":"LOOKUP($C138,'System Hourly'!$3:$3,'System Hourly'!$58:$58)","v":0},{"$f":"LOOKUP($C138,'System Hourly'!$3:$3,'System Hourly'!$52:$52)","v":0},0,{"$f":"LOOKUP($C138,'System Hourly'!$3:$3,'System Hourly'!$54:$54)","v":0},{"$f":"LOOKUP($C138,'System Hourly'!$3:$3,'System Hourly'!$61:$61)","v":0}]
[null,136,"2018-05-06T15:00:00",{"$f":"LOOKUP(C139,'System Hourly'!$3:$3,'System Hourly'!$9:$9)","v":0},{"$f":"LOOKUP($C139,'System Hourly'!$3:$3,'System Hourly'!$10:$10)","v":719.82467381718175},{"$f":"LOOKUP($C139,'System Hourly'!$3:$3,'System Hourly'!$11:$11)","v":5520},{"$f":"LOOKUP($C139,'System Hourly'!$3:$3,'System Hourly'!$12:$12)","v":3900},{"$f":"LOOKUP($C139,'System Hourly'!$3:$3,'System Hourly'!$35:$35)","v":0},{"$f":"LOOKUP($C139,'System Hourly'!$3:$3,'System Hourly'!$54:$54)","v":0},{"$f":"LOOKUP($C139,'System Hourly'!$3:$3,'System Hourly'!$54:$54)","v":0},{"$f":"LOOKUP($C139,'System Hourly'!$3:$3,'System Hourly'!$58:$58)","v":0},{"$f":"LOOKUP($C139,'System Hourly'!$3:$3,'System Hourly'!$52:$52)","v":0},0,{"$f":"LOOKUP($C139,'System Hourly'!$3:$3,'System Hourly'!$54:$54)","v":0},{"$f":"LOOKUP($C139,'System Hourly'!$3:$3,'System Hourly'!$61:$61)","v":0}]
[null,137,"2018-05-06T16:00:00",{"$f":"LOOKUP(C140,'System Hourly'!$3:$3,'System Hourly'!$9:$9)","v":0},{"$f":"LOOKUP($C140,'System Hourly'!$3:$3,'System Hourly'!$10:$10)","v":719.82467381718175},{"$f":"LOOKUP($C140,'System Hourly'!$3:$3,'System Hourly'!$11:$11)","v":5520},{"$f":"LOOKUP($C140,'System Hourly'!$3:$3,'System Hourly'!$12:$12)","v":3900},{"$f":"LOOKUP($C140,'System Hourly'!$3:$3,'System Hourly'!$35:$35)","v":0},{"$f":"LOOKUP($C140,'System Hourly'!$3:$3,'System Hourly'!$54:$54)","v":0},{"$f":"LOOKUP($C140,'System Hourly'!$3:$3,'System Hourly'!$54:$54)","v":0},{"$f":"LOOKUP($C140,'System Hourly'!$3:$3,'System Hourly'!$58:$58)","v":0},{"$f":"LOOKUP($C140,'System Hourly'!$3:$3,'System Hourly'!$52:$52)","v":0},0,{"$f":"LOOKUP($C140,'System Hourly'!$3:$3,'System Hourly'!$54:$54)","v":0},{"$f":"LOOKUP($C140,'System Hourly'!$3:$3,'System Hourly'!$61:$61)","v":0}]
[null,138,"2018-05-06T17:00:00",{"$f":"LOOKUP(C141,'System Hourly'!$3:$3,'System Hourly'!$9:$9)","v":0},{"$f":"LOOKUP($C141,'System Hourly'!$3:$3,'System Hourly'!$10:$10)","v":719.82467381718175},{"$f":"LOOKUP($C141,'System Hourly'!$3:$3,'System Hourly'!$11:$11)","v":5520},{"$f":"LOOKUP($C141,'System Hourly'!$3:$3,'System Hourly'!$12:$12)","v":3900},{"$f":"LOOKUP($C141,'System Hourly'!$3:$3,'System Hourly'!$35:$35)","v":0},{"$f":"LOOKUP($C141,'System Hourly'!$3:$3,'System Hourly'!$54:$54)","v":0},{"$f":"LOOKUP($C141,'System Hourly'!$3:$3,'System Hourly'!$54:$54)","v":0},{"$f":"LOOKUP($C141,'System Hourly'!$3:$3,'System Hourly'!$58:$58)","v":0},{"$f":"LOOKUP($C141,'System Hourly'!$3:$3,'System Hourly'!$52:$52)","v":0},0,{"$f":"LOOKUP($C141,'System Hourly'!$3:$3,'System Hourly'!$54:$54)","v":0},{"$f":"LOOKUP($C141,'System Hourly'!$3:$3,'System Hourly'!$61:$61)","v":0}]
[null,139,"2018-05-06T18:00:00",{"$f":"LOOKUP(C142,'System Hourly'!$3:$3,'System Hourly'!$9:$9)","v":0},{"$f":"LOOKUP($C142,'System Hourly'!$3:$3,'System Hourly'!$10:$10)","v":719.82467381718175},{"$f":"LOOKUP($C142,'System Hourly'!$3:$3,'System Hourly'!$11:$11)","v":5520},{"$f":"LOOKUP($C142,'System Hourly'!$3:$3,'System Hourly'!$12:$12)","v":3900},{"$f":"LOOKUP($C142,'System Hourly'!$3:$3,'System Hourly'!$35:$35)","v":0},{"$f":"LOOKUP($C142,'System Hourly'!$3:$3,'System Hourly'!$54:$54)","v":0},{"$f":"LOOKUP($C142,'System Hourly'!$3:$3,'System Hourly'!$54:$54)","v":0},{"$f":"LOOKUP($C142,'System Hourly'!$3:$3,'System Hourly'!$58:$58)","v":0},{"$f":"LOOKUP($C142,'System Hourly'!$3:$3,'System Hourly'!$52:$52)","v":0},0,{"$f":"LOOKUP($C142,'System Hourly'!$3:$3,'System Hourly'!$54:$54)","v":0},{"$f":"LOOKUP($C142,'System Hourly'!$3:$3,'System Hourly'!$61:$61)","v":0}]
[null,140,"2018-05-06T19:00:00",{"$f":"LOOKUP(C143,'System Hourly'!$3:$3,'System Hourly'!$9:$9)","v":0},{"$f":"LOOKUP($C143,'System Hourly'!$3:$3,'System Hourly'!$10:$10)","v":719.82467381718175},{"$f":"LOOKUP($C143,'System Hourly'!$3:$3,'System Hourly'!$11:$11)","v":5520},{"$f":"LOOKUP($C143,'System Hourly'!$3:$3,'System Hourly'!$12:$12)","v":3900},{"$f":"LOOKUP($C143,'System Hourly'!$3:$3,'System Hourly'!$35:$35)","v":0},{"$f":"LOOKUP($C143,'System Hourly'!$3:$3,'System Hourly'!$54:$54)","v":0},{"$f":"LOOKUP($C143,'System Hourly'!$3:$3,'System Hourly'!$54:$54)","v":0},{"$f":"LOOKUP($C143,'System Hourly'!$3:$3,'System Hourly'!$58:$58)","v":0},{"$f":"LOOKUP($C143,'System Hourly'!$3:$3,'System Hourly'!$52:$52)","v":0},0,{"$f":"LOOKUP($C143,'System Hourly'!$3:$3,'System Hourly'!$54:$54)","v":0},{"$f":"LOOKUP($C143,'System Hourly'!$3:$3,'System Hourly'!$61:$61)","v":0}]
[null,141,"2018-05-06T20:00:00",{"$f":"LOOKUP(C144,'System Hourly'!$3:$3,'System Hourly'!$9:$9)","v":0},{"$f":"LOOKUP($C144,'System Hourly'!$3:$3,'System Hourly'!$10:$10)","v":719.82467381718175},{"$f":"LOOKUP($C144,'System Hourly'!$3:$3,'System Hourly'!$11:$11)","v":5520},{"$f":"LOOKUP($C144,'System Hourly'!$3:$3,'System Hourly'!$12:$12)","v":3900},{"$f":"LOOKUP($C144,'System Hourly'!$3:$3,'System Hourly'!$35:$35)","v":0},{"$f":"LOOKUP($C144,'System Hourly'!$3:$3,'System Hourly'!$54:$54)","v":0},{"$f":"LOOKUP($C144,'System Hourly'!$3:$3,'System Hourly'!$54:$54)","v":0},{"$f":"LOOKUP($C144,'System Hourly'!$3:$3,'System Hourly'!$58:$58)","v":0},{"$f":"LOOKUP($C144,'System Hourly'!$3:$3,'System Hourly'!$52:$52)","v":0},0,{"$f":"LOOKUP($C144,'System Hourly'!$3:$3,'System Hourly'!$54:$54)","v":0},{"$f":"LOOKUP($C144,'System Hourly'!$3:$3,'System Hourly'!$61:$61)","v":0}]
[null,142,"2018-05-06T21:00:00",{"$f":"LOOKUP(C145,'System Hourly'!$3:$3,'System Hourly'!$9:$9)","v":0},{"$f":"LOOKUP($C145,'System Hourly'!$3:$3,'System Hourly'!$10:$10)","v":719.82467381718175},{"$f":"LOOKUP($C145,'System Hourly'!$3:$3,'System Hourly'!$11:$11)","v":5520},{"$f":"LOOKUP($C145,'System Hourly'!$3:$3,'System Hourly'!$12:$12)","v":3900},{"$f":"LOOKUP($C145,'System Hourly'!$3:$3,'System Hourly'!$35:$35)","v":0},{"$f":"LOOKUP($C145,'System Hourly'!$3:$3,'System Hourly'!$54:$54)","v":0},{"$f":"LOOKUP($C145,'System Hourly'!$3:$3,'System Hourly'!$54:$54)","v":0},{"$f":"LOOKUP($C145,'System Hourly'!$3:$3,'System Hourly'!$58:$58)","v":0},{"$f":"LOOKUP($C145,'System Hourly'!$3:$3,'System Hourly'!$52:$52)","v":0},0,{"$f":"LOOKUP($C145,'System Hourly'!$3:$3,'System Hourly'!$54:$54)","v":0},{"$f":"LOOKUP($C145,'System Hourly'!$3:$3,'System Hourly'!$61:$61)","v":0}]
[null,143,"2018-05-06T22:00:00",{"$f":"LOOKUP(C146,'System Hourly'!$3:$3,'System Hourly'!$9:$9)","v":0},{"$f":"LOOKUP($C146,'System Hourly'!$3:$3,'System Hourly'!$10:$10)","v":719.82467381718175},{"$f":"LOOKUP($C146,'System Hourly'!$3:$3,'System Hourly'!$11:$11)","v":5520},{"$f":"LOOKUP($C146,'System Hourly'!$3:$3,'System Hourly'!$12:$12)","v":3900},{"$f":"LOOKUP($C146,'System Hourly'!$3:$3,'System Hourly'!$35:$35)","v":0},{"$f":"LOOKUP($C146,'System Hourly'!$3:$3,'System Hourly'!$54:$54)","v":0},{"$f":"LOOKUP($C146,'System Hourly'!$3:$3,'System Hourly'!$54:$54)","v":0},{"$f":"LOOKUP($C146,'System Hourly'!$3:$3,'System Hourly'!$58:$58)","v":0},{"$f":"LOOKUP($C146,'System Hourly'!$3:$3,'System Hourly'!$52:$52)","v":0},0,{"$f":"LOOKUP($C146,'System Hourly'!$3:$3,'System Hourly'!$54:$54)","v":0},{"$f":"LOOKUP($C146,'System Hourly'!$3:$3,'System Hourly'!$61:$61)","v":0}]
[null,144,"2018-05-06T23:00:00",{"$f":"LOOKUP(C147,'System Hourly'!$3:$3,'System Hourly'!$9:$9)","v":0},{"$f":"LOOKUP($C147,'System Hourly'!$3:$3,'System Hourly'!$10:$10)","v":719.82467381718175},{"$f":"LOOKUP($C147,'System Hourly'!$3:$3,'System Hourly'!$11:$11)","v":5520},{"$f":"LOOKUP($C147,'System Hourly'!$3:$3,'System Hourly'!$12:$12)","v":3900},{"$f":"LOOKUP($C147,'System Hourly'!$3:$3,'System Hourly'!$35:$35)","v":0},{"$f":"LOOKUP($C147,'System Hourly'!$3:$3,'System Hourly'!$54:$54)","v":0},{"$f":"LOOKUP($C147,'System Hourly'!$3:$3,'System Hourly'!$54:$54)","v":0},{"$f":"LOOKUP($C147,'System Hourly'!$3:$3,'System Hourly'!$58:$58)","v":0},{"$f":"LOOKUP($C147,'System Hourly'!$3:$3,'System Hourly'!$52:$52)","v":0},0,{"$f":"LOOKUP($C147,'System Hourly'!$3:$3,'System Hourly'!$54:$54)","v":0},{"$f":"LOOKUP($C147,'System Hourly'!$3:$3,'System Hourly'!$61:$61)","v":0}]
[null,145,"2018-05-07",{"$f":"LOOKUP(C148,'System Hourly'!$3:$3,'System Hourly'!$9:$9)","v":0},{"$f":"LOOKUP($C148,'System Hourly'!$3:$3,'System Hourly'!$10:$10)","v":719.82467381718175},{"$f":"LOOKUP($C148,'System Hourly'!$3:$3,'System Hourly'!$11:$11)","v":5520},{"$f":"LOOKUP($C148,'System Hourly'!$3:$3,'System Hourly'!$12:$12)","v":3900},{"$f":"LOOKUP($C148,'System Hourly'!$3:$3,'System Hourly'!$35:$35)","v":0},{"$f":"LOOKUP($C148,'System Hourly'!$3:$3,'System Hourly'!$54:$54)","v":0},{"$f":"LOOKUP($C148,'System Hourly'!$3:$3,'System Hourly'!$54:$54)","v":0},{"$f":"LOOKUP($C148,'System Hourly'!$3:$3,'System Hourly'!$58:$58)","v":0},{"$f":"LOOKUP($C148,'System Hourly'!$3:$3,'System Hourly'!$52:$52)","v":0},0,{"$f":"LOOKUP($C148,'System Hourly'!$3:$3,'System Hourly'!$54:$54)","v":0},{"$f":"LOOKUP($C148,'System Hourly'!$3:$3,'System Hourly'!$61:$61)","v":0}]
[null,146,"2018-05-07T01:00:00",{"$f":"LOOKUP(C149,'System Hourly'!$3:$3,'System Hourly'!$9:$9)","v":0},{"$f":"LOOKUP($C149,'System Hourly'!$3:$3,'System Hourly'!$10:$10)","v":719.82467381718175},{"$f":"LOOKUP($C149,'System Hourly'!$3:$3,'System Hourly'!$11:$11)","v":5520},{"$f":"LOOKUP($C149,'System Hourly'!$3:$3,'System Hourly'!$12:$12)","v":3900},{"$f":"LOOKUP($C149,'System Hourly'!$3:$3,'System Hourly'!$35:$35)","v":0},{"$f":"LOOKUP($C149,'System Hourly'!$3:$3,'System Hourly'!$54:$54)","v":0},{"$f":"LOOKUP($C149,'System Hourly'!$3:$3,'System Hourly'!$54:$54)","v":0},{"$f":"LOOKUP($C149,'System Hourly'!$3:$3,'System Hourly'!$58:$58)","v":0},{"$f":"LOOKUP($C149,'System Hourly'!$3:$3,'System Hourly'!$52:$52)","v":0},0,{"$f":"LOOKUP($C149,'System Hourly'!$3:$3,'System Hourly'!$54:$54)","v":0},{"$f":"LOOKUP($C149,'System Hourly'!$3:$3,'System Hourly'!$61:$61)","v":0}]
[null,147,"2018-05-07T02:00:00",{"$f":"LOOKUP(C150,'System Hourly'!$3:$3,'System Hourly'!$9:$9)","v":0},{"$f":"LOOKUP($C150,'System Hourly'!$3:$3,'System Hourly'!$10:$10)","v":719.82467381718175},{"$f":"LOOKUP($C150,'System Hourly'!$3:$3,'System Hourly'!$11:$11)","v":5520},{"$f":"LOOKUP($C150,'System Hourly'!$3:$3,'System Hourly'!$12:$12)","v":3900},{"$f":"LOOKUP($C150,'System Hourly'!$3:$3,'System Hourly'!$35:$35)","v":0},{"$f":"LOOKUP($C150,'System Hourly'!$3:$3,'System Hourly'!$54:$54)","v":0},{"$f":"LOOKUP($C150,'System Hourly'!$3:$3,'System Hourly'!$54:$54)","v":0},{"$f":"LOOKUP($C150,'System Hourly'!$3:$3,'System Hourly'!$58:$58)","v":0},{"$f":"LOOKUP($C150,'System Hourly'!$3:$3,'System Hourly'!$52:$52)","v":0},0,{"$f":"LOOKUP($C150,'System Hourly'!$3:$3,'System Hourly'!$54:$54)","v":0},{"$f":"LOOKUP($C150,'System Hourly'!$3:$3,'System Hourly'!$61:$61)","v":0}]
[null,148,"2018-05-07T03:00:00",{"$f":"LOOKUP(C151,'System Hourly'!$3:$3,'System Hourly'!$9:$9)","v":0},{"$f":"LOOKUP($C151,'System Hourly'!$3:$3,'System Hourly'!$10:$10)","v":719.82467381718175},{"$f":"LOOKUP($C151,'System Hourly'!$3:$3,'System Hourly'!$11:$11)","v":5520},{"$f":"LOOKUP($C151,'System Hourly'!$3:$3,'System Hourly'!$12:$12)","v":3900},{"$f":"LOOKUP($C151,'System Hourly'!$3:$3,'System Hourly'!$35:$35)","v":0},{"$f":"LOOKUP($C151,'System Hourly'!$3:$3,'System Hourly'!$54:$54)","v":0},{"$f":"LOOKUP($C151,'System Hourly'!$3:$3,'System Hourly'!$54:$54)","v":0},{"$f":"LOOKUP($C151,'System Hourly'!$3:$3,'System Hourly'!$58:$58)","v":0},{"$f":"LOOKUP($C151,'System Hourly'!$3:$3,'System Hourly'!$52:$52)","v":0},0,{"$f":"LOOKUP($C151,'System Hourly'!$3:$3,'System Hourly'!$54:$54)","v":0},{"$f":"LOOKUP($C151,'System Hourly'!$3:$3,'System Hourly'!$61:$61)","v":0}]
[null,149,"2018-05-07T04:00:00",{"$f":"LOOKUP(C152,'System Hourly'!$3:$3,'System Hourly'!$9:$9)","v":0},{"$f":"LOOKUP($C152,'System Hourly'!$3:$3,'System Hourly'!$10:$10)","v":719.82467381718175},{"$f":"LOOKUP($C152,'System Hourly'!$3:$3,'System Hourly'!$11:$11)","v":5520},{"$f":"LOOKUP($C152,'System Hourly'!$3:$3,'System Hourly'!$12:$12)","v":3900},{"$f":"LOOKUP($C152,'System Hourly'!$3:$3,'System Hourly'!$35:$35)","v":0},{"$f":"LOOKUP($C152,'System Hourly'!$3:$3,'System Hourly'!$54:$54)","v":0},{"$f":"LOOKUP($C152,'System Hourly'!$3:$3,'System Hourly'!$54:$54)","v":0},{"$f":"LOOKUP($C152,'System Hourly'!$3:$3,'System Hourly'!$58:$58)","v":0},{"$f":"LOOKUP($C152,'System Hourly'!$3:$3,'System Hourly'!$52:$52)","v":0},0,{"$f":"LOOKUP($C152,'System Hourly'!$3:$3,'System Hourly'!$54:$54)","v":0},{"$f":"LOOKUP($C152,'System Hourly'!$3:$3,'System Hourly'!$61:$61)","v":0}]
[null,150,"2018-05-07T05:00:00",{"$f":"LOOKUP(C153,'System Hourly'!$3:$3,'System Hourly'!$9:$9)","v":0},{"$f":"LOOKUP($C153,'System Hourly'!$3:$3,'System Hourly'!$10:$10)","v":719.82467381718175},{"$f":"LOOKUP($C153,'System Hourly'!$3:$3,'System Hourly'!$11:$11)","v":5520},{"$f":"LOOKUP($C153,'System Hourly'!$3:$3,'System Hourly'!$12:$12)","v":3900},{"$f":"LOOKUP($C153,'System Hourly'!$3:$3,'System Hourly'!$35:$35)","v":0},{"$f":"LOOKUP($C153,'System Hourly'!$3:$3,'System Hourly'!$54:$54)","v":0},{"$f":"LOOKUP($C153,'System Hourly'!$3:$3,'System Hourly'!$54:$54)","v":0},{"$f":"LOOKUP($C153,'System Hourly'!$3:$3,'System Hourly'!$58:$58)","v":0},{"$f":"LOOKUP($C153,'System Hourly'!$3:$3,'System Hourly'!$52:$52)","v":0},0,{"$f":"LOOKUP($C153,'System Hourly'!$3:$3,'System Hourly'!$54:$54)","v":0},{"$f":"LOOKUP($C153,'System Hourly'!$3:$3,'System Hourly'!$61:$61)","v":0}]
[null,151,"2018-05-07T06:00:00",{"$f":"LOOKUP(C154,'System Hourly'!$3:$3,'System Hourly'!$9:$9)","v":0},{"$f":"LOOKUP($C154,'System Hourly'!$3:$3,'System Hourly'!$10:$10)","v":719.82467381718175},{"$f":"LOOKUP($C154,'System Hourly'!$3:$3,'System Hourly'!$11:$11)","v":5520},{"$f":"LOOKUP($C154,'System Hourly'!$3:$3,'System Hourly'!$12:$12)","v":3900},{"$f":"LOOKUP($C154,'System Hourly'!$3:$3,'System Hourly'!$35:$35)","v":0},{"$f":"LOOKUP($C154,'System Hourly'!$3:$3,'System Hourly'!$54:$54)","v":0},{"$f":"LOOKUP($C154,'System Hourly'!$3:$3,'System Hourly'!$54:$54)","v":0},{"$f":"LOOKUP($C154,'System Hourly'!$3:$3,'System Hourly'!$58:$58)","v":0},{"$f":"LOOKUP($C154,'System Hourly'!$3:$3,'System Hourly'!$52:$52)","v":0},0,{"$f":"LOOKUP($C154,'System Hourly'!$3:$3,'System Hourly'!$54:$54)","v":0},{"$f":"LOOKUP($C154,'System Hourly'!$3:$3,'System Hourly'!$61:$61)","v":0}]
[null,152,"2018-05-07T07:00:00",{"$f":"LOOKUP(C155,'System Hourly'!$3:$3,'System Hourly'!$9:$9)","v":0},{"$f":"LOOKUP($C155,'System Hourly'!$3:$3,'System Hourly'!$10:$10)","v":719.82467381718175},{"$f":"LOOKUP($C155,'System Hourly'!$3:$3,'System Hourly'!$11:$11)","v":5520},{"$f":"LOOKUP($C155,'System Hourly'!$3:$3,'System Hourly'!$12:$12)","v":3900},{"$f":"LOOKUP($C155,'System Hourly'!$3:$3,'System Hourly'!$35:$35)","v":0},{"$f":"LOOKUP($C155,'System Hourly'!$3:$3,'System Hourly'!$54:$54)","v":0},{"$f":"LOOKUP($C155,'System Hourly'!$3:$3,'System Hourly'!$54:$54)","v":0},{"$f":"LOOKUP($C155,'System Hourly'!$3:$3,'System Hourly'!$58:$58)","v":0},{"$f":"LOOKUP($C155,'System Hourly'!$3:$3,'System Hourly'!$52:$52)","v":0},0,{"$f":"LOOKUP($C155,'System Hourly'!$3:$3,'System Hourly'!$54:$54)","v":0},{"$f":"LOOKUP($C155,'System Hourly'!$3:$3,'System Hourly'!$61:$61)","v":0}]
[null,153,{"$f":"C155+1/24","v":"2018-05-07T08:00:00"},{"$f":"LOOKUP(C156,'System Hourly'!$3:$3,'System Hourly'!$9:$9)","v":0},{"$f":"LOOKUP($C156,'System Hourly'!$3:$3,'System Hourly'!$10:$10)","v":719.82467381718175},{"$f":"LOOKUP($C156,'System Hourly'!$3:$3,'System Hourly'!$11:$11)","v":5520},{"$f":"LOOKUP($C156,'System Hourly'!$3:$3,'System Hourly'!$12:$12)","v":3900},{"$f":"LOOKUP($C156,'System Hourly'!$3:$3,'System Hourly'!$35:$35)","v":0},{"$f":"LOOKUP($C156,'System Hourly'!$3:$3,'System Hourly'!$54:$54)","v":0},{"$f":"LOOKUP($C156,'System Hourly'!$3:$3,'System Hourly'!$54:$54)","v":0},{"$f":"LOOKUP($C156,'System Hourly'!$3:$3,'System Hourly'!$58:$58)","v":0},{"$f":"LOOKUP($C156,'System Hourly'!$3:$3,'System Hourly'!$52:$52)","v":0},0,{"$f":"LOOKUP($C156,'System Hourly'!$3:$3,'System Hourly'!$54:$54)","v":0},{"$f":"LOOKUP($C156,'System Hourly'!$3:$3,'System Hourly'!$61:$61)","v":0}]
[null,154,"2018-05-07T09:00:00",{"$f":"LOOKUP(C157,'System Hourly'!$3:$3,'System Hourly'!$9:$9)","v":0},{"$f":"LOOKUP($C157,'System Hourly'!$3:$3,'System Hourly'!$10:$10)","v":719.82467381718175},{"$f":"LOOKUP($C157,'System Hourly'!$3:$3,'System Hourly'!$11:$11)","v":5520},{"$f":"LOOKUP($C157,'System Hourly'!$3:$3,'System Hourly'!$12:$12)","v":3900},{"$f":"LOOKUP($C157,'System Hourly'!$3:$3,'System Hourly'!$35:$35)","v":0},{"$f":"LOOKUP($C157,'System Hourly'!$3:$3,'System Hourly'!$54:$54)","v":0},{"$f":"LOOKUP($C157,'System Hourly'!$3:$3,'System Hourly'!$54:$54)","v":0},{"$f":"LOOKUP($C157,'System Hourly'!$3:$3,'System Hourly'!$58:$58)","v":0},{"$f":"LOOKUP($C157,'System Hourly'!$3:$3,'System Hourly'!$52:$52)","v":0},0,{"$f":"LOOKUP($C157,'System Hourly'!$3:$3,'System Hourly'!$54:$54)","v":0},{"$f":"LOOKUP($C157,'System Hourly'!$3:$3,'System Hourly'!$61:$61)","v":0}]
[null,155,"2018-05-07T10:00:00",{"$f":"LOOKUP(C158,'System Hourly'!$3:$3,'System Hourly'!$9:$9)","v":0},{"$f":"LOOKUP($C158,'System Hourly'!$3:$3,'System Hourly'!$10:$10)","v":719.82467381718175},{"$f":"LOOKUP($C158,'System Hourly'!$3:$3,'System Hourly'!$11:$11)","v":5520},{"$f":"LOOKUP($C158,'System Hourly'!$3:$3,'System Hourly'!$12:$12)","v":3900},{"$f":"LOOKUP($C158,'System Hourly'!$3:$3,'System Hourly'!$35:$35)","v":0},{"$f":"LOOKUP($C158,'System Hourly'!$3:$3,'System Hourly'!$54:$54)","v":0},{"$f":"LOOKUP($C158,'System Hourly'!$3:$3,'System Hourly'!$54:$54)","v":0},{"$f":"LOOKUP($C158,'System Hourly'!$3:$3,'System Hourly'!$58:$58)","v":0},{"$f":"LOOKUP($C158,'System Hourly'!$3:$3,'System Hourly'!$52:$52)","v":0},0,{"$f":"LOOKUP($C158,'System Hourly'!$3:$3,'System Hourly'!$54:$54)","v":0},{"$f":"LOOKUP($C158,'System Hourly'!$3:$3,'System Hourly'!$61:$61)","v":0}]
[null,156,"2018-05-07T11:00:00",{"$f":"LOOKUP(C159,'System Hourly'!$3:$3,'System Hourly'!$9:$9)","v":0},{"$f":"LOOKUP($C159,'System Hourly'!$3:$3,'System Hourly'!$10:$10)","v":719.82467381718175},{"$f":"LOOKUP($C159,'System Hourly'!$3:$3,'System Hourly'!$11:$11)","v":5520},{"$f":"LOOKUP($C159,'System Hourly'!$3:$3,'System Hourly'!$12:$12)","v":3900},{"$f":"LOOKUP($C159,'System Hourly'!$3:$3,'System Hourly'!$35:$35)","v":0},{"$f":"LOOKUP($C159,'System Hourly'!$3:$3,'System Hourly'!$54:$54)","v":0},{"$f":"LOOKUP($C159,'System Hourly'!$3:$3,'System Hourly'!$54:$54)","v":0},{"$f":"LOOKUP($C159,'System Hourly'!$3:$3,'System Hourly'!$58:$58)","v":0},{"$f":"LOOKUP($C159,'System Hourly'!$3:$3,'System Hourly'!$52:$52)","v":0},0,{"$f":"LOOKUP($C159,'System Hourly'!$3:$3,'System Hourly'!$54:$54)","v":0},{"$f":"LOOKUP($C159,'System Hourly'!$3:$3,'System Hourly'!$61:$61)","v":0}]
[null,157,"2018-05-07T12:00:00",{"$f":"LOOKUP(C160,'System Hourly'!$3:$3,'System Hourly'!$9:$9)","v":0},{"$f":"LOOKUP($C160,'System Hourly'!$3:$3,'System Hourly'!$10:$10)","v":719.82467381718175},{"$f":"LOOKUP($C160,'System Hourly'!$3:$3,'System Hourly'!$11:$11)","v":5520},{"$f":"LOOKUP($C160,'System Hourly'!$3:$3,'System Hourly'!$12:$12)","v":3900},{"$f":"LOOKUP($C160,'System Hourly'!$3:$3,'System Hourly'!$35:$35)","v":0},{"$f":"LOOKUP($C160,'System Hourly'!$3:$3,'System Hourly'!$54:$54)","v":0},{"$f":"LOOKUP($C160,'System Hourly'!$3:$3,'System Hourly'!$54:$54)","v":0},{"$f":"LOOKUP($C160,'System Hourly'!$3:$3,'System Hourly'!$58:$58)","v":0},{"$f":"LOOKUP($C160,'System Hourly'!$3:$3,'System Hourly'!$52:$52)","v":0},0,{"$f":"LOOKUP($C160,'System Hourly'!$3:$3,'System Hourly'!$54:$54)","v":0},{"$f":"LOOKUP($C160,'System Hourly'!$3:$3,'System Hourly'!$61:$61)","v":0}]
[null,158,"2018-05-07T13:00:00",{"$f":"LOOKUP(C161,'System Hourly'!$3:$3,'System Hourly'!$9:$9)","v":0},{"$f":"LOOKUP($C161,'System Hourly'!$3:$3,'System Hourly'!$10:$10)","v":719.82467381718175},{"$f":"LOOKUP($C161,'System Hourly'!$3:$3,'System Hourly'!$11:$11)","v":5520},{"$f":"LOOKUP($C161,'System Hourly'!$3:$3,'System Hourly'!$12:$12)","v":3900},{"$f":"LOOKUP($C161,'System Hourly'!$3:$3,'System Hourly'!$35:$35)","v":0},{"$f":"LOOKUP($C161,'System Hourly'!$3:$3,'System Hourly'!$54:$54)","v":0},{"$f":"LOOKUP($C161,'System Hourly'!$3:$3,'System Hourly'!$54:$54)","v":0},{"$f":"LOOKUP($C161,'System Hourly'!$3:$3,'System Hourly'!$58:$58)","v":0},{"$f":"LOOKUP($C161,'System Hourly'!$3:$3,'System Hourly'!$52:$52)","v":0},0,{"$f":"LOOKUP($C161,'System Hourly'!$3:$3,'System Hourly'!$54:$54)","v":0},{"$f":"LOOKUP($C161,'System Hourly'!$3:$3,'System Hourly'!$61:$61)","v":0}]
[null,159,"2018-05-07T14:00:00",{"$f":"LOOKUP(C162,'System Hourly'!$3:$3,'System Hourly'!$9:$9)","v":0},{"$f":"LOOKUP($C162,'System Hourly'!$3:$3,'System Hourly'!$10:$10)","v":719.82467381718175},{"$f":"LOOKUP($C162,'System Hourly'!$3:$3,'System Hourly'!$11:$11)","v":5520},{"$f":"LOOKUP($C162,'System Hourly'!$3:$3,'System Hourly'!$12:$12)","v":3900},{"$f":"LOOKUP($C162,'System Hourly'!$3:$3,'System Hourly'!$35:$35)","v":0},{"$f":"LOOKUP($C162,'System Hourly'!$3:$3,'System Hourly'!$54:$54)","v":0},{"$f":"LOOKUP($C162,'System Hourly'!$3:$3,'System Hourly'!$54:$54)","v":0},{"$f":"LOOKUP($C162,'System Hourly'!$3:$3,'System Hourly'!$58:$58)","v":0},{"$f":"LOOKUP($C162,'System Hourly'!$3:$3,'System Hourly'!$52:$52)","v":0},0,{"$f":"LOOKUP($C162,'System Hourly'!$3:$3,'System Hourly'!$54:$54)","v":0},{"$f":"LOOKUP($C162,'System Hourly'!$3:$3,'System Hourly'!$61:$61)","v":0}]
[null,160,"2018-05-07T15:00:00",{"$f":"LOOKUP(C163,'System Hourly'!$3:$3,'System Hourly'!$9:$9)","v":0},{"$f":"LOOKUP($C163,'System Hourly'!$3:$3,'System Hourly'!$10:$10)","v":719.82467381718175},{"$f":"LOOKUP($C163,'System Hourly'!$3:$3,'System Hourly'!$11:$11)","v":5520},{"$f":"LOOKUP($C163,'System Hourly'!$3:$3,'System Hourly'!$12:$12)","v":3900},{"$f":"LOOKUP($C163,'System Hourly'!$3:$3,'System Hourly'!$35:$35)","v":0},{"$f":"LOOKUP($C163,'System Hourly'!$3:$3,'System Hourly'!$54:$54)","v":0},{"$f":"LOOKUP($C163,'System Hourly'!$3:$3,'System Hourly'!$54:$54)","v":0},{"$f":"LOOKUP($C163,'System Hourly'!$3:$3,'System Hourly'!$58:$58)","v":0},{"$f":"LOOKUP($C163,'System Hourly'!$3:$3,'System Hourly'!$52:$52)","v":0},0,{"$f":"LOOKUP($C163,'System Hourly'!$3:$3,'System Hourly'!$54:$54)","v":0},{"$f":"LOOKUP($C163,'System Hourly'!$3:$3,'System Hourly'!$61:$61)","v":0}]
[null,161,"2018-05-07T16:00:00",{"$f":"LOOKUP(C164,'System Hourly'!$3:$3,'System Hourly'!$9:$9)","v":0},{"$f":"LOOKUP($C164,'System Hourly'!$3:$3,'System Hourly'!$10:$10)","v":719.82467381718175},{"$f":"LOOKUP($C164,'System Hourly'!$3:$3,'System Hourly'!$11:$11)","v":5520},{"$f":"LOOKUP($C164,'System Hourly'!$3:$3,'System Hourly'!$12:$12)","v":3900},{"$f":"LOOKUP($C164,'System Hourly'!$3:$3,'System Hourly'!$35:$35)","v":0},{"$f":"LOOKUP($C164,'System Hourly'!$3:$3,'System Hourly'!$54:$54)","v":0},{"$f":"LOOKUP($C164,'System Hourly'!$3:$3,'System Hourly'!$54:$54)","v":0},{"$f":"LOOKUP($C164,'System Hourly'!$3:$3,'System Hourly'!$58:$58)","v":0},{"$f":"LOOKUP($C164,'System Hourly'!$3:$3,'System Hourly'!$52:$52)","v":0},0,{"$f":"LOOKUP($C164,'System Hourly'!$3:$3,'System Hourly'!$54:$54)","v":0},{"$f":"LOOKUP($C164,'System Hourly'!$3:$3,'System Hourly'!$61:$61)","v":0}]
[null,162,"2018-05-07T17:00:00",{"$f":"LOOKUP(C165,'System Hourly'!$3:$3,'System Hourly'!$9:$9)","v":0},{"$f":"LOOKUP($C165,'System Hourly'!$3:$3,'System Hourly'!$10:$10)","v":719.82467381718175},{"$f":"LOOKUP($C165,'System Hourly'!$3:$3,'System Hourly'!$11:$11)","v":5520},{"$f":"LOOKUP($C165,'System Hourly'!$3:$3,'System Hourly'!$12:$12)","v":3900},{"$f":"LOOKUP($C165,'System Hourly'!$3:$3,'System Hourly'!$35:$35)","v":0},{"$f":"LOOKUP($C165,'System Hourly'!$3:$3,'System Hourly'!$54:$54)","v":0},{"$f":"LOOKUP($C165,'System Hourly'!$3:$3,'System Hourly'!$54:$54)","v":0},{"$f":"LOOKUP($C165,'System Hourly'!$3:$3,'System Hourly'!$58:$58)","v":0},{"$f":"LOOKUP($C165,'System Hourly'!$3:$3,'System Hourly'!$52:$52)","v":0},0,{"$f":"LOOKUP($C165,'System Hourly'!$3:$3,'System Hourly'!$54:$54)","v":0},{"$f":"LOOKUP($C165,'System Hourly'!$3:$3,'System Hourly'!$61:$61)","v":0}]
[null,163,"2018-05-07T18:00:00",{"$f":"LOOKUP(C166,'System Hourly'!$3:$3,'System Hourly'!$9:$9)","v":0},{"$f":"LOOKUP($C166,'System Hourly'!$3:$3,'System Hourly'!$10:$10)","v":719.82467381718175},{"$f":"LOOKUP($C166,'System Hourly'!$3:$3,'System Hourly'!$11:$11)","v":5520},{"$f":"LOOKUP($C166,'System Hourly'!$3:$3,'System Hourly'!$12:$12)","v":3900},{"$f":"LOOKUP($C166,'System Hourly'!$3:$3,'System Hourly'!$35:$35)","v":0},{"$f":"LOOKUP($C166,'System Hourly'!$3:$3,'System Hourly'!$54:$54)","v":0},{"$f":"LOOKUP($C166,'System Hourly'!$3:$3,'System Hourly'!$54:$54)","v":0},{"$f":"LOOKUP($C166,'System Hourly'!$3:$3,'System Hourly'!$58:$58)","v":0},{"$f":"LOOKUP($C166,'System Hourly'!$3:$3,'System Hourly'!$52:$52)","v":0},0,{"$f":"LOOKUP($C166,'System Hourly'!$3:$3,'System Hourly'!$54:$54)","v":0},{"$f":"LOOKUP($C166,'System Hourly'!$3:$3,'System Hourly'!$61:$61)","v":0}]
[null,164,"2018-05-07T19:00:00",{"$f":"LOOKUP(C167,'System Hourly'!$3:$3,'System Hourly'!$9:$9)","v":0},{"$f":"LOOKUP($C167,'System Hourly'!$3:$3,'System Hourly'!$10:$10)","v":719.82467381718175},{"$f":"LOOKUP($C167,'System Hourly'!$3:$3,'System Hourly'!$11:$11)","v":5520},{"$f":"LOOKUP($C167,'System Hourly'!$3:$3,'System Hourly'!$12:$12)","v":3900},{"$f":"LOOKUP($C167,'System Hourly'!$3:$3,'System Hourly'!$35:$35)","v":0},{"$f":"LOOKUP($C167,'System Hourly'!$3:$3,'System Hourly'!$54:$54)","v":0},{"$f":"LOOKUP($C167,'System Hourly'!$3:$3,'System Hourly'!$54:$54)","v":0},{"$f":"LOOKUP($C167,'System Hourly'!$3:$3,'System Hourly'!$58:$58)","v":0},{"$f":"LOOKUP($C167,'System Hourly'!$3:$3,'System Hourly'!$52:$52)","v":0},0,{"$f":"LOOKUP($C167,'System Hourly'!$3:$3,'System Hourly'!$54:$54)","v":0},{"$f":"LOOKUP($C167,'System Hourly'!$3:$3,'System Hourly'!$61:$61)","v":0}]
[null,165,"2018-05-07T20:00:00",{"$f":"LOOKUP(C168,'System Hourly'!$3:$3,'System Hourly'!$9:$9)","v":0},{"$f":"LOOKUP($C168,'System Hourly'!$3:$3,'System Hourly'!$10:$10)","v":719.82467381718175},{"$f":"LOOKUP($C168,'System Hourly'!$3:$3,'System Hourly'!$11:$11)","v":5520},{"$f":"LOOKUP($C168,'System Hourly'!$3:$3,'System Hourly'!$12:$12)","v":3900},{"$f":"LOOKUP($C168,'System Hourly'!$3:$3,'System Hourly'!$35:$35)","v":0},{"$f":"LOOKUP($C168,'System Hourly'!$3:$3,'System Hourly'!$54:$54)","v":0},{"$f":"LOOKUP($C168,'System Hourly'!$3:$3,'System Hourly'!$54:$54)","v":0},{"$f":"LOOKUP($C168,'System Hourly'!$3:$3,'System Hourly'!$58:$58)","v":0},{"$f":"LOOKUP($C168,'System Hourly'!$3:$3,'System Hourly'!$52:$52)","v":0},0,{"$f":"LOOKUP($C168,'System Hourly'!$3:$3,'System Hourly'!$54:$54)","v":0},{"$f":"LOOKUP($C168,'System Hourly'!$3:$3,'System Hourly'!$61:$61)","v":0}]
[null,166,"2018-05-07T21:00:00",{"$f":"LOOKUP(C169,'System Hourly'!$3:$3,'System Hourly'!$9:$9)","v":0},{"$f":"LOOKUP($C169,'System Hourly'!$3:$3,'System Hourly'!$10:$10)","v":719.82467381718175},{"$f":"LOOKUP($C169,'System Hourly'!$3:$3,'System Hourly'!$11:$11)","v":5520},{"$f":"LOOKUP($C169,'System Hourly'!$3:$3,'System Hourly'!$12:$12)","v":3900},{"$f":"LOOKUP($C169,'System Hourly'!$3:$3,'System Hourly'!$35:$35)","v":0},{"$f":"LOOKUP($C169,'System Hourly'!$3:$3,'System Hourly'!$54:$54)","v":0},{"$f":"LOOKUP($C169,'System Hourly'!$3:$3,'System Hourly'!$54:$54)","v":0},{"$f":"LOOKUP($C169,'System Hourly'!$3:$3,'System Hourly'!$58:$58)","v":0},{"$f":"LOOKUP($C169,'System Hourly'!$3:$3,'System Hourly'!$52:$52)","v":0},0,{"$f":"LOOKUP($C169,'System Hourly'!$3:$3,'System Hourly'!$54:$54)","v":0},{"$f":"LOOKUP($C169,'System Hourly'!$3:$3,'System Hourly'!$61:$61)","v":0}]
[null,167,"2018-05-07T22:00:00",{"$f":"LOOKUP(C170,'System Hourly'!$3:$3,'System Hourly'!$9:$9)","v":0},{"$f":"LOOKUP($C170,'System Hourly'!$3:$3,'System Hourly'!$10:$10)","v":719.82467381718175},{"$f":"LOOKUP($C170,'System Hourly'!$3:$3,'System Hourly'!$11:$11)","v":5520},{"$f":"LOOKUP($C170,'System Hourly'!$3:$3,'System Hourly'!$12:$12)","v":3900},{"$f":"LOOKUP($C170,'System Hourly'!$3:$3,'System Hourly'!$35:$35)","v":0},{"$f":"LOOKUP($C170,'System Hourly'!$3:$3,'System Hourly'!$54:$54)","v":0},{"$f":"LOOKUP($C170,'System Hourly'!$3:$3,'System Hourly'!$54:$54)","v":0},{"$f":"LOOKUP($C170,'System Hourly'!$3:$3,'System Hourly'!$58:$58)","v":0},{"$f":"LOOKUP($C170,'System Hourly'!$3:$3,'System Hourly'!$52:$52)","v":0},0,{"$f":"LOOKUP($C170,'System Hourly'!$3:$3,'System Hourly'!$54:$54)","v":0},{"$f":"LOOKUP($C170,'System Hourly'!$3:$3,'System Hourly'!$61:$61)","v":0}]
[null,168,"2018-05-07T23:00:00",{"$f":"LOOKUP(C171,'System Hourly'!$3:$3,'System Hourly'!$9:$9)","v":0},{"$f":"LOOKUP($C171,'System Hourly'!$3:$3,'System Hourly'!$10:$10)","v":719.82467381718175},{"$f":"LOOKUP($C171,'System Hourly'!$3:$3,'System Hourly'!$11:$11)","v":5520},{"$f":"LOOKUP($C171,'System Hourly'!$3:$3,'System Hourly'!$12:$12)","v":3900},{"$f":"LOOKUP($C171,'System Hourly'!$3:$3,'System Hourly'!$35:$35)","v":0},{"$f":"LOOKUP($C171,'System Hourly'!$3:$3,'System Hourly'!$54:$54)","v":0},{"$f":"LOOKUP($C171,'System Hourly'!$3:$3,'System Hourly'!$54:$54)","v":0},{"$f":"LOOKUP($C171,'System Hourly'!$3:$3,'System Hourly'!$58:$58)","v":0},{"$f":"LOOKUP($C171,'System Hourly'!$3:$3,'System Hourly'!$52:$52)","v":0},0,{"$f":"LOOKUP($C171,'System Hourly'!$3:$3,'System Hourly'!$54:$54)","v":0},{"$f":"LOOKUP($C171,'System Hourly'!$3:$3,'System Hourly'!$61:$61)","v":0}]

{"sheet":"System Cost","index":11,"n_rows":30,"n_cols":8,"rows_kept":30,"cut":false,"hidden":false,"merged":[]}
[]
[null,null,null,null,"Batteries","NGCC","Solar","Batteries + Solar"]
[]
[null,null,"CAPEX"]
[null,null,"RM/kW",null,null,2500,3900]
[null,null,"USD/kWh",null,400]
[]
[null,null,"Capacity"]
[null,null,"kW",null,null,1000,{"$f":"'System Input'!F38*1000","v":14000000}]
[null,null,"kWh",null,{"$f":"'System Input'!F25*1000","v":70000000}]
[]
[null,null,"Total Cost",null,{"$f":"E5*E9+E6*E10","v":28000000000},{"$f":"F5*F9+F6*F10","v":2500000},{"$f":"G5*G9+G6*G10","v":54600000000},{"$f":"G12+E12","v":82600000000}]
[]
[null,null,"Target PIRR",null,0.08,0.08,0.08]
[null,null,"Inflation",null,0.03,0.03,0.03]
[null,null,"Real PIRR",null,{"$f":"(1+E14)/(1+E15)-1","v":4.8543689320388328E-2},{"$f":"(1+F14)/(1+F15)-1","v":4.8543689320388328E-2},4.8543689320388328E-2]
[]
[null,null,"Life",null,15,25,35]
[]
[null,null,"Capital recover",null,{"$f":"PMT(E16,E18,-E12)","v":2671095056.4949336},{"$f":"PMT(F16,F18,-F12)","v":174800.95661475492},3273474433.279974,{"$f":"G20+E20","v":5944569489.7749081}]
[]
[null,null,"Degradation"]
[null,null,"O&M cost",null,{"$f":"0.02*E12","v":560000000},null,{"$f":"36*G9","v":504000000},{"$f":"G23+E23","v":1064000000}]
[]
[null,null,"Total cost",null,{"$f":"E20+E23","v":3231095056.4949336},{"$f":"F20+F23","v":174800.95661475492},3777474433.279974,7008569489.7749081]
[null,null,"Total energy",null,null,null,{"$f":"4.5*365*G9","v":22995000000},{"$f":"G26","v":22995000000}]
[null,null,"Levelised Cost",null,null,null,{"$f":"G25/G26","v":0.16427373051880731},{"$f":"H25/H26","v":0.30478667057077224}]
[]
[null,null,"Total Capital and O&M","RM/year",{"$f":"E20+E23","v":3231095056.4949336},null,{"$f":"G20+G23","v":3777474433.279974}]
[null,null,"Total LCOE"]

{"sheet":"Hourly Solar from PVGIS","index":12,"n_rows":8779,"n_cols":12,"rows_kept":4500,"cut":true,"hidden":false,"merged":[],"bounds":{"rows_first":2000,"rows_last":500,"rows_between":2000,"halvings":0}}
[null,null,null,"Latitude (decimal degrees):\t3.094"]
[null,null,null,"Longitude (decimal degrees):\t101.453"]
[null,null,null,"Elevation (m):\t6"]
[null,null,null,"Radiation database:\tPVGIS-SARAH"]
[null,null,null,null,null,null,null,{"$f":"SUM(H10:H8769)","v":2003279.5199999914}]
[null,null,null,null,null,null,null,{"$f":"H5/1000","v":2003.2795199999914},"kWh/kwp"]
[null,null,null,"Slope: 2 deg. (optimum)",null,null,null,{"$f":"H6/8760","v":0.22868487671232779}]
[null,null,null,"Azimuth: 0 deg. "]
[null,null,null,"time",null,null,null,"Watt per MSq","H_sun","T2m","WS10m","Int"]
[null,null,null,"20050101:1744",1,"2018-01-01",{"$f":"EOMONTH(F10,0)","v":"2018-01-31"},0,0,24.44,2.0699999999999998,0]
[null,null,null,"20050101:1844",2,{"$f":"F10+1/24","v":"2018-01-01T01:00:00"},{"$f":"EOMONTH(F11,0)","v":"2018-01-31"},0,0,24.54,2.0699999999999998,0]
[null,null,null,"20050101:1944",3,{"$f":"F11+1/24","v":"2018-01-01T02:00:00"},"2018-01-31",0,0,24.19,2.14,0]
[null,null,null,"20050101:2044",4,"2018-01-01T03:00:00","2018-01-31",0,0,24.07,2.2799999999999998,0]
[null,null,null,"20050101:2144",5,"2018-01-01T04:00:00","2018-01-31",0,0,24.07,2.48,0]
[null,null,null,"20050101:2244",6,"2018-01-01T05:00:00","2018-01-31",0,0,23.99,2.5499999999999998,0]
[null,null,null,"20050101:2344",7,"2018-01-01T06:00:00","2018-01-31",116.21,4.58,24.17,2.2799999999999998,0]
[null,null,null,"20050102:0044",8,"2018-01-01T07:00:00","2018-01-31",145.93,18.239999999999998,24.68,2,0]
[null,null,null,"20050102:0144",9,"2018-01-01T08:00:00","2018-01-31",170,31.56,24.98,1.72,0]
[null,null,null,"20050102:0244",10,"2018-01-01T09:00:00","2018-01-31",639.32000000000005,44.16,25.3,0.9,0]
[null,null,null,"20050102:0344",11,"2018-01-01T10:00:00","2018-01-31",652.66,55.19,25.54,0.28000000000000003,0]
[null,null,null,"20050102:0444",12,"2018-01-01T11:00:00","2018-01-31",460.72,62.63,25.83,0.14000000000000001,0]
[null,null,null,"20050102:0544",13,"2018-01-01T12:00:00","2018-01-31",858.22,63.27,25.78,0.76,0]
[null,null,null,"20050102:0644",14,"2018-01-01T13:00:00","2018-01-31",336.06,56.71,25.92,0.76,0]
[null,null,null,"20050102:0744",15,"2018-01-01T14:00:00","2018-01-31",294.11,46.07,26.13,1.17,0]
[null,null,null,"20050102:0844",16,"2018-01-01T15:00:00","2018-01-31",354.53,33.65,25.89,0.83,0]
[null,null,null,"20050102:0944",17,"2018-01-01T16:00:00","2018-01-31",168.84,20.41,25.68,0.62,0]
[null,null,null,"20050102:1044",18,"2018-01-01T17:00:00","2018-01-31",39.25,6.79,25.25,1.52,0]
[null,null,null,"20050102:1144",19,"2018-01-01T18:00:00","2018-01-31",0,0,24.85,1.45,0]
[null,null,null,"20050102:1244",20,"2018-01-01T19:00:00","2018-01-31",0,0,24.46,1.1000000000000001,0]
[null,null,null,"20050102:1344",21,"2018-01-01T20:00:00","2018-01-31",0,0,24.63,1.38,0]
[null,null,null,"20050102:1444",22,"2018-01-01T21:00:00","2018-01-31",0,0,24.62,1.59,0]
[null,null,null,"20050102:1544",23,"2018-01-01T22:00:00","2018-01-31",0,0,24.41,1.31,0]
[null,null,null,"20050102:1644",24,"2018-01-01T23:00:00","2018-01-31",0,0,24.32,1.31,0]
[null,null,null,"20050102:1744",25,"2018-01-02","2018-01-31",0,0,24.11,0.9,0]
[null,null,null,"20050102:1844",26,"2018-01-02T01:00:00","2018-01-31",0,0,24.92,0.41,0]
[null,null,null,"20050102:1944",27,"2018-01-02T02:00:00","2018-01-31",0,0,24.52,0.48,0]
[null,null,null,"20050102:2044",28,"2018-01-02T03:00:00","2018-01-31",0,0,24.28,1.03,0]
[null,null,null,"20050102:2144",29,"2018-01-02T04:00:00","2018-01-31",0,0,23.81,1.79,0]
[null,null,null,"20050102:2244",30,"2018-01-02T05:00:00","2018-01-31",0,0,23.76,2.14,0]
[null,null,null,"20050102:2344",31,"2018-01-02T06:00:00","2018-01-31",79.739999999999995,4.4800000000000004,23.83,2.2799999999999998,0]
[null,null,null,"20050103:0044",32,"2018-01-02T07:00:00","2018-01-31",120.34,18.16,24.29,2.0699999999999998,0]
[null,null,null,"20050103:0144",33,"2018-01-02T08:00:00","2018-01-31",412.13,31.49,25.2,1.72,0]
[null,null,null,"20050103:0244",34,"2018-01-02T09:00:00","2018-01-31",588.21,44.12,26.27,1.38,0]
[null,null,null,"20050103:0344",35,"2018-01-02T10:00:00","2018-01-31",610.36,55.19,27.19,0.83,0]
[null,null,null,"20050103:0444",36,"2018-01-02T11:00:00","2018-01-31",552.95000000000005,62.69,27.95,0.83,0]
[null,null,null,"20050103:0544",37,"2018-01-02T12:00:00","2018-01-31",779.56,63.38,28.2,7.0000000000000007E-2,0]
[null,null,null,"20050103:0644",38,"2018-01-02T13:00:00","2018-01-31",547.47,56.84,28.6,0.76,0]
[null,null,null,"20050103:0744",39,"2018-01-02T14:00:00","2018-01-31",654.66999999999996,46.21,28.41,0.83,0]
[null,null,null,"20050103:0844",40,"2018-01-02T15:00:00","2018-01-31",530.16,33.78,28.31,1.03,0]
[null,null,null,"20050103:0944",41,"2018-01-02T16:00:00","2018-01-31",70.989999999999995,20.53,27.9,2.14,0]
[null,null,null,"20050103:1044",42,"2018-01-02T17:00:00","2018-01-31",8,6.9,27.11,2.83,0]
[null,null,null,"20050103:1144",43,"2018-01-02T18:00:00","2018-01-31",0,0,26.49,2.83,0]
[null,null,null,"20050103:1244",44,"2018-01-02T19:00:00","2018-01-31",0,0,26.19,2.41,0]
[null,null,null,"20050103:1344",45,"2018-01-02T20:00:00","2018-01-31",0,0,25.95,1.86,0]
[null,null,null,"20050103:1444",46,"2018-01-02T21:00:00","2018-01-31",0,0,25.37,1.24,0]
[null,null,null,"20050103:1544",47,"2018-01-02T22:00:00","2018-01-31",0,0,25.94,0.76,0]
[null,null,null,"20050103:1644",48,"2018-01-02T23:00:00","2018-01-31",0,0,25.23,0.83,0]
[null,null,null,"20050103:1744",49,"2018-01-03","2018-01-31",0,0,24.65,1.24,0]
[null,null,null,"20050103:1844",50,"2018-01-03T01:00:00","2018-01-31",0,0,24.27,1.1000000000000001,0]
[null,null,null,"20050103:1944",51,"2018-01-03T02:00:00","2018-01-31",0,0,24.09,0.97,0]
[null,null,null,"20050103:2044",52,"2018-01-03T03:00:00","2018-01-31",0,0,23.81,0.97,0]
[null,null,null,"20050103:2144",53,"2018-01-03T04:00:00","2018-01-31",0,0,23.97,1.1000000000000001,0]
[null,null,null,"20050103:2244",54,"2018-01-03T05:00:00","2018-01-31",0,0,24,1.31,0]
[null,null,null,"20050103:2344",55,"2018-01-03T06:00:00","2018-01-31",64.95,4.3899999999999997,24.32,1.59,0]
[null,null,null,"20050104:0044",56,"2018-01-03T07:00:00","2018-01-31",101.08,18.079999999999998,24.99,1.72,0]
[null,null,null,"20050104:0144",57,"2018-01-03T08:00:00","2018-01-31",377.56,31.43,25.91,1.52,0]
[null,null,null,"20050104:0244",58,"2018-01-03T09:00:00","2018-01-31",587.16,44.08,26.66,1.17,0]
[null,null,null,"20050104:0344",59,"2018-01-03T10:00:00","2018-01-31",810.07,55.19,27.39,1.17,0]
[null,null,null,"20050104:0444",60,"2018-01-03T11:00:00","2018-01-31",735.32,62.75,27.98,1.52,0]
[null,null,null,"20050104:0544",61,"2018-01-03T12:00:00","2018-01-31",912.92,63.51,28.33,2,0]
[null,null,null,"20050104:0644",62,"2018-01-03T13:00:00","2018-01-31",868.33,56.99,28.07,2.14,0]
[null,null,null,"20050104:0744",63,"2018-01-03T14:00:00","2018-01-31",66.989999999999995,46.35,27.93,1.86,0]
[null,null,null,"20050104:0844",64,"2018-01-03T15:00:00","2018-01-31",67.989999999999995,33.909999999999997,27.72,1.66,0]
[null,null,null,"20050104:0944",65,"2018-01-03T16:00:00","2018-01-31",120.07,20.65,27.44,1.31,0]
[null,null,null,"20050104:1044",66,"2018-01-03T17:00:00",{"$f":"EOMONTH(F75,0)","v":"2018-01-31"},63.83,7.01,27.06,0.83,0]
[null,null,null,"20050104:1144",67,{"$f":"F75+1/24","v":"2018-01-03T18:00:00"},"2018-01-31",0,0,26.38,0.62,0]
[null,null,null,"20050104:1244",68,"2018-01-03T19:00:00","2018-01-31",0,0,26.28,0.55000000000000004,0]
[null,null,null,"20050104:1344",69,"2018-01-03T20:00:00","2018-01-31",0,0,25.93,0.62,0]
[null,null,null,"20050104:1444",70,"2018-01-03T21:00:00","2018-01-31",0,0,25.44,0.83,0]
[null,null,null,"20050104:1544",71,"2018-01-03T22:00:00","2018-01-31",0,0,25.3,1.17,0]
[null,null,null,"20050104:1644",72,"2018-01-03T23:00:00","2018-01-31",0,0,25.19,1.59,0]
[null,null,null,"20050104:1744",73,"2018-01-04","2018-01-31",0,0,25.12,1.66,0]
[null,null,null,"20050104:1844",74,"2018-01-04T01:00:00","2018-01-31",0,0,24.94,1.31,0]
[null,null,null,"20050104:1944",75,"2018-01-04T02:00:00","2018-01-31",0,0,24.7,1.17,0]
[null,null,null,"20050104:2044",76,"2018-01-04T03:00:00","2018-01-31",0,0,24.51,1.03,0]
[null,null,null,"20050104:2144",77,"2018-01-04T04:00:00","2018-01-31",0,0,24.39,0.97,0]
[null,null,null,"20050104:2244",78,"2018-01-04T05:00:00","2018-01-31",0,0,24.3,0.83,0]
[null,null,null,"20050104:2344",79,"2018-01-04T06:00:00","2018-01-31",12,4.3,24.56,0.62,0]
[null,null,null,"20050105:0044",80,"2018-01-04T07:00:00","2018-01-31",35.99,18,25.88,0.55000000000000004,0]
[null,null,null,"20050105:0144",81,"2018-01-04T08:00:00","2018-01-31",211.25,31.37,26.81,0.9,0]
[null,null,null,"20050105:0244",82,"2018-01-04T09:00:00","2018-01-31",359.85,44.04,27.36,1.03,0]
[null,null,null,"20050105:0344",83,"2018-01-04T10:00:00","2018-01-31",610.32000000000005,55.19,27.94,1.17,0]
[null,null,null,"20050105:0444",84,"2018-01-04T11:00:00","2018-01-31",825.16,62.81,28.53,0.97,0]
[null,null,null,"20050105:0544",85,"2018-01-04T12:00:00","2018-01-31",591.52,63.63,29.01,0.69,0]
[null,null,null,"20050105:0644",86,"2018-01-04T13:00:00","2018-01-31",845.45,57.13,29.08,0.28000000000000003,0]
[null,null,null,"20050105:0744",87,"2018-01-04T14:00:00","2018-01-31",696.13,46.49,29.23,0.34,0]
[null,null,null,"20050105:0844",88,"2018-01-04T15:00:00","2018-01-31",506.72,34.04,29.29,0.48,0]
[null,null,null,"20050105:0944",89,"2018-01-04T16:00:00","2018-01-31",143.29,20.77,29,1.31,0]
[null,null,null,"20050105:1044",90,"2018-01-04T17:00:00","2018-01-31",50.62,7.12,28.13,2.97,0]
[null,null,null,"20050105:1144",91,"2018-01-04T18:00:00","2018-01-31",0,0,27.22,3.86,0]
[null,null,null,"20050105:1244",92,"2018-01-04T19:00:00","2018-01-31",0,0,26.84,3.86,0]
[null,null,null,"20050105:1344",93,"2018-01-04T20:00:00","2018-01-31",0,0,26.64,3.38,0]
[null,null,null,"20050105:1444",94,"2018-01-04T21:00:00","2018-01-31",0,0,26.4,2.76,0]
[null,null,null,"20050105:1544",95,"2018-01-04T22:00:00","2018-01-31",0,0,26.04,1.79,0]
[null,null,null,"20050105:1644",96,"2018-01-04T23:00:00","2018-01-31",0,0,25.7,1.24,0]
[null,null,null,"20050105:1744",97,"2018-01-05","2018-01-31",0,0,25.39,0.9,0]
[null,null,null,"20050105:1844",98,"2018-01-05T01:00:00","2018-01-31",0,0,25.42,0.34,0]
[null,null,null,"20050105:1944",99,"2018-01-05T02:00:00","2018-01-31",0,0,25.18,0.21,0]
[null,null,null,"20050105:2044",100,"2018-01-05T03:00:00","2018-01-31",0,0,24.62,0.69,0]
[null,null,null,"20050105:2144",101,"2018-01-05T04:00:00","2018-01-31",0,0,24.16,0.83,0]
[null,null,null,"20050105:2244",102,"2018-01-05T05:00:00","2018-01-31",0,0,24.28,0.55000000000000004,0]
[null,null,null,"20050105:2344",103,"2018-01-05T06:00:00","2018-01-31",58.67,4.22,23.79,0.9,0]
[null,null,null,"20050106:0044",104,"2018-01-05T07:00:00","2018-01-31",50.99,17.93,25.35,1.24,0]
[null,null,null,"20050106:0144",105,"2018-01-05T08:00:00","2018-01-31",111.98,31.32,26.06,1.38,0]
[null,null,null,"20050106:0244",106,"2018-01-05T09:00:00","2018-01-31",625.66999999999996,44.01,26.54,1.1000000000000001,0]
[null,null,null,"20050106:0344",107,"2018-01-05T10:00:00","2018-01-31",790.28,55.2,27.05,0.83,0]
[null,null,null,"20050106:0444",108,"2018-01-05T11:00:00","2018-01-31",663.23,62.89,27.64,0.83,0]
[null,null,null,"20050106:0544",109,"2018-01-05T12:00:00","2018-01-31",787.64,63.77,28.11,1.17,0]
[null,null,null,"20050106:0644",110,"2018-01-05T13:00:00","2018-01-31",590.29999999999995,57.29,28.2,1.24,0]
[null,null,null,"20050106:0744",111,"2018-01-05T14:00:00","2018-01-31",460.19,46.63,28.24,1.72,0]
[null,null,null,"20050106:0844",112,"2018-01-05T15:00:00","2018-01-31",106.98,34.17,27.95,2.69,0]
[null,null,null,"20050106:0944",113,"2018-01-05T16:00:00","2018-01-31",200.67,20.89,27.42,3.03,0]
[null,null,null,"20050106:1044",114,"2018-01-05T17:00:00","2018-01-31",37.11,7.23,26.84,2.48,0]
[null,null,null,"20050106:1144",115,"2018-01-05T18:00:00","2018-01-31",0,0,26.27,2.34,0]
[null,null,null,"20050106:1244",116,"2018-01-05T19:00:00","2018-01-31",0,0,25.94,2.21,0]
[null,null,null,"20050106:1344",117,"2018-01-05T20:00:00","2018-01-31",0,0,25.7,1.86,0]
[null,null,null,"20050106:1444",118,"2018-01-05T21:00:00","2018-01-31",0,0,25.21,1.1000000000000001,0]
[null,null,null,"20050106:1544",119,"2018-01-05T22:00:00","2018-01-31",0,0,25.96,0.21,0]
[null,null,null,"20050106:1644",120,"2018-01-05T23:00:00","2018-01-31",0,0,24.83,0.55000000000000004,0]
[null,null,null,"20050106:1744",121,"2018-01-06","2018-01-31",0,0,23.74,1.03,0]
[null,null,null,"20050106:1844",122,"2018-01-06T01:00:00","2018-01-31",0,0,23.71,1.31,0]
[null,null,null,"20050106:1944",123,"2018-01-06T02:00:00","2018-01-31",0,0,23.47,2.0699999999999998,0]
[null,null,null,"20050106:2044",124,"2018-01-06T03:00:00","2018-01-31",0,0,23.41,2.0699999999999998,0]
[null,null,null,"20050106:2144",125,"2018-01-06T04:00:00","2018-01-31",0,0,23.16,1.72,0]
[null,null,null,"20050106:2244",126,"2018-01-06T05:00:00","2018-01-31",0,0,22.6,1.31,0]
[null,null,null,"20050106:2344",127,"2018-01-06T06:00:00","2018-01-31",12,4.13,22.45,0.9,0]
[null,null,null,"20050107:0044",128,"2018-01-06T07:00:00","2018-01-31",162.69,17.86,24.9,1.24,0]
[null,null,null,"20050107:0144",129,"2018-01-06T08:00:00","2018-01-31",474.39,31.26,26.05,1.86,0]
[null,null,null,"20050107:0244",130,"2018-01-06T09:00:00",{"$f":"EOMONTH(F139,0)","v":"2018-01-31"},702.81,43.99,26.81,1.79,0]
[null,null,null,"20050107:0344",131,{"$f":"F139+1/24","v":"2018-01-06T10:00:00"},"2018-01-31",876.16,55.22,27.42,1.31,0]
[null,null,null,"20050107:0444",132,"2018-01-06T11:00:00","2018-01-31",642.70000000000005,62.97,27.9,1.59,0]
[null,null,null,"20050107:0544",133,"2018-01-06T12:00:00","2018-01-31",545.66999999999996,63.91,28.06,2.14,0]
[null,null,null,"20050107:0644",134,"2018-01-06T13:00:00","2018-01-31",689.99,57.44,27.82,2.62,0]
[null,null,null,"20050107:0744",135,"2018-01-06T14:00:00","2018-01-31",436.67,46.78,27.4,2.76,0]
[null,null,null,"20050107:0844",136,"2018-01-06T15:00:00","2018-01-31",231.19,34.299999999999997,27.24,2.41,0]
[null,null,null,"20050107:0944",137,"2018-01-06T16:00:00","2018-01-31",108.02,21.01,26.94,1.38,0]
[null,null,null,"20050107:1044",138,"2018-01-06T17:00:00","2018-01-31",54.84,7.34,26.59,1.1000000000000001,0]
[null,null,null,"20050107:1144",139,"2018-01-06T18:00:00","2018-01-31",0,0,25.95,0.34,0]
[null,null,null,"20050107:1244",140,"2018-01-06T19:00:00","2018-01-31",0,0,25.35,0.48,0]
[null,null,null,"20050107:1344",141,"2018-01-06T20:00:00","2018-01-31",0,0,24.77,0.9,0]
[null,null,null,"20050107:1444",142,"2018-01-06T21:00:00","2018-01-31",0,0,24.45,1.31,0]
[null,null,null,"20050107:1544",143,"2018-01-06T22:00:00","2018-01-31",0,0,23.91,0.62,0]
[null,null,null,"20050107:1644",144,"2018-01-06T23:00:00","2018-01-31",0,0,24.22,0.48,0]
[null,null,null,"20050107:1744",145,"2018-01-07","2018-01-31",0,0,24.1,0.97,0]
[null,null,null,"20050107:1844",146,"2018-01-07T01:00:00","2018-01-31",0,0,23.71,1.86,0]
[null,null,null,"20050107:1944",147,"2018-01-07T02:00:00","2018-01-31",0,0,23.65,1.52,0]
[null,null,null,"20050107:2044",148,"2018-01-07T03:00:00","2018-01-31",0,0,23.64,1.38,0]
[null,null,null,"20050107:2144",149,"2018-01-07T04:00:00","2018-01-31",0,0,23.64,1.45,0]
[null,null,null,"20050107:2244",150,"2018-01-07T05:00:00","2018-01-31",0,0,23.69,1.52,0]
[null,null,null,"20050107:2344",151,"2018-01-07T06:00:00","2018-01-31",103.57,4.05,23.9,0.97,0]
[null,null,null,"20050108:0044",152,"2018-01-07T07:00:00","2018-01-31",130.6,17.79,24.34,1.17,0]
[null,null,null,"20050108:0144",153,"2018-01-07T08:00:00","2018-01-31",283.39999999999998,31.21,24.9,1.17,0]
[null,null,null,"20050108:0244",154,"2018-01-07T09:00:00","2018-01-31",702.74,43.97,25.43,1.03,0]
[null,null,null,"20050108:0344",155,"2018-01-07T10:00:00","2018-01-31",399.5,55.24,26.1,1.66,0]
[null,null,null,"20050108:0444",156,"2018-01-07T11:00:00","2018-01-31",242.95,63.06,26.3,2.62,0]
[null,null,null,"20050108:0544",157,"2018-01-07T12:00:00","2018-01-31",447.51,64.06,25.6,3.31,0]
[null,null,null,"20050108:0644",158,"2018-01-07T13:00:00","2018-01-31",369.19,57.6,24.98,2.5499999999999998,0]
[null,null,null,"20050108:0744",159,"2018-01-07T14:00:00","2018-01-31",180.96,46.93,24.45,2.5499999999999998,0]
[null,null,null,"20050108:0844",160,"2018-01-07T15:00:00","2018-01-31",235.22,34.44,24.26,2.48,0]
[null,null,null,"20050108:0944",161,"2018-01-07T16:00:00","2018-01-31",104.98,21.14,24.1,1.66,0]
[null,null,null,"20050108:1044",162,"2018-01-07T17:00:00","2018-01-31",41.22,7.45,23.92,1.66,0]
[null,null,null,"20050108:1144",163,"2018-01-07T18:00:00","2018-01-31",0,0,23.67,0.83,0]
[null,null,null,"20050108:1244",164,"2018-01-07T19:00:00","2018-01-31",0,0,23.84,1.17,0]
[null,null,null,"20050108:1344",165,"2018-01-07T20:00:00","2018-01-31",0,0,23.84,1.45,0]
[null,null,null,"20050108:1444",166,"2018-01-07T21:00:00","2018-01-31",0,0,23.66,1.1000000000000001,0]
[null,null,null,"20050108:1544",167,"2018-01-07T22:00:00","2018-01-31",0,0,23.49,0.83,0]
[null,null,null,"20050108:1644",168,"2018-01-07T23:00:00","2018-01-31",0,0,23.63,1.1000000000000001,0]
[null,null,null,"20050108:1744",169,"2018-01-08","2018-01-31",0,0,23.52,1.03,0]
[null,null,null,"20050108:1844",170,"2018-01-08T01:00:00","2018-01-31",0,0,23.65,1.03,0]
[null,null,null,"20050108:1944",171,"2018-01-08T02:00:00","2018-01-31",0,0,23.64,1.17,0]
[null,null,null,"20050108:2044",172,"2018-01-08T03:00:00","2018-01-31",0,0,23.54,1.03,0]
[null,null,null,"20050108:2144",173,"2018-01-08T04:00:00","2018-01-31",0,0,23.39,1.24,0]
[null,null,null,"20050108:2244",174,"2018-01-08T05:00:00","2018-01-31",0,0,23.29,1.38,0]
[null,null,null,"20050108:2344",175,"2018-01-08T06:00:00","2018-01-31",86.35,3.97,23.77,1.45,0]
[null,null,null,"20050109:0044",176,"2018-01-08T07:00:00","2018-01-31",123.44,17.72,24.84,1.45,0]
[null,null,null,"20050109:0144",177,"2018-01-08T08:00:00","2018-01-31",390.16,31.17,25.74,1.31,0]
[null,null,null,"20050109:0244",178,"2018-01-08T09:00:00","2018-01-31",569.38,43.95,26.54,1.31,0]
[null,null,null,"20050109:0344",179,"2018-01-08T10:00:00","2018-01-31",653.48,55.27,27.32,1.31,0]
[null,null,null,"20050109:0444",180,"2018-01-08T11:00:00","2018-01-31",670.3,63.15,27.93,1.1000000000000001,0]
[null,null,null,"20050109:0544",181,"2018-01-08T12:00:00","2018-01-31",479.79,64.22,28.28,1.1000000000000001,0]
[null,null,null,"20050109:0644",182,"2018-01-08T13:00:00","2018-01-31",877.08,57.77,27.77,0.41,0]
[null,null,null,"20050109:0744",183,"2018-01-08T14:00:00","2018-01-31",683.14,47.08,27.89,0.76,0]
[null,null,null,"20050109:0844",184,"2018-01-08T15:00:00","2018-01-31",420.4,34.58,27.79,1.45,0]
[null,null,null,"20050109:0944",185,"2018-01-08T16:00:00","2018-01-31",215.04,21.26,27.74,2,0]
[null,null,null,"20050109:1044",186,"2018-01-08T17:00:00","2018-01-31",81.09,7.56,27.16,2.5499999999999998,0]
[null,null,null,"20050109:1144",187,"2018-01-08T18:00:00","2018-01-31",0,0,26.56,2.48,0]
[null,null,null,"20050109:1244",188,"2018-01-08T19:00:00","2018-01-31",0,0,26.19,2.21,0]
[null,null,null,"20050109:1344",189,"2018-01-08T20:00:00","2018-01-31",0,0,25.93,2.14,0]
[null,null,null,"20050109:1444",190,"2018-01-08T21:00:00","2018-01-31",0,0,25.66,2,0]
[null,null,null,"20050109:1544",191,"2018-01-08T22:00:00","2018-01-31",0,0,25.13,1.52,0]
[null,null,null,"20050109:1644",192,"2018-01-08T23:00:00","2018-01-31",0,0,24.59,0.9,0]
[null,null,null,"20050109:1744",193,"2018-01-09","2018-01-31",0,0,24.04,0.97,0]
[null,null,null,"20050109:1844",194,"2018-01-09T01:00:00",{"$f":"EOMONTH(F203,0)","v":"2018-01-31"},0,0,24.28,1.38,0]
[null,null,null,"20050109:1944",195,{"$f":"F203+1/24","v":"2018-01-09T02:00:00"},"2018-01-31",0,0,24.04,0.97,0]
[null,null,null,"20050109:2044",196,"2018-01-09T03:00:00","2018-01-31",0,0,23.85,0.97,0]
[null,null,null,"20050109:2144",197,"2018-01-09T04:00:00","2018-01-31",0,0,23.81,1.1000000000000001,0]
[null,null,null,"20050109:2244",198,"2018-01-09T05:00:00","2018-01-31",0,0,23.59,1.38,0]
[null,null,null,"20050109:2344",199,"2018-01-09T06:00:00","2018-01-31",13,3.89,24.18,1.45,0]
[null,null,null,"20050110:0044",200,"2018-01-09T07:00:00","2018-01-31",21,17.66,25.21,1.38,0]
[null,null,null,"20050110:0144",201,"2018-01-09T08:00:00","2018-01-31",42.99,31.13,26.21,1.24,0]
[null,null,null,"20050110:0244",202,"2018-01-09T09:00:00","2018-01-31",332.53,43.94,27.01,1.17,0]
[null,null,null,"20050110:0344",203,"2018-01-09T10:00:00","2018-01-31",385.37,55.3,27.7,1.38,0]
[null,null,null,"20050110:0444",204,"2018-01-09T11:00:00","2018-01-31",796.93,63.26,28.41,1.31,0]
[null,null,null,"20050110:0544",205,"2018-01-09T12:00:00","2018-01-31",522.29,64.38,28.86,0.9,0]
[null,null,null,"20050110:0644",206,"2018-01-09T13:00:00","2018-01-31",658.88,57.94,28.86,1.31,0]
[null,null,null,"20050110:0744",207,"2018-01-09T14:00:00","2018-01-31",710.09,47.24,28.92,1.24,0]
[null,null,null,"20050110:0844",208,"2018-01-09T15:00:00","2018-01-31",475.63,34.71,28.84,1.86,0]
[null,null,null,"20050110:0944",209,"2018-01-09T16:00:00","2018-01-31",318.95999999999998,21.38,28.6,2.62,0]
[null,null,null,"20050110:1044",210,"2018-01-09T17:00:00","2018-01-31",14,7.67,27.92,2.97,0]
[null,null,null,"20050110:1144",211,"2018-01-09T18:00:00","2018-01-31",0,0,27.24,2.76,0]
[null,null,null,"20050110:1244",212,"2018-01-09T19:00:00","2018-01-31",0,0,26.87,3.17,0]
[null,null,null,"20050110:1344",213,"2018-01-09T20:00:00","2018-01-31",0,0,26.67,3.31,0]
[null,null,null,"20050110:1444",214,"2018-01-09T21:00:00","2018-01-31",0,0,26.5,2.62,0]
[null,null,null,"20050110:1544",215,"2018-01-09T22:00:00","2018-01-31",0,0,26.31,2.41,0]
[null,null,null,"20050110:1644",216,"2018-01-09T23:00:00","2018-01-31",0,0,26.03,2,0]
[null,null,null,"20050110:1744",217,"2018-01-10","2018-01-31",0,0,25.53,1.31,0]
[null,null,null,"20050110:1844",218,"2018-01-10T01:00:00","2018-01-31",0,0,25.11,1.31,0]
[null,null,null,"20050110:1944",219,"2018-01-10T02:00:00","2018-01-31",0,0,24.73,1.03,0]
[null,null,null,"20050110:2044",220,"2018-01-10T03:00:00","2018-01-31",0,0,24.55,1.1000000000000001,0]
[null,null,null,"20050110:2144",221,"2018-01-10T04:00:00","2018-01-31",0,0,24.73,1.52,0]
[null,null,null,"20050110:2244",222,"2018-01-10T05:00:00","2018-01-31",0,0,24.65,1.79,0]
[null,null,null,"20050110:2344",223,"2018-01-10T06:00:00","2018-01-31",82.28,3.81,24.64,1.72,0]
[null,null,null,"20050111:0044",224,"2018-01-10T07:00:00","2018-01-31",243.04,17.600000000000001,25.22,1.79,0]
[null,null,null,"20050111:0144",225,"2018-01-10T08:00:00","2018-01-31",486.99,31.09,26.12,1.79,0]
[null,null,null,"20050111:0244",226,"2018-01-10T09:00:00","2018-01-31",708.82,43.93,27.15,1.52,0]
[null,null,null,"20050111:0344",227,"2018-01-10T10:00:00","2018-01-31",858.28,55.34,28.06,1.1000000000000001,0]
[null,null,null,"20050111:0444",228,"2018-01-10T11:00:00","2018-01-31",929.11,63.36,28.71,0.69,0]
[null,null,null,"20050111:0544",229,"2018-01-10T12:00:00","2018-01-31",921.54,64.55,29.07,1.1000000000000001,0]
[null,null,null,"20050111:0644",230,"2018-01-10T13:00:00","2018-01-31",705.17,58.11,29.25,1.86,0]
[null,null,null,"20050111:0744",231,"2018-01-10T14:00:00","2018-01-31",780.54,47.4,29.1,2.21,0]
[null,null,null,"20050111:0844",232,"2018-01-10T15:00:00","2018-01-31",396.34,34.85,28.97,2.21,0]
[null,null,null,"20050111:0944",233,"2018-01-10T16:00:00","2018-01-31",335.99,21.5,28.76,2.41,0]
[null,null,null,"20050111:1044",234,"2018-01-10T17:00:00","2018-01-31",90.97,7.78,28.19,2.69,0]
[null,null,null,"20050111:1144",235,"2018-01-10T18:00:00","2018-01-31",0,0,27.47,3.1,0]
[null,null,null,"20050111:1244",236,"2018-01-10T19:00:00","2018-01-31",0,0,27.09,2.9,0]
[null,null,null,"20050111:1344",237,"2018-01-10T20:00:00","2018-01-31",0,0,26.77,2.9,0]
[null,null,null,"20050111:1444",238,"2018-01-10T21:00:00","2018-01-31",0,0,26.34,2.9,0]
[null,null,null,"20050111:1544",239,"2018-01-10T22:00:00","2018-01-31",0,0,25.88,2.48,0]
[null,null,null,"20050111:1644",240,"2018-01-10T23:00:00","2018-01-31",0,0,25.46,2.34,0]
[null,null,null,"20050111:1744",241,"2018-01-11","2018-01-31",0,0,25.2,2.34,0]
[null,null,null,"20050111:1844",242,"2018-01-11T01:00:00","2018-01-31",0,0,24.91,2.2799999999999998,0]
[null,null,null,"20050111:1944",243,"2018-01-11T02:00:00","2018-01-31",0,0,24.7,2.34,0]
[null,null,null,"20050111:2044",244,"2018-01-11T03:00:00","2018-01-31",0,0,24.52,2.2799999999999998,0]
[null,null,null,"20050111:2144",245,"2018-01-11T04:00:00","2018-01-31",0,0,24.42,2.14,0]
[null,null,null,"20050111:2244",246,"2018-01-11T05:00:00","2018-01-31",0,0,24.29,2,0]
[null,null,null,"20050111:2344",247,"2018-01-11T06:00:00","2018-01-31",12,3.73,24.22,1.72,0]
[null,null,null,"20050112:0044",248,"2018-01-11T07:00:00","2018-01-31",47.99,17.54,25.67,1.38,0]
[null,null,null,"20050112:0144",249,"2018-01-11T08:00:00","2018-01-31",71.989999999999995,31.05,26.87,1.17,0]
[null,null,null,"20050112:0244",250,"2018-01-11T09:00:00","2018-01-31",422.93,43.92,27.84,0.9,0]
[null,null,null,"20050112:0344",251,"2018-01-11T10:00:00","2018-01-31",768.13,55.38,28.6,0.83,0]
[null,null,null,"20050112:0444",252,"2018-01-11T11:00:00","2018-01-31",772.02,63.48,29.01,0.9,0]
[null,null,null,"20050112:0544",253,"2018-01-11T12:00:00","2018-01-31",971.92,64.72,29.27,1.17,0]
[null,null,null,"20050112:0644",254,"2018-01-11T13:00:00","2018-01-31",562.47,58.29,30.05,1.03,0]
[null,null,null,"20050112:0744",255,"2018-01-11T14:00:00","2018-01-31",632.95000000000005,47.55,29.88,1.45,0]
[null,null,null,"20050112:0844",256,"2018-01-11T15:00:00","2018-01-31",556.13,34.99,29.53,1.72,0]
[null,null,null,"20050112:0944",257,"2018-01-11T16:00:00","2018-01-31",317.54000000000002,21.62,28.59,2.21,0]
[null,null,null,"20050112:1044",258,"2018-01-11T17:00:00",{"$f":"EOMONTH(F267,0)","v":"2018-01-31"},98.93,7.88,27.81,1.52,0]
[null,null,null,"20050112:1144",259,{"$f":"F267+1/24","v":"2018-01-11T18:00:00"},"2018-01-31",0,0,27.39,1.72,0]
[null,null,null,"20050112:1244",260,"2018-01-11T19:00:00","2018-01-31",0,0,26.89,1.66,0]
[null,null,null,"20050112:1344",261,"2018-01-11T20:00:00","2018-01-31",0,0,26.61,1.72,0]
[null,null,null,"20050112:1444",262,"2018-01-11T21:00:00","2018-01-31",0,0,25.79,1.93,0]
[null,null,null,"20050112:1544",263,"2018-01-11T22:00:00","2018-01-31",0,0,24.82,1.72,0]
[null,null,null,"20050112:1644",264,"2018-01-11T23:00:00","2018-01-31",0,0,24.69,1.79,0]
[null,null,null,"20050112:1744",265,"2018-01-12","2018-01-31",0,0,24.56,1.38,0]
[null,null,null,"20050112:1844",266,"2018-01-12T01:00:00","2018-01-31",0,0,24.39,1.1000000000000001,0]
[null,null,null,"20050112:1944",267,"2018-01-12T02:00:00","2018-01-31",0,0,24.95,0.34,0]
[null,null,null,"20050112:2044",268,"2018-01-12T03:00:00","2018-01-31",0,0,24.29,0.55000000000000004,0]
[null,null,null,"20050112:2144",269,"2018-01-12T04:00:00","2018-01-31",0,0,24.12,0.55000000000000004,0]
[null,null,null,"20050112:2244",270,"2018-01-12T05:00:00","2018-01-31",0,0,24.35,0.28000000000000003,0]
[null,null,null,"20050112:2344",271,"2018-01-12T06:00:00","2018-01-31",14,3.66,24.26,0.34,0]
[null,null,null,"20050113:0044",272,"2018-01-12T07:00:00","2018-01-31",135.80000000000001,17.489999999999998,25.65,0.69,0]
[null,null,null,"20050113:0144",273,"2018-01-12T08:00:00","2018-01-31",387.99,31.02,26.54,0.97,0]
[null,null,null,"20050113:0244",274,"2018-01-12T09:00:00","2018-01-31",533.99,43.92,27.3,1.03,0]
[null,null,null,"20050113:0344",275,"2018-01-12T10:00:00","2018-01-31",488.53,55.43,27.94,1.17,0]
[null,null,null,"20050113:0444",276,"2018-01-12T11:00:00","2018-01-31",315.97000000000003,63.6,28.39,1.03,0]
[null,null,null,"20050113:0544",277,"2018-01-12T12:00:00","2018-01-31",363.04,64.900000000000006,28.76,1.45,0]
[null,null,null,"20050113:0644",278,"2018-01-12T13:00:00","2018-01-31",416.44,58.48,28.64,1.59,0]
[null,null,null,"20050113:0744",279,"2018-01-12T14:00:00","2018-01-31",541.89,47.71,28.47,2.21,0]
[null,null,null,"20050113:0844",280,"2018-01-12T15:00:00","2018-01-31",551.79,35.130000000000003,28.21,1.66,0]
[null,null,null,"20050113:0944",281,"2018-01-12T16:00:00","2018-01-31",290.62,21.75,27.45,2.34,0]
[null,null,null,"20050113:1044",282,"2018-01-12T17:00:00","2018-01-31",78.2,7.99,27,1.79,0]
[null,null,null,"20050113:1144",283,"2018-01-12T18:00:00","2018-01-31",0,0,26.73,0.34,0]
[null,null,null,"20050113:1244",284,"2018-01-12T19:00:00","2018-01-31",0,0,26.17,0.9,0]
[null,null,null,"20050113:1344",285,"2018-01-12T20:00:00","2018-01-31",0,0,25.76,1.59,0]
[null,null,null,"20050113:1444",286,"2018-01-12T21:00:00","2018-01-31",0,0,25.32,1.66,0]
[null,null,null,"20050113:1544",287,"2018-01-12T22:00:00","2018-01-31",0,0,25.39,1.1000000000000001,0]
[null,null,null,"20050113:1644",288,"2018-01-12T23:00:00","2018-01-31",0,0,24.76,0.76,0]
[null,null,null,"20050113:1744",289,"2018-01-13","2018-01-31",0,0,24.67,0.55000000000000004,0]
[null,null,null,"20050113:1844",290,"2018-01-13T01:00:00","2018-01-31",0,0,24.83,0.69,0]
[null,null,null,"20050113:1944",291,"2018-01-13T02:00:00","2018-01-31",0,0,24.45,0.76,0]
[null,null,null,"20050113:2044",292,"2018-01-13T03:00:00","2018-01-31",0,0,24.28,0.83,0]
[null,null,null,"20050113:2144",293,"2018-01-13T04:00:00","2018-01-31",0,0,23.96,0.83,0]
[null,null,null,"20050113:2244",294,"2018-01-13T05:00:00","2018-01-31",0,0,23.93,0.9,0]
[null,null,null,"20050113:2344",295,"2018-01-13T06:00:00","2018-01-31",76.739999999999995,3.59,24.59,0.83,0]
[null,null,null,"20050114:0044",296,"2018-01-13T07:00:00","2018-01-31",189.21,17.440000000000001,25.66,0.97,0]
[null,null,null,"20050114:0144",297,"2018-01-13T08:00:00","2018-01-31",347.31,30.99,26.65,0.62,0]
[null,null,null,"20050114:0244",298,"2018-01-13T09:00:00","2018-01-31",569.17999999999995,43.93,27.49,0.21,0]
[null,null,null,"20050114:0344",299,"2018-01-13T10:00:00","2018-01-31",489.52,55.48,28.13,0.14000000000000001,0]
[null,null,null,"20050114:0444",300,"2018-01-13T11:00:00","2018-01-31",615.88,63.73,28.62,0.14000000000000001,0]
[null,null,null,"20050114:0544",301,"2018-01-13T12:00:00","2018-01-31",834.48,65.09,28.99,0.55000000000000004,0]
[null,null,null,"20050114:0644",302,"2018-01-13T13:00:00","2018-01-31",825.78,58.66,29.44,1.31,0]
[null,null,null,"20050114:0744",303,"2018-01-13T14:00:00","2018-01-31",572.74,47.88,29.75,1.31,0]
[null,null,null,"20050114:0844",304,"2018-01-13T15:00:00","2018-01-31",564.17999999999995,35.270000000000003,29.75,2.14,0]
[null,null,null,"20050114:0944",305,"2018-01-13T16:00:00","2018-01-31",322.57,21.87,29.25,2.69,0]
[null,null,null,"20050114:1044",306,"2018-01-13T17:00:00","2018-01-31",58.63,8.09,28.5,3.31,0]
[null,null,null,"20050114:1144",307,"2018-01-13T18:00:00","2018-01-31",0,0,27.97,3.31,0]
[null,null,null,"20050114:1244",308,"2018-01-13T19:00:00","2018-01-31",0,0,27.44,3.17,0]
[null,null,null,"20050114:1344",309,"2018-01-13T20:00:00","2018-01-31",0,0,26.95,3.66,0]
[null,null,null,"20050114:1444",310,"2018-01-13T21:00:00","2018-01-31",0,0,26.65,3.93,0]
[null,null,null,"20050114:1544",311,"2018-01-13T22:00:00","2018-01-31",0,0,26.17,4,0]
[null,null,null,"20050114:1644",312,"2018-01-13T23:00:00","2018-01-31",0,0,25.74,3.86,0]
[null,null,null,"20050114:1744",313,"2018-01-14","2018-01-31",0,0,25.33,3.52,0]
[null,null,null,"20050114:1844",314,"2018-01-14T01:00:00","2018-01-31",0,0,25.16,2.9,0]
[null,null,null,"20050114:1944",315,"2018-01-14T02:00:00","2018-01-31",0,0,24.8,2.62,0]
[null,null,null,"20050114:2044",316,"2018-01-14T03:00:00","2018-01-31",0,0,24.56,2.5499999999999998,0]
[null,null,null,"20050114:2144",317,"2018-01-14T04:00:00","2018-01-31",0,0,24.32,2.5499999999999998,0]
[null,null,null,"20050114:2244",318,"2018-01-14T05:00:00","2018-01-31",0,0,24.17,2.41,0]
[null,null,null,"20050114:2344",319,"2018-01-14T06:00:00","2018-01-31",27.99,3.52,24.06,2.14,0]
[null,null,null,"20050115:0044",320,"2018-01-14T07:00:00","2018-01-31",151.32,17.39,25.06,2,0]
[null,null,null,"20050115:0144",321,"2018-01-14T08:00:00","2018-01-31",438.35,30.97,26.03,1.66,0]
[null,null,null,"20050115:0244",322,"2018-01-14T09:00:00",{"$f":"EOMONTH(F331,0)","v":"2018-01-31"},688.77,43.94,26.98,1.38,0]
[null,null,null,"20050115:0344",323,{"$f":"F331+1/24","v":"2018-01-14T10:00:00"},"2018-01-31",841.34,55.54,27.89,1.45,0]
[null,null,null,"20050115:0444",324,"2018-01-14T11:00:00","2018-01-31",773.88,63.86,28.65,1.31,0]
[null,null,null,"20050115:0544",325,"2018-01-14T12:00:00","2018-01-31",965.36,65.28,29.11,1.03,0]
[null,null,null,"20050115:0644",326,"2018-01-14T13:00:00","2018-01-31",782.22,58.85,29.97,0.9,0]
[null,null,null,"20050115:0744",327,"2018-01-14T14:00:00","2018-01-31",677.22,48.04,29.9,1.38,0]
[null,null,null,"20050115:0844",328,"2018-01-14T15:00:00","2018-01-31",505.33,35.409999999999997,29.71,1.93,0]
[null,null,null,"20050115:0944",329,"2018-01-14T16:00:00","2018-01-31",267.01,21.99,29.24,2.48,0]
[null,null,null,"20050115:1044",330,"2018-01-14T17:00:00","2018-01-31",83.43,8.19,28.41,3.1,0]
[null,null,null,"20050115:1144",331,"2018-01-14T18:00:00","2018-01-31",0,0,27.67,3.24,0]
[null,null,null,"20050115:1244",332,"2018-01-14T19:00:00","2018-01-31",0,0,27.17,3.31,0]
[null,null,null,"20050115:1344",333,"2018-01-14T20:00:00","2018-01-31",0,0,26.7,3.45,0]
[null,null,null,"20050115:1444",334,"2018-01-14T21:00:00","2018-01-31",0,0,26.11,4,0]
[null,null,null,"20050115:1544",335,"2018-01-14T22:00:00","2018-01-31",0,0,25.57,4.34,0]
[null,null,null,"20050115:1644",336,"2018-01-14T23:00:00","2018-01-31",0,0,25.13,4.28,0]
[null,null,null,"20050115:1744",337,"2018-01-15","2018-01-31",0,0,24.79,4.1399999999999997,0]
[null,null,null,"20050115:1844",338,"2018-01-15T01:00:00","2018-01-31",0,0,24.43,3.86,0]
[null,null,null,"20050115:1944",339,"2018-01-15T02:00:00","2018-01-31",0,0,24.16,3.66,0]
[null,null,null,"20050115:2044",340,"2018-01-15T03:00:00","2018-01-31",0,0,23.91,3.59,0]
[null,null,null,"20050115:2144",341,"2018-01-15T04:00:00","2018-01-31",0,0,23.68,3.38,0]
[null,null,null,"20050115:2244",342,"2018-01-15T05:00:00","2018-01-31",0,0,23.49,3.17,0]
[null,null,null,"20050115:2344",343,"2018-01-15T06:00:00","2018-01-31",11,3.46,23.42,3.03,0]
[null,null,null,"20050116:0044",344,"2018-01-15T07:00:00","2018-01-31",155.52000000000001,17.34,24.39,2.9,0]
[null,null,null,"20050116:0144",345,"2018-01-15T08:00:00","2018-01-31",478.34,30.95,25.67,2.76,0]
[null,null,null,"20050116:0244",346,"2018-01-15T09:00:00","2018-01-31",696.97,43.95,26.9,2.21,0]
[null,null,null,"20050116:0344",347,"2018-01-15T10:00:00","2018-01-31",870.15,55.61,27.95,1.52,0]
[null,null,null,"20050116:0444",348,"2018-01-15T11:00:00","2018-01-31",939.86,64,28.74,1.24,0]
[null,null,null,"20050116:0544",349,"2018-01-15T12:00:00","2018-01-31",660.55,65.48,29.23,1.59,0]
[null,null,null,"20050116:0644",350,"2018-01-15T13:00:00","2018-01-31",763.52,59.05,29.37,1.31,0]
[null,null,null,"20050116:0744",351,"2018-01-15T14:00:00","2018-01-31",461.82,48.21,29.24,2.2799999999999998,0]
[null,null,null,"20050116:0844",352,"2018-01-15T15:00:00","2018-01-31",500.99,35.549999999999997,28.8,3.38,0]
[null,null,null,"20050116:0944",353,"2018-01-15T16:00:00","2018-01-31",242.72,22.11,28.17,3.86,0]
[null,null,null,"20050116:1044",354,"2018-01-15T17:00:00","2018-01-31",91.1,8.3000000000000007,27.54,3.66,0]
[null,null,null,"20050116:1144",355,"2018-01-15T18:00:00","2018-01-31",0,0,27.05,3.59,0]
[null,null,null,"20050116:1244",356,"2018-01-15T19:00:00","2018-01-31",0,0,26.87,3.52,0]
[null,null,null,"20050116:1344",357,"2018-01-15T20:00:00","2018-01-31",0,0,26.24,3.38,0]
[null,null,null,"20050116:1444",358,"2018-01-15T21:00:00","2018-01-31",0,0,25.94,3.45,0]
[null,null,null,"20050116:1544",359,"2018-01-15T22:00:00","2018-01-31",0,0,25.58,3.52,0]
[null,null,null,"20050116:1644",360,"2018-01-15T23:00:00","2018-01-31",0,0,25.29,3.52,0]
[null,null,null,"20050116:1744",361,"2018-01-16","2018-01-31",0,0,25.12,3.38,0]
[null,null,null,"20050116:1844",362,"2018-01-16T01:00:00","2018-01-31",0,0,24.69,3.45,0]
[null,null,null,"20050116:1944",363,"2018-01-16T02:00:00","2018-01-31",0,0,24.45,3.17,0]
[null,null,null,"20050116:2044",364,"2018-01-16T03:00:00","2018-01-31",0,0,24.24,3.03,0]
[null,null,null,"20050116:2144",365,"2018-01-16T04:00:00","2018-01-31",0,0,23.95,2.83,0]
[null,null,null,"20050116:2244",366,"2018-01-16T05:00:00","2018-01-31",0,0,23.72,2.62,0]
[null,null,null,"20050116:2344",367,"2018-01-16T06:00:00","2018-01-31",70.86,3.39,23.65,2.21,0]
[null,null,null,"20050117:0044",368,"2018-01-16T07:00:00","2018-01-31",216.1,17.3,24.83,2.0699999999999998,0]
[null,null,null,"20050117:0144",369,"2018-01-16T08:00:00","2018-01-31",483.52,30.93,26.06,1.86,0]
[null,null,null,"20050117:0244",370,"2018-01-16T09:00:00","2018-01-31",689.6,43.96,27.14,1.59,0]
[null,null,null,"20050117:0344",371,"2018-01-16T10:00:00","2018-01-31",798.76,55.67,28.09,1.24,0]
[null,null,null,"20050117:0444",372,"2018-01-16T11:00:00","2018-01-31",876.85,64.150000000000006,28.76,0.69,0]
[null,null,null,"20050117:0544",373,"2018-01-16T12:00:00","2018-01-31",984.62,65.69,29.19,0.69,0]
[null,null,null,"20050117:0644",374,"2018-01-16T13:00:00","2018-01-31",912.1,59.24,29.84,1.59,0]
[null,null,null,"20050117:0744",375,"2018-01-16T14:00:00","2018-01-31",780.64,48.37,29.75,1.86,0]
[null,null,null,"20050117:0844",376,"2018-01-16T15:00:00","2018-01-31",586.69000000000005,35.69,29.49,2.14,0]
[null,null,null,"20050117:0944",377,"2018-01-16T16:00:00","2018-01-31",344.48,22.23,29.23,2.34,0]
[null,null,null,"20050117:1044",378,"2018-01-16T17:00:00","2018-01-31",93.14,8.4,28.51,2.62,0]
[null,null,null,"20050117:1144",379,"2018-01-16T18:00:00","2018-01-31",0,0,27.77,3.24,0]
[null,null,null,"20050117:1244",380,"2018-01-16T19:00:00","2018-01-31",0,0,27.16,3.86,0]
[null,null,null,"20050117:1344",381,"2018-01-16T20:00:00","2018-01-31",0,0,26.54,4.55,0]
[null,null,null,"20050117:1444",382,"2018-01-16T21:00:00","2018-01-31",0,0,26.02,4.83,0]
[null,null,null,"20050117:1544",383,"2018-01-16T22:00:00","2018-01-31",0,0,25.6,4.76,0]
[null,null,null,"20050117:1644",384,"2018-01-16T23:00:00","2018-01-31",0,0,25.26,4.55,0]
[null,null,null,"20050117:1744",385,"2018-01-17","2018-01-31",0,0,24.96,4.21,0]
[null,null,null,"20050117:1844",386,"2018-01-17T01:00:00",{"$f":"EOMONTH(F395,0)","v":"2018-01-31"},0,0,24.51,3.31,0]
[null,null,null,"20050117:1944",387,{"$f":"F395+1/24","v":"2018-01-17T02:00:00"},"2018-01-31",0,0,24.19,3.17,0]
[null,null,null,"20050117:2044",388,"2018-01-17T03:00:00","2018-01-31",0,0,23.94,3.1,0]
[null,null,null,"20050117:2144",389,"2018-01-17T04:00:00","2018-01-31",0,0,23.74,2.9,0]
[null,null,null,"20050117:2244",390,"2018-01-17T05:00:00","2018-01-31",0,0,23.53,2.69,0]
[null,null,null,"20050117:2344",391,"2018-01-17T06:00:00","2018-01-31",69.37,3.33,23.47,2.5499999999999998,0]
[null,null,null,"20050118:0044",392,"2018-01-17T07:00:00","2018-01-31",208.56,17.260000000000002,24.51,2.48,0]
[null,null,null,"20050118:0144",393,"2018-01-17T08:00:00","2018-01-31",469.76,30.91,25.82,2.62,0]
[null,null,null,"20050118:0244",394,"2018-01-17T09:00:00","2018-01-31",669.77,43.98,27.1,2.5499999999999998,0]
[null,null,null,"20050118:0344",395,"2018-01-17T10:00:00","2018-01-31",799.67,55.75,28.22,1.72,0]
[null,null,null,"20050118:0444",396,"2018-01-17T11:00:00","2018-01-31",671.92,64.3,29.02,0.41,0]
[null,null,null,"20050118:0544",397,"2018-01-17T12:00:00","2018-01-31",796.95,65.900000000000006,29.41,0.9,0]
[null,null,null,"20050118:0644",398,"2018-01-17T13:00:00","2018-01-31",914.01,59.44,29.47,1.72,0]
[null,null,null,"20050118:0744",399,"2018-01-17T14:00:00","2018-01-31",678.88,48.54,29.15,3.03,0]
[null,null,null,"20050118:0844",400,"2018-01-17T15:00:00","2018-01-31",582.34,35.83,28.54,3.86,0]
[null,null,null,"20050118:0944",401,"2018-01-17T16:00:00","2018-01-31",305.83,22.34,27.94,3.79,0]
[null,null,null,"20050118:1044",402,"2018-01-17T17:00:00","2018-01-31",100.94,8.5,27.44,3.1,0]
[null,null,null,"20050118:1144",403,"2018-01-17T18:00:00","2018-01-31",0,0,27.04,2.9,0]
[null,null,null,"20050118:1244",404,"2018-01-17T19:00:00","2018-01-31",0,0,26.81,2.5499999999999998,0]
[null,null,null,"20050118:1344",405,"2018-01-17T20:00:00","2018-01-31",0,0,26.45,2,0]
[null,null,null,"20050118:1444",406,"2018-01-17T21:00:00","2018-01-31",0,0,25.82,2.21,0]
[null,null,null,"20050118:1544",407,"2018-01-17T22:00:00","2018-01-31",0,0,25.4,3.03,0]
[null,null,null,"20050118:1644",408,"2018-01-17T23:00:00","2018-01-31",0,0,25.19,3.24,0]
[null,null,null,"20050118:1744",409,"2018-01-18","2018-01-31",0,0,24.9,3.24,0]
[null,null,null,"20050118:1844",410,"2018-01-18T01:00:00","2018-01-31",0,0,24.57,3.24,0]
[null,null,null,"20050118:1944",411,"2018-01-18T02:00:00","2018-01-31",0,0,24.31,3.24,0]
[null,null,null,"20050118:2044",412,"2018-01-18T03:00:00","2018-01-31",0,0,24.09,3.24,0]
[null,null,null,"20050118:2144",413,"2018-01-18T04:00:00","2018-01-31",0,0,23.91,3.31,0]
[null,null,null,"20050118:2244",414,"2018-01-18T05:00:00","2018-01-31",0,0,23.76,3.38,0]
[null,null,null,"20050118:2344",415,"2018-01-18T06:00:00","2018-01-31",66.94,3.28,23.66,3.38,0]
[null,null,null,"20050119:0044",416,"2018-01-18T07:00:00","2018-01-31",202.07,17.22,24.45,3.24,0]
[null,null,null,"20050119:0144",417,"2018-01-18T08:00:00","2018-01-31",444.47,30.9,25.81,2.9,0]
[null,null,null,"20050119:0244",418,"2018-01-18T09:00:00","2018-01-31",673.83,44.01,27.08,2.0699999999999998,0]
[null,null,null,"20050119:0344",419,"2018-01-18T10:00:00","2018-01-31",838.83,55.83,28.14,1.1000000000000001,0]
[null,null,null,"20050119:0444",420,"2018-01-18T11:00:00","2018-01-31",815.76,64.459999999999994,28.81,0.14000000000000001,0]
[null,null,null,"20050119:0544",421,"2018-01-18T12:00:00","2018-01-31",825.69,66.12,28.97,0.9,0]
[null,null,null,"20050119:0644",422,"2018-01-18T13:00:00","2018-01-31",880.86,59.65,29.22,2,0]
[null,null,null,"20050119:0744",423,"2018-01-18T14:00:00","2018-01-31",750.28,48.71,28.85,3.1,0]
[null,null,null,"20050119:0844",424,"2018-01-18T15:00:00","2018-01-31",562.26,35.97,28.27,2.83,0]
[null,null,null,"20050119:0944",425,"2018-01-18T16:00:00","2018-01-31",271.83999999999997,22.46,27.85,2.21,0]
[null,null,null,"20050119:1044",426,"2018-01-18T17:00:00","2018-01-31",31.99,8.59,27.38,1.86,0]
[null,null,null,"20050119:1144",427,"2018-01-18T18:00:00","2018-01-31",0,0,26.77,2.2799999999999998,0]
[null,null,null,"20050119:1244",428,"2018-01-18T19:00:00","2018-01-31",0,0,26.59,2.41,0]
[null,null,null,"20050119:1344",429,"2018-01-18T20:00:00","2018-01-31",0,0,26.47,2.62,0]
[null,null,null,"20050119:1444",430,"2018-01-18T21:00:00","2018-01-31",0,0,26.29,3.03,0]
[null,null,null,"20050119:1544",431,"2018-01-18T22:00:00","2018-01-31",0,0,25.78,3.38,0]
[null,null,null,"20050119:1644",432,"2018-01-18T23:00:00","2018-01-31",0,0,25.29,3.45,0]
[null,null,null,"20050119:1744",433,"2018-01-19","2018-01-31",0,0,24.73,3.52,0]
[null,null,null,"20050119:1844",434,"2018-01-19T01:00:00","2018-01-31",0,0,24.6,3.24,0]
[null,null,null,"20050119:1944",435,"2018-01-19T02:00:00","2018-01-31",0,0,24.24,3.31,0]
[null,null,null,"20050119:2044",436,"2018-01-19T03:00:00","2018-01-31",0,0,23.93,3.17,0]
[null,null,null,"20050119:2144",437,"2018-01-19T04:00:00","2018-01-31",0,0,23.69,3.17,0]
[null,null,null,"20050119:2244",438,"2018-01-19T05:00:00","2018-01-31",0,0,23.42,3.31,0]
[null,null,null,"20050119:2344",439,"2018-01-19T06:00:00","2018-01-31",48.65,3.22,23.28,3.31,0]
[null,null,null,"20050120:0044",440,"2018-01-19T07:00:00","2018-01-31",182.88,17.190000000000001,24.16,3.31,0]
[null,null,null,"20050120:0144",441,"2018-01-19T08:00:00","2018-01-31",449.67,30.89,25.55,3.03,0]
[null,null,null,"20050120:0244",442,"2018-01-19T09:00:00","2018-01-31",596.85,44.04,26.88,2.62,0]
[null,null,null,"20050120:0344",443,"2018-01-19T10:00:00","2018-01-31",796.36,55.91,28,2.2799999999999998,0]
[null,null,null,"20050120:0444",444,"2018-01-19T11:00:00","2018-01-31",752.86,64.62,28.9,2,0]
[null,null,null,"20050120:0544",445,"2018-01-19T12:00:00","2018-01-31",881.22,66.34,29.55,1.86,0]
[null,null,null,"20050120:0644",446,"2018-01-19T13:00:00","2018-01-31",933.23,59.86,30.15,0.76,0]
[null,null,null,"20050120:0744",447,"2018-01-19T14:00:00","2018-01-31",783.23,48.88,30.25,2.76,0]
[null,null,null,"20050120:0844",448,"2018-01-19T15:00:00","2018-01-31",587.17999999999995,36.11,29.57,4.41,0]
[null,null,null,"20050120:0944",449,"2018-01-19T16:00:00","2018-01-31",354.57,22.58,28.5,4.83,0]
[null,null,null,"20050120:1044",450,"2018-01-19T17:00:00",{"$f":"EOMONTH(F459,0)","v":"2018-01-31"},105.14,8.69,27.75,4.62,0]
[null,null,null,"20050120:1144",451,{"$f":"F459+1/24","v":"2018-01-19T18:00:00"},"2018-01-31",0,0,27.25,4.34,0]
[null,null,null,"20050120:1244",452,"2018-01-19T19:00:00","2018-01-31",0,0,27.06,4,0]
[null,null,null,"20050120:1344",453,"2018-01-19T20:00:00","2018-01-31",0,0,26.83,3.79,0]
[null,null,null,"20050120:1444",454,"2018-01-19T21:00:00","2018-01-31",0,0,26.32,4.07,0]
[null,null,null,"20050120:1544",455,"2018-01-19T22:00:00","2018-01-31",0,0,25.53,4.55,0]
[null,null,null,"20050120:1644",456,"2018-01-19T23:00:00","2018-01-31",0,0,24.97,4.6900000000000004,0]
[null,null,null,"20050120:1744",457,"2018-01-20","2018-01-31",0,0,24.63,4.6900000000000004,0]
[null,null,null,"20050120:1844",458,"2018-01-20T01:00:00","2018-01-31",0,0,24.52,4.55,0]
[null,null,null,"20050120:1944",459,"2018-01-20T02:00:00","2018-01-31",0,0,24.28,4.62,0]
[null,null,null,"20050120:2044",460,"2018-01-20T03:00:00","2018-01-31",0,0,24.05,4.6900000000000004,0]
[null,null,null,"20050120:2144",461,"2018-01-20T04:00:00","2018-01-31",0,0,23.74,4.41,0]
[null,null,null,"20050120:2244",462,"2018-01-20T05:00:00","2018-01-31",0,0,23.4,4,0]
[null,null,null,"20050120:2344",463,"2018-01-20T06:00:00","2018-01-31",63.51,3.17,23.06,3.59,0]
[null,null,null,"20050121:0044",464,"2018-01-20T07:00:00","2018-01-31",189.2,17.16,23.99,3.1,0]
[null,null,null,"20050121:0144",465,"2018-01-20T08:00:00","2018-01-31",449.59,30.89,25.72,2.83,0]
[null,null,null,"20050121:0244",466,"2018-01-20T09:00:00","2018-01-31",690.22,44.07,27.27,2.48,0]
[null,null,null,"20050121:0344",467,"2018-01-20T10:00:00","2018-01-31",888.04,56,28.55,2,0]
[null,null,null,"20050121:0444",468,"2018-01-20T11:00:00","2018-01-31",977.23,64.790000000000006,29.51,1.31,0]
[null,null,null,"20050121:0544",469,"2018-01-20T12:00:00","2018-01-31",969.63,66.569999999999993,30.18,0.97,0]
[null,null,null,"20050121:0644",470,"2018-01-20T13:00:00","2018-01-31",929.98,60.07,30.54,1.03,0]
[null,null,null,"20050121:0744",471,"2018-01-20T14:00:00","2018-01-31",776.84,49.05,30.49,2.0699999999999998,0]
[null,null,null,"20050121:0844",472,"2018-01-20T15:00:00","2018-01-31",599.5,36.25,30.09,3.45,0]
[null,null,null,"20050121:0944",473,"2018-01-20T16:00:00","2018-01-31",342.64,22.69,28.93,4.55,0]
[null,null,null,"20050121:1044",474,"2018-01-20T17:00:00","2018-01-31",90.34,8.7799999999999994,27.96,4.1399999999999997,0]
[null,null,null,"20050121:1144",475,"2018-01-20T18:00:00","2018-01-31",0,0,27.33,3.66,0]
[null,null,null,"20050121:1244",476,"2018-01-20T19:00:00","2018-01-31",0,0,26.98,3.45,0]
[null,null,null,"20050121:1344",477,"2018-01-20T20:00:00","2018-01-31",0,0,26.7,3.45,0]
[null,null,null,"20050121:1444",478,"2018-01-20T21:00:00","2018-01-31",0,0,26.34,3.31,0]
[null,null,null,"20050121:1544",479,"2018-01-20T22:00:00","2018-01-31",0,0,25.83,3.52,0]
[null,null,null,"20050121:1644",480,"2018-01-20T23:00:00","2018-01-31",0,0,25.36,3.72,0]
[null,null,null,"20050121:1744",481,"2018-01-21","2018-01-31",0,0,24.92,3.79,0]
[null,null,null,"20050121:1844",482,"2018-01-21T01:00:00","2018-01-31",0,0,24.8,3.45,0]
[null,null,null,"20050121:1944",483,"2018-01-21T02:00:00","2018-01-31",0,0,24.53,3.31,0]
[null,null,null,"20050121:2044",484,"2018-01-21T03:00:00","2018-01-31",0,0,24.33,3.17,0]
[null,null,null,"20050121:2144",485,"2018-01-21T04:00:00","2018-01-31",0,0,24.14,3.1,0]
[null,null,null,"20050121:2244",486,"2018-01-21T05:00:00","2018-01-31",0,0,24.04,3.1,0]
[null,null,null,"20050121:2344",487,"2018-01-21T06:00:00","2018-01-31",75.42,3.12,24.06,2.97,0]
[null,null,null,"20050122:0044",488,"2018-01-21T07:00:00","2018-01-31",37.99,17.13,25.17,2.83,0]
[null,null,null,"20050122:0144",489,"2018-01-21T08:00:00","2018-01-31",74.98,30.89,26.63,2.83,0]
[null,null,null,"20050122:0244",490,"2018-01-21T09:00:00","2018-01-31",386.11,44.11,27.81,2.76,0]
[null,null,null,"20050122:0344",491,"2018-01-21T10:00:00","2018-01-31",749.66,56.09,28.78,2.76,0]
[null,null,null,"20050122:0444",492,"2018-01-21T11:00:00","2018-01-31",909.21,64.959999999999994,29.24,1.93,0]
[null,null,null,"20050122:0544",493,"2018-01-21T12:00:00","2018-01-31",500.81,66.81,29.48,0.97,0]
[null,null,null,"20050122:0644",494,"2018-01-21T13:00:00","2018-01-31",566.11,60.28,29.48,0.97,0]
[null,null,null,"20050122:0744",495,"2018-01-21T14:00:00","2018-01-31",405.81,49.23,29.44,1.38,0]
[null,null,null,"20050122:0844",496,"2018-01-21T15:00:00","2018-01-31",179.96,36.39,29.12,1.79,0]
[null,null,null,"20050122:0944",497,"2018-01-21T16:00:00","2018-01-31",231.87,22.81,28.65,2.2799999999999998,0]
[null,null,null,"20050122:1044",498,"2018-01-21T17:00:00","2018-01-31",116,8.8699999999999992,27.97,2.76,0]
[null,null,null,"20050122:1144",499,"2018-01-21T18:00:00","2018-01-31",0,0,27.36,2.69,0]
[null,null,null,"20050122:1244",500,"2018-01-21T19:00:00","2018-01-31",0,0,26.94,2.34,0]
[null,null,null,"20050122:1344",501,"2018-01-21T20:00:00","2018-01-31",0,0,26.53,2.2799999999999998,0]
[null,null,null,"20050122:1444",502,"2018-01-21T21:00:00","2018-01-31",0,0,26.1,2.0699999999999998,0]
[null,null,null,"20050122:1544",503,"2018-01-21T22:00:00","2018-01-31",0,0,25.72,2.0699999999999998,0]
[null,null,null,"20050122:1644",504,"2018-01-21T23:00:00","2018-01-31",0,0,25.33,2.48,0]
[null,null,null,"20050122:1744",505,"2018-01-22","2018-01-31",0,0,25.04,2.69,0]
[null,null,null,"20050122:1844",506,"2018-01-22T01:00:00","2018-01-31",0,0,25.03,2.97,0]
[null,null,null,"20050122:1944",507,"2018-01-22T02:00:00","2018-01-31",0,0,24.86,2.83,0]
[null,null,null,"20050122:2044",508,"2018-01-22T03:00:00","2018-01-31",0,0,24.57,2.5499999999999998,0]
[null,null,null,"20050122:2144",509,"2018-01-22T04:00:00","2018-01-31",0,0,24.3,2.34,0]
[null,null,null,"20050122:2244",510,"2018-01-22T05:00:00","2018-01-31",0,0,23.91,2.34,0]
[null,null,null,"20050122:2344",511,"2018-01-22T06:00:00","2018-01-31",73.17,3.07,23.73,2.2799999999999998,0]
[null,null,null,"20050123:0044",512,"2018-01-22T07:00:00","2018-01-31",229.99,17.11,25.08,2.34,0]
[null,null,null,"20050123:0144",513,"2018-01-22T08:00:00","2018-01-31",481.96,30.89,26.4,2.21,0]
[null,null,null,"20050123:0244",514,"2018-01-22T09:00:00",{"$f":"EOMONTH(F523,0)","v":"2018-01-31"},709.68,44.15,27.44,1.72,0]
[null,null,null,"20050123:0344",515,{"$f":"F523+1/24","v":"2018-01-22T10:00:00"},"2018-01-31",846.56,56.19,28.42,1.38,0]
[null,null,null,"20050123:0444",516,"2018-01-22T11:00:00","2018-01-31",745.43,65.14,28.97,0.9,0]
[null,null,null,"20050123:0544",517,"2018-01-22T12:00:00","2018-01-31",809.81,67.05,29.36,0.28000000000000003,0]
[null,null,null,"20050123:0644",518,"2018-01-22T13:00:00","2018-01-31",919.35,60.49,30.17,1.17,0]
[null,null,null,"20050123:0744",519,"2018-01-22T14:00:00","2018-01-31",780.65,49.4,30.12,2.83,0]
[null,null,null,"20050123:0844",520,"2018-01-22T15:00:00","2018-01-31",589.77,36.53,29.23,4.28,0]
[null,null,null,"20050123:0944",521,"2018-01-22T16:00:00","2018-01-31",362.49,22.92,28.1,4.4800000000000004,0]
[null,null,null,"20050123:1044",522,"2018-01-22T17:00:00","2018-01-31",105.65,8.9700000000000006,27.41,3.59,0]
[null,null,null,"20050123:1144",523,"2018-01-22T18:00:00","2018-01-31",0,0,26.86,3.1,0]
[null,null,null,"20050123:1244",524,"2018-01-22T19:00:00","2018-01-31",0,0,26.57,2.97,0]
[null,null,null,"20050123:1344",525,"2018-01-22T20:00:00","2018-01-31",0,0,26.39,2.76,0]
[null,null,null,"20050123:1444",526,"2018-01-22T21:00:00","2018-01-31",0,0,26.14,2.2799999999999998,0]
[null,null,null,"20050123:1544",527,"2018-01-22T22:00:00","2018-01-31",0,0,25.49,1.93,0]
[null,null,null,"20050123:1644",528,"2018-01-22T23:00:00","2018-01-31",0,0,24.9,2.14,0]
[null,null,null,"20050123:1744",529,"2018-01-23","2018-01-31",0,0,24.48,2.76,0]
[null,null,null,"20050123:1844",530,"2018-01-23T01:00:00","2018-01-31",0,0,24.16,2.69,0]
[null,null,null,"20050123:1944",531,"2018-01-23T02:00:00","2018-01-31",0,0,23.8,2.9,0]
[null,null,null,"20050123:2044",532,"2018-01-23T03:00:00","2018-01-31",0,0,23.44,3.03,0]
[null,null,null,"20050123:2144",533,"2018-01-23T04:00:00","2018-01-31",0,0,23.12,3.1,0]
[null,null,null,"20050123:2244",534,"2018-01-23T05:00:00","2018-01-31",0,0,22.81,3.24,0]
[null,null,null,"20050123:2344",535,"2018-01-23T06:00:00","2018-01-31",57.58,3.03,22.7,3.31,0]
[null,null,null,"20050124:0044",536,"2018-01-23T07:00:00","2018-01-31",229.93,17.09,23.91,3.31,0]
[null,null,null,"20050124:0144",537,"2018-01-23T08:00:00","2018-01-31",489.23,30.9,25.61,3.17,0]
[null,null,null,"20050124:0244",538,"2018-01-23T09:00:00","2018-01-31",710.57,44.19,27.14,2.48,0]
[null,null,null,"20050124:0344",539,"2018-01-23T10:00:00","2018-01-31",867.02,56.29,28.41,1.31,0]
[null,null,null,"20050124:0444",540,"2018-01-23T11:00:00","2018-01-31",992.13,65.33,29.23,0.69,0]
[null,null,null,"20050124:0544",541,"2018-01-23T12:00:00","2018-01-31",1008.12,67.290000000000006,29.64,2.21,0]
[null,null,null,"20050124:0644",542,"2018-01-23T13:00:00","2018-01-31",957.17,60.71,29.72,3.1,0]
[null,null,null,"20050124:0744",543,"2018-01-23T14:00:00","2018-01-31",800.08,49.57,29.12,4.1399999999999997,0]
[null,null,null,"20050124:0844",544,"2018-01-23T15:00:00","2018-01-31",598.94000000000005,36.67,28.35,4.4800000000000004,0]
[null,null,null,"20050124:0944",545,"2018-01-23T16:00:00","2018-01-31",359.06,23.03,27.72,4.1399999999999997,0]
[null,null,null,"20050124:1044",546,"2018-01-23T17:00:00","2018-01-31",96.55,9.0500000000000007,27.01,3.31,0]
[null,null,null,"20050124:1144",547,"2018-01-23T18:00:00","2018-01-31",0,0,26.32,2.41,0]
[null,null,null,"20050124:1244",548,"2018-01-23T19:00:00","2018-01-31",0,0,25.65,1.66,0]
[null,null,null,"20050124:1344",549,"2018-01-23T20:00:00","2018-01-31",0,0,24.76,1.59,0]
[null,null,null,"20050124:1444",550,"2018-01-23T21:00:00","2018-01-31",0,0,24.21,1.72,0]
[null,null,null,"20050124:1544",551,"2018-01-23T22:00:00","2018-01-31",0,0,23.83,1.86,0]
[null,null,null,"20050124:1644",552,"2018-01-23T23:00:00","2018-01-31",0,0,23.67,2.14,0]
[null,null,null,"20050124:1744",553,"2018-01-24","2018-01-31",0,0,23.63,2.48,0]
[null,null,null,"20050124:1844",554,"2018-01-24T01:00:00","2018-01-31",0,0,23.76,2.76,0]
[null,null,null,"20050124:1944",555,"2018-01-24T02:00:00","2018-01-31",0,0,23.63,2.9,0]
[null,null,null,"20050124:2044",556,"2018-01-24T03:00:00","2018-01-31",0,0,23.39,3.03,0]
[null,null,null,"20050124:2144",557,"2018-01-24T04:00:00","2018-01-31",0,0,23.13,3.03,0]
[null,null,null,"20050124:2244",558,"2018-01-24T05:00:00","2018-01-31",0,0,22.88,2.97,0]
[null,null,null,"20050124:2344",559,"2018-01-24T06:00:00","2018-01-31",71.239999999999995,2.99,22.82,2.83,0]
[null,null,null,"20050125:0044",560,"2018-01-24T07:00:00","2018-01-31",204.1,17.07,24.25,2.76,0]
[null,null,null,"20050125:0144",561,"2018-01-24T08:00:00","2018-01-31",468.14,30.91,26.09,2.69,0]
[null,null,null,"20050125:0244",562,"2018-01-24T09:00:00","2018-01-31",699.05,44.24,27.65,1.86,0]
[null,null,null,"20050125:0344",563,"2018-01-24T10:00:00","2018-01-31",886.42,56.39,28.76,0.83,0]
[null,null,null,"20050125:0444",564,"2018-01-24T11:00:00","2018-01-31",977.61,65.52,29.47,1.31,0]
[null,null,null,"20050125:0544",565,"2018-01-24T12:00:00","2018-01-31",1009.99,67.540000000000006,29.74,2.48,0]
[null,null,null,"20050125:0644",566,"2018-01-24T13:00:00","2018-01-31",953.91,60.93,29.53,3.45,0]
[null,null,null,"20050125:0744",567,"2018-01-24T14:00:00","2018-01-31",789.57,49.74,28.91,4.34,0]
[null,null,null,"20050125:0844",568,"2018-01-24T15:00:00","2018-01-31",558.1,36.799999999999997,28.33,4.6900000000000004,0]
[null,null,null,"20050125:0944",569,"2018-01-24T16:00:00","2018-01-31",352.5,23.14,27.82,4.41,0]
[null,null,null,"20050125:1044",570,"2018-01-24T17:00:00","2018-01-31",116.47,9.14,27.3,3.31,0]
[null,null,null,"20050125:1144",571,"2018-01-24T18:00:00","2018-01-31",0,0,26.84,1.52,0]
[null,null,null,"20050125:1244",572,"2018-01-24T19:00:00","2018-01-31",0,0,26.81,0.14000000000000001,0]
[null,null,null,"20050125:1344",573,"2018-01-24T20:00:00","2018-01-31",0,0,25.43,0.83,0]
[null,null,null,"20050125:1444",574,"2018-01-24T21:00:00","2018-01-31",0,0,24.89,1.45,0]
[null,null,null,"20050125:1544",575,"2018-01-24T22:00:00","2018-01-31",0,0,24.86,2,0]
[null,null,null,"20050125:1644",576,"2018-01-24T23:00:00","2018-01-31",0,0,24.87,2.21,0]
[null,null,null,"20050125:1744",577,"2018-01-25","2018-01-31",0,0,24.69,2.48,0]
[null,null,null,"20050125:1844",578,"2018-01-25T01:00:00",{"$f":"EOMONTH(F587,0)","v":"2018-01-31"},0,0,24.73,2.62,0]
[null,null,null,"20050125:1944",579,{"$f":"F587+1/24","v":"2018-01-25T02:00:00"},"2018-01-31",0,0,24.65,2.62,0]
[null,null,null,"20050125:2044",580,"2018-01-25T03:00:00","2018-01-31",0,0,24.42,2.48,0]
[null,null,null,"20050125:2144",581,"2018-01-25T04:00:00","2018-01-31",0,0,24.18,2.41,0]
[null,null,null,"20050125:2244",582,"2018-01-25T05:00:00","2018-01-31",0,0,23.88,2.34,0]
[null,null,null,"20050125:2344",583,"2018-01-25T06:00:00","2018-01-31",33.99,2.95,23.76,2.41,0]
[null,null,null,"20050126:0044",584,"2018-01-25T07:00:00","2018-01-31",192.31,17.05,25.24,2.48,0]
[null,null,null,"20050126:0144",585,"2018-01-25T08:00:00","2018-01-31",440.81,30.92,26.91,2.34,0]
[null,null,null,"20050126:0244",586,"2018-01-25T09:00:00","2018-01-31",594.29,44.29,28.22,1.72,0]
[null,null,null,"20050126:0344",587,"2018-01-25T10:00:00","2018-01-31",719.34,56.5,29.1,1.1000000000000001,0]
[null,null,null,"20050126:0444",588,"2018-01-25T11:00:00","2018-01-31",336.98,65.72,29.73,1.59,0]
[null,null,null,"20050126:0544",589,"2018-01-25T12:00:00","2018-01-31",798.16,67.8,30.03,2.76,0]
[null,null,null,"20050126:0644",590,"2018-01-25T13:00:00","2018-01-31",889,61.15,29.81,3.72,0]
[null,null,null,"20050126:0744",591,"2018-01-25T14:00:00","2018-01-31",791.45,49.91,29.28,4.41,0]
[null,null,null,"20050126:0844",592,"2018-01-25T15:00:00","2018-01-31",599.61,36.94,28.75,4.62,0]
[null,null,null,"20050126:0944",593,"2018-01-25T16:00:00","2018-01-31",362.9,23.24,28.31,4.1399999999999997,0]
[null,null,null,"20050126:1044",594,"2018-01-25T17:00:00","2018-01-31",111.83,9.2200000000000006,27.73,2.62,0]
[null,null,null,"20050126:1144",595,"2018-01-25T18:00:00","2018-01-31",0,0,27.12,0.83,0]
[null,null,null,"20050126:1244",596,"2018-01-25T19:00:00","2018-01-31",0,0,27.05,0.41,0]
[null,null,null,"20050126:1344",597,"2018-01-25T20:00:00","2018-01-31",0,0,25.77,0.83,0]
[null,null,null,"20050126:1444",598,"2018-01-25T21:00:00","2018-01-31",0,0,25.01,1.1000000000000001,0]
[null,null,null,"20050126:1544",599,"2018-01-25T22:00:00","2018-01-31",0,0,24.81,1.31,0]
[null,null,null,"20050126:1644",600,"2018-01-25T23:00:00","2018-01-31",0,0,24.85,1.45,0]
[null,null,null,"20050126:1744",601,"2018-01-26","2018-01-31",0,0,25.06,1.59,0]
[null,null,null,"20050126:1844",602,"2018-01-26T01:00:00","2018-01-31",0,0,25.1,2.21,0]
[null,null,null,"20050126:1944",603,"2018-01-26T02:00:00","2018-01-31",0,0,24.82,2.0699999999999998,0]
[null,null,null,"20050126:2044",604,"2018-01-26T03:00:00","2018-01-31",0,0,24.49,2,0]
[null,null,null,"20050126:2144",605,"2018-01-26T04:00:00","2018-01-31",0,0,24.11,2.0699999999999998,0]
[null,null,null,"20050126:2244",606,"2018-01-26T05:00:00","2018-01-31",0,0,23.95,2.14,0]
[null,null,null,"20050126:2344",607,"2018-01-26T06:00:00","2018-01-31",68.87,2.92,23.92,2.14,0]
[null,null,null,"20050127:0044",608,"2018-01-26T07:00:00","2018-01-31",210.43,17.04,25.87,2.0699999999999998,0]
[null,null,null,"20050127:0144",609,"2018-01-26T08:00:00","2018-01-31",462.69,30.94,27.46,1.79,0]
[null,null,null,"20050127:0244",610,"2018-01-26T09:00:00","2018-01-31",692.57,44.34,28.52,1.1000000000000001,0]
[null,null,null,"20050127:0344",611,"2018-01-26T10:00:00","2018-01-31",831.56,56.62,29.42,0.69,0]
[null,null,null,"20050127:0444",612,"2018-01-26T11:00:00","2018-01-31",932.11,65.92,29.99,1.17,0]
[null,null,null,"20050127:0544",613,"2018-01-26T12:00:00","2018-01-31",974.79,68.06,30.27,2.14,0]
[null,null,null,"20050127:0644",614,"2018-01-26T13:00:00","2018-01-31",926.87,61.38,30.16,2.9,0]
[null,null,null,"20050127:0744",615,"2018-01-26T14:00:00","2018-01-31",785.07,50.09,29.82,3.59,0]
[null,null,null,"20050127:0844",616,"2018-01-26T15:00:00","2018-01-31",595.24,37.07,29.41,4,0]
[null,null,null,"20050127:0944",617,"2018-01-26T16:00:00","2018-01-31",365.95,23.35,28.86,3.86,0]
[null,null,null,"20050127:1044",618,"2018-01-26T17:00:00","2018-01-31",101.72,9.31,28.21,2.9,0]
[null,null,null,"20050127:1144",619,"2018-01-26T18:00:00","2018-01-31",0,0,27.62,1.59,0]
[null,null,null,"20050127:1244",620,"2018-01-26T19:00:00","2018-01-31",0,0,26.66,0.97,0]
[null,null,null,"20050127:1344",621,"2018-01-26T20:00:00","2018-01-31",0,0,26.69,0.76,0]
[null,null,null,"20050127:1444",622,"2018-01-26T21:00:00","2018-01-31",0,0,26.66,0.69,0]
[null,null,null,"20050127:1544",623,"2018-01-26T22:00:00","2018-01-31",0,0,26.19,0.76,0]
[null,null,null,"20050127:1644",624,"2018-01-26T23:00:00","2018-01-31",0,0,25.56,0.9,0]
[null,null,null,"20050127:1744",625,"2018-01-27","2018-01-31",0,0,24.87,1.31,0]
[null,null,null,"20050127:1844",626,"2018-01-27T01:00:00","2018-01-31",0,0,24.9,1.86,0]
[null,null,null,"20050127:1944",627,"2018-01-27T02:00:00","2018-01-31",0,0,24.59,1.79,0]
[null,null,null,"20050127:2044",628,"2018-01-27T03:00:00","2018-01-31",0,0,24.65,2.0699999999999998,0]
[null,null,null,"20050127:2144",629,"2018-01-27T04:00:00","2018-01-31",0,0,24.78,2.14,0]
[null,null,null,"20050127:2244",630,"2018-01-27T05:00:00","2018-01-31",0,0,24.86,1.86,0]
[null,null,null,"20050127:2344",631,"2018-01-27T06:00:00","2018-01-31",51.54,2.89,24.84,1.31,0]
[null,null,null,"20050128:0044",632,"2018-01-27T07:00:00","2018-01-31",66.989999999999995,17.03,25.87,1.45,0]
[null,null,null,"20050128:0144",633,"2018-01-27T08:00:00","2018-01-31",398.81,30.96,26.54,1.52,0]
[null,null,null,"20050128:0244",634,"2018-01-27T09:00:00","2018-01-31",618.91999999999996,44.4,27.2,1.59,0]
[null,null,null,"20050128:0344",635,"2018-01-27T10:00:00","2018-01-31",784.03,56.73,27.82,1.79,0]
[null,null,null,"20050128:0444",636,"2018-01-27T11:00:00","2018-01-31",869.25,66.13,28.52,2.2799999999999998,0]
[null,null,null,"20050128:0544",637,"2018-01-27T12:00:00","2018-01-31",965.38,68.33,29.26,2.9,0]
[null,null,null,"20050128:0644",638,"2018-01-27T13:00:00","2018-01-31",867.05,61.6,29.58,3.66,0]
[null,null,null,"20050128:0744",639,"2018-01-27T14:00:00","2018-01-31",773.55,50.26,29.45,4.28,0]
[null,null,null,"20050128:0844",640,"2018-01-27T15:00:00","2018-01-31",604.4,37.200000000000003,29.48,4.6900000000000004,0]
[null,null,null,"20050128:0944",641,"2018-01-27T16:00:00","2018-01-31",374.2,23.45,28.91,5.03,0]
[null,null,null,"20050128:1044",642,"2018-01-27T17:00:00",{"$f":"EOMONTH(F651,0)","v":"2018-01-31"},114.89,9.39,28.36,4.4800000000000004,0]
[null,null,null,"20050128:1144",643,{"$f":"F651+1/24","v":"2018-01-27T18:00:00"},"2018-01-31",0,0,28.06,4,0]
[null,null,null,"20050128:1244",644,"2018-01-27T19:00:00","2018-01-31",0,0,27.84,3.52,0]
[null,null,null,"20050128:1344",645,"2018-01-27T20:00:00","2018-01-31",0,0,27.7,3.24,0]
[null,null,null,"20050128:1444",646,"2018-01-27T21:00:00","2018-01-31",0,0,27.42,3.03,0]
[null,null,null,"20050128:1544",647,"2018-01-27T22:00:00","2018-01-31",0,0,26.5,2.5499999999999998,0]
[null,null,null,"20050128:1644",648,"2018-01-27T23:00:00","2018-01-31",0,0,25.42,1.24,0]
[null,null,null,"20050128:1744",649,"2018-01-28","2018-01-31",0,0,24.66,0.69,0]
[null,null,null,"20050128:1844",650,"2018-01-28T01:00:00","2018-01-31",0,0,25.34,1.52,0]
[null,null,null,"20050128:1944",651,"2018-01-28T02:00:00","2018-01-31",0,0,24.99,2.0699999999999998,0]
[null,null,null,"20050128:2044",652,"2018-01-28T03:00:00","2018-01-31",0,0,24.72,2,0]
[null,null,null,"20050128:2144",653,"2018-01-28T04:00:00","2018-01-31",0,0,24.69,1.59,0]
[null,null,null,"20050128:2244",654,"2018-01-28T05:00:00","2018-01-31",0,0,24.73,1.72,0]
[null,null,null,"20050128:2344",655,"2018-01-28T06:00:00","2018-01-31",15,2.86,24.88,1.59,0]
[null,null,null,"20050129:0044",656,"2018-01-28T07:00:00","2018-01-31",166.93,17.03,25.63,1.52,0]
[null,null,null,"20050129:0144",657,"2018-01-28T08:00:00","2018-01-31",403.96,30.98,26.57,1.66,0]
[null,null,null,"20050129:0244",658,"2018-01-28T09:00:00","2018-01-31",627.09,44.47,27.48,1.79,0]
[null,null,null,"20050129:0344",659,"2018-01-28T10:00:00","2018-01-31",794.21,56.86,28.56,2.0699999999999998,0]
[null,null,null,"20050129:0444",660,"2018-01-28T11:00:00","2018-01-31",951.29,66.34,29.22,2.83,0]
[null,null,null,"20050129:0544",661,"2018-01-28T12:00:00","2018-01-31",973.41,68.599999999999994,29.29,3.72,0]
[null,null,null,"20050129:0644",662,"2018-01-28T13:00:00","2018-01-31",941.88,61.83,29.53,4.21,0]
[null,null,null,"20050129:0744",663,"2018-01-28T14:00:00","2018-01-31",807.36,50.43,29.3,4.4800000000000004,0]
[null,null,null,"20050129:0844",664,"2018-01-28T15:00:00","2018-01-31",606.29,37.33,29.03,3.79,0]
[null,null,null,"20050129:0944",665,"2018-01-28T16:00:00","2018-01-31",369.77,23.56,28.72,3.93,0]
[null,null,null,"20050129:1044",666,"2018-01-28T17:00:00","2018-01-31",111.3,9.4600000000000009,28.25,3.66,0]
[null,null,null,"20050129:1144",667,"2018-01-28T18:00:00","2018-01-31",0,0,27.82,2.69,0]
[null,null,null,"20050129:1244",668,"2018-01-28T19:00:00","2018-01-31",0,0,27.51,2.62,0]
[null,null,null,"20050129:1344",669,"2018-01-28T20:00:00","2018-01-31",0,0,27.23,2.48,0]
[null,null,null,"20050129:1444",670,"2018-01-28T21:00:00","2018-01-31",0,0,27.03,2.34,0]
[null,null,null,"20050129:1544",671,"2018-01-28T22:00:00","2018-01-31",0,0,26.66,2.0699999999999998,0]
[null,null,null,"20050129:1644",672,"2018-01-28T23:00:00","2018-01-31",0,0,26.14,1.93,0]
[null,null,null,"20050129:1744",673,"2018-01-29","2018-01-31",0,0,25.47,1.86,0]
[null,null,null,"20050129:1844",674,"2018-01-29T01:00:00","2018-01-31",0,0,25.44,2.5499999999999998,0]
[null,null,null,"20050129:1944",675,"2018-01-29T02:00:00","2018-01-31",0,0,25.18,2.69,0]
[null,null,null,"20050129:2044",676,"2018-01-29T03:00:00","2018-01-31",0,0,25.03,2.41,0]
[null,null,null,"20050129:2144",677,"2018-01-29T04:00:00","2018-01-31",0,0,24.82,2,0]
[null,null,null,"20050129:2244",678,"2018-01-29T05:00:00","2018-01-31",0,0,24.35,1.24,0]
[null,null,null,"20050129:2344",679,"2018-01-29T06:00:00","2018-01-31",47.58,2.83,24.45,0.62,0]
[null,null,null,"20050130:0044",680,"2018-01-29T07:00:00","2018-01-31",130.63999999999999,17.03,25.21,0.34,0]
[null,null,null,"20050130:0144",681,"2018-01-29T08:00:00","2018-01-31",403.91,31.01,25.72,0.41,0]
[null,null,null,"20050130:0244",682,"2018-01-29T09:00:00","2018-01-31",636.27,44.53,26.69,1.1000000000000001,0]
[null,null,null,"20050130:0344",683,"2018-01-29T10:00:00","2018-01-31",733.32,56.98,27.43,2,0]
[null,null,null,"20050130:0444",684,"2018-01-29T11:00:00","2018-01-31",823.77,66.56,28.02,2.9,0]
[null,null,null,"20050130:0544",685,"2018-01-29T12:00:00","2018-01-31",936.3,68.87,28.09,3.59,0]
[null,null,null,"20050130:0644",686,"2018-01-29T13:00:00","2018-01-31",912.95,62.06,29.81,4.55,0]
[null,null,null,"20050130:0744",687,"2018-01-29T14:00:00","2018-01-31",799.97,50.6,29.35,5.0999999999999996,0]
[null,null,null,"20050130:0844",688,"2018-01-29T15:00:00","2018-01-31",608.17999999999995,37.46,28.61,5.0999999999999996,0]
[null,null,null,"20050130:0944",689,"2018-01-29T16:00:00","2018-01-31",365.35,23.65,28.22,4.1399999999999997,0]
[null,null,null,"20050130:1044",690,"2018-01-29T17:00:00","2018-01-31",101.39,9.5399999999999991,27.82,3.72,0]
[null,null,null,"20050130:1144",691,"2018-01-29T18:00:00","2018-01-31",0,0,27.39,3.1,0]
[null,null,null,"20050130:1244",692,"2018-01-29T19:00:00","2018-01-31",0,0,27.19,2.48,0]
[null,null,null,"20050130:1344",693,"2018-01-29T20:00:00","2018-01-31",0,0,26.72,1.52,0]
[null,null,null,"20050130:1444",694,"2018-01-29T21:00:00","2018-01-31",0,0,25.65,1.52,0]
[null,null,null,"20050130:1544",695,"2018-01-29T22:00:00","2018-01-31",0,0,25.13,1.66,0]
[null,null,null,"20050130:1644",696,"2018-01-29T23:00:00","2018-01-31",0,0,24.87,1.17,0]
[null,null,null,"20050130:1744",697,"2018-01-30","2018-01-31",0,0,24.94,0.48,0]
[null,null,null,"20050130:1844",698,"2018-01-30T01:00:00","2018-01-31",0,0,24.77,2.14,0]
[null,null,null,"20050130:1944",699,"2018-01-30T02:00:00","2018-01-31",0,0,24.9,2.41,0]
[null,null,null,"20050130:2044",700,"2018-01-30T03:00:00","2018-01-31",0,0,24.84,2.76,0]
[null,null,null,"20050130:2144",701,"2018-01-30T04:00:00","2018-01-31",0,0,25.07,2.41,0]
[null,null,null,"20050130:2244",702,"2018-01-30T05:00:00","2018-01-31",0,0,24.87,2,0]
[null,null,null,"20050130:2344",703,"2018-01-30T06:00:00","2018-01-31",46.59,2.81,24.81,1.79,0]
[null,null,null,"20050131:0044",704,"2018-01-30T07:00:00","2018-01-31",178.4,17.03,25.91,1.38,0]
[null,null,null,"20050131:0144",705,"2018-01-30T08:00:00","2018-01-31",425.7,31.04,26.92,0.9,0]
[null,null,null,"20050131:0244",706,"2018-01-30T09:00:00",{"$f":"EOMONTH(F715,0)","v":"2018-01-31"},668.2,44.6,27.92,0.48,0]
[null,null,null,"20050131:0344",707,{"$f":"F715+1/24","v":"2018-01-30T10:00:00"},"2018-01-31",845.35,57.11,28.73,1.17,0]
[null,null,null,"20050131:0444",708,"2018-01-30T11:00:00","2018-01-31",965.29,66.78,29.26,1.93,0]
[null,null,null,"20050131:0544",709,"2018-01-30T12:00:00","2018-01-31",1015.03,69.150000000000006,29.32,2.48,0]
[null,null,null,"20050131:0644",710,"2018-01-30T13:00:00","2018-01-31",945.6,62.28,29.8,3.31,0]
[null,null,null,"20050131:0744",711,"2018-01-30T14:00:00","2018-01-31",811.09,50.77,29.41,4.1399999999999997,0]
[null,null,null,"20050131:0844",712,"2018-01-30T15:00:00","2018-01-31",620.41999999999996,37.590000000000003,28.72,3.45,0]
[null,null,null,"20050131:0944",713,"2018-01-30T16:00:00","2018-01-31",375.71,23.75,28.39,2.97,0]
[null,null,null,"20050131:1044",714,"2018-01-30T17:00:00","2018-01-31",73.66,9.61,28.01,2.41,0]
[null,null,null,"20050131:1144",715,"2018-01-30T18:00:00","2018-01-31",0,0,27.41,2,0]
[null,null,null,"20050131:1244",716,"2018-01-30T19:00:00","2018-01-31",0,0,26.98,1.59,0]
[null,null,null,"20050131:1344",717,"2018-01-30T20:00:00","2018-01-31",0,0,26.57,0.76,0]
[null,null,null,"20050131:1444",718,"2018-01-30T21:00:00","2018-01-31",0,0,25.78,1.1000000000000001,0]
[null,null,null,"20050131:1544",719,"2018-01-30T22:00:00","2018-01-31",0,0,25.51,1.86,0]
[null,null,null,"20050131:1644",720,"2018-01-30T23:00:00","2018-01-31",0,0,25.39,2.34,0]
[null,null,null,"20050131:1744",721,"2018-01-31","2018-01-31",0,0,25.11,2.62,0]
[null,null,null,"20050131:1844",722,"2018-01-31T01:00:00","2018-01-31",0,0,25.02,1.38,0]
[null,null,null,"20050131:1944",723,"2018-01-31T02:00:00","2018-01-31",0,0,24.49,1.66,0]
[null,null,null,"20050131:2044",724,"2018-01-31T03:00:00","2018-01-31",0,0,24.33,2,0]
[null,null,null,"20050131:2144",725,"2018-01-31T04:00:00","2018-01-31",0,0,24.31,1.72,0]
[null,null,null,"20050131:2244",726,"2018-01-31T05:00:00","2018-01-31",0,0,24.03,1.45,0]
[null,null,null,"20050131:2344",727,"2018-01-31T06:00:00","2018-01-31",54.45,2.79,23.98,1.24,0]
[null,null,null,"20050201:0044",728,"2018-01-31T07:00:00","2018-01-31",127.58,17.03,25.64,1.24,0]
[null,null,null,"20050201:0144",729,"2018-01-31T08:00:00","2018-01-31",416.2,31.07,26.63,1.17,0]
[null,null,null,"20050201:0244",730,"2018-01-31T09:00:00","2018-01-31",663.88,44.67,27.58,1.24,0]
[null,null,null,"20050201:0344",731,"2018-01-31T10:00:00","2018-01-31",725.87,57.25,28.32,1.45,0]
[null,null,null,"20050201:0444",732,"2018-01-31T11:00:00","2018-01-31",983.5,67.010000000000005,28.85,2,0]
[null,null,null,"20050201:0544",733,"2018-01-31T12:00:00","2018-01-31",1017.87,69.44,29.17,2.69,0]
[null,null,null,"20050201:0644",734,"2018-01-31T13:00:00","2018-01-31",648.05999999999995,62.51,29.26,3.1,0]
[null,null,null,"20050201:0744",735,"2018-01-31T14:00:00","2018-01-31",821.15,50.94,28.99,3.66,0]
[null,null,null,"20050201:0844",736,"2018-01-31T15:00:00","2018-01-31",495.76,37.72,28.72,3.72,0]
[null,null,null,"20050201:0944",737,"2018-01-31T16:00:00","2018-01-31",43.99,23.85,28.3,3.59,0]
[null,null,null,"20050201:1044",738,"2018-01-31T17:00:00","2018-01-31",92.55,9.68,27.75,3.52,0]
[null,null,null,"20050201:1144",739,"2018-01-31T18:00:00","2018-01-31",0,0,27.3,2.62,0]
[null,null,null,"20050201:1244",740,"2018-01-31T19:00:00","2018-01-31",0,0,26.96,1.93,0]
[null,null,null,"20050201:1344",741,"2018-01-31T20:00:00","2018-01-31",0,0,26.48,1.31,0]
[null,null,null,"20050201:1444",742,"2018-01-31T21:00:00","2018-01-31",0,0,25.85,1.03,0]
[null,null,null,"20050201:1544",743,"2018-01-31T22:00:00","2018-01-31",0,0,25.53,1.45,0]
[null,null,null,"20050201:1644",744,"2018-01-31T23:00:00","2018-01-31",0,0,25.21,1.59,0]
[null,null,null,"20050201:1744",745,"2018-02-01","2018-01-31",0,0,25.15,1.59,0]
[null,null,null,"20050201:1844",746,"2018-02-01T01:00:00","2018-02-28",0,0,24.92,1.86,0]
[null,null,null,"20050201:1944",747,"2018-02-01T02:00:00","2018-02-28",0,0,24.75,2.0699999999999998,0]
[null,null,null,"20050201:2044",748,"2018-02-01T03:00:00","2018-02-28",0,0,24.64,2.2799999999999998,0]
[null,null,null,"20050201:2144",749,"2018-02-01T04:00:00","2018-02-28",0,0,24.7,2,0]
[null,null,null,"20050201:2244",750,"2018-02-01T05:00:00","2018-02-28",0,0,24.84,1.93,0]
[null,null,null,"20050201:2344",751,"2018-02-01T06:00:00","2018-02-28",26.99,2.77,24.82,2.14,0]
[null,null,null,"20050202:0044",752,"2018-02-01T07:00:00","2018-02-28",203.68,17.04,26.07,2.34,0]
[null,null,null,"20050202:0144",753,"2018-02-01T08:00:00","2018-02-28",443.18,31.11,27.19,2.2799999999999998,0]
[null,null,null,"20050202:0244",754,"2018-02-01T09:00:00","2018-02-28",680.26,44.75,28.22,2.2799999999999998,0]
[null,null,null,"20050202:0344",755,"2018-02-01T10:00:00","2018-02-28",765.83,57.38,29.27,2.48,0]
[null,null,null,"20050202:0444",756,"2018-02-01T11:00:00","2018-02-28",953.61,67.239999999999995,29.79,3.17,0]
[null,null,null,"20050202:0544",757,"2018-02-01T12:00:00","2018-02-28",921.38,69.73,30.09,3.72,0]
[null,null,null,"20050202:0644",758,"2018-02-01T13:00:00","2018-02-28",940.04,62.74,30.04,4.1399999999999997,0]
[null,null,null,"20050202:0744",759,"2018-02-01T14:00:00","2018-02-28",810.65,51.1,29.62,4.21,0]
[null,null,null,"20050202:0844",760,"2018-02-01T15:00:00","2018-02-28",587.87,37.840000000000003,29.16,4.55,0]
[null,null,null,"20050202:0944",761,"2018-02-01T16:00:00","2018-02-28",340.52,23.94,28.8,3.59,0]
[null,null,null,"20050202:1044",762,"2018-02-01T17:00:00","2018-02-28",65.34,9.75,28.46,2.34,0]
[null,null,null,"20050202:1144",763,"2018-02-01T18:00:00","2018-02-28",0,0,27.84,1.79,0]
[null,null,null,"20050202:1244",764,"2018-02-01T19:00:00","2018-02-28",0,0,26.98,1.24,0]
[null,null,null,"20050202:1344",765,"2018-02-01T20:00:00","2018-02-28",0,0,26.78,0.9,0]
[null,null,null,"20050202:1444",766,"2018-02-01T21:00:00","2018-02-28",0,0,26.69,0.83,0]
[null,null,null,"20050202:1544",767,"2018-02-01T22:00:00","2018-02-28",0,0,25.79,1.17,0]
[null,null,null,"20050202:1644",768,"2018-02-01T23:00:00","2018-02-28",0,0,25.68,1.45,0]
[null,null,null,"20050202:1744",769,"2018-02-02","2018-02-28",0,0,25.48,1.66,0]
[null,null,null,"20050202:1844",770,"2018-02-02T01:00:00",{"$f":"EOMONTH(F779,0)","v":"2018-02-28"},0,0,25.39,1.86,0]
[null,null,null,"20050202:1944",771,{"$f":"F779+1/24","v":"2018-02-02T02:00:00"},"2018-02-28",0,0,25.26,1.93,0]
[null,null,null,"20050202:2044",772,"2018-02-02T03:00:00","2018-02-28",0,0,24.89,1.72,0]
[null,null,null,"20050202:2144",773,"2018-02-02T04:00:00","2018-02-28",0,0,24.64,1.66,0]
[null,null,null,"20050202:2244",774,"2018-02-02T05:00:00","2018-02-28",0,0,24.42,1.38,0]
[null,null,null,"20050202:2344",775,"2018-02-02T06:00:00","2018-02-28",25.99,2.76,24.5,1.24,0]
[null,null,null,"20050203:0044",776,"2018-02-02T07:00:00","2018-02-28",128.56,17.05,26.97,1.17,0]
[null,null,null,"20050203:0144",777,"2018-02-02T08:00:00","2018-02-28",409.74,31.15,28.04,0.9,0]
[null,null,null,"20050203:0244",778,"2018-02-02T09:00:00","2018-02-28",479.47,44.83,29.02,0.34,0]
[null,null,null,"20050203:0344",779,"2018-02-02T10:00:00","2018-02-28",484.01,57.52,30.06,0.69,0]
[null,null,null,"20050203:0444",780,"2018-02-02T11:00:00","2018-02-28",583.57000000000005,67.47,30.62,2.0699999999999998,0]
[null,null,null,"20050203:0544",781,"2018-02-02T12:00:00","2018-02-28",403.09,70.02,30.45,3.1,0]
[null,null,null,"20050203:0644",782,"2018-02-02T13:00:00","2018-02-28",588.91999999999996,62.97,30.24,2.9,0]
[null,null,null,"20050203:0744",783,"2018-02-02T14:00:00","2018-02-28",744.62,51.27,30.02,3.1,0]
[null,null,null,"20050203:0844",784,"2018-02-02T15:00:00","2018-02-28",613.58000000000004,37.96,29.53,3.17,0]
[null,null,null,"20050203:0944",785,"2018-02-02T16:00:00","2018-02-28",306.83999999999997,24.03,28.91,3.03,0]
[null,null,null,"20050203:1044",786,"2018-02-02T17:00:00","2018-02-28",119.43,9.82,28.47,2.21,0]
[null,null,null,"20050203:1144",787,"2018-02-02T18:00:00","2018-02-28",0,0,28.01,2.0699999999999998,0]
[null,null,null,"20050203:1244",788,"2018-02-02T19:00:00","2018-02-28",0,0,27.64,1.38,0]
[null,null,null,"20050203:1344",789,"2018-02-02T20:00:00","2018-02-28",0,0,27.07,0.97,0]
[null,null,null,"20050203:1444",790,"2018-02-02T21:00:00","2018-02-28",0,0,26.86,1.38,0]
[null,null,null,"20050203:1544",791,"2018-02-02T22:00:00","2018-02-28",0,0,26.91,2.21,0]
[null,null,null,"20050203:1644",792,"2018-02-02T23:00:00","2018-02-28",0,0,26.8,2.76,0]
[null,null,null,"20050203:1744",793,"2018-02-03","2018-02-28",0,0,26.41,2.62,0]
[null,null,null,"20050203:1844",794,"2018-02-03T01:00:00","2018-02-28",0,0,26.46,2.34,0]
[null,null,null,"20050203:1944",795,"2018-02-03T02:00:00","2018-02-28",0,0,26.19,2.0699999999999998,0]
[null,null,null,"20050203:2044",796,"2018-02-03T03:00:00","2018-02-28",0,0,25.89,1.86,0]
[null,null,null,"20050203:2144",797,"2018-02-03T04:00:00","2018-02-28",0,0,25.54,1.79,0]
[null,null,null,"20050203:2244",798,"2018-02-03T05:00:00","2018-02-28",0,0,25.45,1.93,0]
[null,null,null,"20050203:2344",799,"2018-02-03T06:00:00","2018-02-28",53.94,2.75,25.45,2,0]
[null,null,null,"20050204:0044",800,"2018-02-03T07:00:00","2018-02-28",20,17.07,26.56,1.86,0]
[null,null,null,"20050204:0144",801,"2018-02-03T08:00:00","2018-02-28",41.99,31.19,27.87,1.31,0]
[null,null,null,"20050204:0244",802,"2018-02-03T09:00:00","2018-02-28",132.97,44.91,29.03,0.76,0]
[null,null,null,"20050204:0344",803,"2018-02-03T10:00:00","2018-02-28",257.95,57.67,29.94,1.03,0]
[null,null,null,"20050204:0444",804,"2018-02-03T11:00:00","2018-02-28",146.97,67.709999999999994,30.51,1.31,0]
[null,null,null,"20050204:0544",805,"2018-02-03T12:00:00","2018-02-28",550.01,70.319999999999993,30.81,2,0]
[null,null,null,"20050204:0644",806,"2018-02-03T13:00:00","2018-02-28",657.02,63.21,30.44,2.76,0]
[null,null,null,"20050204:0744",807,"2018-02-03T14:00:00","2018-02-28",759.89,51.43,30.02,2.83,0]
[null,null,null,"20050204:0844",808,"2018-02-03T15:00:00","2018-02-28",517.11,38.08,29.79,3.17,0]
[null,null,null,"20050204:0944",809,"2018-02-03T16:00:00","2018-02-28",32.99,24.12,28.13,3.86,0]
[null,null,null,"20050204:1044",810,"2018-02-03T17:00:00","2018-02-28",34.99,9.8800000000000008,27.21,2,0]
[null,null,null,"20050204:1144",811,"2018-02-03T18:00:00","2018-02-28",0,0,26.41,0.28000000000000003,0]
[null,null,null,"20050204:1244",812,"2018-02-03T19:00:00","2018-02-28",0,0,25.52,1.93,0]
[null,null,null,"20050204:1344",813,"2018-02-03T20:00:00","2018-02-28",0,0,25.1,2.9,0]
[null,null,null,"20050204:1444",814,"2018-02-03T21:00:00","2018-02-28",0,0,25.11,2.76,0]
[null,null,null,"20050204:1544",815,"2018-02-03T22:00:00","2018-02-28",0,0,24.98,2.2799999999999998,0]
[null,null,null,"20050204:1644",816,"2018-02-03T23:00:00","2018-02-28",0,0,24.99,1.59,0]
[null,null,null,"20050204:1744",817,"2018-02-04","2018-02-28",0,0,24.98,1.38,0]
[null,null,null,"20050204:1844",818,"2018-02-04T01:00:00","2018-02-28",0,0,25.43,0.9,0]
[null,null,null,"20050204:1944",819,"2018-02-04T02:00:00","2018-02-28",0,0,24.84,1.03,0]
[null,null,null,"20050204:2044",820,"2018-02-04T03:00:00","2018-02-28",0,0,25.16,0.83,0]
[null,null,null,"20050204:2144",821,"2018-02-04T04:00:00","2018-02-28",0,0,25.03,0.9,0]
[null,null,null,"20050204:2244",822,"2018-02-04T05:00:00","2018-02-28",0,0,25.13,1.38,0]
[null,null,null,"20050204:2344",823,"2018-02-04T06:00:00","2018-02-28",72.239999999999995,2.75,25.39,1.66,0]
[null,null,null,"20050205:0044",824,"2018-02-04T07:00:00","2018-02-28",189.72,17.079999999999998,26.57,1.66,0]
[null,null,null,"20050205:0144",825,"2018-02-04T08:00:00","2018-02-28",357.83,31.24,27.52,1.31,0]
[null,null,null,"20050205:0244",826,"2018-02-04T09:00:00","2018-02-28",488.55,45,28.11,0.97,0]
[null,null,null,"20050205:0344",827,"2018-02-04T10:00:00","2018-02-28",817.78,57.81,28.84,1.1000000000000001,0]
[null,null,null,"20050205:0444",828,"2018-02-04T11:00:00","2018-02-28",920.29,67.959999999999994,29.35,1.79,0]
[null,null,null,"20050205:0544",829,"2018-02-04T12:00:00","2018-02-28",442.23,70.62,29.48,2.48,0]
[null,null,null,"20050205:0644",830,"2018-02-04T13:00:00","2018-02-28",585.79,63.44,29.51,2.0699999999999998,0]
[null,null,null,"20050205:0744",831,"2018-02-04T14:00:00","2018-02-28",757.65,51.59,29.68,2.48,0]
[null,null,null,"20050205:0844",832,"2018-02-04T15:00:00","2018-02-28",627.66999999999996,38.19,29.41,3.38,0]
[null,null,null,"20050205:0944",833,"2018-02-04T16:00:00","2018-02-28",338,24.2,28.88,3.45,0]
[null,null,null,"20050205:1044",834,"2018-02-04T17:00:00",{"$f":"EOMONTH(F843,0)","v":"2018-02-28"},127.91,9.94,28.29,3.38,0]
[null,null,null,"20050205:1144",835,{"$f":"F843+1/24","v":"2018-02-04T18:00:00"},"2018-02-28",0,0,27.72,2.62,0]
[null,null,null,"20050205:1244",836,"2018-02-04T19:00:00","2018-02-28",0,0,27.38,2.0699999999999998,0]
[null,null,null,"20050205:1344",837,"2018-02-04T20:00:00","2018-02-28",0,0,26.89,1.45,0]
[null,null,null,"20050205:1444",838,"2018-02-04T21:00:00","2018-02-28",0,0,26.13,1.17,0]
[null,null,null,"20050205:1544",839,"2018-02-04T22:00:00","2018-02-28",0,0,25.77,1.38,0]
[null,null,null,"20050205:1644",840,"2018-02-04T23:00:00","2018-02-28",0,0,25.4,1.38,0]
[null,null,null,"20050205:1744",841,"2018-02-05","2018-02-28",0,0,24.97,1.17,0]
[null,null,null,"20050205:1844",842,"2018-02-05T01:00:00","2018-02-28",0,0,24.55,1.31,0]
[null,null,null,"20050205:1944",843,"2018-02-05T02:00:00","2018-02-28",0,0,24.09,1.31,0]
[null,null,null,"20050205:2044",844,"2018-02-05T03:00:00","2018-02-28",0,0,23.9,1.38,0]
[null,null,null,"20050205:2144",845,"2018-02-05T04:00:00","2018-02-28",0,0,23.76,1.52,0]
[null,null,null,"20050205:2244",846,"2018-02-05T05:00:00","2018-02-28",0,0,23.95,1.59,0]
[null,null,null,"20050205:2344",847,"2018-02-05T06:00:00","2018-02-28",52.94,2.74,24.29,1.52,0]
[null,null,null,"20050206:0044",848,"2018-02-05T07:00:00","2018-02-28",203.42,17.100000000000001,25.85,1.59,0]
[null,null,null,"20050206:0144",849,"2018-02-05T08:00:00","2018-02-28",466.62,31.29,27,1.24,0]
[null,null,null,"20050206:0244",850,"2018-02-05T09:00:00","2018-02-28",683.76,45.08,27.55,0.21,0]
[null,null,null,"20050206:0344",851,"2018-02-05T10:00:00","2018-02-28",877.09,57.96,27.84,1.1000000000000001,0]
[null,null,null,"20050206:0444",852,"2018-02-05T11:00:00","2018-02-28",932.42,68.209999999999994,28.56,2,0]
[null,null,null,"20050206:0544",853,"2018-02-05T12:00:00","2018-02-28",888.98,70.92,28.85,2.21,0]
[null,null,null,"20050206:0644",854,"2018-02-05T13:00:00","2018-02-28",932.1,63.67,29.61,2.41,0]
[null,null,null,"20050206:0744",855,"2018-02-05T14:00:00","2018-02-28",790.37,51.75,29.73,2.5499999999999998,0]
[null,null,null,"20050206:0844",856,"2018-02-05T15:00:00","2018-02-28",608.86,38.31,29.58,2.97,0]
[null,null,null,"20050206:0944",857,"2018-02-05T16:00:00","2018-02-28",363.01,24.28,29.18,3.59,0]
[null,null,null,"20050206:1044",858,"2018-02-05T17:00:00","2018-02-28",106.05,9.99,28.34,4,0]
[null,null,null,"20050206:1144",859,"2018-02-05T18:00:00","2018-02-28",0,0,27.64,3.79,0]
[null,null,null,"20050206:1244",860,"2018-02-05T19:00:00","2018-02-28",0,0,27.33,2.83,0]
[null,null,null,"20050206:1344",861,"2018-02-05T20:00:00","2018-02-28",0,0,26.93,1.52,0]
[null,null,null,"20050206:1444",862,"2018-02-05T21:00:00","2018-02-28",0,0,26.74,0.55000000000000004,0]
[null,null,null,"20050206:1544",863,"2018-02-05T22:00:00","2018-02-28",0,0,25.49,1.03,0]
[null,null,null,"20050206:1644",864,"2018-02-05T23:00:00","2018-02-28",0,0,25.41,2.0699999999999998,0]
[null,null,null,"20050206:1744",865,"2018-02-06","2018-02-28",0,0,25.24,2.48,0]
[null,null,null,"20050206:1844",866,"2018-02-06T01:00:00","2018-02-28",0,0,25.27,2.2799999999999998,0]
[null,null,null,"20050206:1944",867,"2018-02-06T02:00:00","2018-02-28",0,0,25.06,2.21,0]
[null,null,null,"20050206:2044",868,"2018-02-06T03:00:00","2018-02-28",0,0,24.44,1.72,0]
[null,null,null,"20050206:2144",869,"2018-02-06T04:00:00","2018-02-28",0,0,23.64,1.31,0]
[null,null,null,"20050206:2244",870,"2018-02-06T05:00:00","2018-02-28",0,0,23.18,1.24,0]
[null,null,null,"20050206:2344",871,"2018-02-06T06:00:00","2018-02-28",10,2.74,23.58,0.97,0]
[null,null,null,"20050207:0044",872,"2018-02-06T07:00:00","2018-02-28",177.05,17.13,26.04,0.62,0]
[null,null,null,"20050207:0144",873,"2018-02-06T08:00:00","2018-02-28",472.72,31.34,27.67,0.83,0]
[null,null,null,"20050207:0244",874,"2018-02-06T09:00:00","2018-02-28",700.07,45.18,28.64,0.97,0]
[null,null,null,"20050207:0344",875,"2018-02-06T10:00:00","2018-02-28",883.06,58.12,29.46,1.24,0]
[null,null,null,"20050207:0444",876,"2018-02-06T11:00:00","2018-02-28",1004.8,68.459999999999994,30.11,1.72,0]
[null,null,null,"20050207:0544",877,"2018-02-06T12:00:00","2018-02-28",1012.58,71.23,30.5,2.62,0]
[null,null,null,"20050207:0644",878,"2018-02-06T13:00:00","2018-02-28",970.74,63.89,30.78,2.83,0]
[null,null,null,"20050207:0744",879,"2018-02-06T14:00:00","2018-02-28",819.92,51.91,30.63,3.86,0]
[null,null,null,"20050207:0844",880,"2018-02-06T15:00:00","2018-02-28",624.16,38.42,30.12,4.83,0]
[null,null,null,"20050207:0944",881,"2018-02-06T16:00:00","2018-02-28",378.58,24.36,29.25,4.9000000000000004,0]
[null,null,null,"20050207:1044",882,"2018-02-06T17:00:00","2018-02-28",130.85,10.050000000000001,28.54,4.07,0]
[null,null,null,"20050207:1144",883,"2018-02-06T18:00:00","2018-02-28",0,0,28,2.5499999999999998,0]
[null,null,null,"20050207:1244",884,"2018-02-06T19:00:00","2018-02-28",0,0,27.3,1.17,0]
[null,null,null,"20050207:1344",885,"2018-02-06T20:00:00","2018-02-28",0,0,27.63,0.34,0]
[null,null,null,"20050207:1444",886,"2018-02-06T21:00:00","2018-02-28",0,0,26.04,1.17,0]
[null,null,null,"20050207:1544",887,"2018-02-06T22:00:00","2018-02-28",0,0,25.95,2,0]
[null,null,null,"20050207:1644",888,"2018-02-06T23:00:00","2018-02-28",0,0,25.96,2.0699999999999998,0]
[null,null,null,"20050207:1744",889,"2018-02-07","2018-02-28",0,0,25.71,1.93,0]
[null,null,null,"20050207:1844",890,"2018-02-07T01:00:00","2018-02-28",0,0,25.57,2.41,0]
[null,null,null,"20050207:1944",891,"2018-02-07T02:00:00","2018-02-28",0,0,25.52,2.34,0]
[null,null,null,"20050207:2044",892,"2018-02-07T03:00:00","2018-02-28",0,0,25.16,2.21,0]
[null,null,null,"20050207:2144",893,"2018-02-07T04:00:00","2018-02-28",0,0,24.71,1.93,0]
[null,null,null,"20050207:2244",894,"2018-02-07T05:00:00","2018-02-28",0,0,24.15,1.66,0]
[null,null,null,"20050207:2344",895,"2018-02-07T06:00:00","2018-02-28",71.98,2.75,23.9,1.52,0]
[null,null,null,"20050208:0044",896,"2018-02-07T07:00:00","2018-02-28",232.91,17.149999999999999,26.52,1.52,0]
[null,null,null,"20050208:0144",897,"2018-02-07T08:00:00","2018-02-28",481.9,31.39,27.84,1.38,0]
[null,null,null,"20050208:0244",898,"2018-02-07T09:00:00",{"$f":"EOMONTH(F907,0)","v":"2018-02-28"},693.71,45.27,29.11,0.97,0]
[null,null,null,"20050208:0344",899,{"$f":"F907+1/24","v":"2018-02-07T10:00:00"},"2018-02-28",656.55,58.27,30.14,0.62,0]
[null,null,null,"20050208:0444",900,"2018-02-07T11:00:00","2018-02-28",962.74,68.709999999999994,30.96,1.24,0]
[null,null,null,"20050208:0544",901,"2018-02-07T12:00:00","2018-02-28",1003.19,71.540000000000006,31.33,2.34,0]
[null,null,null,"20050208:0644",902,"2018-02-07T13:00:00","2018-02-28",961.36,64.12,31.49,3.1,0]
[null,null,null,"20050208:0744",903,"2018-02-07T14:00:00","2018-02-28",681.17,52.06,31.15,4.34,0]
[null,null,null,"20050208:0844",904,"2018-02-07T15:00:00","2018-02-28",611.6,38.53,30.39,5.17,0]
[null,null,null,"20050208:0944",905,"2018-02-07T16:00:00","2018-02-28",380.47,24.44,29.34,5.31,0]
[null,null,null,"20050208:1044",906,"2018-02-07T17:00:00","2018-02-28",131.87,10.1,28.62,4.34,0]
[null,null,null,"20050208:1144",907,"2018-02-07T18:00:00","2018-02-28",0,0,28.15,2.97,0]
[null,null,null,"20050208:1244",908,"2018-02-07T19:00:00","2018-02-28",0,0,27.61,1.31,0]
[null,null,null,"20050208:1344",909,"2018-02-07T20:00:00","2018-02-28",0,0,26.75,1.38,0]
[null,null,null,"20050208:1444",910,"2018-02-07T21:00:00","2018-02-28",0,0,26.7,2.34,0]
[null,null,null,"20050208:1544",911,"2018-02-07T22:00:00","2018-02-28",0,0,26.55,2.83,0]
[null,null,null,"20050208:1644",912,"2018-02-07T23:00:00","2018-02-28",0,0,26.41,3.1,0]
[null,null,null,"20050208:1744",913,"2018-02-08","2018-02-28",0,0,26.1,3.03,0]
[null,null,null,"20050208:1844",914,"2018-02-08T01:00:00","2018-02-28",0,0,25.88,2.83,0]
[null,null,null,"20050208:1944",915,"2018-02-08T02:00:00","2018-02-28",0,0,25.47,2.62,0]
[null,null,null,"20050208:2044",916,"2018-02-08T03:00:00","2018-02-28",0,0,25.14,2.62,0]
[null,null,null,"20050208:2144",917,"2018-02-08T04:00:00","2018-02-28",0,0,24.82,2.5499999999999998,0]
[null,null,null,"20050208:2244",918,"2018-02-08T05:00:00","2018-02-28",0,0,24.51,2.34,0]
[null,null,null,"20050208:2344",919,"2018-02-08T06:00:00","2018-02-28",79.3,2.76,24.38,2.14,0]
[null,null,null,"20050209:0044",920,"2018-02-08T07:00:00","2018-02-28",220.08,17.18,26.21,2,0]
[null,null,null,"20050209:0144",921,"2018-02-08T08:00:00","2018-02-28",481.76,31.45,28.08,1.86,0]
[null,null,null,"20050209:0244",922,"2018-02-08T09:00:00","2018-02-28",722.31,45.37,29.38,1.17,0]
[null,null,null,"20050209:0344",923,"2018-02-08T10:00:00","2018-02-28",866.3,58.43,30.44,0.76,0]
[null,null,null,"20050209:0444",924,"2018-02-08T11:00:00","2018-02-28",974.81,68.97,31.24,1.1000000000000001,0]
[null,null,null,"20050209:0544",925,"2018-02-08T12:00:00","2018-02-28",999.92,71.86,31.66,2.2799999999999998,0]
[null,null,null,"20050209:0644",926,"2018-02-08T13:00:00","2018-02-28",968.3,64.349999999999994,31.54,3.79,0]
[null,null,null,"20050209:0744",927,"2018-02-08T14:00:00","2018-02-28",827.72,52.21,30.72,4.76,0]
[null,null,null,"20050209:0844",928,"2018-02-08T15:00:00","2018-02-28",619.66999999999996,38.630000000000003,29.91,4.83,0]
[null,null,null,"20050209:0944",929,"2018-02-08T16:00:00","2018-02-28",383.45,24.51,29.27,4.28,0]
[null,null,null,"20050209:1044",930,"2018-02-08T17:00:00","2018-02-28",127.33,10.15,28.84,3.03,0]
[null,null,null,"20050209:1144",931,"2018-02-08T18:00:00","2018-02-28",0,0,28.29,1.59,0]
[null,null,null,"20050209:1244",932,"2018-02-08T19:00:00","2018-02-28",0,0,27.39,1.38,0]
[null,null,null,"20050209:1344",933,"2018-02-08T20:00:00","2018-02-28",0,0,26.78,1.79,0]
[null,null,null,"20050209:1444",934,"2018-02-08T21:00:00","2018-02-28",0,0,26.4,1.93,0]
[null,null,null,"20050209:1544",935,"2018-02-08T22:00:00","2018-02-28",0,0,26.14,2.14,0]
[null,null,null,"20050209:1644",936,"2018-02-08T23:00:00","2018-02-28",0,0,25.94,2.0699999999999998,0]
[null,null,null,"20050209:1744",937,"2018-02-09","2018-02-28",0,0,25.52,1.86,0]
[null,null,null,"20050209:1844",938,"2018-02-09T01:00:00","2018-02-28",0,0,25.09,1.59,0]
[null,null,null,"20050209:1944",939,"2018-02-09T02:00:00","2018-02-28",0,0,24.75,1.52,0]
[null,null,null,"20050209:2044",940,"2018-02-09T03:00:00","2018-02-28",0,0,24.48,1.17,0]
[null,null,null,"20050209:2144",941,"2018-02-09T04:00:00","2018-02-28",0,0,24.21,1.17,0]
[null,null,null,"20050209:2244",942,"2018-02-09T05:00:00","2018-02-28",0,0,24.29,1.03,0]
[null,null,null,"20050209:2344",943,"2018-02-09T06:00:00","2018-02-28",24.99,2.77,24.45,0.97,0]
[null,null,null,"20050210:0044",944,"2018-02-09T07:00:00","2018-02-28",177.95,17.22,27.18,1.24,0]
[null,null,null,"20050210:0144",945,"2018-02-09T08:00:00","2018-02-28",456.68,31.51,28.27,1.72,0]
[null,null,null,"20050210:0244",946,"2018-02-09T09:00:00","2018-02-28",695.43,45.47,29.29,2.21,0]
[null,null,null,"20050210:0344",947,"2018-02-09T10:00:00","2018-02-28",882.47,58.59,29.98,2.34,0]
[null,null,null,"20050210:0444",948,"2018-02-09T11:00:00","2018-02-28",938.85,69.239999999999995,30.61,2.2799999999999998,0]
[null,null,null,"20050210:0544",949,"2018-02-09T12:00:00","2018-02-28",517.59,72.180000000000007,30.63,3.17,0]
[null,null,null,"20050210:0644",950,"2018-02-09T13:00:00","2018-02-28",839.25,64.58,30.56,3.38,0]
[null,null,null,"20050210:0744",951,"2018-02-09T14:00:00","2018-02-28",811.13,52.36,30.63,3.38,0]
[null,null,null,"20050210:0844",952,"2018-02-09T15:00:00","2018-02-28",614.32000000000005,38.729999999999997,30.38,3.72,0]
[null,null,null,"20050210:0944",953,"2018-02-09T16:00:00","2018-02-28",384.33,24.58,29.73,3.66,0]
[null,null,null,"20050210:1044",954,"2018-02-09T17:00:00","2018-02-28",127.29,10.19,29.05,3.52,0]
[null,null,null,"20050210:1144",955,"2018-02-09T18:00:00","2018-02-28",0,0,28.4,3.17,0]
[null,null,null,"20050210:1244",956,"2018-02-09T19:00:00","2018-02-28",0,0,28.03,2.69,0]
[null,null,null,"20050210:1344",957,"2018-02-09T20:00:00","2018-02-28",0,0,27.73,2.0699999999999998,0]
[null,null,null,"20050210:1444",958,"2018-02-09T21:00:00","2018-02-28",0,0,27.2,0.76,0]
[null,null,null,"20050210:1544",959,"2018-02-09T22:00:00","2018-02-28",0,0,26.43,0.97,0]
[null,null,null,"20050210:1644",960,"2018-02-09T23:00:00","2018-02-28",0,0,25.98,1.66,0]
[null,null,null,"20050210:1744",961,"2018-02-10","2018-02-28",0,0,25.89,1.93,0]
[null,null,null,"20050210:1844",962,"2018-02-10T01:00:00",{"$f":"EOMONTH(F971,0)","v":"2018-02-28"},0,0,26.67,0.62,0]
[null,null,null,"20050210:1944",963,{"$f":"F971+1/24","v":"2018-02-10T02:00:00"},"2018-02-28",0,0,25.84,0.83,0]
[null,null,null,"20050210:2044",964,"2018-02-10T03:00:00","2018-02-28",0,0,25.74,0.83,0]
[null,null,null,"20050210:2144",965,"2018-02-10T04:00:00","2018-02-28",0,0,25.93,0.76,0]
[null,null,null,"20050210:2244",966,"2018-02-10T05:00:00","2018-02-28",0,0,26.26,0.21,0]
[null,null,null,"20050210:2344",967,"2018-02-10T06:00:00","2018-02-28",11,2.78,25.85,0.34,0]
[null,null,null,"20050211:0044",968,"2018-02-10T07:00:00","2018-02-28",32.99,17.25,27.17,0.69,0]
[null,null,null,"20050211:0144",969,"2018-02-10T08:00:00","2018-02-28",193.06,31.58,28.15,1.17,0]
[null,null,null,"20050211:0244",970,"2018-02-10T09:00:00","2018-02-28",637.70000000000005,45.57,29.11,1.24,0]
[null,null,null,"20050211:0344",971,"2018-02-10T10:00:00","2018-02-28",820.88,58.76,29.95,0.9,0]
[null,null,null,"20050211:0444",972,"2018-02-10T11:00:00","2018-02-28",934.59,69.5,30.62,1.1000000000000001,0]
[null,null,null,"20050211:0544",973,"2018-02-10T12:00:00","2018-02-28",885.15,72.5,31.25,2.14,0]
[null,null,null,"20050211:0644",974,"2018-02-10T13:00:00","2018-02-28",966.85,64.8,31.22,3.31,0]
[null,null,null,"20050211:0744",975,"2018-02-10T14:00:00","2018-02-28",821.19,52.5,31.19,3.59,0]
[null,null,null,"20050211:0844",976,"2018-02-10T15:00:00","2018-02-28",622.38,38.83,30.88,3.17,0]
[null,null,null,"20050211:0944",977,"2018-02-10T16:00:00","2018-02-28",378.93,24.64,30.68,3.38,0]
[null,null,null,"20050211:1044",978,"2018-02-10T17:00:00","2018-02-28",122.83,10.23,29.71,3.86,0]
[null,null,null,"20050211:1144",979,"2018-02-10T18:00:00","2018-02-28",0,0,28.98,3.45,0]
[null,null,null,"20050211:1244",980,"2018-02-10T19:00:00","2018-02-28",0,0,28.55,2.14,0]
[null,null,null,"20050211:1344",981,"2018-02-10T20:00:00","2018-02-28",0,0,27.92,1.03,0]
[null,null,null,"20050211:1444",982,"2018-02-10T21:00:00","2018-02-28",0,0,27.87,0.41,0]
[null,null,null,"20050211:1544",983,"2018-02-10T22:00:00","2018-02-28",0,0,27.54,0.21,0]
[null,null,null,"20050211:1644",984,"2018-02-10T23:00:00","2018-02-28",0,0,26.41,0.83,0]
[null,null,null,"20050211:1744",985,"2018-02-11","2018-02-28",0,0,26.28,0.83,0]
[null,null,null,"20050211:1844",986,"2018-02-11T01:00:00","2018-02-28",0,0,27.49,0.69,0]
[null,null,null,"20050211:1944",987,"2018-02-11T02:00:00","2018-02-28",0,0,27.23,0.55000000000000004,0]
[null,null,null,"20050211:2044",988,"2018-02-11T03:00:00","2018-02-28",0,0,26.95,0.55000000000000004,0]
[null,null,null,"20050211:2144",989,"2018-02-11T04:00:00","2018-02-28",0,0,26.46,0.48,0]
[null,null,null,"20050211:2244",990,"2018-02-11T05:00:00","2018-02-28",0,0,26.09,0.55000000000000004,0]
[null,null,null,"20050211:2344",991,"2018-02-11T06:00:00","2018-02-28",73.819999999999993,2.8,26.06,0.41,0]
[null,null,null,"20050212:0044",992,"2018-02-11T07:00:00","2018-02-28",200.8,17.29,27.33,0.28000000000000003,0]
[null,null,null,"20050212:0144",993,"2018-02-11T08:00:00","2018-02-28",411.94,31.64,28.31,0.48,0]
[null,null,null,"20050212:0244",994,"2018-02-11T09:00:00","2018-02-28",713.54,45.67,29.13,1.03,0]
[null,null,null,"20050212:0344",995,"2018-02-11T10:00:00","2018-02-28",807.41,58.92,29.88,1.52,0]
[null,null,null,"20050212:0444",996,"2018-02-11T11:00:00","2018-02-28",974.21,69.77,30.48,2.0699999999999998,0]
[null,null,null,"20050212:0544",997,"2018-02-11T12:00:00","2018-02-28",914.61,72.819999999999993,30.3,2.83,0]
[null,null,null,"20050212:0644",998,"2018-02-11T13:00:00","2018-02-28",915.61,65.02,30.56,3.66,0]
[null,null,null,"20050212:0744",999,"2018-02-11T14:00:00","2018-02-28",823.03,52.65,30.27,3.86,0]
[null,null,null,"20050212:0844",1000,"2018-02-11T15:00:00","2018-02-28",617.04,38.92,29.8,3.86,0]
[null,null,null,"20050212:0944",1001,"2018-02-11T16:00:00","2018-02-28",386.08,24.71,29.23,3.1,0]
[null,null,null,"20050212:1044",1002,"2018-02-11T17:00:00","2018-02-28",123.76,10.27,27.9,1.17,0]
[null,null,null,"20050212:1144",1003,"2018-02-11T18:00:00","2018-02-28",0,0,27.34,0.97,0]
[null,null,null,"20050212:1244",1004,"2018-02-11T19:00:00","2018-02-28",0,0,27.01,1.38,0]
[null,null,null,"20050212:1344",1005,"2018-02-11T20:00:00","2018-02-28",0,0,26.8,1.93,0]
[null,null,null,"20050212:1444",1006,"2018-02-11T21:00:00","2018-02-28",0,0,26.57,2.14,0]
[null,null,null,"20050212:1544",1007,"2018-02-11T22:00:00","2018-02-28",0,0,26.53,2.0699999999999998,0]
[null,null,null,"20050212:1644",1008,"2018-02-11T23:00:00","2018-02-28",0,0,26.36,1.66,0]
[null,null,null,"20050212:1744",1009,"2018-02-12","2018-02-28",0,0,26.01,1.24,0]
[null,null,null,"20050212:1844",1010,"2018-02-12T01:00:00","2018-02-28",0,0,25.71,1.31,0]
[null,null,null,"20050212:1944",1011,"2018-02-12T02:00:00","2018-02-28",0,0,25.38,1.31,0]
[null,null,null,"20050212:2044",1012,"2018-02-12T03:00:00","2018-02-28",0,0,25.19,1.38,0]
[null,null,null,"20050212:2144",1013,"2018-02-12T04:00:00","2018-02-28",0,0,25.19,1.45,0]
[null,null,null,"20050212:2244",1014,"2018-02-12T05:00:00","2018-02-28",0,0,25.14,1.52,0]
[null,null,null,"20050212:2344",1015,"2018-02-12T06:00:00","2018-02-28",11,2.82,25.13,1.45,0]
[null,null,null,"20050213:0044",1016,"2018-02-12T07:00:00","2018-02-28",20,17.34,27.1,1.24,0]
[null,null,null,"20050213:0144",1017,"2018-02-12T08:00:00","2018-02-28",45.99,31.71,28.1,0.76,0]
[null,null,null,"20050213:0244",1018,"2018-02-12T09:00:00","2018-02-28",193.96,45.78,29.19,0.48,0]
[null,null,null,"20050213:0344",1019,"2018-02-12T10:00:00","2018-02-28",420.31,59.09,30.13,0.62,0]
[null,null,null,"20050213:0444",1020,"2018-02-12T11:00:00","2018-02-28",400.05,70.05,30.74,1.59,0]
[null,null,null,"20050213:0544",1021,"2018-02-12T12:00:00","2018-02-28",493.39,73.150000000000006,30.8,2.5499999999999998,0]
[null,null,null,"20050213:0644",1022,"2018-02-12T13:00:00","2018-02-28",653.34,65.239999999999995,30.28,3.31,0]
[null,null,null,"20050213:0744",1023,"2018-02-12T14:00:00","2018-02-28",439.66,52.79,30.12,3.79,0]
[null,null,null,"20050213:0844",1024,"2018-02-12T15:00:00","2018-02-28",528.34,39.020000000000003,29.89,3.45,0]
[null,null,null,"20050213:0944",1025,"2018-02-12T16:00:00","2018-02-28",399.44,24.77,29.65,2.83,0]
[null,null,null,"20050213:1044",1026,"2018-02-12T17:00:00",{"$f":"EOMONTH(F1035,0)","v":"2018-02-28"},137.69999999999999,10.31,29.21,2.5499999999999998,0]
[null,null,null,"20050213:1144",1027,{"$f":"F1035+1/24","v":"2018-02-12T18:00:00"},"2018-02-28",0,0,28.65,2.5499999999999998,0]
[null,null,null,"20050213:1244",1028,"2018-02-12T19:00:00","2018-02-28",0,0,28.33,1.93,0]
[null,null,null,"20050213:1344",1029,"2018-02-12T20:00:00","2018-02-28",0,0,27.8,0.62,0]
[null,null,null,"20050213:1444",1030,"2018-02-12T21:00:00","2018-02-28",0,0,27.43,1.93,0]
[null,null,null,"20050213:1544",1031,"2018-02-12T22:00:00","2018-02-28",0,0,26.62,2.97,0]
[null,null,null,"20050213:1644",1032,"2018-02-12T23:00:00","2018-02-28",0,0,26.41,3.38,0]
[null,null,null,"20050213:1744",1033,"2018-02-13","2018-02-28",0,0,26.57,3.24,0]
[null,null,null,"20050213:1844",1034,"2018-02-13T01:00:00","2018-02-28",0,0,26.39,2.9,0]
[null,null,null,"20050213:1944",1035,"2018-02-13T02:00:00","2018-02-28",0,0,26.14,2.83,0]
[null,null,null,"20050213:2044",1036,"2018-02-13T03:00:00","2018-02-28",0,0,25.9,2.5499999999999998,0]
[null,null,null,"20050213:2144",1037,"2018-02-13T04:00:00","2018-02-28",0,0,25.66,2.34,0]
[null,null,null,"20050213:2244",1038,"2018-02-13T05:00:00","2018-02-28",0,0,25.34,2.14,0]
[null,null,null,"20050213:2344",1039,"2018-02-13T06:00:00","2018-02-28",13,2.84,25.18,2.14,0]
[null,null,null,"20050214:0044",1040,"2018-02-13T07:00:00","2018-02-28",142.66999999999999,17.38,26.63,2.14,0]
[null,null,null,"20050214:0144",1041,"2018-02-13T08:00:00","2018-02-28",338.81,31.78,28.14,1.93,0]
[null,null,null,"20050214:0244",1042,"2018-02-13T09:00:00","2018-02-28",194.96,45.89,29.49,1.1000000000000001,0]
[null,null,null,"20050214:0344",1043,"2018-02-13T10:00:00","2018-02-28",815.26,59.26,30.54,0.9,0]
[null,null,null,"20050214:0444",1044,"2018-02-13T11:00:00","2018-02-28",396.04,70.319999999999993,31.52,2,0]
[null,null,null,"20050214:0544",1045,"2018-02-13T12:00:00","2018-02-28",974.45,73.48,31.53,3.38,0]
[null,null,null,"20050214:0644",1046,"2018-02-13T13:00:00","2018-02-28",944.82,65.459999999999994,30.75,3.17,0]
[null,null,null,"20050214:0744",1047,"2018-02-13T14:00:00","2018-02-28",753.05,52.92,30.76,3.31,0]
[null,null,null,"20050214:0844",1048,"2018-02-13T15:00:00","2018-02-28",598.16,39.1,30.38,3.79,0]
[null,null,null,"20050214:0944",1049,"2018-02-13T16:00:00","2018-02-28",375.31,24.83,29.72,3.66,0]
[null,null,null,"20050214:1044",1050,"2018-02-13T17:00:00","2018-02-28",119.3,10.34,29.14,2.62,0]
[null,null,null,"20050214:1144",1051,"2018-02-13T18:00:00","2018-02-28",0,0,28.53,2.0699999999999998,0]
[null,null,null,"20050214:1244",1052,"2018-02-13T19:00:00","2018-02-28",0,0,28.07,1.45,0]
[null,null,null,"20050214:1344",1053,"2018-02-13T20:00:00","2018-02-28",0,0,27.57,0.76,0]
[null,null,null,"20050214:1444",1054,"2018-02-13T21:00:00","2018-02-28",0,0,26.97,0.9,0]
[null,null,null,"20050214:1544",1055,"2018-02-13T22:00:00","2018-02-28",0,0,26.51,1.38,0]
[null,null,null,"20050214:1644",1056,"2018-02-13T23:00:00","2018-02-28",0,0,26.42,1.45,0]
[null,null,null,"20050214:1744",1057,"2018-02-14","2018-02-28",0,0,26.06,1.66,0]
[null,null,null,"20050214:1844",1058,"2018-02-14T01:00:00","2018-02-28",0,0,27.09,0.48,0]
[null,null,null,"20050214:1944",1059,"2018-02-14T02:00:00","2018-02-28",0,0,27,0.41,0]
[null,null,null,"20050214:2044",1060,"2018-02-14T03:00:00","2018-02-28",0,0,26.8,0.55000000000000004,0]
[null,null,null,"20050214:2144",1061,"2018-02-14T04:00:00","2018-02-28",0,0,26.06,0.76,0]
[null,null,null,"20050214:2244",1062,"2018-02-14T05:00:00","2018-02-28",0,0,25.07,1.17,0]
[null,null,null,"20050214:2344",1063,"2018-02-14T06:00:00","2018-02-28",60.43,2.87,25.37,1.52,0]
[null,null,null,"20050215:0044",1064,"2018-02-14T07:00:00","2018-02-28",156.97999999999999,17.43,27.32,2,0]
[null,null,null,"20050215:0144",1065,"2018-02-14T08:00:00","2018-02-28",387.92,31.86,28.6,2.0699999999999998,0]
[null,null,null,"20050215:0244",1066,"2018-02-14T09:00:00","2018-02-28",603.29999999999995,46,30.02,1.72,0]
[null,null,null,"20050215:0344",1067,"2018-02-14T10:00:00","2018-02-28",542.29,59.43,31.31,0.83,0]
[null,null,null,"20050215:0444",1068,"2018-02-14T11:00:00","2018-02-28",984.81,70.599999999999994,32.17,1.1000000000000001,0]
[null,null,null,"20050215:0544",1069,"2018-02-14T12:00:00","2018-02-28",947.76,73.81,32.409999999999997,2.9,0]
[null,null,null,"20050215:0644",1070,"2018-02-14T13:00:00","2018-02-28",936.45,65.680000000000007,31.91,4.28,0]
[null,null,null,"20050215:0744",1071,"2018-02-14T14:00:00","2018-02-28",813.23,53.05,30.82,4.4800000000000004,0]
[null,null,null,"20050215:0844",1072,"2018-02-14T15:00:00","2018-02-28",613.4,39.19,30.42,4.4800000000000004,0]
[null,null,null,"20050215:0944",1073,"2018-02-14T16:00:00","2018-02-28",376.2,24.88,29.86,3.93,0]
[null,null,null,"20050215:1044",1074,"2018-02-14T17:00:00","2018-02-28",125.64,10.37,29.23,2.83,0]
[null,null,null,"20050215:1144",1075,"2018-02-14T18:00:00","2018-02-28",0,0,28.65,2.5499999999999998,0]
[null,null,null,"20050215:1244",1076,"2018-02-14T19:00:00","2018-02-28",0,0,28.36,2.21,0]
[null,null,null,"20050215:1344",1077,"2018-02-14T20:00:00","2018-02-28",0,0,28.26,0.34,0]
[null,null,null,"20050215:1444",1078,"2018-02-14T21:00:00","2018-02-28",0,0,27.46,1.66,0]
[null,null,null,"20050215:1544",1079,"2018-02-14T22:00:00","2018-02-28",0,0,27.39,1.66,0]
[null,null,null,"20050215:1644",1080,"2018-02-14T23:00:00","2018-02-28",0,0,26.93,0.9,0]
[null,null,null,"20050215:1744",1081,"2018-02-15","2018-02-28",0,0,26.67,1.66,0]
[null,null,null,"20050215:1844",1082,"2018-02-15T01:00:00","2018-02-28",0,0,26.33,1.38,0]
[null,null,null,"20050215:1944",1083,"2018-02-15T02:00:00","2018-02-28",0,0,26.08,1.72,0]
[null,null,null,"20050215:2044",1084,"2018-02-15T03:00:00","2018-02-28",0,0,25.76,1.72,0]
[null,null,null,"20050215:2144",1085,"2018-02-15T04:00:00","2018-02-28",0,0,25.57,1.72,0]
[null,null,null,"20050215:2244",1086,"2018-02-15T05:00:00","2018-02-28",0,0,25.39,1.93,0]
[null,null,null,"20050215:2344",1087,"2018-02-15T06:00:00","2018-02-28",35.99,2.9,25.52,2,0]
[null,null,null,"20050216:0044",1088,"2018-02-15T07:00:00","2018-02-28",136.5,17.48,27.38,2.34,0]
[null,null,null,"20050216:0144",1089,"2018-02-15T08:00:00","2018-02-28",383.72,31.93,28.8,2.2799999999999998,0]
[null,null,null,"20050216:0244",1090,"2018-02-15T09:00:00",{"$f":"EOMONTH(F1099,0)","v":"2018-02-28"},631.84,46.11,30.22,1.86,0]
[null,null,null,"20050216:0344",1091,{"$f":"F1099+1/24","v":"2018-02-15T10:00:00"},"2018-02-28",718.99,59.61,31.4,1.17,0]
[null,null,null,"20050216:0444",1092,"2018-02-15T11:00:00","2018-02-28",975.44,70.88,32.380000000000003,1.59,0]
[null,null,null,"20050216:0544",1093,"2018-02-15T12:00:00","2018-02-28",1016.83,74.150000000000006,32.770000000000003,3.38,0]
[null,null,null,"20050216:0644",1094,"2018-02-15T13:00:00","2018-02-28",862.84,65.89,32.020000000000003,4.34,0]
[null,null,null,"20050216:0744",1095,"2018-02-15T14:00:00","2018-02-28",787.48,53.18,30.87,4.55,0]
[null,null,null,"20050216:0844",1096,"2018-02-15T15:00:00","2018-02-28",55.99,39.270000000000003,30.5,4.6900000000000004,0]
[null,null,null,"20050216:0944",1097,"2018-02-15T16:00:00","2018-02-28",377.06,24.93,30.08,3.66,0]
[null,null,null,"20050216:1044",1098,"2018-02-15T17:00:00","2018-02-28",74.290000000000006,10.4,29.68,2,0]
[null,null,null,"20050216:1144",1099,"2018-02-15T18:00:00","2018-02-28",0,0,29.18,1.45,0]
[null,null,null,"20050216:1244",1100,"2018-02-15T19:00:00","2018-02-28",0,0,28.77,1.72,0]
[null,null,null,"20050216:1344",1101,"2018-02-15T20:00:00","2018-02-28",0,0,28.52,2.21,0]
[null,null,null,"20050216:1444",1102,"2018-02-15T21:00:00","2018-02-28",0,0,28.13,2.83,0]
[null,null,null,"20050216:1544",1103,"2018-02-15T22:00:00","2018-02-28",0,0,27.57,3.45,0]
[null,null,null,"20050216:1644",1104,"2018-02-15T23:00:00","2018-02-28",0,0,27.25,2.97,0]
[null,null,null,"20050216:1744",1105,"2018-02-16","2018-02-28",0,0,27.06,2.2799999999999998,0]
[null,null,null,"20050216:1844",1106,"2018-02-16T01:00:00","2018-02-28",0,0,27.92,2.21,0]
[null,null,null,"20050216:1944",1107,"2018-02-16T02:00:00","2018-02-28",0,0,27.57,2.14,0]
[null,null,null,"20050216:2044",1108,"2018-02-16T03:00:00","2018-02-28",0,0,27.06,1.59,0]
[null,null,null,"20050216:2144",1109,"2018-02-16T04:00:00","2018-02-28",0,0,26.39,1.17,0]
[null,null,null,"20050216:2244",1110,"2018-02-16T05:00:00","2018-02-28",0,0,26.1,1.17,0]
[null,null,null,"20050216:2344",1111,"2018-02-16T06:00:00","2018-02-28",63.61,2.93,26.12,1.1000000000000001,0]
[null,null,null,"20050217:0044",1112,"2018-02-16T07:00:00","2018-02-28",77.98,17.53,28.08,1.45,0]
[null,null,null,"20050217:0144",1113,"2018-02-16T08:00:00","2018-02-28",206.08,32.01,28.98,1.59,0]
[null,null,null,"20050217:0244",1114,"2018-02-16T09:00:00","2018-02-28",393.64,46.23,29.87,1.79,0]
[null,null,null,"20050217:0344",1115,"2018-02-16T10:00:00","2018-02-28",750.47,59.78,30.57,2.2799999999999998,0]
[null,null,null,"20050217:0444",1116,"2018-02-16T11:00:00","2018-02-28",844.82,71.17,31.1,3.31,0]
[null,null,null,"20050217:0544",1117,"2018-02-16T12:00:00","2018-02-28",821.09,74.489999999999995,30.9,4.28,0]
[null,null,null,"20050217:0644",1118,"2018-02-16T13:00:00","2018-02-28",853.49,66.099999999999994,31.11,4.28,0]
[null,null,null,"20050217:0744",1119,"2018-02-16T14:00:00","2018-02-28",688.19,53.3,30.71,5.03,0]
[null,null,null,"20050217:0844",1120,"2018-02-16T15:00:00","2018-02-28",497.13,39.35,30.41,4.34,0]
[null,null,null,"20050217:0944",1121,"2018-02-16T16:00:00","2018-02-28",151.03,24.98,29.99,4.07,0]
[null,null,null,"20050217:1044",1122,"2018-02-16T17:00:00","2018-02-28",12,10.42,28.94,3.52,0]
[null,null,null,"20050217:1144",1123,"2018-02-16T18:00:00","2018-02-28",0,0,28.04,2.5499999999999998,0]
[null,null,null,"20050217:1244",1124,"2018-02-16T19:00:00","2018-02-28",0,0,26.61,2.14,0]
[null,null,null,"20050217:1344",1125,"2018-02-16T20:00:00","2018-02-28",0,0,25.53,1.93,0]
[null,null,null,"20050217:1444",1126,"2018-02-16T21:00:00","2018-02-28",0,0,25.07,2.2799999999999998,0]
[null,null,null,"20050217:1544",1127,"2018-02-16T22:00:00","2018-02-28",0,0,24.91,2,0]
[null,null,null,"20050217:1644",1128,"2018-02-16T23:00:00","2018-02-28",0,0,24.47,1.79,0]
[null,null,null,"20050217:1744",1129,"2018-02-17","2018-02-28",0,0,24.35,2.0699999999999998,0]
[null,null,null,"20050217:1844",1130,"2018-02-17T01:00:00","2018-02-28",0,0,24.99,0.76,0]
[null,null,null,"20050217:1944",1131,"2018-02-17T02:00:00","2018-02-28",0,0,24.96,0.55000000000000004,0]
[null,null,null,"20050217:2044",1132,"2018-02-17T03:00:00","2018-02-28",0,0,24.92,0.48,0]
[null,null,null,"20050217:2144",1133,"2018-02-17T04:00:00","2018-02-28",0,0,24.98,0.97,0]
[null,null,null,"20050217:2244",1134,"2018-02-17T05:00:00","2018-02-28",0,0,25.18,1.03,0]
[null,null,null,"20050217:2344",1135,"2018-02-17T06:00:00","2018-02-28",18,2.96,25.25,1.17,0]
[null,null,null,"20050218:0044",1136,"2018-02-17T07:00:00","2018-02-28",86.01,17.59,26.33,1.38,0]
[null,null,null,"20050218:0144",1137,"2018-02-17T08:00:00","2018-02-28",366.15,32.1,27.24,1.38,0]
[null,null,null,"20050218:0244",1138,"2018-02-17T09:00:00","2018-02-28",579.41,46.35,28.17,1.03,0]
[null,null,null,"20050218:0344",1139,"2018-02-17T10:00:00","2018-02-28",834.99,59.96,28.91,1.24,0]
[null,null,null,"20050218:0444",1140,"2018-02-17T11:00:00","2018-02-28",978.09,71.45,29.43,1.86,0]
[null,null,null,"20050218:0544",1141,"2018-02-17T12:00:00","2018-02-28",968.6,74.819999999999993,29.66,2.21,0]
[null,null,null,"20050218:0644",1142,"2018-02-17T13:00:00","2018-02-28",924.66,66.3,29.61,2.62,0]
[null,null,null,"20050218:0744",1143,"2018-02-17T14:00:00","2018-02-28",698.27,53.42,29.54,2.14,0]
[null,null,null,"20050218:0844",1144,"2018-02-17T15:00:00","2018-02-28",574.89,39.42,29.43,2.34,0]
[null,null,null,"20050218:0944",1145,"2018-02-17T16:00:00","2018-02-28",335.33,25.02,29.01,2.14,0]
[null,null,null,"20050218:1044",1146,"2018-02-17T17:00:00","2018-02-28",127.51,10.44,28.6,2,0]
[null,null,null,"20050218:1144",1147,"2018-02-17T18:00:00","2018-02-28",0,0,28.19,1.66,0]
[null,null,null,"20050218:1244",1148,"2018-02-17T19:00:00","2018-02-28",0,0,27.77,1.24,0]
[null,null,null,"20050218:1344",1149,"2018-02-17T20:00:00","2018-02-28",0,0,27.47,0.69,0]
[null,null,null,"20050218:1444",1150,"2018-02-17T21:00:00","2018-02-28",0,0,27.13,0.76,0]
[null,null,null,"20050218:1544",1151,"2018-02-17T22:00:00","2018-02-28",0,0,26.47,1.03,0]
[null,null,null,"20050218:1644",1152,"2018-02-17T23:00:00","2018-02-28",0,0,26.16,1.31,0]
[null,null,null,"20050218:1744",1153,"2018-02-18","2018-02-28",0,0,25.82,1.31,0]
[null,null,null,"20050218:1844",1154,"2018-02-18T01:00:00",{"$f":"EOMONTH(F1163,0)","v":"2018-02-28"},0,0,25.47,1.38,0]
[null,null,null,"20050218:1944",1155,{"$f":"F1163+1/24","v":"2018-02-18T02:00:00"},"2018-02-28",0,0,25.16,1.38,0]
[null,null,null,"20050218:2044",1156,"2018-02-18T03:00:00","2018-02-28",0,0,24.98,1.45,0]
[null,null,null,"20050218:2144",1157,"2018-02-18T04:00:00","2018-02-28",0,0,24.97,1.52,0]
[null,null,null,"20050218:2244",1158,"2018-02-18T05:00:00","2018-02-28",0,0,24.87,1.59,0]
[null,null,null,"20050218:2344",1159,"2018-02-18T06:00:00","2018-02-28",43.99,3,25.12,1.66,0]
[null,null,null,"20050219:0044",1160,"2018-02-18T07:00:00","2018-02-28",235.66,17.649999999999999,27.08,1.79,0]
[null,null,null,"20050219:0144",1161,"2018-02-18T08:00:00","2018-02-28",494.46,32.18,28.15,1.72,0]
[null,null,null,"20050219:0244",1162,"2018-02-18T09:00:00","2018-02-28",671.28,46.47,29.12,1.1000000000000001,0]
[null,null,null,"20050219:0344",1163,"2018-02-18T10:00:00","2018-02-28",811.37,60.14,29.9,0.34,0]
[null,null,null,"20050219:0444",1164,"2018-02-18T11:00:00","2018-02-28",957.54,71.739999999999995,30.55,0.76,0]
[null,null,null,"20050219:0544",1165,"2018-02-18T12:00:00","2018-02-28",1032.46,75.16,30.82,1.52,0]
[null,null,null,"20050219:0644",1166,"2018-02-18T13:00:00","2018-02-28",989.57,66.5,30.8,2.2799999999999998,0]
[null,null,null,"20050219:0744",1167,"2018-02-18T14:00:00","2018-02-28",841,53.54,30.76,2.9,0]
[null,null,null,"20050219:0844",1168,"2018-02-18T15:00:00","2018-02-28",635.22,39.49,30.45,4.07,0]
[null,null,null,"20050219:0944",1169,"2018-02-18T16:00:00","2018-02-28",378.68,25.06,29.8,4.55,0]
[null,null,null,"20050219:1044",1170,"2018-02-18T17:00:00","2018-02-28",128.44,10.46,29.1,4.1399999999999997,0]
[null,null,null,"20050219:1144",1171,"2018-02-18T18:00:00","2018-02-28",0,0,28.46,3.1,0]
[null,null,null,"20050219:1244",1172,"2018-02-18T19:00:00","2018-02-28",0,0,28.15,1.79,0]
[null,null,null,"20050219:1344",1173,"2018-02-18T20:00:00","2018-02-28",0,0,27.45,1.24,0]
[null,null,null,"20050219:1444",1174,"2018-02-18T21:00:00","2018-02-28",0,0,26.81,1.86,0]
[null,null,null,"20050219:1544",1175,"2018-02-18T22:00:00","2018-02-28",0,0,26.49,1.45,0]
[null,null,null,"20050219:1644",1176,"2018-02-18T23:00:00","2018-02-28",0,0,26.07,1.31,0]
[null,null,null,"20050219:1744",1177,"2018-02-19","2018-02-28",0,0,25.61,1.59,0]
[null,null,null,"20050219:1844",1178,"2018-02-19T01:00:00","2018-02-28",0,0,25.51,2.14,0]
[null,null,null,"20050219:1944",1179,"2018-02-19T02:00:00","2018-02-28",0,0,25.33,2.14,0]
[null,null,null,"20050219:2044",1180,"2018-02-19T03:00:00","2018-02-28",0,0,25.04,2.41,0]
[null,null,null,"20050219:2144",1181,"2018-02-19T04:00:00","2018-02-28",0,0,24.72,2.83,0]
[null,null,null,"20050219:2244",1182,"2018-02-19T05:00:00","2018-02-28",0,0,24.41,2.9,0]
[null,null,null,"20050219:2344",1183,"2018-02-19T06:00:00","2018-02-28",11,3.05,24.36,2.83,0]
[null,null,null,"20050220:0044",1184,"2018-02-19T07:00:00","2018-02-28",195.93,17.71,25.75,2.48,0]
[null,null,null,"20050220:0144",1185,"2018-02-19T08:00:00","2018-02-28",490.16,32.270000000000003,27.54,1.93,0]
[null,null,null,"20050220:0244",1186,"2018-02-19T09:00:00","2018-02-28",724.23,46.59,28.91,1.17,0]
[null,null,null,"20050220:0344",1187,"2018-02-19T10:00:00","2018-02-28",858.06,60.32,29.92,1.03,0]
[null,null,null,"20050220:0444",1188,"2018-02-19T11:00:00","2018-02-28",898.33,72.03,30.68,1.38,0]
[null,null,null,"20050220:0544",1189,"2018-02-19T12:00:00","2018-02-28",1056.5999999999999,75.510000000000005,31.13,2,0]
[null,null,null,"20050220:0644",1190,"2018-02-19T13:00:00","2018-02-28",958.86,66.7,32.340000000000003,1.79,0]
[null,null,null,"20050220:0744",1191,"2018-02-19T14:00:00","2018-02-28",814.3,53.65,32.270000000000003,2.69,0]
[null,null,null,"20050220:0844",1192,"2018-02-19T15:00:00","2018-02-28",589.97,39.549999999999997,31.78,4.07,0]
[null,null,null,"20050220:0944",1193,"2018-02-19T16:00:00","2018-02-28",351.63,25.09,30.75,4.97,0]
[null,null,null,"20050220:1044",1194,"2018-02-19T17:00:00","2018-02-28",140.13,10.47,29.57,4.41,0]
[null,null,null,"20050220:1144",1195,"2018-02-19T18:00:00","2018-02-28",0,0,28.69,3.17,0]
[null,null,null,"20050220:1244",1196,"2018-02-19T19:00:00","2018-02-28",0,0,28.2,1.93,0]
[null,null,null,"20050220:1344",1197,"2018-02-19T20:00:00","2018-02-28",0,0,28.21,0.55000000000000004,0]
[null,null,null,"20050220:1444",1198,"2018-02-19T21:00:00","2018-02-28",0,0,26.54,1.1000000000000001,0]
[null,null,null,"20050220:1544",1199,"2018-02-19T22:00:00","2018-02-28",0,0,26.01,1.59,0]
[null,null,null,"20050220:1644",1200,"2018-02-19T23:00:00","2018-02-28",0,0,25.62,1.79,0]
[null,null,null,"20050220:1744",1201,"2018-02-20","2018-02-28",0,0,25.06,1.66,0]
[null,null,null,"20050220:1844",1202,"2018-02-20T01:00:00","2018-02-28",0,0,25.27,1.03,0]
[null,null,null,"20050220:1944",1203,"2018-02-20T02:00:00","2018-02-28",0,0,24.17,1.38,0]
[null,null,null,"20050220:2044",1204,"2018-02-20T03:00:00","2018-02-28",0,0,24.15,1.93,0]
[null,null,null,"20050220:2144",1205,"2018-02-20T04:00:00","2018-02-28",0,0,24.13,2.34,0]
[null,null,null,"20050220:2244",1206,"2018-02-20T05:00:00","2018-02-28",0,0,23.98,2.5499999999999998,0]
[null,null,null,"20050220:2344",1207,"2018-02-20T06:00:00","2018-02-28",49.49,3.09,23.94,2.41,0]
[null,null,null,"20050221:0044",1208,"2018-02-20T07:00:00","2018-02-28",211.4,17.77,25.99,2.21,0]
[null,null,null,"20050221:0144",1209,"2018-02-20T08:00:00","2018-02-28",492.03,32.35,28.1,2.0699999999999998,0]
[null,null,null,"20050221:0244",1210,"2018-02-20T09:00:00","2018-02-28",733.22,46.71,29.55,1.93,0]
[null,null,null,"20050221:0344",1211,"2018-02-20T10:00:00","2018-02-28",888.41,60.5,30.69,1.59,0]
[null,null,null,"20050221:0444",1212,"2018-02-20T11:00:00","2018-02-28",1043.46,72.319999999999993,31.58,0.83,0]
[null,null,null,"20050221:0544",1213,"2018-02-20T12:00:00","2018-02-28",995.47,75.849999999999994,32.15,0.34,0]
[null,null,null,"20050221:0644",1214,"2018-02-20T13:00:00","2018-02-28",938.33,66.89,32.450000000000003,1.79,0]
[null,null,null,"20050221:0744",1215,"2018-02-20T14:00:00","2018-02-28",604.30999999999995,53.76,32.35,2.83,0]
[null,null,null,"20050221:0844",1216,"2018-02-20T15:00:00","2018-02-28",628.71,39.619999999999997,32.1,3.79,0]
[null,null,null,"20050221:0944",1217,"2018-02-20T16:00:00","2018-02-28",388.71,25.13,31.19,5.59,0]
[null,null,null,"20050221:1044",1218,"2018-02-20T17:00:00",{"$f":"EOMONTH(F1227,0)","v":"2018-02-28"},128.32,10.49,29.9,5.24,0]
[null,null,null,"20050221:1144",1219,{"$f":"F1227+1/24","v":"2018-02-20T18:00:00"},"2018-02-28",0,0,29.05,3.93,0]
[null,null,null,"20050221:1244",1220,"2018-02-20T19:00:00","2018-02-28",0,0,28.63,2.48,0]
[null,null,null,"20050221:1344",1221,"2018-02-20T20:00:00","2018-02-28",0,0,28.04,1.72,0]
[null,null,null,"20050221:1444",1222,"2018-02-20T21:00:00","2018-02-28",0,0,27.18,1.72,0]
[null,null,null,"20050221:1544",1223,"2018-02-20T22:00:00","2018-02-28",0,0,26.77,2.21,0]
[null,null,null,"20050221:1644",1224,"2018-02-20T23:00:00","2018-02-28",0,0,26.51,2.76,0]
[null,null,null,"20050221:1744",1225,"2018-02-21","2018-02-28",0,0,26.24,3.24,0]
[null,null,null,"20050221:1844",1226,"2018-02-21T01:00:00","2018-02-28",0,0,26.01,3.45,0]
[null,null,null,"20050221:1944",1227,"2018-02-21T02:00:00","2018-02-28",0,0,25.6,3.24,0]
[null,null,null,"20050221:2044",1228,"2018-02-21T03:00:00","2018-02-28",0,0,25.22,3.17,0]
[null,null,null,"20050221:2144",1229,"2018-02-21T04:00:00","2018-02-28",0,0,24.87,3.1,0]
[null,null,null,"20050221:2244",1230,"2018-02-21T05:00:00","2018-02-28",0,0,24.55,3.1,0]
[null,null,null,"20050221:2344",1231,"2018-02-21T06:00:00","2018-02-28",79.849999999999994,3.14,24.49,3.03,0]
[null,null,null,"20050222:0044",1232,"2018-02-21T07:00:00","2018-02-28",233.14,17.84,26.16,3.03,0]
[null,null,null,"20050222:0144",1233,"2018-02-21T08:00:00","2018-02-28",498.02,32.44,28.18,2.9,0]
[null,null,null,"20050222:0244",1234,"2018-02-21T09:00:00","2018-02-28",735.04,46.83,29.83,2.41,0]
[null,null,null,"20050222:0344",1235,"2018-02-21T10:00:00","2018-02-28",929.85,60.68,31.12,1.66,0]
[null,null,null,"20050222:0444",1236,"2018-02-21T11:00:00","2018-02-28",1048.3,72.62,32.020000000000003,0.97,0]
[null,null,null,"20050222:0544",1237,"2018-02-21T12:00:00","2018-02-28",1059.19,76.19,32.53,2.2799999999999998,0]
[null,null,null,"20050222:0644",1238,"2018-02-21T13:00:00","2018-02-28",987.89,67.08,32.520000000000003,3.72,0]
[null,null,null,"20050222:0744",1239,"2018-02-21T14:00:00","2018-02-28",839.36,53.86,32.21,4.76,0]
[null,null,null,"20050222:0844",1240,"2018-02-21T15:00:00","2018-02-28",629.54999999999995,39.67,31.2,6.07,0]
[null,null,null,"20050222:0944",1241,"2018-02-21T16:00:00","2018-02-28",388.56,25.16,30.03,5.45,0]
[null,null,null,"20050222:1044",1242,"2018-02-21T17:00:00","2018-02-28",134.59,10.49,29.26,4.21,0]
[null,null,null,"20050222:1144",1243,"2018-02-21T18:00:00","2018-02-28",0,0,28.71,2.83,0]
[null,null,null,"20050222:1244",1244,"2018-02-21T19:00:00","2018-02-28",0,0,28.3,1.72,0]
[null,null,null,"20050222:1344",1245,"2018-02-21T20:00:00","2018-02-28",0,0,27.73,0.83,0]
[null,null,null,"20050222:1444",1246,"2018-02-21T21:00:00","2018-02-28",0,0,28.13,0.34,0]
[null,null,null,"20050222:1544",1247,"2018-02-21T22:00:00","2018-02-28",0,0,26.31,1.03,0]
[null,null,null,"20050222:1644",1248,"2018-02-21T23:00:00","2018-02-28",0,0,25.61,1.45,0]
[null,null,null,"20050222:1744",1249,"2018-02-22","2018-02-28",0,0,25.48,1.66,0]
[null,null,null,"20050222:1844",1250,"2018-02-22T01:00:00","2018-02-28",0,0,25.18,1.45,0]
[null,null,null,"20050222:1944",1251,"2018-02-22T02:00:00","2018-02-28",0,0,25.05,1.79,0]
[null,null,null,"20050222:2044",1252,"2018-02-22T03:00:00","2018-02-28",0,0,25.22,2,0]
[null,null,null,"20050222:2144",1253,"2018-02-22T04:00:00","2018-02-28",0,0,25.12,2.34,0]
[null,null,null,"20050222:2244",1254,"2018-02-22T05:00:00","2018-02-28",0,0,25.03,2.48,0]
[null,null,null,"20050222:2344",1255,"2018-02-22T06:00:00","2018-02-28",56.83,3.19,25.2,2.41,0]
[null,null,null,"20050223:0044",1256,"2018-02-22T07:00:00","2018-02-28",152.62,17.91,27.08,2.21,0]
[null,null,null,"20050223:0144",1257,"2018-02-22T08:00:00","2018-02-28",485.52,32.54,28.91,1.86,0]
[null,null,null,"20050223:0244",1258,"2018-02-22T09:00:00","2018-02-28",728.72,46.96,30.19,0.83,0]
[null,null,null,"20050223:0344",1259,"2018-02-22T10:00:00","2018-02-28",876.81,60.86,31.18,0.62,0]
[null,null,null,"20050223:0444",1260,"2018-02-22T11:00:00","2018-02-28",1050.0899999999999,72.91,31.91,1.93,0]
[null,null,null,"20050223:0544",1261,"2018-02-22T12:00:00","2018-02-28",1054.9100000000001,76.540000000000006,32.090000000000003,3.24,0]
[null,null,null,"20050223:0644",1262,"2018-02-22T13:00:00","2018-02-28",993.77,67.260000000000005,32.119999999999997,3.45,0]
[null,null,null,"20050223:0744",1263,"2018-02-22T14:00:00","2018-02-28",840.17,53.96,32.06,4.1399999999999997,0]
[null,null,null,"20050223:0844",1264,"2018-02-22T15:00:00","2018-02-28",630.38,39.729999999999997,31.72,5.17,0]
[null,null,null,"20050223:0944",1265,"2018-02-22T16:00:00","2018-02-28",389.42,25.18,30.83,5.52,0]
[null,null,null,"20050223:1044",1266,"2018-02-22T17:00:00","2018-02-28",140.84,10.5,29.98,4.62,0]
[null,null,null,"20050223:1144",1267,"2018-02-22T18:00:00","2018-02-28",0,0,29.34,2.97,0]
[null,null,null,"20050223:1244",1268,"2018-02-22T19:00:00","2018-02-28",0,0,28.78,2.21,0]
[null,null,null,"20050223:1344",1269,"2018-02-22T20:00:00","2018-02-28",0,0,27.98,1.66,0]
[null,null,null,"20050223:1444",1270,"2018-02-22T21:00:00","2018-02-28",0,0,27,1.31,0]
[null,null,null,"20050223:1544",1271,"2018-02-22T22:00:00","2018-02-28",0,0,26.45,1.59,0]
[null,null,null,"20050223:1644",1272,"2018-02-22T23:00:00","2018-02-28",0,0,26.55,2.2799999999999998,0]
[null,null,null,"20050223:1744",1273,"2018-02-23","2018-02-28",0,0,26.62,2.76,0]
[null,null,null,"20050223:1844",1274,"2018-02-23T01:00:00","2018-02-28",0,0,26.37,2.2799999999999998,0]
[null,null,null,"20050223:1944",1275,"2018-02-23T02:00:00","2018-02-28",0,0,26.08,2.0699999999999998,0]
[null,null,null,"20050223:2044",1276,"2018-02-23T03:00:00","2018-02-28",0,0,25.55,1.86,0]
[null,null,null,"20050223:2144",1277,"2018-02-23T04:00:00","2018-02-28",0,0,25.33,1.72,0]
[null,null,null,"20050223:2244",1278,"2018-02-23T05:00:00","2018-02-28",0,0,25.14,1.72,0]
[null,null,null,"20050223:2344",1279,"2018-02-23T06:00:00","2018-02-28",59.19,3.24,25.25,1.72,0]
[null,null,null,"20050224:0044",1280,"2018-02-23T07:00:00","2018-02-28",236.99,17.98,27.6,1.66,0]
[null,null,null,"20050224:0144",1281,"2018-02-23T08:00:00","2018-02-28",443.32,32.630000000000003,29.15,1.1000000000000001,0]
[null,null,null,"20050224:0244",1282,"2018-02-23T09:00:00",{"$f":"EOMONTH(F1291,0)","v":"2018-02-28"},677.57,47.08,30.44,7.0000000000000007E-2,0]
[null,null,null,"20050224:0344",1283,{"$f":"F1291+1/24","v":"2018-02-23T10:00:00"},"2018-02-28",694.71,61.04,31.37,1.24,0]
[null,null,null,"20050224:0444",1284,"2018-02-23T11:00:00","2018-02-28",820.5,73.209999999999994,31.88,2.48,0]
[null,null,null,"20050224:0544",1285,"2018-02-23T12:00:00","2018-02-28",981.68,76.88,32,3.66,0]
[null,null,null,"20050224:0644",1286,"2018-02-23T13:00:00","2018-02-28",909.3,67.44,31.79,4.07,0]
[null,null,null,"20050224:0744",1287,"2018-02-23T14:00:00","2018-02-28",826.75,54.05,31.57,4.4800000000000004,0]
[null,null,null,"20050224:0844",1288,"2018-02-23T15:00:00","2018-02-28",634.28,39.770000000000003,31.17,4.28,0]
[null,null,null,"20050224:0944",1289,"2018-02-23T16:00:00","2018-02-28",383.08,25.2,30.69,3.79,0]
[null,null,null,"20050224:1044",1290,"2018-02-23T17:00:00","2018-02-28",111.25,10.5,29.94,3.24,0]
[null,null,null,"20050224:1144",1291,"2018-02-23T18:00:00","2018-02-28",0,0,29.18,2.83,0]
[null,null,null,"20050224:1244",1292,"2018-02-23T19:00:00","2018-02-28",0,0,28.62,2.5499999999999998,0]
[null,null,null,"20050224:1344",1293,"2018-02-23T20:00:00","2018-02-28",0,0,28.26,2,0]
[null,null,null,"20050224:1444",1294,"2018-02-23T21:00:00","2018-02-28",0,0,27.68,0.97,0]
[null,null,null,"20050224:1544",1295,"2018-02-23T22:00:00","2018-02-28",0,0,28.19,0.21,0]
[null,null,null,"20050224:1644",1296,"2018-02-23T23:00:00","2018-02-28",0,0,27.52,0.62,0]
[null,null,null,"20050224:1744",1297,"2018-02-24","2018-02-28",0,0,26.25,1.17,0]
[null,null,null,"20050224:1844",1298,"2018-02-24T01:00:00","2018-02-28",0,0,26.21,1.38,0]
[null,null,null,"20050224:1944",1299,"2018-02-24T02:00:00","2018-02-28",0,0,26.04,1.52,0]
[null,null,null,"20050224:2044",1300,"2018-02-24T03:00:00","2018-02-28",0,0,25.76,1.72,0]
[null,null,null,"20050224:2144",1301,"2018-02-24T04:00:00","2018-02-28",0,0,25.55,1.86,0]
[null,null,null,"20050224:2244",1302,"2018-02-24T05:00:00","2018-02-28",0,0,25.41,1.93,0]
[null,null,null,"20050224:2344",1303,"2018-02-24T06:00:00","2018-02-28",38.99,3.3,25.67,1.93,0]
[null,null,null,"20050225:0044",1304,"2018-02-24T07:00:00","2018-02-28",189.36,18.059999999999999,28.04,1.93,0]
[null,null,null,"20050225:0144",1305,"2018-02-24T08:00:00","2018-02-28",417.61,32.72,29.45,1.45,0]
[null,null,null,"20050225:0244",1306,"2018-02-24T09:00:00","2018-02-28",638.69000000000005,47.21,30.62,1.17,0]
[null,null,null,"20050225:0344",1307,"2018-02-24T10:00:00","2018-02-28",774.81,61.22,31.49,1.86,0]
[null,null,null,"20050225:0444",1308,"2018-02-24T11:00:00","2018-02-28",938.11,73.5,31.93,2.62,0]
[null,null,null,"20050225:0544",1309,"2018-02-24T12:00:00","2018-02-28",983.51,77.23,32.07,3.24,0]
[null,null,null,"20050225:0644",1310,"2018-02-24T13:00:00","2018-02-28",937.54,67.61,31.94,3.45,0]
[null,null,null,"20050225:0744",1311,"2018-02-24T14:00:00","2018-02-28",818.42,54.14,31.86,3.38,0]
[null,null,null,"20050225:0844",1312,"2018-02-24T15:00:00","2018-02-28",616.75,39.82,31.86,3.24,0]
[null,null,null,"20050225:0944",1313,"2018-02-24T16:00:00","2018-02-28",374.69,25.22,31.46,3.59,0]
[null,null,null,"20050225:1044",1314,"2018-02-24T17:00:00","2018-02-28",130.05000000000001,10.5,30.74,3.79,0]
[null,null,null,"20050225:1144",1315,"2018-02-24T18:00:00","2018-02-28",0,0,29.9,3.72,0]
[null,null,null,"20050225:1244",1316,"2018-02-24T19:00:00","2018-02-28",0,0,29.45,3.24,0]
[null,null,null,"20050225:1344",1317,"2018-02-24T20:00:00","2018-02-28",0,0,29.15,2.9,0]
[null,null,null,"20050225:1444",1318,"2018-02-24T21:00:00","2018-02-28",0,0,28.95,2.83,0]
[null,null,null,"20050225:1544",1319,"2018-02-24T22:00:00","2018-02-28",0,0,28.7,2.48,0]
[null,null,null,"20050225:1644",1320,"2018-02-24T23:00:00","2018-02-28",0,0,28.4,1.79,0]
[null,null,null,"20050225:1744",1321,"2018-02-25","2018-02-28",0,0,27.63,0.97,0]
[null,null,null,"20050225:1844",1322,"2018-02-25T01:00:00","2018-02-28",0,0,27.05,1.38,0]
[null,null,null,"20050225:1944",1323,"2018-02-25T02:00:00","2018-02-28",0,0,26.83,1.1000000000000001,0]
[null,null,null,"20050225:2044",1324,"2018-02-25T03:00:00","2018-02-28",0,0,27.02,0.9,0]
[null,null,null,"20050225:2144",1325,"2018-02-25T04:00:00","2018-02-28",0,0,26.9,0.76,0]
[null,null,null,"20050225:2244",1326,"2018-02-25T05:00:00","2018-02-28",0,0,27.04,0.62,0]
[null,null,null,"20050225:2344",1327,"2018-02-25T06:00:00","2018-02-28",12,3.36,27.15,0.21,0]
[null,null,null,"20050226:0044",1328,"2018-02-25T07:00:00","2018-02-28",24.99,18.13,28.05,0.69,0]
[null,null,null,"20050226:0144",1329,"2018-02-25T08:00:00","2018-02-28",371.64,32.82,28.63,1.24,0]
[null,null,null,"20050226:0244",1330,"2018-02-25T09:00:00","2018-02-28",500.43,47.34,29.62,2.0699999999999998,0]
[null,null,null,"20050226:0344",1331,"2018-02-25T10:00:00","2018-02-28",821.37,61.4,30.64,2.5499999999999998,0]
[null,null,null,"20050226:0444",1332,"2018-02-25T11:00:00","2018-02-28",844.59,73.8,31.35,3.1,0]
[null,null,null,"20050226:0544",1333,"2018-02-25T12:00:00","2018-02-28",836.25,77.569999999999993,31.78,3.86,0]
[null,null,null,"20050226:0644",1334,"2018-02-25T13:00:00","2018-02-28",820.63,67.78,31.42,3.93,0]
[null,null,null,"20050226:0744",1335,"2018-02-25T14:00:00","2018-02-28",768.42,54.22,31.49,4.1399999999999997,0]
[null,null,null,"20050226:0844",1336,"2018-02-25T15:00:00","2018-02-28",578.83000000000004,39.86,30.95,4.1399999999999997,0]
[null,null,null,"20050226:0944",1337,"2018-02-25T16:00:00","2018-02-28",367.38,25.24,30.42,4.34,0]
[null,null,null,"20050226:1044",1338,"2018-02-25T17:00:00","2018-02-28",135.24,10.5,29.93,4.55,0]
[null,null,null,"20050226:1144",1339,"2018-02-25T18:00:00","2018-02-28",0,0,29.09,3.86,0]
[null,null,null,"20050226:1244",1340,"2018-02-25T19:00:00","2018-02-28",0,0,28.84,3.17,0]
[null,null,null,"20050226:1344",1341,"2018-02-25T20:00:00","2018-02-28",0,0,26.86,1.86,0]
[null,null,null,"20050226:1444",1342,"2018-02-25T21:00:00","2018-02-28",0,0,25.99,0.76,0]
[null,null,null,"20050226:1544",1343,"2018-02-25T22:00:00","2018-02-28",0,0,25.64,0.28000000000000003,0]
[null,null,null,"20050226:1644",1344,"2018-02-25T23:00:00","2018-02-28",0,0,25.22,0.21,0]
[null,null,null,"20050226:1744",1345,"2018-02-26","2018-02-28",0,0,25.13,0.21,0]
[null,null,null,"20050226:1844",1346,"2018-02-26T01:00:00",{"$f":"EOMONTH(F1355,0)","v":"2018-02-28"},0,0,24.88,2.9,0]
[null,null,null,"20050226:1944",1347,{"$f":"F1355+1/24","v":"2018-02-26T02:00:00"},"2018-02-28",0,0,24.66,2.83,0]
[null,null,null,"20050226:2044",1348,"2018-02-26T03:00:00","2018-02-28",0,0,24.67,2.0699999999999998,0]
[null,null,null,"20050226:2144",1349,"2018-02-26T04:00:00","2018-02-28",0,0,24.5,1.66,0]
[null,null,null,"20050226:2244",1350,"2018-02-26T05:00:00","2018-02-28",0,0,24.37,1.59,0]
[null,null,null,"20050226:2344",1351,"2018-02-26T06:00:00","2018-02-28",12,3.42,24.35,1.72,0]
[null,null,null,"20050227:0044",1352,"2018-02-26T07:00:00","2018-02-28",22,18.21,24.73,1.59,0]
[null,null,null,"20050227:0144",1353,"2018-02-26T08:00:00","2018-02-28",44.99,32.92,25.53,1.03,0]
[null,null,null,"20050227:0244",1354,"2018-02-26T09:00:00","2018-02-28",76.98,47.47,26.76,0.62,0]
[null,null,null,"20050227:0344",1355,"2018-02-26T10:00:00","2018-02-28",182.96,61.59,27.85,0.48,0]
[null,null,null,"20050227:0444",1356,"2018-02-26T11:00:00","2018-02-28",601.84,74.099999999999994,28.62,1.03,0]
[null,null,null,"20050227:0544",1357,"2018-02-26T12:00:00","2018-02-28",498.22,77.91,29.22,2,0]
[null,null,null,"20050227:0644",1358,"2018-02-26T13:00:00","2018-02-28",805.28,67.94,29.15,1.72,0]
[null,null,null,"20050227:0744",1359,"2018-02-26T14:00:00","2018-02-28",755.05,54.29,29.06,2.5499999999999998,0]
[null,null,null,"20050227:0844",1360,"2018-02-26T15:00:00","2018-02-28",214.97,39.9,28.83,2.9,0]
[null,null,null,"20050227:0944",1361,"2018-02-26T16:00:00","2018-02-28",354.91,25.25,28.58,3.1,0]
[null,null,null,"20050227:1044",1362,"2018-02-26T17:00:00","2018-02-28",123.63,10.49,28.18,2.97,0]
[null,null,null,"20050227:1144",1363,"2018-02-26T18:00:00","2018-02-28",0,0,27.92,2.48,0]
[null,null,null,"20050227:1244",1364,"2018-02-26T19:00:00","2018-02-28",0,0,27.72,2.14,0]
[null,null,null,"20050227:1344",1365,"2018-02-26T20:00:00","2018-02-28",0,0,27.54,2.0699999999999998,0]
[null,null,null,"20050227:1444",1366,"2018-02-26T21:00:00","2018-02-28",0,0,27.23,1.59,0]
[null,null,null,"20050227:1544",1367,"2018-02-26T22:00:00","2018-02-28",0,0,25.91,2.0699999999999998,0]
[null,null,null,"20050227:1644",1368,"2018-02-26T23:00:00","2018-02-28",0,0,25.27,2.48,0]
[null,null,null,"20050227:1744",1369,"2018-02-27","2018-02-28",0,0,24.94,2.41,0]
[null,null,null,"20050227:1844",1370,"2018-02-27T01:00:00","2018-02-28",0,0,25.51,0.83,0]
[null,null,null,"20050227:1944",1371,"2018-02-27T02:00:00","2018-02-28",0,0,25.62,2.14,0]
[null,null,null,"20050227:2044",1372,"2018-02-27T03:00:00","2018-02-28",0,0,25.55,2.62,0]
[null,null,null,"20050227:2144",1373,"2018-02-27T04:00:00","2018-02-28",0,0,25.31,3.24,0]
[null,null,null,"20050227:2244",1374,"2018-02-27T05:00:00","2018-02-28",0,0,25.36,2.9,0]
[null,null,null,"20050227:2344",1375,"2018-02-27T06:00:00","2018-02-28",12,3.49,25.53,2.14,0]
[null,null,null,"20050228:0044",1376,"2018-02-27T07:00:00","2018-02-28",22,18.29,25.68,1.86,0]
[null,null,null,"20050228:0144",1377,"2018-02-27T08:00:00","2018-02-28",44.99,33.020000000000003,26.35,1.38,0]
[null,null,null,"20050228:0244",1378,"2018-02-27T09:00:00","2018-02-28",137.97,47.59,27.25,1.59,0]
[null,null,null,"20050228:0344",1379,"2018-02-27T10:00:00","2018-02-28",103.98,61.77,28.13,2.21,0]
[null,null,null,"20050228:0444",1380,"2018-02-27T11:00:00","2018-02-28",747.12,74.39,28.63,2.9,0]
[null,null,null,"20050228:0544",1381,"2018-02-27T12:00:00","2018-02-28",946.45,78.260000000000005,28.65,3.59,0]
[null,null,null,"20050228:0644",1382,"2018-02-27T13:00:00","2018-02-28",848.74,68.09,28.87,3.38,0]
[null,null,null,"20050228:0744",1383,"2018-02-27T14:00:00","2018-02-28",696,54.37,28.99,3.17,0]
[null,null,null,"20050228:0844",1384,"2018-02-27T15:00:00","2018-02-28",408.95,39.93,29.03,2.97,0]
[null,null,null,"20050228:0944",1385,"2018-02-27T16:00:00","2018-02-28",339.43,25.26,27.93,3.03,0]
[null,null,null,"20050228:1044",1386,"2018-02-27T17:00:00","2018-02-28",12,10.48,26.87,2.21,0]
[null,null,null,"20050228:1144",1387,"2018-02-27T18:00:00","2018-02-28",0,0,26.62,2.34,0]
[null,null,null,"20050228:1244",1388,"2018-02-27T19:00:00","2018-02-28",0,0,26.53,2,0]
[null,null,null,"20050228:1344",1389,"2018-02-27T20:00:00","2018-02-28",0,0,26.36,2,0]
[null,null,null,"20050228:1444",1390,"2018-02-27T21:00:00","2018-02-28",0,0,26.11,2.21,0]
[null,null,null,"20050228:1544",1391,"2018-02-27T22:00:00","2018-02-28",0,0,26.08,2.41,0]
[null,null,null,"20050228:1644",1392,"2018-02-27T23:00:00","2018-02-28",0,0,26.04,2.2799999999999998,0]
[null,null,null,"20050228:1744",1393,"2018-02-28","2018-02-28",0,0,25.92,1.93,0]
[null,null,null,"20050228:1844",1394,"2018-02-28T01:00:00","2018-02-28",0,0,26.03,2.0699999999999998,0]
[null,null,null,"20050228:1944",1395,"2018-02-28T02:00:00","2018-02-28",0,0,25.82,2.14,0]
[null,null,null,"20050228:2044",1396,"2018-02-28T03:00:00","2018-02-28",0,0,25.64,2.41,0]
[null,null,null,"20050228:2144",1397,"2018-02-28T04:00:00","2018-02-28",0,0,25.54,2.5499999999999998,0]
[null,null,null,"20050228:2244",1398,"2018-02-28T05:00:00","2018-02-28",0,0,25.36,2.9,0]
[null,null,null,"20050228:2344",1399,"2018-02-28T06:00:00","2018-02-28",65.28,3.55,25.39,2.97,0]
[null,null,null,"20050301:0044",1400,"2018-02-28T07:00:00","2018-02-28",237.37,18.37,26.44,2.9,0]
[null,null,null,"20050301:0144",1401,"2018-02-28T08:00:00","2018-02-28",490.61,33.119999999999997,27.7,2.9,0]
[null,null,null,"20050301:0244",1402,"2018-02-28T09:00:00","2018-02-28",712.29,47.72,28.76,2.69,0]
[null,null,null,"20050301:0344",1403,"2018-02-28T10:00:00","2018-02-28",771.21,61.95,29.7,2.62,0]
[null,null,null,"20050301:0444",1404,"2018-02-28T11:00:00","2018-02-28",970.83,74.69,30.38,2.21,0]
[null,null,null,"20050301:0544",1405,"2018-02-28T12:00:00","2018-02-28",1027.29,78.599999999999994,30.87,1.59,0]
[null,null,null,"20050301:0644",1406,"2018-02-28T13:00:00","2018-02-28",983.36,68.239999999999995,31.09,1.31,0]
[null,null,null,"20050301:0744",1407,"2018-02-28T14:00:00","2018-02-28",853.15,54.43,31.12,1.79,0]
[null,null,null,"20050301:0844",1408,"2018-02-28T15:00:00","2018-02-28",638.46,39.96,30.94,2.69,0]
[null,null,null,"20050301:0944",1409,"2018-02-28T16:00:00","2018-02-28",390.57,25.26,30.27,3.52,0]
[null,null,null,"20050301:1044",1410,"2018-02-28T17:00:00",{"$f":"EOMONTH(F1419,0)","v":"2018-02-28"},118.3,10.47,29.59,3.93,0]
[null,null,null,"20050301:1144",1411,{"$f":"F1419+1/24","v":"2018-02-28T18:00:00"},"2018-02-28",0,0,28.87,4.97,0]
[null,null,null,"20050301:1244",1412,"2018-02-28T19:00:00","2018-02-28",0,0,28.66,5.38,0]
[null,null,null,"20050301:1344",1413,"2018-02-28T20:00:00","2018-02-28",0,0,28.58,5.45,0]
[null,null,null,"20050301:1444",1414,"2018-02-28T21:00:00","2018-02-28",0,0,28.47,5.03,0]
[null,null,null,"20050301:1544",1415,"2018-02-28T22:00:00","2018-02-28",0,0,27.94,4.97,0]
[null,null,null,"20050301:1644",1416,"2018-02-28T23:00:00","2018-02-28",0,0,27.65,4.1399999999999997,0]
[null,null,null,"20050301:1744",1417,"2018-03-01","2018-02-28",0,0,27.15,3.59,0]
[null,null,null,"20050301:1844",1418,"2018-03-01T01:00:00","2018-03-31",0,0,26.66,4,0]
[null,null,null,"20050301:1944",1419,"2018-03-01T02:00:00","2018-03-31",0,0,26.4,3.79,0]
[null,null,null,"20050301:2044",1420,"2018-03-01T03:00:00","2018-03-31",0,0,26.08,3.59,0]
[null,null,null,"20050301:2144",1421,"2018-03-01T04:00:00","2018-03-31",0,0,25.91,3.24,0]
[null,null,null,"20050301:2244",1422,"2018-03-01T05:00:00","2018-03-31",0,0,25.7,2.9,0]
[null,null,null,"20050301:2344",1423,"2018-03-01T06:00:00","2018-03-31",30.99,3.62,25.71,2.62,0]
[null,null,null,"20050302:0044",1424,"2018-03-01T07:00:00","2018-03-31",91,18.46,26.68,2.69,0]
[null,null,null,"20050302:0144",1425,"2018-03-01T08:00:00","2018-03-31",235.11,33.22,27.96,2.69,0]
[null,null,null,"20050302:0244",1426,"2018-03-01T09:00:00","2018-03-31",449.73,47.85,28.99,2.5499999999999998,0]
[null,null,null,"20050302:0344",1427,"2018-03-01T10:00:00","2018-03-31",756.89,62.13,29.8,2.48,0]
[null,null,null,"20050302:0444",1428,"2018-03-01T11:00:00","2018-03-31",955.44,74.98,30.43,2.2799999999999998,0]
[null,null,null,"20050302:0544",1429,"2018-03-01T12:00:00","2018-03-31",897.53,78.94,30.79,1.93,0]
[null,null,null,"20050302:0644",1430,"2018-03-01T13:00:00","2018-03-31",685.59,68.38,30.98,1.66,0]
[null,null,null,"20050302:0744",1431,"2018-03-01T14:00:00","2018-03-31",793.15,54.49,30.99,1.38,0]
[null,null,null,"20050302:0844",1432,"2018-03-01T15:00:00","2018-03-31",617.92999999999995,39.979999999999997,30.89,1.93,0]
[null,null,null,"20050302:0944",1433,"2018-03-01T16:00:00","2018-03-31",376.07,25.26,30.35,2.9,0]
[null,null,null,"20050302:1044",1434,"2018-03-01T17:00:00","2018-03-31",113.06,10.45,29.5,3.03,0]
[null,null,null,"20050302:1144",1435,"2018-03-01T18:00:00","2018-03-31",0,0,28.72,2.97,0]
[null,null,null,"20050302:1244",1436,"2018-03-01T19:00:00","2018-03-31",0,0,28.43,2.21,0]
[null,null,null,"20050302:1344",1437,"2018-03-01T20:00:00","2018-03-31",0,0,28.16,2.21,0]
[null,null,null,"20050302:1444",1438,"2018-03-01T21:00:00","2018-03-31",0,0,27.29,0.83,0]
[null,null,null,"20050302:1544",1439,"2018-03-01T22:00:00","2018-03-31",0,0,26.27,1.38,0]
[null,null,null,"20050302:1644",1440,"2018-03-01T23:00:00","2018-03-31",0,0,25.34,1.93,0]
[null,null,null,"20050302:1744",1441,"2018-03-02","2018-03-31",0,0,25.24,1.93,0]
[null,null,null,"20050302:1844",1442,"2018-03-02T01:00:00","2018-03-31",0,0,26.51,2.14,0]
[null,null,null,"20050302:1944",1443,"2018-03-02T02:00:00","2018-03-31",0,0,26.21,1.93,0]
[null,null,null,"20050302:2044",1444,"2018-03-02T03:00:00","2018-03-31",0,0,25.67,1.38,0]
[null,null,null,"20050302:2144",1445,"2018-03-02T04:00:00","2018-03-31",0,0,25.27,1.17,0]
[null,null,null,"20050302:2244",1446,"2018-03-02T05:00:00","2018-03-31",0,0,25.35,1.66,0]
[null,null,null,"20050302:2344",1447,"2018-03-02T06:00:00","2018-03-31",12,3.69,25.54,1.72,0]
[null,null,null,"20050303:0044",1448,"2018-03-02T07:00:00","2018-03-31",188.93,18.54,27.22,1.59,0]
[null,null,null,"20050303:0144",1449,"2018-03-02T08:00:00","2018-03-31",422.03,33.33,28.47,1.31,0]
[null,null,null,"20050303:0244",1450,"2018-03-02T09:00:00","2018-03-31",607.4,47.99,29.43,1.17,0]
[null,null,null,"20050303:0344",1451,"2018-03-02T10:00:00","2018-03-31",694.02,62.31,30.23,1.03,0]
[null,null,null,"20050303:0444",1452,"2018-03-02T11:00:00","2018-03-31",629.88,75.28,30.83,1.03,0]
[null,null,null,"20050303:0544",1453,"2018-03-02T12:00:00","2018-03-31",626.78,79.27,31.21,1.66,0]
[null,null,null,"20050303:0644",1454,"2018-03-02T13:00:00","2018-03-31",744.12,68.510000000000005,30.3,3.17,0]
[null,null,null,"20050303:0744",1455,"2018-03-02T14:00:00","2018-03-31",715.93,54.55,29.98,2.76,0]
[null,null,null,"20050303:0844",1456,"2018-03-02T15:00:00","2018-03-31",558.82000000000005,40,29.81,2.97,0]
[null,null,null,"20050303:0944",1457,"2018-03-02T16:00:00","2018-03-31",374.92,25.26,29.08,2.2799999999999998,0]
[null,null,null,"20050303:1044",1458,"2018-03-02T17:00:00","2018-03-31",129.6,10.43,27.47,0.97,0]
[null,null,null,"20050303:1144",1459,"2018-03-02T18:00:00","2018-03-31",0,0,25.79,2.48,0]
[null,null,null,"20050303:1244",1460,"2018-03-02T19:00:00","2018-03-31",0,0,25.5,3.38,0]
[null,null,null,"20050303:1344",1461,"2018-03-02T20:00:00","2018-03-31",0,0,25.45,3.72,0]
[null,null,null,"20050303:1444",1462,"2018-03-02T21:00:00","2018-03-31",0,0,25.48,3.03,0]
[null,null,null,"20050303:1544",1463,"2018-03-02T22:00:00","2018-03-31",0,0,25.55,2.69,0]
[null,null,null,"20050303:1644",1464,"2018-03-02T23:00:00","2018-03-31",0,0,25.55,2.48,0]
[null,null,null,"20050303:1744",1465,"2018-03-03","2018-03-31",0,0,25.52,2.34,0]
[null,null,null,"20050303:1844",1466,"2018-03-03T01:00:00","2018-03-31",0,0,24.86,2,0]
[null,null,null,"20050303:1944",1467,"2018-03-03T02:00:00","2018-03-31",0,0,24.83,2.21,0]
[null,null,null,"20050303:2044",1468,"2018-03-03T03:00:00","2018-03-31",0,0,25.09,2.0699999999999998,0]
[null,null,null,"20050303:2144",1469,"2018-03-03T04:00:00","2018-03-31",0,0,25.23,2,0]
[null,null,null,"20050303:2244",1470,"2018-03-03T05:00:00","2018-03-31",0,0,25.23,2.14,0]
[null,null,null,"20050303:2344",1471,"2018-03-03T06:00:00","2018-03-31",75.569999999999993,3.77,25.35,2.0699999999999998,0]
[null,null,null,"20050304:0044",1472,"2018-03-03T07:00:00","2018-03-31",177.68,18.63,26.16,2.0699999999999998,0]
[null,null,null,"20050304:0144",1473,"2018-03-03T08:00:00","2018-03-31",437.16,33.43,27.16,2.0699999999999998,0]
[null,null,null,"20050304:0244",1474,"2018-03-03T09:00:00",{"$f":"EOMONTH(F1483,0)","v":"2018-03-31"},664.06,48.12,28.24,2,0]
[null,null,null,"20050304:0344",1475,{"$f":"F1483+1/24","v":"2018-03-03T10:00:00"},"2018-03-31",824.44,62.49,29.14,1.38,0]
[null,null,null,"20050304:0444",1476,"2018-03-03T11:00:00","2018-03-31",996.51,75.569999999999993,29.66,0.69,0]
[null,null,null,"20050304:0544",1477,"2018-03-03T12:00:00","2018-03-31",1007.45,79.61,30.01,7.0000000000000007E-2,0]
[null,null,null,"20050304:0644",1478,"2018-03-03T13:00:00","2018-03-31",878.53,68.64,30.15,0.41,0]
[null,null,null,"20050304:0744",1479,"2018-03-03T14:00:00","2018-03-31",789.75,54.6,30.12,1.1000000000000001,0]
[null,null,null,"20050304:0844",1480,"2018-03-03T15:00:00","2018-03-31",558.69000000000005,40.01,30.01,2.41,0]
[null,null,null,"20050304:0944",1481,"2018-03-03T16:00:00","2018-03-31",383.96,25.25,29.7,3.45,0]
[null,null,null,"20050304:1044",1482,"2018-03-03T17:00:00","2018-03-31",111.93,10.41,29.01,3.86,0]
[null,null,null,"20050304:1144",1483,"2018-03-03T18:00:00","2018-03-31",0,0,28.32,3.24,0]
[null,null,null,"20050304:1244",1484,"2018-03-03T19:00:00","2018-03-31",0,0,27.98,2.41,0]
[null,null,null,"20050304:1344",1485,"2018-03-03T20:00:00","2018-03-31",0,0,27.58,2,0]
[null,null,null,"20050304:1444",1486,"2018-03-03T21:00:00","2018-03-31",0,0,27.05,2,0]
[null,null,null,"20050304:1544",1487,"2018-03-03T22:00:00","2018-03-31",0,0,26.48,2.14,0]
[null,null,null,"20050304:1644",1488,"2018-03-03T23:00:00","2018-03-31",0,0,26.06,2.21,0]
[null,null,null,"20050304:1744",1489,"2018-03-04","2018-03-31",0,0,25.63,2.5499999999999998,0]
[null,null,null,"20050304:1844",1490,"2018-03-04T01:00:00","2018-03-31",0,0,25.28,1.86,0]
[null,null,null,"20050304:1944",1491,"2018-03-04T02:00:00","2018-03-31",0,0,24.82,2.21,0]
[null,null,null,"20050304:2044",1492,"2018-03-04T03:00:00","2018-03-31",0,0,24.51,2.62,0]
[null,null,null,"20050304:2144",1493,"2018-03-04T04:00:00","2018-03-31",0,0,24.26,2.83,0]
[null,null,null,"20050304:2244",1494,"2018-03-04T05:00:00","2018-03-31",0,0,24.09,2.97,0]
[null,null,null,"20050304:2344",1495,"2018-03-04T06:00:00","2018-03-31",89.78,3.85,24.19,2.83,0]
[null,null,null,"20050305:0044",1496,"2018-03-04T07:00:00","2018-03-31",218.38,18.72,25.68,2.5499999999999998,0]
[null,null,null,"20050305:0144",1497,"2018-03-04T08:00:00","2018-03-31",490.91,33.54,27.52,2.41,0]
[null,null,null,"20050305:0244",1498,"2018-03-04T09:00:00","2018-03-31",737.85,48.25,28.8,2.9,0]
[null,null,null,"20050305:0344",1499,"2018-03-04T10:00:00","2018-03-31",909.23,62.66,30.01,3.66,0]
[null,null,null,"20050305:0444",1500,"2018-03-04T11:00:00","2018-03-31",963.97,75.86,30.87,2.9,0]
[null,null,null,"20050305:0544",1501,"2018-03-04T12:00:00","2018-03-31",978.96,79.94,31.35,1.72,0]
[null,null,null,"20050305:0644",1502,"2018-03-04T13:00:00","2018-03-31",782.32,68.760000000000005,31.83,1.93,0]
[null,null,null,"20050305:0744",1503,"2018-03-04T14:00:00","2018-03-31",802.74,54.64,31.69,1.79,0]
[null,null,null,"20050305:0844",1504,"2018-03-04T15:00:00","2018-03-31",631.62,40.03,31.36,2.2799999999999998,0]
[null,null,null,"20050305:0944",1505,"2018-03-04T16:00:00","2018-03-31",389.94,25.24,30.78,2.69,0]
[null,null,null,"20050305:1044",1506,"2018-03-04T17:00:00","2018-03-31",136.74,10.39,30.08,2.69,0]
[null,null,null,"20050305:1144",1507,"2018-03-04T18:00:00","2018-03-31",0,0,29.06,2.9,0]
[null,null,null,"20050305:1244",1508,"2018-03-04T19:00:00","2018-03-31",0,0,28.22,2.69,0]
[null,null,null,"20050305:1344",1509,"2018-03-04T20:00:00","2018-03-31",0,0,27.73,2.34,0]
[null,null,null,"20050305:1444",1510,"2018-03-04T21:00:00","2018-03-31",0,0,27.22,2.62,0]
[null,null,null,"20050305:1544",1511,"2018-03-04T22:00:00","2018-03-31",0,0,26.91,2.97,0]
[null,null,null,"20050305:1644",1512,"2018-03-04T23:00:00","2018-03-31",0,0,26.51,2.9,0]
[null,null,null,"20050305:1744",1513,"2018-03-05","2018-03-31",0,0,26.05,2.62,0]
[null,null,null,"20050305:1844",1514,"2018-03-05T01:00:00","2018-03-31",0,0,26.05,3.1,0]
[null,null,null,"20050305:1944",1515,"2018-03-05T02:00:00","2018-03-31",0,0,25.84,2.83,0]
[null,null,null,"20050305:2044",1516,"2018-03-05T03:00:00","2018-03-31",0,0,25.6,2.5499999999999998,0]
[null,null,null,"20050305:2144",1517,"2018-03-05T04:00:00","2018-03-31",0,0,25.4,2.5499999999999998,0]
[null,null,null,"20050305:2244",1518,"2018-03-05T05:00:00","2018-03-31",0,0,25.13,2.48,0]
[null,null,null,"20050305:2344",1519,"2018-03-05T06:00:00","2018-03-31",91.1,3.92,25.15,2.34,0]
[null,null,null,"20050306:0044",1520,"2018-03-05T07:00:00","2018-03-31",260.23,18.809999999999999,26.39,2.48,0]
[null,null,null,"20050306:0144",1521,"2018-03-05T08:00:00","2018-03-31",517.14,33.64,27.51,3.59,0]
[null,null,null,"20050306:0244",1522,"2018-03-05T09:00:00","2018-03-31",765.97,48.38,28.78,4,0]
[null,null,null,"20050306:0344",1523,"2018-03-05T10:00:00","2018-03-31",936.28,62.84,29.56,3.52,0]
[null,null,null,"20050306:0444",1524,"2018-03-05T11:00:00","2018-03-31",775.88,76.150000000000006,30.43,3.31,0]
[null,null,null,"20050306:0544",1525,"2018-03-05T12:00:00","2018-03-31",951.49,80.260000000000005,30.85,3.24,0]
[null,null,null,"20050306:0644",1526,"2018-03-05T13:00:00","2018-03-31",814.54,68.87,31.2,2.0699999999999998,0]
[null,null,null,"20050306:0744",1527,"2018-03-05T14:00:00","2018-03-31",665.98,54.68,30.5,3.03,0]
[null,null,null,"20050306:0844",1528,"2018-03-05T15:00:00","2018-03-31",624.34,40.03,29.19,3.86,0]
[null,null,null,"20050306:0944",1529,"2018-03-05T16:00:00","2018-03-31",353.09,25.23,29.11,3.86,0]
[null,null,null,"20050306:1044",1530,"2018-03-05T17:00:00","2018-03-31",127.33,10.36,28.6,4,0]
[null,null,null,"20050306:1144",1531,"2018-03-05T18:00:00","2018-03-31",0,0,27.92,4.07,0]
[null,null,null,"20050306:1244",1532,"2018-03-05T19:00:00","2018-03-31",0,0,27.36,3.86,0]
[null,null,null,"20050306:1344",1533,"2018-03-05T20:00:00","2018-03-31",0,0,26.81,3.59,0]
[null,null,null,"20050306:1444",1534,"2018-03-05T21:00:00","2018-03-31",0,0,26.42,3.24,0]
[null,null,null,"20050306:1544",1535,"2018-03-05T22:00:00","2018-03-31",0,0,26.02,3.24,0]
[null,null,null,"20050306:1644",1536,"2018-03-05T23:00:00","2018-03-31",0,0,25.77,3.17,0]
[null,null,null,"20050306:1744",1537,"2018-03-06","2018-03-31",0,0,25.44,3.03,0]
[null,null,null,"20050306:1844",1538,"2018-03-06T01:00:00",{"$f":"EOMONTH(F1547,0)","v":"2018-03-31"},0,0,25.61,2.9,0]
[null,null,null,"20050306:1944",1539,{"$f":"F1547+1/24","v":"2018-03-06T02:00:00"},"2018-03-31",0,0,25.53,3.03,0]
[null,null,null,"20050306:2044",1540,"2018-03-06T03:00:00","2018-03-31",0,0,25.39,3.17,0]
[null,null,null,"20050306:2144",1541,"2018-03-06T04:00:00","2018-03-31",0,0,25.28,3.38,0]
[null,null,null,"20050306:2244",1542,"2018-03-06T05:00:00","2018-03-31",0,0,25.11,3.52,0]
[null,null,null,"20050306:2344",1543,"2018-03-06T06:00:00","2018-03-31",82.8,4,25.11,3.45,0]
[null,null,null,"20050307:0044",1544,"2018-03-06T07:00:00","2018-03-31",242.69,18.899999999999999,25.91,3.24,0]
[null,null,null,"20050307:0144",1545,"2018-03-06T08:00:00","2018-03-31",501.73,33.75,27.19,2.9,0]
[null,null,null,"20050307:0244",1546,"2018-03-06T09:00:00","2018-03-31",740.48,48.51,28.47,2.69,0]
[null,null,null,"20050307:0344",1547,"2018-03-06T10:00:00","2018-03-31",877.49,63.01,29.75,3.1,0]
[null,null,null,"20050307:0444",1548,"2018-03-06T11:00:00","2018-03-31",1058.4100000000001,76.44,30.49,2.14,0]
[null,null,null,"20050307:0544",1549,"2018-03-06T12:00:00","2018-03-31",1043.1600000000001,80.59,31,0.83,0]
[null,null,null,"20050307:0644",1550,"2018-03-06T13:00:00","2018-03-31",964.9,68.97,31.23,0.48,0]
[null,null,null,"20050307:0744",1551,"2018-03-06T14:00:00","2018-03-31",853.9,54.72,31.22,1.31,0]
[null,null,null,"20050307:0844",1552,"2018-03-06T15:00:00","2018-03-31",638.33000000000004,40.03,30.89,1.66,0]
[null,null,null,"20050307:0944",1553,"2018-03-06T16:00:00","2018-03-31",382.5,25.21,30.56,1.59,0]
[null,null,null,"20050307:1044",1554,"2018-03-06T17:00:00","2018-03-31",121.05,10.34,29.89,1.66,0]
[null,null,null,"20050307:1144",1555,"2018-03-06T18:00:00","2018-03-31",0,0,29.15,2.34,0]
[null,null,null,"20050307:1244",1556,"2018-03-06T19:00:00","2018-03-31",0,0,28.5,2.5499999999999998,0]
[null,null,null,"20050307:1344",1557,"2018-03-06T20:00:00","2018-03-31",0,0,27.78,1.93,0]
[null,null,null,"20050307:1444",1558,"2018-03-06T21:00:00","2018-03-31",0,0,26.99,1.24,0]
[null,null,null,"20050307:1544",1559,"2018-03-06T22:00:00","2018-03-31",0,0,26.4,1.86,0]
[null,null,null,"20050307:1644",1560,"2018-03-06T23:00:00","2018-03-31",0,0,26.31,2.62,0]
[null,null,null,"20050307:1744",1561,"2018-03-07","2018-03-31",0,0,25.99,3.1,0]
[null,null,null,"20050307:1844",1562,"2018-03-07T01:00:00","2018-03-31",0,0,25.82,3.66,0]
[null,null,null,"20050307:1944",1563,"2018-03-07T02:00:00","2018-03-31",0,0,25.63,3.59,0]
[null,null,null,"20050307:2044",1564,"2018-03-07T03:00:00","2018-03-31",0,0,25.39,3.38,0]
[null,null,null,"20050307:2144",1565,"2018-03-07T04:00:00","2018-03-31",0,0,25.17,3.45,0]
[null,null,null,"20050307:2244",1566,"2018-03-07T05:00:00","2018-03-31",0,0,24.99,3.52,0]
[null,null,null,"20050307:2344",1567,"2018-03-07T06:00:00","2018-03-31",23,4.09,25.07,3.52,0]
[null,null,null,"20050308:0044",1568,"2018-03-07T07:00:00","2018-03-31",191.66,18.989999999999998,26.09,3.66,0]
[null,null,null,"20050308:0144",1569,"2018-03-07T08:00:00","2018-03-31",458.96,33.86,27.58,3.66,0]
[null,null,null,"20050308:0244",1570,"2018-03-07T09:00:00","2018-03-31",701.85,48.63,28.95,3.1,0]
[null,null,null,"20050308:0344",1571,"2018-03-07T10:00:00","2018-03-31",693.54,63.18,30.08,2.41,0]
[null,null,null,"20050308:0444",1572,"2018-03-07T11:00:00","2018-03-31",955.32,76.72,30.91,1.79,0]
[null,null,null,"20050308:0544",1573,"2018-03-07T12:00:00","2018-03-31",952.15,80.900000000000006,31.4,1.66,0]
[null,null,null,"20050308:0644",1574,"2018-03-07T13:00:00","2018-03-31",922.31,69.06,31.04,2.62,0]
[null,null,null,"20050308:0744",1575,"2018-03-07T14:00:00","2018-03-31",803.19,54.74,30.65,3.31,0]
[null,null,null,"20050308:0844",1576,"2018-03-07T15:00:00","2018-03-31",616.89,40.03,30.15,3.45,0]
[null,null,null,"20050308:0944",1577,"2018-03-07T16:00:00","2018-03-31",367.09,25.2,29.7,3.52,0]
[null,null,null,"20050308:1044",1578,"2018-03-07T17:00:00","2018-03-31",126.14,10.3,28.85,3.45,0]
[null,null,null,"20050308:1144",1579,"2018-03-07T18:00:00","2018-03-31",0,0,28.13,2.76,0]
[null,null,null,"20050308:1244",1580,"2018-03-07T19:00:00","2018-03-31",0,0,27.64,1.79,0]
[null,null,null,"20050308:1344",1581,"2018-03-07T20:00:00","2018-03-31",0,0,26.83,1.1000000000000001,0]
[null,null,null,"20050308:1444",1582,"2018-03-07T21:00:00","2018-03-31",0,0,27.54,0.62,0]
[null,null,null,"20050308:1544",1583,"2018-03-07T22:00:00","2018-03-31",0,0,27.45,0.21,0]
[null,null,null,"20050308:1644",1584,"2018-03-07T23:00:00","2018-03-31",0,0,25.36,1.1000000000000001,0]
[null,null,null,"20050308:1744",1585,"2018-03-08","2018-03-31",0,0,25.21,1.59,0]
[null,null,null,"20050308:1844",1586,"2018-03-08T01:00:00","2018-03-31",0,0,25.25,2.0699999999999998,0]
[null,null,null,"20050308:1944",1587,"2018-03-08T02:00:00","2018-03-31",0,0,25.18,2.14,0]
[null,null,null,"20050308:2044",1588,"2018-03-08T03:00:00","2018-03-31",0,0,24.99,2.14,0]
[null,null,null,"20050308:2144",1589,"2018-03-08T04:00:00","2018-03-31",0,0,24.7,2.0699999999999998,0]
[null,null,null,"20050308:2244",1590,"2018-03-08T05:00:00","2018-03-31",0,0,24.62,2.14,0]
[null,null,null,"20050308:2344",1591,"2018-03-08T06:00:00","2018-03-31",76.56,4.17,24.76,2.14,0]
[null,null,null,"20050309:0044",1592,"2018-03-08T07:00:00","2018-03-31",148.18,19.09,26.45,2.2799999999999998,0]
[null,null,null,"20050309:0144",1593,"2018-03-08T08:00:00","2018-03-31",331.51,33.96,28.18,2.0699999999999998,0]
[null,null,null,"20050309:0244",1594,"2018-03-08T09:00:00","2018-03-31",464.54,48.76,29.52,1.59,0]
[null,null,null,"20050309:0344",1595,"2018-03-08T10:00:00","2018-03-31",748.92,63.35,30.58,1.17,0]
[null,null,null,"20050309:0444",1596,"2018-03-08T11:00:00","2018-03-31",972.28,77,31.36,1.31,0]
[null,null,null,"20050309:0544",1597,"2018-03-08T12:00:00","2018-03-31",959.03,81.209999999999994,31.78,1.86,0]
[null,null,null,"20050309:0644",1598,"2018-03-08T13:00:00","2018-03-31",889.84,69.150000000000006,31.78,2.62,0]
[null,null,null,"20050309:0744",1599,"2018-03-08T14:00:00","2018-03-31",803.01,54.77,31.44,3.38,0]
[null,null,null,"20050309:0844",1600,"2018-03-08T15:00:00","2018-03-31",609.63,40.03,31.02,3.72,0]
[null,null,null,"20050309:0944",1601,"2018-03-08T16:00:00","2018-03-31",366.95,25.17,30.27,3.93,0]
[null,null,null,"20050309:1044",1602,"2018-03-08T17:00:00",{"$f":"EOMONTH(F1611,0)","v":"2018-03-31"},119.91,10.27,29.26,3.66,0]
[null,null,null,"20050309:1144",1603,{"$f":"F1611+1/24","v":"2018-03-08T18:00:00"},"2018-03-31",0,0,28.5,3.1,0]
[null,null,null,"20050309:1244",1604,"2018-03-08T19:00:00","2018-03-31",0,0,28.12,2.83,0]
[null,null,null,"20050309:1344",1605,"2018-03-08T20:00:00","2018-03-31",0,0,27.84,2.34,0]
[null,null,null,"20050309:1444",1606,"2018-03-08T21:00:00","2018-03-31",0,0,27.3,1.45,0]
[null,null,null,"20050309:1544",1607,"2018-03-08T22:00:00","2018-03-31",0,0,27.21,0.69,0]
[null,null,null,"20050309:1644",1608,"2018-03-08T23:00:00","2018-03-31",0,0,25.73,1.24,0]
[null,null,null,"20050309:1744",1609,"2018-03-09","2018-03-31",0,0,25.41,2.14,0]
[null,null,null,"20050309:1844",1610,"2018-03-09T01:00:00","2018-03-31",0,0,25.43,2.69,0]
[null,null,null,"20050309:1944",1611,"2018-03-09T02:00:00","2018-03-31",0,0,25.36,2.76,0]
[null,null,null,"20050309:2044",1612,"2018-03-09T03:00:00","2018-03-31",0,0,25.21,3.1,0]
[null,null,null,"20050309:2144",1613,"2018-03-09T04:00:00","2018-03-31",0,0,25.06,2.9,0]
[null,null,null,"20050309:2244",1614,"2018-03-09T05:00:00","2018-03-31",0,0,24.86,2.48,0]
[null,null,null,"20050309:2344",1615,"2018-03-09T06:00:00","2018-03-31",79.709999999999994,4.26,24.9,1.86,0]
[null,null,null,"20050310:0044",1616,"2018-03-09T07:00:00","2018-03-31",184.47,19.18,26.35,1.03,0]
[null,null,null,"20050310:0144",1617,"2018-03-09T08:00:00","2018-03-31",382.88,34.07,27.74,0.28000000000000003,0]
[null,null,null,"20050310:0244",1618,"2018-03-09T09:00:00","2018-03-31",647.96,48.89,28.92,1.38,0]
[null,null,null,"20050310:0344",1619,"2018-03-09T10:00:00","2018-03-31",790.15,63.52,29.57,2.41,0]
[null,null,null,"20050310:0444",1620,"2018-03-09T11:00:00","2018-03-31",995.26,77.27,29.99,3.1,0]
[null,null,null,"20050310:0544",1621,"2018-03-09T12:00:00","2018-03-31",1016.31,81.52,30.31,3.03,0]
[null,null,null,"20050310:0644",1622,"2018-03-09T13:00:00","2018-03-31",949.16,69.23,30.68,3.03,0]
[null,null,null,"20050310:0744",1623,"2018-03-09T14:00:00","2018-03-31",806.87,54.78,30.78,3.52,0]
[null,null,null,"20050310:0844",1624,"2018-03-09T15:00:00","2018-03-31",598.34,40.020000000000003,30.36,4.07,0]
[null,null,null,"20050310:0944",1625,"2018-03-09T16:00:00","2018-03-31",288.77999999999997,25.15,30.01,4.4800000000000004,0]
[null,null,null,"20050310:1044",1626,"2018-03-09T17:00:00","2018-03-31",123.96,10.24,29.24,4.21,0]
[null,null,null,"20050310:1144",1627,"2018-03-09T18:00:00","2018-03-31",0,0,28.59,3.72,0]
[null,null,null,"20050310:1244",1628,"2018-03-09T19:00:00","2018-03-31",0,0,28.18,2.9,0]
[null,null,null,"20050310:1344",1629,"2018-03-09T20:00:00","2018-03-31",0,0,27.89,2.21,0]
[null,null,null,"20050310:1444",1630,"2018-03-09T21:00:00","2018-03-31",0,0,27.54,1.93,0]
[null,null,null,"20050310:1544",1631,"2018-03-09T22:00:00","2018-03-31",0,0,27.09,1.72,0]
[null,null,null,"20050310:1644",1632,"2018-03-09T23:00:00","2018-03-31",0,0,26.15,1.24,0]
[null,null,null,"20050310:1744",1633,"2018-03-10","2018-03-31",0,0,25.3,1.24,0]
[null,null,null,"20050310:1844",1634,"2018-03-10T01:00:00","2018-03-31",0,0,26.18,2.21,0]
[null,null,null,"20050310:1944",1635,"2018-03-10T02:00:00","2018-03-31",0,0,25.72,1.24,0]
[null,null,null,"20050310:2044",1636,"2018-03-10T03:00:00","2018-03-31",0,0,25.36,1.17,0]
[null,null,null,"20050310:2144",1637,"2018-03-10T04:00:00","2018-03-31",0,0,24.85,1.03,0]
[null,null,null,"20050310:2244",1638,"2018-03-10T05:00:00","2018-03-31",0,0,24.9,0.97,0]
[null,null,null,"20050310:2344",1639,"2018-03-10T06:00:00","2018-03-31",13,4.34,24.93,1.72,0]
[null,null,null,"20050311:0044",1640,"2018-03-10T07:00:00","2018-03-31",244.2,19.28,25.56,2.48,0]
[null,null,null,"20050311:0144",1641,"2018-03-10T08:00:00","2018-03-31",372.72,34.18,26.52,2.97,0]
[null,null,null,"20050311:0244",1642,"2018-03-10T09:00:00","2018-03-31",713.43,49.02,27.85,2.97,0]
[null,null,null,"20050311:0344",1643,"2018-03-10T10:00:00","2018-03-31",775.89,63.68,28.88,3.31,0]
[null,null,null,"20050311:0444",1644,"2018-03-10T11:00:00","2018-03-31",1007.14,77.55,29.32,4.21,0]
[null,null,null,"20050311:0544",1645,"2018-03-10T12:00:00","2018-03-31",1056.3800000000001,81.81,29.33,4.9000000000000004,0]
[null,null,null,"20050311:0644",1646,"2018-03-10T13:00:00","2018-03-31",959.04,69.3,29.54,4.34,0]
[null,null,null,"20050311:0744",1647,"2018-03-10T14:00:00","2018-03-31",838.94,54.8,29.5,4.34,0]
[null,null,null,"20050311:0844",1648,"2018-03-10T15:00:00","2018-03-31",628.49,40,29.42,3.93,0]
[null,null,null,"20050311:0944",1649,"2018-03-10T16:00:00","2018-03-31",385.96,25.12,29.04,3.52,0]
[null,null,null,"20050311:1044",1650,"2018-03-10T17:00:00","2018-03-31",85.21,10.199999999999999,28.65,2.83,0]
[null,null,null,"20050311:1144",1651,"2018-03-10T18:00:00","2018-03-31",0,0,28.08,2.48,0]
[null,null,null,"20050311:1244",1652,"2018-03-10T19:00:00","2018-03-31",0,0,27.81,2.48,0]
[null,null,null,"20050311:1344",1653,"2018-03-10T20:00:00","2018-03-31",0,0,27.54,2.21,0]
[null,null,null,"20050311:1444",1654,"2018-03-10T21:00:00","2018-03-31",0,0,27.33,2.2799999999999998,0]
[null,null,null,"20050311:1544",1655,"2018-03-10T22:00:00","2018-03-31",0,0,27.1,2.2799999999999998,0]
[null,null,null,"20050311:1644",1656,"2018-03-10T23:00:00","2018-03-31",0,0,26.92,1.79,0]
[null,null,null,"20050311:1744",1657,"2018-03-11","2018-03-31",0,0,26.57,1.52,0]
[null,null,null,"20050311:1844",1658,"2018-03-11T01:00:00","2018-03-31",0,0,26.22,1.59,0]
[null,null,null,"20050311:1944",1659,"2018-03-11T02:00:00","2018-03-31",0,0,25.92,1.72,0]
[null,null,null,"20050311:2044",1660,"2018-03-11T03:00:00","2018-03-31",0,0,25.78,1.79,0]
[null,null,null,"20050311:2144",1661,"2018-03-11T04:00:00","2018-03-31",0,0,25.52,1.59,0]
[null,null,null,"20050311:2244",1662,"2018-03-11T05:00:00","2018-03-31",0,0,25.31,1.52,0]
[null,null,null,"20050311:2344",1663,"2018-03-11T06:00:00","2018-03-31",91.92,4.43,25.7,1.38,0]
[null,null,null,"20050312:0044",1664,"2018-03-11T07:00:00","2018-03-31",253.21,19.37,27.59,1.31,0]
[null,null,null,"20050312:0144",1665,"2018-03-11T08:00:00","2018-03-31",497.82,34.29,28.81,1.1000000000000001,0]
[null,null,null,"20050312:0244",1666,"2018-03-11T09:00:00",{"$f":"EOMONTH(F1675,0)","v":"2018-03-31"},718.29,49.14,29.77,1.17,0]
[null,null,null,"20050312:0344",1667,{"$f":"F1675+1/24","v":"2018-03-11T10:00:00"},"2018-03-31",931.92,63.84,30.65,1.93,0]
[null,null,null,"20050312:0444",1668,"2018-03-11T11:00:00","2018-03-31",1058.25,77.81,31.21,2.76,0]
[null,null,null,"20050312:0544",1669,"2018-03-11T12:00:00","2018-03-31",1067.22,82.1,31.41,3.45,0]
[null,null,null,"20050312:0644",1670,"2018-03-11T13:00:00","2018-03-31",986.02,69.36,31.54,3.86,0]
[null,null,null,"20050312:0744",1671,"2018-03-11T14:00:00","2018-03-31",851.83,54.8,31.29,3.79,0]
[null,null,null,"20050312:0844",1672,"2018-03-11T15:00:00","2018-03-31",604.08000000000004,39.99,31.11,3.93,0]
[null,null,null,"20050312:0944",1673,"2018-03-11T16:00:00","2018-03-31",278.58,25.09,30.63,3.66,0]
[null,null,null,"20050312:1044",1674,"2018-03-11T17:00:00","2018-03-31",57.02,10.16,29.95,3.24,0]
[null,null,null,"20050312:1144",1675,"2018-03-11T18:00:00","2018-03-31",0,0,29.2,3.03,0]
[null,null,null,"20050312:1244",1676,"2018-03-11T19:00:00","2018-03-31",0,0,28.71,2.76,0]
[null,null,null,"20050312:1344",1677,"2018-03-11T20:00:00","2018-03-31",0,0,28.36,2.34,0]
[null,null,null,"20050312:1444",1678,"2018-03-11T21:00:00","2018-03-31",0,0,27.99,2,0]
[null,null,null,"20050312:1544",1679,"2018-03-11T22:00:00","2018-03-31",0,0,27.46,1.66,0]
[null,null,null,"20050312:1644",1680,"2018-03-11T23:00:00","2018-03-31",0,0,26.89,1.31,0]
[null,null,null,"20050312:1744",1681,"2018-03-12","2018-03-31",0,0,26.55,1.17,0]
[null,null,null,"20050312:1844",1682,"2018-03-12T01:00:00","2018-03-31",0,0,26.44,1.79,0]
[null,null,null,"20050312:1944",1683,"2018-03-12T02:00:00","2018-03-31",0,0,26.34,2.0699999999999998,0]
[null,null,null,"20050312:2044",1684,"2018-03-12T03:00:00","2018-03-31",0,0,26.26,2,0]
[null,null,null,"20050312:2144",1685,"2018-03-12T04:00:00","2018-03-31",0,0,26.13,1.79,0]
[null,null,null,"20050312:2244",1686,"2018-03-12T05:00:00","2018-03-31",0,0,25.83,1.66,0]
[null,null,null,"20050312:2344",1687,"2018-03-12T06:00:00","2018-03-31",76.13,4.5199999999999996,26.13,1.72,0]
[null,null,null,"20050313:0044",1688,"2018-03-12T07:00:00","2018-03-31",111,19.47,28.01,2,0]
[null,null,null,"20050313:0144",1689,"2018-03-12T08:00:00","2018-03-31",465.35,34.4,29.06,1.72,0]
[null,null,null,"20050313:0244",1690,"2018-03-12T09:00:00","2018-03-31",691.89,49.27,30.09,1.72,0]
[null,null,null,"20050313:0344",1691,"2018-03-12T10:00:00","2018-03-31",922.65,64,30.8,1.93,0]
[null,null,null,"20050313:0444",1692,"2018-03-12T11:00:00","2018-03-31",1019.8,78.069999999999993,31.11,2.48,0]
[null,null,null,"20050313:0544",1693,"2018-03-12T12:00:00","2018-03-31",976.45,82.37,31.17,3.45,0]
[null,null,null,"20050313:0644",1694,"2018-03-12T13:00:00","2018-03-31",974.74,69.41,31.13,2.9,0]
[null,null,null,"20050313:0744",1695,"2018-03-12T14:00:00","2018-03-31",837.52,54.8,30.87,2.34,0]
[null,null,null,"20050313:0844",1696,"2018-03-12T15:00:00","2018-03-31",438.6,39.96,30.59,1.79,0]
[null,null,null,"20050313:0944",1697,"2018-03-12T16:00:00","2018-03-31",204.1,25.06,30.26,1.52,0]
[null,null,null,"20050313:1044",1698,"2018-03-12T17:00:00","2018-03-31",51,10.119999999999999,29.83,2.21,0]
[null,null,null,"20050313:1144",1699,"2018-03-12T18:00:00","2018-03-31",0,0,29.35,2.62,0]
[null,null,null,"20050313:1244",1700,"2018-03-12T19:00:00","2018-03-31",0,0,28.75,2.5499999999999998,0]
[null,null,null,"20050313:1344",1701,"2018-03-12T20:00:00","2018-03-31",0,0,27.33,1.52,0]
[null,null,null,"20050313:1444",1702,"2018-03-12T21:00:00","2018-03-31",0,0,26.32,0.41,0]
[null,null,null,"20050313:1544",1703,"2018-03-12T22:00:00","2018-03-31",0,0,25.84,0.76,0]
[null,null,null,"20050313:1644",1704,"2018-03-12T23:00:00","2018-03-31",0,0,25.56,0.9,0]
[null,null,null,"20050313:1744",1705,"2018-03-13","2018-03-31",0,0,25.31,1.03,0]
[null,null,null,"20050313:1844",1706,"2018-03-13T01:00:00","2018-03-31",0,0,25.25,0.97,0]
[null,null,null,"20050313:1944",1707,"2018-03-13T02:00:00","2018-03-31",0,0,25.22,0.76,0]
[null,null,null,"20050313:2044",1708,"2018-03-13T03:00:00","2018-03-31",0,0,25.57,0.62,0]
[null,null,null,"20050313:2144",1709,"2018-03-13T04:00:00","2018-03-31",0,0,25.54,0.76,0]
[null,null,null,"20050313:2244",1710,"2018-03-13T05:00:00","2018-03-31",0,0,25.2,0.69,0]
[null,null,null,"20050313:2344",1711,"2018-03-13T06:00:00","2018-03-31",64.89,4.62,25.28,0.55000000000000004,0]
[null,null,null,"20050314:0044",1712,"2018-03-13T07:00:00","2018-03-31",224.63,19.57,26.9,0.28000000000000003,0]
[null,null,null,"20050314:0144",1713,"2018-03-13T08:00:00","2018-03-31",390.64,34.5,27.77,0.28000000000000003,0]
[null,null,null,"20050314:0244",1714,"2018-03-13T09:00:00","2018-03-31",558.80999999999995,49.39,28.79,0.28000000000000003,0]
[null,null,null,"20050314:0344",1715,"2018-03-13T10:00:00","2018-03-31",884.2,64.16,29.44,0.69,0]
[null,null,null,"20050314:0444",1716,"2018-03-13T11:00:00","2018-03-31",708.74,78.33,29.98,1.03,0]
[null,null,null,"20050314:0544",1717,"2018-03-13T12:00:00","2018-03-31",891.73,82.63,30.46,2.0699999999999998,0]
[null,null,null,"20050314:0644",1718,"2018-03-13T13:00:00","2018-03-31",943.34,69.459999999999994,30.33,3.03,0]
[null,null,null,"20050314:0744",1719,"2018-03-13T14:00:00","2018-03-31",792.02,54.8,30.1,3.24,0]
[null,null,null,"20050314:0844",1720,"2018-03-13T15:00:00","2018-03-31",514.04,39.94,29.69,3.72,0]
[null,null,null,"20050314:0944",1721,"2018-03-13T16:00:00","2018-03-31",222.15,25.02,28.65,2.9,0]
[null,null,null,"20050314:1044",1722,"2018-03-13T17:00:00","2018-03-31",43.99,10.07,28.4,1.45,0]
[null,null,null,"20050314:1144",1723,"2018-03-13T18:00:00","2018-03-31",0,0,28.05,0.69,0]
[null,null,null,"20050314:1244",1724,"2018-03-13T19:00:00","2018-03-31",0,0,27.56,0.76,0]
[null,null,null,"20050314:1344",1725,"2018-03-13T20:00:00","2018-03-31",0,0,27.27,0.55000000000000004,0]
[null,null,null,"20050314:1444",1726,"2018-03-13T21:00:00","2018-03-31",0,0,26.93,0.76,0]
[null,null,null,"20050314:1544",1727,"2018-03-13T22:00:00","2018-03-31",0,0,27.16,0.55000000000000004,0]
[null,null,null,"20050314:1644",1728,"2018-03-13T23:00:00","2018-03-31",0,0,26.52,0.62,0]
[null,null,null,"20050314:1744",1729,"2018-03-14","2018-03-31",0,0,26.08,1.24,0]
[null,null,null,"20050314:1844",1730,"2018-03-14T01:00:00",{"$f":"EOMONTH(F1739,0)","v":"2018-03-31"},0,0,25.87,0.76,0]
[null,null,null,"20050314:1944",1731,{"$f":"F1739+1/24","v":"2018-03-14T02:00:00"},"2018-03-31",0,0,25.68,2.21,0]
[null,null,null,"20050314:2044",1732,"2018-03-14T03:00:00","2018-03-31",0,0,25.35,1.86,0]
[null,null,null,"20050314:2144",1733,"2018-03-14T04:00:00","2018-03-31",0,0,25.26,0.55000000000000004,0]
[null,null,null,"20050314:2244",1734,"2018-03-14T05:00:00","2018-03-31",0,0,24.77,0.76,0]
[null,null,null,"20050314:2344",1735,"2018-03-14T06:00:00","2018-03-31",81.95,4.71,24.99,0.97,0]
[null,null,null,"20050315:0044",1736,"2018-03-14T07:00:00","2018-03-31",274.04000000000002,19.670000000000002,27.21,0.9,0]
[null,null,null,"20050315:0144",1737,"2018-03-14T08:00:00","2018-03-31",540.65,34.61,28.41,1.1000000000000001,0]
[null,null,null,"20050315:0244",1738,"2018-03-14T09:00:00","2018-03-31",778.1,49.51,29.52,1.31,0]
[null,null,null,"20050315:0344",1739,"2018-03-14T10:00:00","2018-03-31",920.21,64.31,30.69,1.17,0]
[null,null,null,"20050315:0444",1740,"2018-03-14T11:00:00","2018-03-31",798.12,78.569999999999993,31.4,1.17,0]
[null,null,null,"20050315:0544",1741,"2018-03-14T12:00:00","2018-03-31",920.76,82.88,31.87,2.34,0]
[null,null,null,"20050315:0644",1742,"2018-03-14T13:00:00","2018-03-31",990.39,69.5,31.88,2.9,0]
[null,null,null,"20050315:0744",1743,"2018-03-14T14:00:00","2018-03-31",850.18,54.79,31.74,3.66,0]
[null,null,null,"20050315:0844",1744,"2018-03-14T15:00:00","2018-03-31",632.78,39.909999999999997,31.38,4,0]
[null,null,null,"20050315:0944",1745,"2018-03-14T16:00:00","2018-03-31",380.27,24.98,30.66,4.21,0]
[null,null,null,"20050315:1044",1746,"2018-03-14T17:00:00","2018-03-31",120.52,10.029999999999999,29.88,3.59,0]
[null,null,null,"20050315:1144",1747,"2018-03-14T18:00:00","2018-03-31",0,0,29.33,3.17,0]
[null,null,null,"20050315:1244",1748,"2018-03-14T19:00:00","2018-03-31",0,0,28.99,3.31,0]
[null,null,null,"20050315:1344",1749,"2018-03-14T20:00:00","2018-03-31",0,0,28.82,3.59,0]
[null,null,null,"20050315:1444",1750,"2018-03-14T21:00:00","2018-03-31",0,0,28.63,4.41,0]
[null,null,null,"20050315:1544",1751,"2018-03-14T22:00:00","2018-03-31",0,0,28.15,4.55,0]
[null,null,null,"20050315:1644",1752,"2018-03-14T23:00:00","2018-03-31",0,0,27.75,3.59,0]
[null,null,null,"20050315:1744",1753,"2018-03-15","2018-03-31",0,0,27.32,3.24,0]
[null,null,null,"20050315:1844",1754,"2018-03-15T01:00:00","2018-03-31",0,0,27.22,2.97,0]
[null,null,null,"20050315:1944",1755,"2018-03-15T02:00:00","2018-03-31",0,0,26.77,3.17,0]
[null,null,null,"20050315:2044",1756,"2018-03-15T03:00:00","2018-03-31",0,0,26.39,3.1,0]
[null,null,null,"20050315:2144",1757,"2018-03-15T04:00:00","2018-03-31",0,0,25.99,3.1,0]
[null,null,null,"20050315:2244",1758,"2018-03-15T05:00:00","2018-03-31",0,0,25.63,3.17,0]
[null,null,null,"20050315:2344",1759,"2018-03-15T06:00:00","2018-03-31",72.61,4.8,25.61,3.1,0]
[null,null,null,"20050316:0044",1760,"2018-03-15T07:00:00","2018-03-31",259.76,19.77,26.82,2.97,0]
[null,null,null,"20050316:0144",1761,"2018-03-15T08:00:00","2018-03-31",509.25,34.72,28.55,2.69,0]
[null,null,null,"20050316:0244",1762,"2018-03-15T09:00:00","2018-03-31",747.72,49.63,30.14,2.2799999999999998,0]
[null,null,null,"20050316:0344",1763,"2018-03-15T10:00:00","2018-03-31",926.03,64.459999999999994,31.34,1.45,0]
[null,null,null,"20050316:0444",1764,"2018-03-15T11:00:00","2018-03-31",1026.19,78.81,32.19,0.62,0]
[null,null,null,"20050316:0544",1765,"2018-03-15T12:00:00","2018-03-31",1017.09,83.12,32.700000000000003,1.31,0]
[null,null,null,"20050316:0644",1766,"2018-03-15T13:00:00","2018-03-31",974.1,69.52,32.92,2.5499999999999998,0]
[null,null,null,"20050316:0744",1767,"2018-03-15T14:00:00","2018-03-31",849.97,54.77,32.61,3.24,0]
[null,null,null,"20050316:0844",1768,"2018-03-15T15:00:00","2018-03-31",645.66,39.880000000000003,32.08,4.28,0]
[null,null,null,"20050316:0944",1769,"2018-03-15T16:00:00","2018-03-31",386.16,24.94,30.97,4.62,0]
[null,null,null,"20050316:1044",1770,"2018-03-15T17:00:00","2018-03-31",124.5,9.98,29.91,3.93,0]
[null,null,null,"20050316:1144",1771,"2018-03-15T18:00:00","2018-03-31",0,0,29.25,3.1,0]
[null,null,null,"20050316:1244",1772,"2018-03-15T19:00:00","2018-03-31",0,0,28.9,2.62,0]
[null,null,null,"20050316:1344",1773,"2018-03-15T20:00:00","2018-03-31",0,0,28.62,2.14,0]
[null,null,null,"20050316:1444",1774,"2018-03-15T21:00:00","2018-03-31",0,0,28.17,1.59,0]
[null,null,null,"20050316:1544",1775,"2018-03-15T22:00:00","2018-03-31",0,0,27.61,2.0699999999999998,0]
[null,null,null,"20050316:1644",1776,"2018-03-15T23:00:00","2018-03-31",0,0,27.26,1.86,0]
[null,null,null,"20050316:1744",1777,"2018-03-16","2018-03-31",0,0,26.88,2.14,0]
[null,null,null,"20050316:1844",1778,"2018-03-16T01:00:00","2018-03-31",0,0,26.66,2.0699999999999998,0]
[null,null,null,"20050316:1944",1779,"2018-03-16T02:00:00","2018-03-31",0,0,26.41,2.21,0]
[null,null,null,"20050316:2044",1780,"2018-03-16T03:00:00","2018-03-31",0,0,26.21,2.0699999999999998,0]
[null,null,null,"20050316:2144",1781,"2018-03-16T04:00:00","2018-03-31",0,0,25.89,1.79,0]
[null,null,null,"20050316:2244",1782,"2018-03-16T05:00:00","2018-03-31",0,0,25.54,1.86,0]
[null,null,null,"20050316:2344",1783,"2018-03-16T06:00:00","2018-03-31",107.26,4.9000000000000004,25.67,1.72,0]
[null,null,null,"20050317:0044",1784,"2018-03-16T07:00:00","2018-03-31",24,19.87,27.71,1.79,0]
[null,null,null,"20050317:0144",1785,"2018-03-16T08:00:00","2018-03-31",478.9,34.82,29.03,1.86,0]
[null,null,null,"20050317:0244",1786,"2018-03-16T09:00:00","2018-03-31",467.23,49.75,30.13,1.79,0]
[null,null,null,"20050317:0344",1787,"2018-03-16T10:00:00","2018-03-31",745.95,64.599999999999994,30.99,1.93,0]
[null,null,null,"20050317:0444",1788,"2018-03-16T11:00:00","2018-03-31",1038.02,79.05,31.56,2.5499999999999998,0]
[null,null,null,"20050317:0544",1789,"2018-03-16T12:00:00","2018-03-31",1062.07,83.33,31.78,3.31,0]
[null,null,null,"20050317:0644",1790,"2018-03-16T13:00:00","2018-03-31",983.93,69.540000000000006,31.72,4.07,0]
[null,null,null,"20050317:0744",1791,"2018-03-16T14:00:00","2018-03-31",834.69,54.75,31.5,4.6900000000000004,0]
[null,null,null,"20050317:0844",1792,"2018-03-16T15:00:00","2018-03-31",631.39,39.840000000000003,31.16,4.97,0]
[null,null,null,"20050317:0944",1793,"2018-03-16T16:00:00","2018-03-31",337.66,24.89,30.33,4.41,0]
[null,null,null,"20050317:1044",1794,"2018-03-16T17:00:00",{"$f":"EOMONTH(F1803,0)","v":"2018-03-31"},11,9.93,29.45,3.24,0]
[null,null,null,"20050317:1144",1795,{"$f":"F1803+1/24","v":"2018-03-16T18:00:00"},"2018-03-31",0,0,28.86,2,0]
[null,null,null,"20050317:1244",1796,"2018-03-16T19:00:00","2018-03-31",0,0,28.48,1.31,0]
[null,null,null,"20050317:1344",1797,"2018-03-16T20:00:00","2018-03-31",0,0,27.89,1.03,0]
[null,null,null,"20050317:1444",1798,"2018-03-16T21:00:00","2018-03-31",0,0,27.6,1.38,0]
[null,null,null,"20050317:1544",1799,"2018-03-16T22:00:00","2018-03-31",0,0,27.21,1.45,0]
[null,null,null,"20050317:1644",1800,"2018-03-16T23:00:00","2018-03-31",0,0,27.05,0.97,0]
[null,null,null,"20050317:1744",1801,"2018-03-17","2018-03-31",0,0,27.15,0.62,0]
[null,null,null,"20050317:1844",1802,"2018-03-17T01:00:00","2018-03-31",0,0,26.79,1.66,0]
[null,null,null,"20050317:1944",1803,"2018-03-17T02:00:00","2018-03-31",0,0,26.32,1.45,0]
[null,null,null,"20050317:2044",1804,"2018-03-17T03:00:00","2018-03-31",0,0,26.13,1.1000000000000001,0]
[null,null,null,"20050317:2144",1805,"2018-03-17T04:00:00","2018-03-31",0,0,25.61,1.1000000000000001,0]
[null,null,null,"20050317:2244",1806,"2018-03-17T05:00:00","2018-03-31",0,0,25.41,1.1000000000000001,0]
[null,null,null,"20050317:2344",1807,"2018-03-17T06:00:00","2018-03-31",90.44,5,25.59,0.97,0]
[null,null,null,"20050318:0044",1808,"2018-03-17T07:00:00","2018-03-31",232.35,19.97,28.28,1.03,0]
[null,null,null,"20050318:0144",1809,"2018-03-17T08:00:00","2018-03-31",448.61,34.93,29.37,0.76,0]
[null,null,null,"20050318:0244",1810,"2018-03-17T09:00:00","2018-03-31",705.14,49.87,30.32,0.9,0]
[null,null,null,"20050318:0344",1811,"2018-03-17T10:00:00","2018-03-31",861.35,64.739999999999995,31.03,1.79,0]
[null,null,null,"20050318:0444",1812,"2018-03-17T11:00:00","2018-03-31",849.03,79.27,31.57,2.34,0]
[null,null,null,"20050318:0544",1813,"2018-03-17T12:00:00","2018-03-31",999.62,83.53,31.87,2.9,0]
[null,null,null,"20050318:0644",1814,"2018-03-17T13:00:00","2018-03-31",941.55,69.55,32.049999999999997,3.79,0]
[null,null,null,"20050318:0744",1815,"2018-03-17T14:00:00","2018-03-31",847.54,54.73,31.48,4.21,0]
[null,null,null,"20050318:0844",1816,"2018-03-17T15:00:00","2018-03-31",637.22,39.799999999999997,30.88,3.59,0]
[null,null,null,"20050318:0944",1817,"2018-03-17T16:00:00","2018-03-31",377.79,24.85,28.58,1.45,0]
[null,null,null,"20050318:1044",1818,"2018-03-17T17:00:00","2018-03-31",101.15,9.8800000000000008,28.44,1.1000000000000001,0]
[null,null,null,"20050318:1144",1819,"2018-03-17T18:00:00","2018-03-31",0,0,28.12,1.24,0]
[null,null,null,"20050318:1244",1820,"2018-03-17T19:00:00","2018-03-31",0,0,27.96,1.31,0]
[null,null,null,"20050318:1344",1821,"2018-03-17T20:00:00","2018-03-31",0,0,27.69,1.45,0]
[null,null,null,"20050318:1444",1822,"2018-03-17T21:00:00","2018-03-31",0,0,27.42,1.24,0]
[null,null,null,"20050318:1544",1823,"2018-03-17T22:00:00","2018-03-31",0,0,26.99,1.17,0]
[null,null,null,"20050318:1644",1824,"2018-03-17T23:00:00","2018-03-31",0,0,26.72,1.24,0]
[null,null,null,"20050318:1744",1825,"2018-03-18","2018-03-31",0,0,26.66,1.66,0]
[null,null,null,"20050318:1844",1826,"2018-03-18T01:00:00","2018-03-31",0,0,26.45,1.24,0]
[null,null,null,"20050318:1944",1827,"2018-03-18T02:00:00","2018-03-31",0,0,26.1,1.24,0]
[null,null,null,"20050318:2044",1828,"2018-03-18T03:00:00","2018-03-31",0,0,25.86,1.31,0]
[null,null,null,"20050318:2144",1829,"2018-03-18T04:00:00","2018-03-31",0,0,25.88,1.66,0]
[null,null,null,"20050318:2244",1830,"2018-03-18T05:00:00","2018-03-31",0,0,25.83,2.2799999999999998,0]
[null,null,null,"20050318:2344",1831,"2018-03-18T06:00:00","2018-03-31",14,5.09,26.2,2.69,0]
[null,null,null,"20050319:0044",1832,"2018-03-18T07:00:00","2018-03-31",156.03,20.07,27.51,3.03,0]
[null,null,null,"20050319:0144",1833,"2018-03-18T08:00:00","2018-03-31",341.14,35.03,28.82,2.97,0]
[null,null,null,"20050319:0244",1834,"2018-03-18T09:00:00","2018-03-31",296.95999999999998,49.98,30.14,2.41,0]
[null,null,null,"20050319:0344",1835,"2018-03-18T10:00:00","2018-03-31",174.96,64.87,31.28,1.72,0]
[null,null,null,"20050319:0444",1836,"2018-03-18T11:00:00","2018-03-31",654.27,79.48,32.090000000000003,2.14,0]
[null,null,null,"20050319:0544",1837,"2018-03-18T12:00:00","2018-03-31",851.87,83.71,32.21,3.52,0]
[null,null,null,"20050319:0644",1838,"2018-03-18T13:00:00","2018-03-31",797.82,69.55,32.28,3.24,0]
[null,null,null,"20050319:0744",1839,"2018-03-18T14:00:00","2018-03-31",607.44000000000005,54.7,31.92,3.86,0]
[null,null,null,"20050319:0844",1840,"2018-03-18T15:00:00","2018-03-31",567.75,39.76,31.26,4.34,0]
[null,null,null,"20050319:0944",1841,"2018-03-18T16:00:00","2018-03-31",382.65,24.8,30.38,5.38,0]
[null,null,null,"20050319:1044",1842,"2018-03-18T17:00:00","2018-03-31",94.07,9.83,29.36,5.0999999999999996,0]
[null,null,null,"20050319:1144",1843,"2018-03-18T18:00:00","2018-03-31",0,0,28.73,4.21,0]
[null,null,null,"20050319:1244",1844,"2018-03-18T19:00:00","2018-03-31",0,0,28.65,3.52,0]
[null,null,null,"20050319:1344",1845,"2018-03-18T20:00:00","2018-03-31",0,0,28.61,2.76,0]
[null,null,null,"20050319:1444",1846,"2018-03-18T21:00:00","2018-03-31",0,0,28.32,1.86,0]
[null,null,null,"20050319:1544",1847,"2018-03-18T22:00:00","2018-03-31",0,0,27.72,0.48,0]
[null,null,null,"20050319:1644",1848,"2018-03-18T23:00:00","2018-03-31",0,0,27.68,0.21,0]
[null,null,null,"20050319:1744",1849,"2018-03-19","2018-03-31",0,0,26.51,0.48,0]
[null,null,null,"20050319:1844",1850,"2018-03-19T01:00:00","2018-03-31",0,0,26.47,0.97,0]
[null,null,null,"20050319:1944",1851,"2018-03-19T02:00:00","2018-03-31",0,0,26.32,0.97,0]
[null,null,null,"20050319:2044",1852,"2018-03-19T03:00:00","2018-03-31",0,0,26.36,0.48,0]
[null,null,null,"20050319:2144",1853,"2018-03-19T04:00:00","2018-03-31",0,0,26.52,0.28000000000000003,0]
[null,null,null,"20050319:2244",1854,"2018-03-19T05:00:00","2018-03-31",0,0,26.41,0.14000000000000001,0]
[null,null,null,"20050319:2344",1855,"2018-03-19T06:00:00","2018-03-31",86.03,5.19,26.09,0.28000000000000003,0]
[null,null,null,"20050320:0044",1856,"2018-03-19T07:00:00","2018-03-31",24,20.170000000000002,27.55,0.41,0]
[null,null,null,"20050320:0144",1857,"2018-03-19T08:00:00","2018-03-31",161.97,35.14,28.61,0.62,0]
[null,null,null,"20050320:0244",1858,"2018-03-19T09:00:00",{"$f":"EOMONTH(F1867,0)","v":"2018-03-31"},665.68,50.09,29.45,0.76,0]
[null,null,null,"20050320:0344",1859,{"$f":"F1867+1/24","v":"2018-03-19T10:00:00"},"2018-03-31",827.89,65.010000000000005,30.42,1.31,0]
[null,null,null,"20050320:0444",1860,"2018-03-19T11:00:00","2018-03-31",821.68,79.69,31.08,2.14,0]
[null,null,null,"20050320:0544",1861,"2018-03-19T12:00:00","2018-03-31",971.14,83.87,31.49,2.97,0]
[null,null,null,"20050320:0644",1862,"2018-03-19T13:00:00","2018-03-31",876.96,69.540000000000006,31.6,4.07,0]
[null,null,null,"20050320:0744",1863,"2018-03-19T14:00:00","2018-03-31",800.98,54.66,31.34,4.4800000000000004,0]
[null,null,null,"20050320:0844",1864,"2018-03-19T15:00:00","2018-03-31",580.65,39.71,30.78,4.4800000000000004,0]
[null,null,null,"20050320:0944",1865,"2018-03-19T16:00:00","2018-03-31",367.43,24.75,30.28,4,0]
[null,null,null,"20050320:1044",1866,"2018-03-19T17:00:00","2018-03-31",99.05,9.77,29.61,2.97,0]
[null,null,null,"20050320:1144",1867,"2018-03-19T18:00:00","2018-03-31",0,0,29.03,1.79,0]
[null,null,null,"20050320:1244",1868,"2018-03-19T19:00:00","2018-03-31",0,0,28.43,0.69,0]
[null,null,null,"20050320:1344",1869,"2018-03-19T20:00:00","2018-03-31",0,0,28.25,0.69,0]
[null,null,null,"20050320:1444",1870,"2018-03-19T21:00:00","2018-03-31",0,0,27.26,1.52,0]
[null,null,null,"20050320:1544",1871,"2018-03-19T22:00:00","2018-03-31",0,0,27.05,1.72,0]
[null,null,null,"20050320:1644",1872,"2018-03-19T23:00:00","2018-03-31",0,0,26.94,1.86,0]
[null,null,null,"20050320:1744",1873,"2018-03-20","2018-03-31",0,0,26.94,2,0]
[null,null,null,"20050320:1844",1874,"2018-03-20T01:00:00","2018-03-31",0,0,26.62,2.14,0]
[null,null,null,"20050320:1944",1875,"2018-03-20T02:00:00","2018-03-31",0,0,26.44,2.2799999999999998,0]
[null,null,null,"20050320:2044",1876,"2018-03-20T03:00:00","2018-03-31",0,0,26.25,2,0]
[null,null,null,"20050320:2144",1877,"2018-03-20T04:00:00","2018-03-31",0,0,26,2,0]
[null,null,null,"20050320:2244",1878,"2018-03-20T05:00:00","2018-03-31",0,0,25.67,2,0]
[null,null,null,"20050320:2344",1879,"2018-03-20T06:00:00","2018-03-31",46.99,5.29,26,1.86,0]
[null,null,null,"20050321:0044",1880,"2018-03-20T07:00:00","2018-03-31",167,20.27,27.81,2.0699999999999998,0]
[null,null,null,"20050321:0144",1881,"2018-03-20T08:00:00","2018-03-31",202.96,35.24,29.34,1.86,0]
[null,null,null,"20050321:0244",1882,"2018-03-20T09:00:00","2018-03-31",499.14,50.2,30.32,1.31,0]
[null,null,null,"20050321:0344",1883,"2018-03-20T10:00:00","2018-03-31",531.05999999999995,65.13,31.29,1.52,0]
[null,null,null,"20050321:0444",1884,"2018-03-20T11:00:00","2018-03-31",843.63,79.88,31.89,2.34,0]
[null,null,null,"20050321:0544",1885,"2018-03-20T12:00:00","2018-03-31",919.82,84,32.04,3.24,0]
[null,null,null,"20050321:0644",1886,"2018-03-20T13:00:00","2018-03-31",865.77,69.53,31.56,3.03,0]
[null,null,null,"20050321:0744",1887,"2018-03-20T14:00:00","2018-03-31",754.67,54.62,31.3,2.9,0]
[null,null,null,"20050321:0844",1888,"2018-03-20T15:00:00","2018-03-31",579.49,39.659999999999997,31.02,3.86,0]
[null,null,null,"20050321:0944",1889,"2018-03-20T16:00:00","2018-03-31",311.14999999999998,24.69,30.5,3.1,0]
[null,null,null,"20050321:1044",1890,"2018-03-20T17:00:00","2018-03-31",24,9.7200000000000006,29.86,2.2799999999999998,0]
[null,null,null,"20050321:1144",1891,"2018-03-20T18:00:00","2018-03-31",0,0,29.02,1.17,0]
[null,null,null,"20050321:1244",1892,"2018-03-20T19:00:00","2018-03-31",0,0,27.88,1.1000000000000001,0]
[null,null,null,"20050321:1344",1893,"2018-03-20T20:00:00","2018-03-31",0,0,26.91,2.41,0]
[null,null,null,"20050321:1444",1894,"2018-03-20T21:00:00","2018-03-31",0,0,26.11,3.17,0]
[null,null,null,"20050321:1544",1895,"2018-03-20T22:00:00","2018-03-31",0,0,25.7,3.38,0]
[null,null,null,"20050321:1644",1896,"2018-03-20T23:00:00","2018-03-31",0,0,25.75,3.1,0]
[null,null,null,"20050321:1744",1897,"2018-03-21","2018-03-31",0,0,25.71,2.62,0]
[null,null,null,"20050321:1844",1898,"2018-03-21T01:00:00","2018-03-31",0,0,26.23,0.97,0]
[null,null,null,"20050321:1944",1899,"2018-03-21T02:00:00","2018-03-31",0,0,25.72,0.9,0]
[null,null,null,"20050321:2044",1900,"2018-03-21T03:00:00","2018-03-31",0,0,25.61,1.66,0]
[null,null,null,"20050321:2144",1901,"2018-03-21T04:00:00","2018-03-31",0,0,25.6,1.72,0]
[null,null,null,"20050321:2244",1902,"2018-03-21T05:00:00","2018-03-31",0,0,25.55,1.72,0]
[null,null,null,"20050321:2344",1903,"2018-03-21T06:00:00","2018-03-31",15,5.39,25.91,1.59,0]
[null,null,null,"20050322:0044",1904,"2018-03-21T07:00:00","2018-03-31",53.99,20.36,27.38,1.52,0]
[null,null,null,"20050322:0144",1905,"2018-03-21T08:00:00","2018-03-31",114.98,35.340000000000003,28.01,1.24,0]
[null,null,null,"20050322:0244",1906,"2018-03-21T09:00:00","2018-03-31",265.95,50.31,28.74,1.59,0]
[null,null,null,"20050322:0344",1907,"2018-03-21T10:00:00","2018-03-31",612.14,65.25,29.21,2.41,0]
[null,null,null,"20050322:0444",1908,"2018-03-21T11:00:00","2018-03-31",843.51,80.06,29.66,3.1,0]
[null,null,null,"20050322:0544",1909,"2018-03-21T12:00:00","2018-03-31",738.26,84.11,29.62,3.38,0]
[null,null,null,"20050322:0644",1910,"2018-03-21T13:00:00","2018-03-31",548.02,69.5,29.84,2.83,0]
[null,null,null,"20050322:0744",1911,"2018-03-21T14:00:00","2018-03-31",304.94,54.58,30.03,2.9,0]
[null,null,null,"20050322:0844",1912,"2018-03-21T15:00:00","2018-03-31",517.22,39.61,30.03,3.1,0]
[null,null,null,"20050322:0944",1913,"2018-03-21T16:00:00","2018-03-31",323.08,24.64,29.7,3.59,0]
[null,null,null,"20050322:1044",1914,"2018-03-21T17:00:00","2018-03-31",106.95,9.66,29.05,3.38,0]
[null,null,null,"20050322:1144",1915,"2018-03-21T18:00:00","2018-03-31",0,0,28.51,3.31,0]
[null,null,null,"20050322:1244",1916,"2018-03-21T19:00:00","2018-03-31",0,0,28.03,3.66,0]
[null,null,null,"20050322:1344",1917,"2018-03-21T20:00:00","2018-03-31",0,0,27.71,3.31,0]
[null,null,null,"20050322:1444",1918,"2018-03-21T21:00:00","2018-03-31",0,0,27.53,2.9,0]
[null,null,null,"20050322:1544",1919,"2018-03-21T22:00:00","2018-03-31",0,0,27,2.9,0]
[null,null,null,"20050322:1644",1920,"2018-03-21T23:00:00","2018-03-31",0,0,26.1,2.34,0]
[null,null,null,"20050322:1744",1921,"2018-03-22","2018-03-31",0,0,25.6,1.72,0]
[null,null,null,"20050322:1844",1922,"2018-03-22T01:00:00",{"$f":"EOMONTH(F1931,0)","v":"2018-03-31"},0,0,25.24,2,0]
[null,null,null,"20050322:1944",1923,{"$f":"F1931+1/24","v":"2018-03-22T02:00:00"},"2018-03-31",0,0,25.02,1.24,0]
[null,null,null,"20050322:2044",1924,"2018-03-22T03:00:00","2018-03-31",0,0,24.89,0.97,0]
[null,null,null,"20050322:2144",1925,"2018-03-22T04:00:00","2018-03-31",0,0,24.9,1.45,0]
[null,null,null,"20050322:2244",1926,"2018-03-22T05:00:00","2018-03-31",0,0,24.89,1.38,0]
[null,null,null,"20050322:2344",1927,"2018-03-22T06:00:00","2018-03-31",15,5.48,25.35,1.59,0]
[null,null,null,"20050323:0044",1928,"2018-03-22T07:00:00","2018-03-31",24.99,20.46,26.41,1.86,0]
[null,null,null,"20050323:0144",1929,"2018-03-22T08:00:00","2018-03-31",269.95999999999998,35.44,27.63,1.59,0]
[null,null,null,"20050323:0244",1930,"2018-03-22T09:00:00","2018-03-31",591.15,50.41,28.79,1.24,0]
[null,null,null,"20050323:0344",1931,"2018-03-22T10:00:00","2018-03-31",582.04999999999995,65.37,29.87,2.0699999999999998,0]
[null,null,null,"20050323:0444",1932,"2018-03-22T11:00:00","2018-03-31",877.44,80.22,30.37,2.9,0]
[null,null,null,"20050323:0544",1933,"2018-03-22T12:00:00","2018-03-31",834.35,84.19,30.27,3.1,0]
[null,null,null,"20050323:0644",1934,"2018-03-22T13:00:00","2018-03-31",700.18,69.47,31.6,3.03,0]
[null,null,null,"20050323:0744",1935,"2018-03-22T14:00:00","2018-03-31",609.14,54.53,31.4,3.72,0]
[null,null,null,"20050323:0844",1936,"2018-03-22T15:00:00","2018-03-31",351.97,39.56,31.13,4.07,0]
[null,null,null,"20050323:0944",1937,"2018-03-22T16:00:00","2018-03-31",210.96,24.58,30.63,4.6900000000000004,0]
[null,null,null,"20050323:1044",1938,"2018-03-22T17:00:00","2018-03-31",57.98,9.6,29.9,4.62,0]
[null,null,null,"20050323:1144",1939,"2018-03-22T18:00:00","2018-03-31",0,0,29.29,4.21,0]
[null,null,null,"20050323:1244",1940,"2018-03-22T19:00:00","2018-03-31",0,0,29,3.38,0]
[null,null,null,"20050323:1344",1941,"2018-03-22T20:00:00","2018-03-31",0,0,28.7,2.34,0]
[null,null,null,"20050323:1444",1942,"2018-03-22T21:00:00","2018-03-31",0,0,28.32,1.66,0]
[null,null,null,"20050323:1544",1943,"2018-03-22T22:00:00","2018-03-31",0,0,27.24,1.24,0]
[null,null,null,"20050323:1644",1944,"2018-03-22T23:00:00","2018-03-31",0,0,26.03,1.52,0]
[null,null,null,"20050323:1744",1945,"2018-03-23","2018-03-31",0,0,25.88,0.76,0]
[null,null,null,"20050323:1844",1946,"2018-03-23T01:00:00","2018-03-31",0,0,26.66,0.62,0]
[null,null,null,"20050323:1944",1947,"2018-03-23T02:00:00","2018-03-31",0,0,26.35,0.69,0]
[null,null,null,"20050323:2044",1948,"2018-03-23T03:00:00","2018-03-31",0,0,26.69,0.34,0]
[null,null,null,"20050323:2144",1949,"2018-03-23T04:00:00","2018-03-31",0,0,26.38,0.21,0]
[null,null,null,"20050323:2244",1950,"2018-03-23T05:00:00","2018-03-31",0,0,25.38,0.83,0]
[null,null,null,"20050323:2344",1951,"2018-03-23T06:00:00","2018-03-31",60.53,5.58,25.87,1.38,0]
[null,null,null,"20050324:0044",1952,"2018-03-23T07:00:00","2018-03-31",225.88,20.56,26.74,2,0]
[null,null,null,"20050324:0144",1953,"2018-03-23T08:00:00","2018-03-31",490.97,35.54,27.65,2,0]
[null,null,null,"20050324:0244",1954,"2018-03-23T09:00:00","2018-03-31",657.12,50.51,28.7,1.86,0]
[null,null,null,"20050324:0344",1955,"2018-03-23T10:00:00","2018-03-31",734.16,65.48,29.75,1.72,0]
[null,null,null,"20050324:0444",1956,"2018-03-23T11:00:00","2018-03-31",738.12,80.38,30.3,1.93,0]
[null,null,null,"20050324:0544",1957,"2018-03-23T12:00:00","2018-03-31",760.14,84.24,30.92,2.5499999999999998,0]
[null,null,null,"20050324:0644",1958,"2018-03-23T13:00:00","2018-03-31",884.32,69.430000000000007,31.2,3.31,0]
[null,null,null,"20050324:0744",1959,"2018-03-23T14:00:00","2018-03-31",662.11,54.47,30.75,3.1,0]
[null,null,null,"20050324:0844",1960,"2018-03-23T15:00:00","2018-03-31",240.95,39.5,30.57,3.17,0]
[null,null,null,"20050324:0944",1961,"2018-03-23T16:00:00","2018-03-31",32.99,24.52,29.99,2.69,0]
[null,null,null,"20050324:1044",1962,"2018-03-23T17:00:00","2018-03-31",19,9.5399999999999991,28.19,1.17,0]
[null,null,null,"20050324:1144",1963,"2018-03-23T18:00:00","2018-03-31",0,0,27.13,0.48,0]
[null,null,null,"20050324:1244",1964,"2018-03-23T19:00:00","2018-03-31",0,0,26.43,2.0699999999999998,0]
[null,null,null,"20050324:1344",1965,"2018-03-23T20:00:00","2018-03-31",0,0,25.95,2.76,0]
[null,null,null,"20050324:1444",1966,"2018-03-23T21:00:00","2018-03-31",0,0,25.52,2.9,0]
[null,null,null,"20050324:1544",1967,"2018-03-23T22:00:00","2018-03-31",0,0,25.43,3.59,0]
[null,null,null,"20050324:1644",1968,"2018-03-23T23:00:00","2018-03-31",0,0,25.27,3.17,0]
[null,null,null,"20050324:1744",1969,"2018-03-24","2018-03-31",0,0,25.11,2.62,0]
[null,null,null,"20050324:1844",1970,"2018-03-24T01:00:00","2018-03-31",0,0,25.58,1.45,0]
[null,null,null,"20050324:1944",1971,"2018-03-24T02:00:00","2018-03-31",0,0,25.32,1.66,0]
[null,null,null,"20050324:2044",1972,"2018-03-24T03:00:00","2018-03-31",0,0,24.87,1.86,0]
[null,null,null,"20050324:2144",1973,"2018-03-24T04:00:00","2018-03-31",0,0,24.77,2.0699999999999998,0]
[null,null,null,"20050324:2244",1974,"2018-03-24T05:00:00","2018-03-31",0,0,24.82,2.0699999999999998,0]
[null,null,null,"20050324:2344",1975,"2018-03-24T06:00:00","2018-03-31",15,5.68,25.28,1.52,0]
[null,null,null,"20050325:0044",1976,"2018-03-24T07:00:00","2018-03-31",42.99,20.66,26.34,1.59,0]
[null,null,null,"20050325:0144",1977,"2018-03-24T08:00:00","2018-03-31",421.88,35.64,27.41,1.45,0]
[null,null,null,"20050325:0244",1978,"2018-03-24T09:00:00","2018-03-31",678.99,50.61,28.34,1.17,0]
[null,null,null,"20050325:0344",1979,"2018-03-24T10:00:00","2018-03-31",749.07,65.59,29.25,0.76,0]
[null,null,null,"20050325:0444",1980,"2018-03-24T11:00:00","2018-03-31",872.16,80.52,29.88,0.48,0]
[null,null,null,"20050325:0544",1981,"2018-03-24T12:00:00","2018-03-31",687.01,84.27,30.19,0.97,0]
[null,null,null,"20050325:0644",1982,"2018-03-24T13:00:00","2018-03-31",846.13,69.39,30.22,2.0699999999999998,0]
[null,null,null,"20050325:0744",1983,"2018-03-24T14:00:00","2018-03-31",661,54.42,30.09,1.93,0]
[null,null,null,"20050325:0844",1984,"2018-03-24T15:00:00","2018-03-31",484.9,39.44,29.86,2.0699999999999998,0]
[null,null,null,"20050325:0944",1985,"2018-03-24T16:00:00","2018-03-31",331.74,24.46,29.51,2.69,0]
[null,null,null,"20050325:1044",1986,"2018-03-24T17:00:00",{"$f":"EOMONTH(F1995,0)","v":"2018-03-31"},49.98,9.49,28.9,2.9,0]
[null,null,null,"20050325:1144",1987,{"$f":"F1995+1/24","v":"2018-03-24T18:00:00"},"2018-03-31",0,0,28.42,3.1,0]
[null,null,null,"20050325:1244",1988,"2018-03-24T19:00:00","2018-03-31",0,0,28.21,2,0]
[null,null,null,"20050325:1344",1989,"2018-03-24T20:00:00","2018-03-31",0,0,27.46,0.48,0]
[null,null,null,"20050325:1444",1990,"2018-03-24T21:00:00","2018-03-31",0,0,26.78,1.45,0]
[null,null,null,"20050325:1544",1991,"2018-03-24T22:00:00","2018-03-31",0,0,26.08,2.21,0]
[null,null,null,"20050325:1644",1992,"2018-03-24T23:00:00","2018-03-31",0,0,25.09,1.93,0]
[null,null,null,"20050325:2044",1996,"2018-03-25T03:00:00","2018-03-31",0,0,25.01,1.72,0]
[null,null,null,"20050325:2344",1999,"2018-03-25T06:00:00","2018-03-31",68.97,5.78,25.26,0.76,0]
[null,null,null,"20050326:0344",2003,"2018-03-25T10:00:00","2018-03-31",885.96,65.69,28.84,1.93,0]
[null,null,null,"20050326:0644",2006,"2018-03-25T13:00:00","2018-03-31",818.98,69.33,28.77,5.38,0]
[null,null,null,"20050326:0944",2009,"2018-03-25T16:00:00","2018-03-31",96.98,24.4,27.47,1.52,0]
[null,null,null,"20050326:1044",2010,"2018-03-25T17:00:00","2018-03-31",43.99,9.43,26.32,0.41,0]
[null,null,null,"20050326:1344",2013,"2018-03-25T20:00:00","2018-03-31",0,0,25.54,2.14,0]
[null,null,null,"20050326:1844",2018,"2018-03-26T01:00:00","2018-03-31",0,0,25.22,1.31,0]
[null,null,null,"20050326:2144",2021,"2018-03-26T04:00:00","2018-03-31",0,0,24.95,2.62,0]
[null,null,null,"20050327:0044",2024,"2018-03-26T07:00:00","2018-03-31",125.96,20.85,25.98,1.45,0]
[null,null,null,"20050327:0444",2028,"2018-03-26T11:00:00","2018-03-31",1032.82,80.75,29.66,1.03,0]
[null,null,null,"20050327:0744",2031,"2018-03-26T14:00:00","2018-03-31",79.98,54.29,29.65,1.52,0]
[null,null,null,"20050327:1044",2034,"2018-03-26T17:00:00","2018-03-31",20,9.3699999999999992,27.22,1.66,0]
[null,null,null,"20050327:1444",2038,"2018-03-26T21:00:00","2018-03-31",0,0,26.03,1.79,0]
[null,null,null,"20050327:1544",2039,"2018-03-26T22:00:00","2018-03-31",0,0,25.65,1.03,0]
[null,null,null,"20050327:1944",2043,"2018-03-27T02:00:00","2018-03-31",0,0,25.39,1.86,0]
[null,null,null,"20050327:2244",2046,"2018-03-27T05:00:00","2018-03-31",0,0,25.48,2.41,0]
[null,null,null,"20050328:0144",2049,"2018-03-27T08:00:00","2018-03-31",393.71,35.92,27.07,2.5499999999999998,0]
[null,null,null,"20050328:0544",2053,"2018-03-27T12:00:00","2018-03-31",566.88,84.17,28.64,3.52,0]
[null,null,null,"20050328:0844",2056,"2018-03-27T15:00:00","2018-03-31",248.94,39.24,28.79,1.24,0]
[null,null,null,"20050328:1144",2059,"2018-03-27T18:00:00","2018-03-31",0,0,27.39,1.66,0]
[null,null,null,"20050328:1344",2061,"2018-03-27T20:00:00","2018-03-31",0,0,26.36,1.79,0]
[null,null,null,"20050328:1644",2064,"2018-03-27T23:00:00","2018-03-31",0,0,25.76,1.66,0]
[null,null,null,"20050328:2044",2068,"2018-03-28T03:00:00","2018-03-31",0,0,25.81,2.41,0]
[null,null,null,"20050328:2344",2071,"2018-03-28T06:00:00","2018-03-31",81.91,6.08,25.4,1.86,0]
[null,null,null,"20050329:0244",2074,"2018-03-28T09:00:00","2018-03-31",528.72,50.98,27.91,2.0699999999999998,0]
[null,null,null,"20050329:0644",2078,"2018-03-28T13:00:00","2018-03-31",958.36,69.12,29.5,3.03,0]
[null,null,null,"20050329:0844",2080,"2018-03-28T15:00:00","2018-03-31",67.989999999999995,39.17,29.25,3.03,0]
[null,null,null,"20050329:1144",2083,"2018-03-28T18:00:00","2018-03-31",0,0,27.75,1.52,0]
[null,null,null,"20050329:1444",2086,"2018-03-28T21:00:00","2018-03-31",0,0,26.85,1.59,0]
[null,null,null,"20050329:1744",2089,"2018-03-29","2018-03-31",0,0,25.21,0.9,0]
[null,null,null,"20050329:2144",2093,"2018-03-29T04:00:00","2018-03-31",0,0,24.6,1.31,0]
[null,null,null,"20050330:0044",2096,"2018-03-29T07:00:00","2018-03-31",51.99,21.13,25.73,1.38,0]
[null,null,null,"20050330:0344",2099,"2018-03-29T10:00:00","2018-03-31",407.9,66.03,28.11,0.9,0]
[null,null,null,"20050330:0544",2101,"2018-03-29T12:00:00","2018-03-31",751.67,83.98,29.26,1.93,0]
[null,null,null,"20050330:1144",2107,"2018-03-29T18:00:00","2018-03-31",0,0,27.59,2.5499999999999998,0]
[null,null,null,"20050330:1244",2108,"2018-03-29T19:00:00","2018-03-31",0,0,26.86,2.48,0]
[null,null,null,"20050330:1544",2111,"2018-03-29T22:00:00","2018-03-31",0,0,26.38,1.59,0]
[null,null,null,"20050330:1844",2114,"2018-03-30T01:00:00",{"$f":"EOMONTH(F2123,0)","v":"2018-03-31"},0,0,26.18,0.41,0]
[null,null,null,"20050330:2244",2118,"2018-03-30T05:00:00","2018-03-31",0,0,25.11,1.45,0]
[null,null,null,"20050331:0144",2121,"2018-03-30T08:00:00","2018-03-31",128.97,36.18,27.82,2.21,0]
[null,null,null,"20050331:0544",2125,"2018-03-30T12:00:00","2018-03-31",751.59,83.85,30.48,2.41,0]
[null,null,null,"20050331:0644",2126,"2018-03-30T13:00:00","2018-03-31",359.92,68.94,30.59,2.48,0]
[null,null,null,"20050331:1244",2132,"2018-03-30T19:00:00","2018-03-31",0,0,28.42,3.31,0]
[null,null,null,"20050331:1344",2133,"2018-03-30T20:00:00","2018-03-31",0,0,28.1,3.52,0]
[null,null,null,"20050331:1644",2136,"2018-03-30T23:00:00","2018-03-31",0,0,26.96,3.1,0]
[null,null,null,"20050331:1944",2139,"2018-03-31T02:00:00","2018-03-31",0,0,25.79,1.52,0]
[null,null,null,"20050331:2344",2143,"2018-03-31T06:00:00","2018-03-31",72.7,6.37,25.11,0.9,0]
[null,null,null,"20050401:0244",2146,"2018-03-31T09:00:00","2018-03-31",432.77,51.21,28.6,1.38,0]
[null,null,null,"20050401:0744",2151,"2018-03-31T14:00:00","2018-03-31",787.73,53.9,30.27,1.93,0]
[null,null,null,"20050401:1044",2154,"2018-03-31T17:00:00","2018-03-31",28.99,9.06,29.49,0.55000000000000004,0]
[null,null,null,"20050401:1344",2157,"2018-03-31T20:00:00","2018-03-31",0,0,27.8,1.1000000000000001,0]
[null,null,null,"20050401:1444",2158,"2018-03-31T21:00:00","2018-03-31",0,0,27.68,1.59,0]
[null,null,null,"20050401:1744",2161,"2018-04-01","2018-03-31",0,0,26.43,1.45,0]
[null,null,null,"20050401:2144",2165,"2018-04-01T04:00:00","2018-04-30",0,0,25.75,1.93,0]
[null,null,null,"20050402:0044",2168,"2018-04-01T07:00:00","2018-04-30",128.94,21.4,26.19,2.9,0]
[null,null,null,"20050402:0444",2172,"2018-04-01T11:00:00","2018-04-30",1037.51,81.06,30.04,1.52,0]
[null,null,null,"20050402:0844",2176,"2018-04-01T15:00:00","2018-04-30",450.33,38.880000000000003,30.42,2.48,0]
[null,null,null,"20050402:1144",2179,{"$f":"F2187+1/24","v":"2018-04-01T18:00:00"},"2018-04-30",0,0,28.93,2.2799999999999998,0]
[null,null,null,"20050402:1444",2182,"2018-04-01T21:00:00","2018-04-30",0,0,27.68,2.0699999999999998,0]
[null,null,null,"20050402:1544",2183,"2018-04-01T22:00:00","2018-04-30",0,0,27.31,2.0699999999999998,0]
[null,null,null,"20050402:1844",2186,"2018-04-02T01:00:00","2018-04-30",0,0,27.09,2.2799999999999998,0]
[null,null,null,"20050402:2244",2190,"2018-04-02T05:00:00","2018-04-30",0,0,26.67,2.41,0]
[null,null,null,"20050403:0144",2193,"2018-04-02T08:00:00","2018-04-30",524.41,36.42,28.94,1.86,0]
[null,null,null,"20050403:0544",2197,"2018-04-02T12:00:00","2018-04-30",985.53,83.33,31.27,1.72,0]
[null,null,null,"20050403:0944",2201,"2018-04-02T16:00:00","2018-04-30",31.99,23.86,28.51,1.66,0]
[null,null,null,"20050403:1244",2204,"2018-04-02T19:00:00","2018-04-30",0,0,26.41,1.24,0]
[null,null,null,"20050403:1544",2207,"2018-04-02T22:00:00","2018-04-30",0,0,26.51,7.0000000000000007E-2,0]
[null,null,null,"20050403:1644",2208,"2018-04-02T23:00:00","2018-04-30",0,0,25.91,0.76,0]
[null,null,null,"20050403:1944",2211,"2018-04-03T02:00:00","2018-04-30",0,0,25.63,1.45,0]
[null,null,null,"20050403:2244",2214,"2018-04-03T05:00:00","2018-04-30",0,0,25.64,0.97,0]
[null,null,null,"20050404:0344",2219,"2018-04-03T10:00:00","2018-04-30",857.47,66.31,28.19,1.17,0]
[null,null,null,"20050404:0644",2222,"2018-04-03T13:00:00","2018-04-30",941.18,68.52,29.34,2.41,0]
[null,null,null,"20050404:1044",2226,"2018-04-03T17:00:00","2018-04-30",22,8.8699999999999992,27.61,1.59,0]
[null,null,null,"20050404:1344",2229,"2018-04-03T20:00:00","2018-04-30",0,0,26.69,2.0699999999999998,0]
[null,null,null,"20050404:1444",2230,"2018-04-03T21:00:00","2018-04-30",0,0,26.39,2.21,0]
[null,null,null,"20050404:1744",2233,"2018-04-04","2018-04-30",0,0,25.86,2.41,0]
[null,null,null,"20050404:2344",2239,"2018-04-04T06:00:00","2018-04-30",56.99,6.74,25.59,1.17,0]
[null,null,null,"20050405:0144",2241,"2018-04-04T08:00:00","2018-04-30",546.89,36.57,27.36,1.45,0]
[null,null,null,"20050405:0444",2244,"2018-04-04T11:00:00","2018-04-30",980.14,80.98,29.37,1.17,0]
[null,null,null,"20050405:0744",2247,"2018-04-04T14:00:00","2018-04-30",815.78,53.54,30.48,2.34,0]
[null,null,null,"20050405:1144",2251,"2018-04-04T18:00:00","2018-04-30",0,0,27.21,0.69,0]
[null,null,null,"20050405:1444",2254,"2018-04-04T21:00:00","2018-04-30",0,0,26.71,0.76,0]
[null,null,null,"20050405:1544",2255,"2018-04-04T22:00:00","2018-04-30",0,0,26.62,1.03,0]
[null,null,null,"20050405:1844",2258,"2018-04-05T01:00:00","2018-04-30",0,0,26.06,0.62,0]
[null,null,null,"20050406:0044",2264,"2018-04-05T07:00:00","2018-04-30",176.71,21.73,26.77,1.86,0]
[null,null,null,"20050406:0244",2266,"2018-04-05T09:00:00","2018-04-30",759.73,51.53,28.45,1.79,0]
[null,null,null,"20050406:0544",2269,"2018-04-05T12:00:00","2018-04-30",733.18,82.67,30.7,1.17,0]
[null,null,null,"20050406:0844",2272,"2018-04-05T15:00:00","2018-04-30",589.70000000000005,38.549999999999997,30.15,2.97,0]
[null,null,null,"20050406:1244",2276,"2018-04-05T19:00:00","2018-04-30",0,0,26.51,2.34,0]
[null,null,null,"20050406:1544",2279,"2018-04-05T22:00:00","2018-04-30",0,0,25.53,0.9,0]
[null,null,null,"20050406:1644",2280,"2018-04-05T23:00:00","2018-04-30",0,0,25.62,0.41,0]
[null,null,null,"20050406:2144",2285,"2018-04-06T04:00:00","2018-04-30",0,0,25.1,2.21,0]
[null,null,null,"20050406:2344",2287,"2018-04-06T06:00:00","2018-04-30",132.51,6.93,25.6,2.5499999999999998,0]
[null,null,null,"20050407:0344",2291,"2018-04-06T10:00:00","2018-04-30",315.93,66.41,29.37,2.14,0]
[null,null,null,"20050407:0644",2294,"2018-04-06T13:00:00","2018-04-30",731.85,68.150000000000006,30.23,1.66,0]
[null,null,null,"20050407:1044",2298,"2018-04-06T17:00:00","2018-04-30",97.84,8.69,28.97,1.31,0]
[null,null,null,"20050407:1344",2301,"2018-04-06T20:00:00","2018-04-30",0,0,27.57,1.59,0]
[null,null,null,"20050407:1644",2304,"2018-04-06T23:00:00","2018-04-30",0,0,26.59,1.1000000000000001,0]
[null,null,null,"20050407:1844",2306,"2018-04-07T01:00:00",{"$f":"EOMONTH(F2315,0)","v":"2018-04-30"},0,0,26.32,1.31,0]
[null,null,null,"20050407:2144",2309,"2018-04-07T04:00:00","2018-04-30",0,0,25.75,1.45,0]
[null,null,null,"20050408:0044",2312,"2018-04-07T07:00:00","2018-04-30",130.91999999999999,21.89,27.63,1.66,0]
[null,null,null,"20050408:0444",2316,"2018-04-07T11:00:00","2018-04-30",955.72,80.75,29.48,2.83,0]
[null,null,null,"20050408:0744",2319,"2018-04-07T14:00:00","2018-04-30",451.61,53.24,30.43,1.72,0]
[null,null,null,"20050408:1144",2323,"2018-04-07T18:00:00","2018-04-30",0,0,28.7,2.5499999999999998,0]
[null,null,null,"20050408:1444",2326,"2018-04-07T21:00:00","2018-04-30",0,0,26.72,2.5499999999999998,0]
[null,null,null,"20050408:1544",2327,"2018-04-07T22:00:00","2018-04-30",0,0,26.27,3.66,0]
[null,null,null,"20050408:1944",2331,"2018-04-08T02:00:00","2018-04-30",0,0,24.95,2.62,0]
[null,null,null,"20050408:2244",2334,"2018-04-08T05:00:00","2018-04-30",0,0,25.41,1.72,0]
[null,null,null,"20050409:0244",2338,"2018-04-08T09:00:00","2018-04-30",281.92,51.68,27.61,0.83,0]
[null,null,null,"20050409:0544",2341,"2018-04-08T12:00:00","2018-04-30",785.68,81.91,28.67,0.62,0]
[null,null,null,"20050409:0844",2344,"2018-04-08T15:00:00","2018-04-30",578.27,38.299999999999997,29.08,3.66,0]
[null,null,null,"20050409:1244",2348,"2018-04-08T19:00:00","2018-04-30",0,0,27.67,3.45,0]
[null,null,null,"20050409:1644",2352,"2018-04-08T23:00:00","2018-04-30",0,0,26.65,3.45,0]
[null,null,null,"20050409:1944",2355,"2018-04-09T02:00:00","2018-04-30",0,0,26.04,2.83,0]
[null,null,null,"20050409:2044",2356,"2018-04-09T03:00:00","2018-04-30",0,0,25.84,2.5499999999999998,0]
[null,null,null,"20050409:2344",2359,"2018-04-09T06:00:00","2018-04-30",175.45,7.19,25.75,2.14,0]
[null,null,null,"20050410:0344",2363,"2018-04-09T10:00:00","2018-04-30",910.07,66.44,29.92,2.76,0]
[null,null,null,"20050410:0644",2366,"2018-04-09T13:00:00","2018-04-30",951.87,67.739999999999995,30.21,4.07,0]
[null,null,null,"20050410:0944",2369,"2018-04-09T16:00:00","2018-04-30",331.54,23.36,28.99,3.52,0]
[null,null,null,"20050410:1344",2373,"2018-04-09T20:00:00","2018-04-30",0,0,26.79,3.52,0]
[null,null,null,"20050410:1744",2377,"2018-04-10","2018-04-30",0,0,25.66,2.5499999999999998,0]
[null,null,null,"20050410:2044",2380,"2018-04-10T03:00:00","2018-04-30",0,0,25.04,2.83,0]
[null,null,null,"20050410:2144",2381,"2018-04-10T04:00:00","2018-04-30",0,0,24.9,2.9,0]
[null,null,null,"20050411:0044",2384,"2018-04-10T07:00:00","2018-04-30",295.56,22.11,26.07,1.79,0]
[null,null,null,"20050411:0444",2388,"2018-04-10T10:59:59.999","2018-04-30",849.01,80.39,29.91,1.31,0]
[null,null,null,"20050411:0744",2391,"2018-04-10T13:59:59.999","2018-04-30",577.79,52.93,30,2.69,0]
[null,null,null,"20050411:1044",2394,"2018-04-10T16:59:59.999","2018-04-30",54.88,8.4499999999999993,28.12,2.97,0]
[null,null,null,"20050411:1444",2398,"2018-04-10T20:59:59.999","2018-04-30",0,0,26.4,2.62,0]
[null,null,null,"20050411:1844",2402,"2018-04-11T00:59:59.999","2018-04-30",0,0,26.26,3.59,0]
[null,null,null,"20050411:1944",2403,"2018-04-11T01:59:59.999","2018-04-30",0,0,25.97,3.24,0]
[null,null,null,"20050411:2244",2406,"2018-04-11T04:59:59.999","2018-04-30",0,0,25.22,2.14,0]
[null,null,null,"20050412:0144",2409,"2018-04-11T07:59:59.999","2018-04-30",560.6,37,28.55,1.31,0]
[null,null,null,"20050412:0544",2413,"2018-04-11T11:59:59.999","2018-04-30",1034.42,81.09,30.41,2.69,0]
[null,null,null,"20050412:0844",2416,"2018-04-11T14:59:59.999","2018-04-30",576.74,38.04,30.02,3.31,0]
[null,null,null,"20050412:1144",2419,"2018-04-11T17:59:59.999","2018-04-30",0,0,28.41,1.86,0]
[null,null,null,"20050412:1644",2424,"2018-04-11T22:59:59.999","2018-04-30",0,0,26.01,1.1000000000000001,0]
[null,null,null,"20050412:1944",2427,"2018-04-12T01:59:59.999","2018-04-30",0,0,25.52,0.83,0]
[null,null,null,"20050412:2044",2428,"2018-04-12T02:59:59.999","2018-04-30",0,0,25.25,1.31,0]
[null,null,null,"20050412:2344",2431,"2018-04-12T05:59:59.999","2018-04-30",138.04,7.43,25.56,0.83,0]
[null,null,null,"20050413:0244",2434,"2018-04-12T08:59:59.999",{"$f":"EOMONTH(F2443,0)","v":"2018-04-30"},711.05,51.81,29.02,0.48,0]
[null,null,null,"20050413:0644",2438,"2018-04-12T12:59:59.999","2018-04-30",936.38,67.3,29.95,2.97,0]
[null,null,null,"20050413:0844",2440,"2018-04-12T14:59:59.999","2018-04-30",512.55999999999995,37.96,29.57,3.1,0]
[null,null,null,"20050413:1444",2446,"2018-04-12T20:59:59.999","2018-04-30",0,0,25.47,1.93,0]
[null,null,null,"20050413:1744",2449,"2018-04-12T23:59:59.999","2018-04-30",0,0,24.62,1.79,0]
[null,null,null,"20050413:2044",2452,"2018-04-13T02:59:59.999","2018-04-30",0,0,25.08,1.31,0]
[null,null,null,"20050413:2144",2453,"2018-04-13T03:59:59.999","2018-04-30",0,0,24.98,1.17,0]
[null,null,null,"20050414:0044",2456,"2018-04-13T06:59:59.999","2018-04-30",258.24,22.31,26.47,1.31,0]
[null,null,null,"20050414:0344",2459,"2018-04-13T09:59:59.999","2018-04-30",818.24,66.39,29.38,1.52,0]
[null,null,null,"20050414:0944",2465,"2018-04-13T15:59:59.999","2018-04-30",191.62,23.08,29.27,2.69,0]
[null,null,null,"20050414:1144",2467,"2018-04-13T17:59:59.999","2018-04-30",0,0,27.15,3.24,0]
[null,null,null,"20050414:1544",2471,"2018-04-13T21:59:59.999","2018-04-30",0,0,25.67,1.31,0]
[null,null,null,"20050414:1844",2474,"2018-04-14T00:59:59.999","2018-04-30",0,0,24.81,1.79,0]
[null,null,null,"20050414:2144",2477,"2018-04-14T03:59:59.999","2018-04-30",0,0,24.67,1.03,0]
[null,null,null,"20050414:2244",2478,"2018-04-14T04:59:59.999","2018-04-30",0,0,24.55,1.38,0]
[null,null,null,"20050415:0144",2481,"2018-04-14T07:59:59.999","2018-04-30",534.55999999999995,37.14,27.58,1.38,0]
[null,null,null,"20050415:0644",2486,"2018-04-14T12:59:59.999","2018-04-30",827.12,66.989999999999995,30.23,2.62,0]
[null,null,null,"20050415:0944",2489,"2018-04-14T15:59:59.999","2018-04-30",30.99,23.01,29.12,2.2799999999999998,0]
[null,null,null,"20050415:1244",2492,"2018-04-14T18:59:59.999","2018-04-30",0,0,25.95,2.0699999999999998,0]
[null,null,null,"20050415:1644",2496,"2018-04-14T22:59:59.999","2018-04-30",0,0,25,1.03,0]
[null,null,null,"20050415:1944",2499,{"$f":"F2507+1/24","v":"2018-04-15T01:59:59.999"},"2018-04-30",0,0,24.87,1.66,0]
[null,null,null,"20050415:2244",2502,"2018-04-15T04:59:59.999","2018-04-30",0,0,24.77,1.93,0]
[null,null,null,"20050415:2344",2503,"2018-04-15T05:59:59.999","2018-04-30",147.36000000000001,7.66,24.94,1.79,0]
[null,null,null,"20050416:0344",2507,"2018-04-15T09:59:59.999","2018-04-30",579.11,66.33,28.02,2.2799999999999998,0]
[null,null,null,"20050416:0744",2511,"2018-04-15T13:59:59.999","2018-04-30",392.68,52.38,29.17,2.0699999999999998,0]
[null,null,null,"20050416:1044",2514,"2018-04-15T16:59:59.999","2018-04-30",88.44,8.18,27.57,1.45,0]
[null,null,null,"20050416:1344",2517,"2018-04-15T19:59:59.999","2018-04-30",0,0,25.74,3.03,0]
[null,null,null,"20050416:1744",2521,"2018-04-15T23:59:59.999","2018-04-30",0,0,25.2,1.59,0]
[null,null,null,"20050416:2044",2524,"2018-04-16T02:59:59.999","2018-04-30",0,0,24.84,0.9,0]
[null,null,null,"20050416:2344",2527,"2018-04-16T05:59:59.999","2018-04-30",18,7.73,25.12,0.48,0]
[null,null,null,"20050417:0044",2528,"2018-04-16T06:59:59.999","2018-04-30",106.96,22.48,26.12,0.76,0]
[null,null,null,"20050417:0444",2532,"2018-04-16T10:59:59.999","2018-04-30",896.75,79.37,29.3,0.9,0]
[null,null,null,"20050417:0844",2536,"2018-04-16T14:59:59.999","2018-04-30",579.74,37.61,29.82,2,0]
[null,null,null,"20050417:1144",2539,"2018-04-16T17:59:59.999","2018-04-30",0,0,27.62,0.83,0]
[null,null,null,"20050417:1444",2542,"2018-04-16T20:59:59.999","2018-04-30",0,0,26.27,0.69,0]
[null,null,null,"20050417:1844",2546,"2018-04-17T00:59:59.999","2018-04-30",0,0,24.84,1.45,0]
[null,null,null,"20050417:2144",2549,"2018-04-17T03:59:59.999","2018-04-30",0,0,24.14,1.86,0]
[null,null,null,"20050418:0044",2552,"2018-04-17T06:59:59.999","2018-04-30",244.36,22.53,25.85,1.03,0]
[null,null,null,"20050418:0144",2553,"2018-04-17T07:59:59.999","2018-04-30",509.65,37.25,27.07,0.97,0]
[null,null,null,"20050418:0544",2557,"2018-04-17T11:59:59.999","2018-04-30",884.23,79.36,28.98,2.69,0]
[null,null,null,"20050418:0944",2561,"2018-04-17T15:59:59.999","2018-04-30",226.99,22.81,28.84,2.2799999999999998,0]
[null,null,null,"20050418:1244",2564,"2018-04-17T18:59:59.999","2018-04-30",0,0,27.48,2.5499999999999998,0]
[null,null,null,"20050418:1544",2567,"2018-04-17T21:59:59.999","2018-04-30",0,0,26.76,2.2799999999999998,0]
[null,null,null,"20050418:1944",2571,"2018-04-18T01:59:59.999","2018-04-30",0,0,25.28,0.76,0]
[null,null,null,"20050418:2244",2574,"2018-04-18T04:59:59.999","2018-04-30",0,0,25.37,0.41,0]
[null,null,null,"20050419:0244",2578,"2018-04-18T08:59:59.999","2018-04-30",579.04,51.88,28.8,0.83,0]
[null,null,null,"20050419:0344",2579,"2018-04-18T09:59:59.999","2018-04-30",834.34,66.2,29.51,0.83,0]
[null,null,null,"20050419:0644",2582,"2018-04-18T12:59:59.999","2018-04-30",925.29,66.349999999999994,30.89,1.1000000000000001,0]
[null,null,null,"20050419:1044",2586,"2018-04-18T16:59:59.999","2018-04-30",95.56,8.0299999999999994,28.6,4.62,0]
[null,null,null,"20050419:1344",2589,"2018-04-18T19:59:59.999","2018-04-30",0,0,27.5,1.86,0]
[null,null,null,"20050419:1644",2592,"2018-04-18T22:59:59.999","2018-04-30",0,0,25.98,2.41,0]
[null,null,null,"20050419:2044",2596,"2018-04-19T02:59:59.999","2018-04-30",0,0,25.18,1.45,0]
[null,null,null,"20050419:2344",2599,"2018-04-19T05:59:59.999","2018-04-30",128.49,7.93,25.36,0.9,0]
[null,null,null,"20050420:0144",2601,"2018-04-19T07:59:59.999","2018-04-30",477.07,37.299999999999997,28.21,0.83,0]
[null,null,null,"20050420:0444",2604,"2018-04-19T10:59:59.999","2018-04-30",979.32,78.739999999999995,30.07,1.17,0]
[null,null,null,"20050420:0744",2607,"2018-04-19T13:59:59.999","2018-04-30",783.05,51.93,30.81,2.34,0]
[null,null,null,"20050420:1144",2611,"2018-04-19T17:59:59.999","2018-04-30",0,0,28.55,2.21,0]
[null,null,null,"20050420:1444",2614,"2018-04-19T20:59:59.999","2018-04-30",0,0,27.15,0.97,0]
[null,null,null,"20050420:1844",2618,"2018-04-20T00:59:59.999","2018-04-30",0,0,26.21,1.93,0]
[null,null,null,"20050420:2044",2620,"2018-04-20T02:59:59.999","2018-04-30",0,0,25.65,1.79,0]
[null,null,null,"20050421:0144",2625,"2018-04-20T07:59:59.999","2018-04-30",503.42,37.33,28.56,0.76,0]
[null,null,null,"20050421:0244",2626,"2018-04-20T08:59:59.999",{"$f":"EOMONTH(F2635,0)","v":"2018-04-30"},169.96,51.87,29.53,0.28000000000000003,0]
[null,null,null,"20050421:0544",2629,"2018-04-20T11:59:59.999","2018-04-30",717.2,78.48,31.23,1.38,0]
[null,null,null,"20050421:0844",2632,"2018-04-20T14:59:59.999","2018-04-30",531.04,37.270000000000003,30.93,2.5499999999999998,0]
[null,null,null,"20050421:1244",2636,"2018-04-20T18:59:59.999","2018-04-30",0,0,28.52,1.86,0]
[null,null,null,"20050421:1544",2639,"2018-04-20T21:59:59.999","2018-04-30",0,0,27.79,2.48,0]
[null,null,null,"20050421:1744",2641,"2018-04-20T23:59:59.999","2018-04-30",0,0,27.21,2.48,0]
[null,null,null,"20050421:2344",2647,"2018-04-21T05:59:59.999","2018-04-30",133.19999999999999,8.06,26.2,1.17,0]
[null,null,null,"20050422:0244",2650,"2018-04-21T08:59:59.999","2018-04-30",663.54,51.86,30.06,0.97,0]
[null,null,null,"20050422:0344",2651,"2018-04-21T09:59:59.999","2018-04-30",767.82,66.010000000000005,30.95,0.62,0]
[null,null,null,"20050422:0644",2654,"2018-04-21T12:59:59.999","2018-04-30",879.32,65.86,31.76,2.14,0]
[null,null,null,"20050422:0944",2657,"2018-04-21T15:59:59.999","2018-04-30",321.89,22.56,30.05,3.1,0]
[null,null,null,"20050422:1344",2661,"2018-04-21T19:59:59.999","2018-04-30",0,0,28.56,1.86,0]
[null,null,null,"20050422:1644",2664,"2018-04-21T22:59:59.999","2018-04-30",0,0,27.59,2.2799999999999998,0]
[null,null,null,"20050422:1844",2666,"2018-04-22T00:59:59.999","2018-04-30",0,0,27.35,2.76,0]
[null,null,null,"20050423:0044",2672,"2018-04-22T06:59:59.999","2018-04-30",34.99,22.76,27.75,3.1,0]
[null,null,null,"20050423:0344",2675,"2018-04-22T09:59:59.999","2018-04-30",511.32,65.94,30.54,2.69,0]
[null,null,null,"20050423:0444",2676,"2018-04-22T10:59:59.999","2018-04-30",884.03,78.069999999999993,31.04,2.69,0]
[null,null,null,"20050423:0744",2679,"2018-04-22T13:59:59.999","2018-04-30",760.83,51.59,30.56,3.24,0]
[null,null,null,"20050423:1144",2683,"2018-04-22T17:59:59.999","2018-04-30",0,0,28.86,2.83,0]
[null,null,null,"20050423:1444",2686,"2018-04-22T20:59:59.999","2018-04-30",0,0,27.68,2.9,0]
[null,null,null,"20050423:1944",2691,{"$f":"F2699+1/24","v":"2018-04-23T01:59:59.999"},"2018-04-30",0,0,26.8,1.93,0]
[null,null,null,"20050423:2244",2694,"2018-04-23T04:59:59.999","2018-04-30",0,0,26.04,1.86,0]
[null,null,null,"20050424:0144",2697,"2018-04-23T07:59:59.999","2018-04-30",233.85,37.380000000000003,28.67,1.1000000000000001,0]
[null,null,null,"20050424:0444",2700,"2018-04-23T10:59:59.999","2018-04-30",711.03,77.83,29.78,3.1,0]
[null,null,null,"20050424:0544",2701,"2018-04-23T11:59:59.999","2018-04-30",335.92,77.62,29.94,3.38,0]
[null,null,null,"20050424:0844",2704,"2018-04-23T14:59:59.999","2018-04-30",233.86,37.03,30.66,2.48,0]
[null,null,null,"20050424:1244",2708,"2018-04-23T18:59:59.999","2018-04-30",0,0,28.3,2.14,0]
[null,null,null,"20050424:1644",2712,"2018-04-23T22:59:59.999","2018-04-30",0,0,26.59,0.62,0]
[null,null,null,"20050424:1944",2715,"2018-04-24T01:59:59.999","2018-04-30",0,0,26.31,0.62,0]
[null,null,null,"20050424:2344",2719,"2018-04-24T05:59:59.999","2018-04-30",168.13,8.2200000000000006,26.49,1.31,0]
[null,null,null,"20050425:0244",2722,"2018-04-24T08:59:59.999","2018-04-30",404.46,51.81,28.94,1.93,0]
[null,null,null,"20050425:0544",2725,"2018-04-24T11:59:59.999","2018-04-30",771.28,77.33,30.1,3.1,0]
[null,null,null,"20050425:0644",2726,"2018-04-24T12:59:59.999","2018-04-30",726.1,65.37,29.94,2.5499999999999998,0]
[null,null,null,"20050425:0944",2729,"2018-04-24T15:59:59.999","2018-04-30",300.31,22.38,29.36,1.93,0]
[null,null,null,"20050425:1344",2733,"2018-04-24T19:59:59.999","2018-04-30",0,0,27.86,0.9,0]
[null,null,null,"20050425:1744",2737,"2018-04-24T23:59:59.999","2018-04-30",0,0,26.52,1.03,0]
[null,null,null,"20050425:2044",2740,"2018-04-25T02:59:59.999","2018-04-30",0,0,26.32,0.9,0]
[null,null,null,"20050426:0044",2744,"2018-04-25T06:59:59.999","2018-04-30",249.86,22.86,28.44,1.45,0]
[null,null,null,"20050426:0344",2747,"2018-04-25T09:59:59.999","2018-04-30",778.19,65.69,30.62,2.0699999999999998,0]
[null,null,null,"20050426:0444",2748,"2018-04-25T10:59:59.999","2018-04-30",804.72,77.36,30.96,2.34,0]
[null,null,null,"20050426:0744",2751,"2018-04-25T13:59:59.999","2018-04-30",776,51.26,30.52,2.69,0]
[null,null,null,"20050426:1044",2754,"2018-04-25T16:59:59.999",{"$f":"EOMONTH(F2763,0)","v":"2018-04-30"},69.930000000000007,7.74,28.26,2.48,0]
[null,null,null,"20050426:1544",2759,"2018-04-25T21:59:59.999","2018-04-30",0,0,26.18,1.31,0]
[null,null,null,"20050426:1844",2762,"2018-04-26T00:59:59.999","2018-04-30",0,0,25.89,1.17,0]
[null,null,null,"20050426:2144",2765,"2018-04-26T03:59:59.999","2018-04-30",0,0,25.82,0.76,0]
[null,null,null,"20050427:0144",2769,"2018-04-26T07:59:59.999","2018-04-30",465.71,37.4,27.34,1.52,0]
[null,null,null,"20050427:0444",2772,"2018-04-26T10:59:59.999","2018-04-30",338.91,77.12,29.61,1.1000000000000001,0]
[null,null,null,"20050427:0544",2773,"2018-04-26T11:59:59.999","2018-04-30",661.36,76.77,30.15,2.0699999999999998,0]
[null,null,null,"20050427:1144",2779,"2018-04-26T17:59:59.999","2018-04-30",0,0,28.5,1.72,0]
[null,null,null,"20050427:1244",2780,"2018-04-26T18:59:59.999","2018-04-30",0,0,27.74,0.76,0]
[null,null,null,"20050427:1644",2784,"2018-04-26T22:59:59.999","2018-04-30",0,0,26.47,0.97,0]
[null,null,null,"20050427:1944",2787,"2018-04-27T01:59:59.999","2018-04-30",0,0,27.21,0.55000000000000004,0]
[null,null,null,"20050427:2344",2791,"2018-04-27T05:59:59.999","2018-04-30",158.91999999999999,8.3699999999999992,26.7,0.9,0]
[null,null,null,"20050428:0244",2794,"2018-04-27T08:59:59.999","2018-04-30",711.87,51.72,29.73,0.48,0]
[null,null,null,"20050428:0544",2797,"2018-04-27T11:59:59.999","2018-04-30",494.53,76.489999999999995,31.07,2,0]
[null,null,null,"20050428:0644",2798,"2018-04-27T12:59:59.999","2018-04-30",652.80999999999995,64.88,30.99,2.14,0]
[null,null,null,"20050428:1244",2804,"2018-04-27T18:59:59.999","2018-04-30",0,0,27.73,1.93,0]
[null,null,null,"20050428:1344",2805,"2018-04-27T19:59:59.999","2018-04-30",0,0,27.46,2.62,0]
[null,null,null,"20050428:1744",2809,"2018-04-27T23:59:59.999","2018-04-30",0,0,25.84,1.38,0]
[null,null,null,"20050428:2044",2812,"2018-04-28T02:59:59.999","2018-04-30",0,0,25.96,1.86,0]
[null,null,null,"20050429:0044",2816,"2018-04-28T06:59:59.999","2018-04-30",149.78,22.93,27.14,3.17,0]
[null,null,null,"20050429:0344",2819,{"$f":"F2827+1/24","v":"2018-04-28T09:59:59.999"},"2018-04-30",702.05,65.400000000000006,29.76,2.62,0]
[null,null,null,"20050429:0644",2822,"2018-04-28T12:59:59.999","2018-04-30",826.99,64.709999999999994,30.97,2.62,0]
[null,null,null,"20050429:0944",2825,"2018-04-28T15:59:59.999","2018-04-30",207.94,22.17,30.2,2.0699999999999998,0]
[null,null,null,"20050429:1144",2827,"2018-04-28T17:59:59.999","2018-04-30",0,0,29.22,1.59,0]
[null,null,null,"20050429:1444",2830,"2018-04-28T20:59:59.999","2018-04-30",0,0,28.1,2.2799999999999998,0]
[null,null,null,"20050429:1844",2834,"2018-04-29T00:59:59.999","2018-04-30",0,0,27.72,3.52,0]
[null,null,null,"20050429:2144",2837,"2018-04-29T03:59:59.999","2018-04-30",0,0,27.25,3.38,0]
[null,null,null,"20050430:0144",2841,"2018-04-29T07:59:59.999","2018-04-30",502.45,37.39,29.77,3.72,0]
[null,null,null,"20050430:0444",2844,"2018-04-29T10:59:59.999","2018-04-30",951.91,76.39,31.69,3.52,0]
[null,null,null,"20050430:0644",2846,"2018-04-29T12:59:59.999","2018-04-30",897.59,64.55,31.81,3.72,0]
[null,null,null,"20050430:0944",2849,"2018-04-29T15:59:59.999","2018-04-30",304.41000000000003,22.12,30.25,2.21,0]
[null,null,null,"20050430:1244",2852,"2018-04-29T18:59:59.999","2018-04-30",0,0,29.03,1.59,0]
[null,null,null,"20050430:1644",2856,"2018-04-29T22:59:59.999","2018-04-30",0,0,27.13,1.59,0]
[null,null,null,"20050430:1944",2859,"2018-04-30T01:59:59.999","2018-04-30",0,0,27.45,2.62,0]
[null,null,null,"20050430:2244",2862,"2018-04-30T04:59:59.999","2018-04-30",0,0,26.49,2.97,0]
[null,null,null,"20050501:0244",2866,"2018-04-30T08:59:59.999","2018-04-30",733.93,51.6,28.99,4.34,0]
[null,null,null,"20050501:0344",2867,"2018-04-30T09:59:59.999","2018-04-30",815.88,65.19,29.52,4.41,0]
[null,null,null,"20050501:0944",2873,"2018-04-30T15:59:59.999","2018-04-30",220.53,22.07,31.46,1.72,0]
[null,null,null,"20050501:1044",2874,"2018-04-30T16:59:59.999","2018-04-30",49.68,7.6,30.82,2.0699999999999998,0]
[null,null,null,"20050501:1344",2877,"2018-04-30T19:59:59.999","2018-04-30",0,0,28.43,0.69,0]
[null,null,null,"20050501:1744",2881,"2018-04-30T23:59:59.999","2018-04-30",0,0,25.76,2,0]
[null,null,null,"20050501:2044",2884,"2018-05-01T02:59:59.999","2018-05-31",0,0,26.23,1.03,0]
[null,null,null,"20050501:2344",2887,"2018-05-01T05:59:59.999","2018-05-31",90.74,8.52,26.57,2.21,0]
[null,null,null,"20050502:0444",2892,"2018-05-01T10:59:59.999","2018-05-31",859.13,75.900000000000006,29.98,2.41,0]
[null,null,null,"20050502:0744",2895,"2018-05-01T13:59:59.999","2018-05-31",121.97,50.63,29.91,2,0]
[null,null,null,"20050502:0844",2896,"2018-05-01T14:59:59.999","2018-05-31",272.61,36.43,29.96,2,0]
[null,null,null,"20050502:1144",2899,"2018-05-01T17:59:59.999","2018-05-31",0,0,28.09,0,0]
[null,null,null,"20050502:1444",2902,"2018-05-01T20:59:59.999","2018-05-31",0,0,26.8,1.1000000000000001,0]
[null,null,null,"20050502:1844",2906,"2018-05-02T00:59:59.999","2018-05-31",0,0,26.66,1.31,0]
[null,null,null,"20050502:2144",2909,"2018-05-02T03:59:59.999","2018-05-31",0,0,26.75,0.62,0]
[null,null,null,"20050503:0144",2913,"2018-05-02T07:59:59.999","2018-05-31",507.92,37.35,29.17,1.31,0]
[null,null,null,"20050503:0544",2917,"2018-05-02T11:59:59.999","2018-05-31",821.65,75.14,30.21,2.5499999999999998,0]
[null,null,null,"20050503:0844",2920,"2018-05-02T14:59:59.999","2018-05-31",536.9,36.36,29.83,2.83,0]
[null,null,null,"20050503:0944",2921,"2018-05-02T15:59:59.999","2018-05-31",292.55,21.99,29.6,3.38,0]
[null,null,null,"20050503:1244",2924,"2018-05-02T18:59:59.999","2018-05-31",0,0,28.34,2.2799999999999998,0]
[null,null,null,"20050503:1544",2927,"2018-05-02T21:59:59.999","2018-05-31",0,0,27.12,1.24,0]
[null,null,null,"20050503:1944",2931,"2018-05-03T01:59:59.999","2018-05-31",0,0,26.04,1.17,0]
[null,null,null,"20050503:2244",2934,"2018-05-03T04:59:59.999","2018-05-31",0,0,25.16,0.97,0]
[null,null,null,"20050504:0244",2938,"2018-05-03T08:59:59.999","2018-05-31",506.15,51.44,29.52,0.62,0]
[null,null,null,"20050504:0644",2942,"2018-05-03T12:59:59.999","2018-05-31",639.57000000000005,63.92,31.08,3.17,0]
[null,null,null,"20050504:0944",2945,"2018-05-03T15:59:59.999","2018-05-31",147.77000000000001,21.95,30.05,4.21,0]
[null,null,null,"20050504:1044",2946,"2018-05-03T16:59:59.999",{"$f":"EOMONTH(F2955,0)","v":"2018-05-31"},48.74,7.53,29.43,4.07,0]
[null,null,null,"20050504:1344",2949,"2018-05-03T19:59:59.999","2018-05-31",0,0,28.56,3.24,0]
[null,null,null,"20050504:1644",2952,"2018-05-03T22:59:59.999","2018-05-31",0,0,27.97,2.97,0]
[null,null,null,"20050504:2044",2956,"2018-05-04T02:59:59.999","2018-05-31",0,0,26.6,1.79,0]
[null,null,null,"20050504:2344",2959,"2018-05-04T05:59:59.999","2018-05-31",71.989999999999995,8.61,26.75,1.66,0]
[null,null,null,"20050505:0444",2964,"2018-05-04T10:59:59.999","2018-05-31",635.22,75.17,30.28,2.83,0]
[null,null,null,"20050505:0744",2967,"2018-05-04T13:59:59.999","2018-05-31",647.28,50.33,30.89,5.03,0]
[null,null,null,"20050505:1044",2970,"2018-05-04T16:59:59.999","2018-05-31",74.97,7.51,29.49,4.07,0]
[null,null,null,"20050505:1144",2971,"2018-05-04T17:59:59.999","2018-05-31",0,0,29.09,3.79,0]
[null,null,null,"20050505:1444",2974,"2018-05-04T20:59:59.999","2018-05-31",0,0,28.65,3.59,0]
[null,null,null,"20050505:1744",2977,"2018-05-04T23:59:59.999","2018-05-31",0,0,26.64,2.5499999999999998,0]
[null,null,null,"20050505:2044",2980,"2018-05-05T02:59:59.999","2018-05-31",0,0,26.46,3.03,0]
[null,null,null,"20050506:0144",2985,"2018-05-05T07:59:59.999","2018-05-31",60.99,37.29,27.93,2.76,0]
[null,null,null,"20050506:0544",2989,"2018-05-05T11:59:59.999","2018-05-31",764.3,74.37,30.5,2.97,0]
[null,null,null,"20050506:0844",2992,"2018-05-05T14:59:59.999","2018-05-31",530.66,36.17,29.43,2.76,0]
[null,null,null,"20050506:1144",2995,"2018-05-05T17:59:59.999","2018-05-31",0,0,28.51,2.48,0]
[null,null,null,"20050506:1244",2996,"2018-05-05T18:59:59.999","2018-05-31",0,0,28.2,2.21,0]
[null,null,null,"20050506:1544",2999,"2018-05-05T21:59:59.999","2018-05-31",0,0,26.99,1.1000000000000001,0]
[null,null,null,"20050506:2144",3005,"2018-05-06T03:59:59.999","2018-05-31",0,0,25.83,0.83,0]
[null,null,null,"20050506:2344",3007,"2018-05-06T05:59:59.999","2018-05-31",19,8.65,26.7,1.24,0]
[null,null,null,"20050507:0244",3010,"2018-05-06T08:59:59.999",{"$f":"EOMONTH(F3019,0)","v":"2018-05-31"},711.57,51.27,29.94,2.5499999999999998,0]
[null,null,null,"20050507:0644",3014,"2018-05-06T12:59:59.999","2018-05-31",717.01,63.47,31.29,3.59,0]
[null,null,null,"20050507:0944",3017,"2018-05-06T15:59:59.999","2018-05-31",221.27,21.84,30.66,2.34,0]
[null,null,null,"20050507:1244",3020,"2018-05-06T18:59:59.999","2018-05-31",0,0,28.54,1.52,0]
[null,null,null,"20050507:1344",3021,"2018-05-06T19:59:59.999","2018-05-31",0,0,28.37,1.72,0]
[null,null,null,"20050507:1844",3026,"2018-05-07T00:59:59.999","2018-05-31",0,0,26.23,3.38,0]
[null,null,null,"20050507:2144",3029,"2018-05-07T03:59:59.999","2018-05-31",0,0,25.92,2.41,0]
[null,null,null,"20050508:0044",3032,"2018-05-07T06:59:59.999","2018-05-31",239.67,23,26.36,1.66,0]
[null,null,null,"20050508:0344",3035,"2018-05-07T09:59:59.999","2018-05-31",663.94,64.37,30.01,3.93,0]
[null,null,null,"20050508:0744",3039,"2018-05-07T13:59:59.999","2018-05-31",341.68,50.05,29.34,4.21,0]
[null,null,null,"20050508:1044",3042,"2018-05-07T16:59:59.999","2018-05-31",24,7.47,27.98,2.97,0]
[null,null,null,"20050508:1344",3045,"2018-05-07T19:59:59.999","2018-05-31",0,0,27.25,3.03,0]
[null,null,null,"20050508:1544",3047,"2018-05-07T21:59:59.999","2018-05-31",0,0,26.38,2.9,0]
[null,null,null,"20050508:1844",3050,"2018-05-08T00:59:59.999","2018-05-31",0,0,26.69,2.14,0]
[null,null,null,"20050508:2244",3054,"2018-05-08T04:59:59.999","2018-05-31",0,0,26.29,2.21,0]
[null,null,null,"20050509:0144",3057,"2018-05-08T07:59:59.999","2018-05-31",515.96,37.21,28.95,3.52,0]
[null,null,null,"20050509:0444",3060,"2018-05-08T10:59:59.999","2018-05-31",878.82,74.22,30.77,3.45,0]
[null,null,null,"20050509:0844",3064,"2018-05-08T14:59:59.999","2018-05-31",154.97,36,30.09,0.9,0]
[null,null,null,"20050509:1144",3067,"2018-05-08T17:59:59.999","2018-05-31",0,0,28.92,0.62,0]
[null,null,null,"20050509:1244",3068,"2018-05-08T18:59:59.999","2018-05-31",0,0,28.8,0.69,0]
[null,null,null,"20050509:1644",3072,"2018-05-08T22:59:59.999","2018-05-31",0,0,27.19,1.79,0]
[null,null,null,"20050509:1944",3075,{"$f":"F3083+1/24","v":"2018-05-09T01:59:59.999"},"2018-05-31",0,0,26.07,1.1000000000000001,0]
[null,null,null,"20050509:2344",3079,"2018-05-09T05:59:59.999","2018-05-31",147.53,8.6999999999999993,26.57,1.66,0]
[null,null,null,"20050510:0244",3082,"2018-05-09T08:59:59.999","2018-05-31",529.47,51.07,29.89,3.52,0]
[null,null,null,"20050510:0544",3085,"2018-05-09T11:59:59.999","2018-05-31",267.94,73.41,31.39,3.86,0]
[null,null,null,"20050510:0944",3089,"2018-05-09T15:59:59.999","2018-05-31",276.64999999999998,21.75,29.5,3.24,0]
[null,null,null,"20050510:1244",3092,"2018-05-09T18:59:59.999","2018-05-31",0,0,28.19,2.76,0]
[null,null,null,"20050510:1344",3093,"2018-05-09T19:59:59.999","2018-05-31",0,0,27.79,2.97,0]
[null,null,null,"20050510:1744",3097,"2018-05-09T23:59:59.999","2018-05-31",0,0,26.69,2.69,0]
[null,null,null,"20050510:2044",3100,"2018-05-10T02:59:59.999","2018-05-31",0,0,25.59,1.72,0]
[null,null,null,"20050511:0044",3104,"2018-05-10T06:59:59.999","2018-05-31",255.87,22.98,26.56,1.52,0]
[null,null,null,"20050511:0344",3107,"2018-05-10T09:59:59.999","2018-05-31",745.1,63.98,29.67,2.83,0]
[null,null,null,"20050511:0644",3110,"2018-05-10T12:59:59.999","2018-05-31",735.24,62.91,31.25,3.1,0]
[null,null,null,"20050511:1044",3114,"2018-05-10T16:59:59.999","2018-05-31",41.81,7.45,30.09,2.0699999999999998,0]
[null,null,null,"20050511:1444",3118,"2018-05-10T20:59:59.999","2018-05-31",0,0,28.33,3.17,0]
[null,null,null,"20050511:1544",3119,"2018-05-10T21:59:59.999","2018-05-31",0,0,28.15,3.17,0]
[null,null,null,"20050511:1844",3122,"2018-05-11T00:59:59.999","2018-05-31",0,0,27.67,3.45,0]
[null,null,null,"20050511:2144",3125,"2018-05-11T03:59:59.999","2018-05-31",0,0,27.17,3.31,0]
[null,null,null,"20050512:0144",3129,"2018-05-11T07:59:59.999","2018-05-31",100.98,37.1,29.19,4.62,0]
[null,null,null,"20050512:0444",3132,"2018-05-11T10:59:59.999","2018-05-31",694.02,73.53,30.67,4.28,0]
[null,null,null,"20050512:0844",3136,"2018-05-11T14:59:59.999","2018-05-31",213.88,35.85,28.95,2.97,0]
[null,null,null,"20050512:1144",3139,{"$f":"F3147+1/24","v":"2018-05-11T17:59:59.999"},"2018-05-31",0,0,27.33,1.1000000000000001,0]
[null,null,null,"20050512:1544",3143,"2018-05-11T21:59:59.999","2018-05-31",0,0,26.27,1.72,0]
[null,null,null,"20050512:1644",3144,"2018-05-11T22:59:59.999","2018-05-31",0,0,26.03,2.2799999999999998,0]
[null,null,null,"20050512:1944",3147,"2018-05-12T01:59:59.999","2018-05-31",0,0,25.7,2.14,0]
[null,null,null,"20050512:2244",3150,"2018-05-12T04:59:59.999","2018-05-31",0,0,24.65,1.24,0]
[null,null,null,"20050513:0244",3154,"2018-05-12T08:59:59.999","2018-05-31",668.91,50.85,28.62,2.5499999999999998,0]
[null,null,null,"20050513:0544",3157,"2018-05-12T11:59:59.999","2018-05-31",287.94,72.739999999999995,29.33,3.72,0]
[null,null,null,"20050513:0844",3160,"2018-05-12T14:59:59.999","2018-05-31",62.99,35.799999999999997,30.12,1.31,0]
[null,null,null,"20050513:1344",3165,"2018-05-12T19:59:59.999","2018-05-31",0,0,28.75,0.69,0]
[null,null,null,"20050513:1644",3168,"2018-05-12T22:59:59.999","2018-05-31",0,0,26.4,1.24,0]
[null,null,null,"20050513:1744",3169,"2018-05-12T23:59:59.999","2018-05-31",0,0,26.29,1.45,0]
[null,null,null,"20050513:2044",3172,"2018-05-13T02:59:59.999","2018-05-31",0,0,26.14,1.72,0]
[null,null,null,"20050514:0044",3176,"2018-05-13T06:59:59.999","2018-05-31",63.99,22.93,27.79,2.83,0]
[null,null,null,"20050514:0344",3179,"2018-05-13T09:59:59.999","2018-05-31",499.93,63.59,30.76,2.97,0]
[null,null,null,"20050514:0544",3181,"2018-05-13T11:59:59.999","2018-05-31",557.74,72.52,31.16,4.62,0]
[null,null,null,"20050514:1144",3187,"2018-05-13T17:59:59.999","2018-05-31",0,0,28.39,4.55,0]
[null,null,null,"20050514:1444",3190,"2018-05-13T20:59:59.999","2018-05-31",0,0,27.54,4.34,0]
[null,null,null,"20050514:1744",3193,"2018-05-13T23:59:59.999","2018-05-31",0,0,25.82,3.45,0]
[null,null,null,"20050514:1844",3194,"2018-05-14T00:59:59.999","2018-05-31",0,0,25.94,4.62,0]
[null,null,null,"20050514:2144",3197,"2018-05-14T03:59:59.999","2018-05-31",0,0,25.73,4.21,0]
[null,null,null,"20050515:0144",3201,"2018-05-14T07:59:59.999","2018-05-31",97.98,36.97,26.82,3.45,0]
[null,null,null,"20050515:0444",3204,"2018-05-14T10:59:59.999","2018-05-31",526.03,72.87,29.13,4.07,0]
[null,null,null,"20050515:0644",3206,"2018-05-14T12:59:59.999","2018-05-31",484.04,62.39,29.68,4.62,0]
[null,null,null,"20050515:1244",3212,"2018-05-14T18:59:59.999","2018-05-31",0,0,27.26,1.59,0]
[null,null,null,"20050515:1544",3215,"2018-05-14T21:59:59.999","2018-05-31",0,0,26.14,1.31,0]
[null,null,null,"20050515:1844",3218,"2018-05-15T00:59:59.999","2018-05-31",0,0,25.85,1.72,0]
[null,null,null,"20050515:1944",3219,"2018-05-15T01:59:59.999","2018-05-31",0,0,25.91,2.2799999999999998,0]
[null,null,null,"20050515:2244",3222,"2018-05-15T04:59:59.999","2018-05-31",0,0,25.87,1.72,0]
[null,null,null,"20050516:0244",3226,"2018-05-15T08:59:59.999","2018-05-31",66.989999999999995,50.62,28.49,2,0]
[null,null,null,"20050516:0744",3231,"2018-05-15T13:59:59.999","2018-05-31",648.99,49.42,29.57,2.14,0]
[null,null,null,"20050516:0944",3233,"2018-05-15T15:59:59.999","2018-05-31",41.99,21.62,29.16,3.1,0]
[null,null,null,"20050516:1344",3237,"2018-05-15T19:59:59.999","2018-05-31",0,0,27.48,1.72,0]
[null,null,null,"20050516:1644",3240,"2018-05-15T22:59:59.999","2018-05-31",0,0,26,1.1000000000000001,0]
[null,null,null,"20050516:1744",3241,"2018-05-15T23:59:59.999","2018-05-31",0,0,26.4,1.24,0]
[null,null,null,"20050516:2044",3244,"2018-05-16T02:59:59.999","2018-05-31",0,0,26.02,1.59,0]
[null,null,null,"20050516:2344",3247,"2018-05-16T05:59:59.999","2018-05-31",192.12,8.73,26.03,1.79,0]
[null,null,null,"20050517:0444",3252,"2018-05-16T10:59:59.999","2018-05-31",982.54,72.44,31.22,2.34,0]
[null,null,null,"20050517:0744",3255,"2018-05-16T13:59:59.999","2018-05-31",724.63,49.35,31.13,3.52,0]
[null,null,null,"20050517:1044",3258,"2018-05-16T16:59:59.999","2018-05-31",15,7.47,29.6,2.69,0]
[null,null,null,"20050517:1444",3262,"2018-05-16T20:59:59.999","2018-05-31",0,0,28.09,2.76,0]
[null,null,null,"20050517:1744",3265,"2018-05-16T23:59:59.999","2018-05-31",0,0,25.93,2.97,0]
[null,null,null,"20050517:1844",3266,"2018-05-17T00:59:59.999",{"$f":"EOMONTH(F3275,0)","v":"2018-05-31"},0,0,26.46,2.5499999999999998,0]
[null,null,null,"20050517:2144",3269,"2018-05-17T03:59:59.999","2018-05-31",0,0,25.93,1.59,0]
[null,null,null,"20050518:0144",3273,"2018-05-17T07:59:59.999","2018-05-31",411.65,36.83,28.3,2.69,0]
[null,null,null,"20050518:0544",3277,"2018-05-17T11:59:59.999","2018-05-31",768.15,71.709999999999994,31.17,3.79,0]
[null,null,null,"20050518:0844",3280,"2018-05-17T14:59:59.999","2018-05-31",354.11,35.61,31.12,4.1399999999999997,0]
[null,null,null,"20050518:1144",3283,"2018-05-17T17:59:59.999","2018-05-31",0,0,29.49,2.97,0]
[null,null,null,"20050518:1544",3287,"2018-05-17T21:59:59.999","2018-05-31",0,0,27.87,2,0]
[null,null,null,"20050518:1844",3290,"2018-05-18T00:59:59.999","2018-05-31",0,0,26.58,1.79,0]
[null,null,null,"20050518:1944",3291,"2018-05-18T01:59:59.999","2018-05-31",0,0,26.39,1.72,0]
[null,null,null,"20050518:2244",3294,"2018-05-18T04:59:59.999","2018-05-31",0,0,26.11,2.62,0]
[null,null,null,"20050519:0244",3298,"2018-05-18T08:59:59.999","2018-05-31",638.14,50.37,28.5,3.86,0]
[null,null,null,"20050519:0644",3302,"2018-05-18T12:59:59.999","2018-05-31",719.83,61.92,29.28,3.79,0]
[null,null,null,"20050519:0944",3305,"2018-05-18T15:59:59.999","2018-05-31",49.99,21.59,29.43,2.97,0]
[null,null,null,"20050519:1344",3309,"2018-05-18T19:59:59.999","2018-05-31",0,0,27.5,1.72,0]
[null,null,null,"20050519:1644",3312,"2018-05-18T22:59:59.999","2018-05-31",0,0,26.32,1.59,0]
[null,null,null,"20050519:1944",3315,"2018-05-19T01:59:59.999","2018-05-31",0,0,26.16,2.2799999999999998,0]
[null,null,null,"20050519:2344",3319,"2018-05-19T05:59:59.999","2018-05-31",163.59,8.6999999999999993,25.97,2.97,0]
[null,null,null,"20050520:0044",3320,"2018-05-19T06:59:59.999","2018-05-31",310.12,22.78,27.03,3.31,0]
[null,null,null,"20050520:0344",3323,"2018-05-19T09:59:59.999","2018-05-31",858.32,62.79,29.82,3.52,0]
[null,null,null,"20050520:0744",3327,"2018-05-19T13:59:59.999","2018-05-31",740.79,49.16,30.84,3.24,0]
[null,null,null,"20050520:1044",3330,"2018-05-19T16:59:59.999",{"$f":"EOMONTH(F3339,0)","v":"2018-05-31"},37.89,7.5,29.51,2.41,0]
[null,null,null,"20050520:1444",3334,"2018-05-19T20:59:59.999","2018-05-31",0,0,27.88,2.41,0]
[null,null,null,"20050520:1744",3337,"2018-05-19T23:59:59.999","2018-05-31",0,0,26.7,1.93,0]
[null,null,null,"20050520:2044",3340,"2018-05-20T02:59:59.999","2018-05-31",0,0,26.02,2.62,0]
[null,null,null,"20050521:0044",3344,"2018-05-20T06:59:59.999","2018-05-31",167.41,22.75,26.9,3.1,0]
[null,null,null,"20050521:0144",3345,"2018-05-20T07:59:59.999","2018-05-31",535.75,36.67,27.81,2.83,0]
[null,null,null,"20050521:0544",3349,"2018-05-20T11:59:59.999","2018-05-31",920.28,71.16,30.39,3.38,0]
[null,null,null,"20050521:0844",3352,"2018-05-20T14:59:59.999","2018-05-31",283.29000000000002,35.53,30.01,2.34,0]
[null,null,null,"20050521:1144",3355,"2018-05-20T17:59:59.999","2018-05-31",0,0,28.47,2.62,0]
[null,null,null,"20050521:1544",3359,"2018-05-20T21:59:59.999","2018-05-31",0,0,27.41,3.03,0]
[null,null,null,"20050521:1844",3362,"2018-05-21T00:59:59.999","2018-05-31",0,0,26.59,2.69,0]
[null,null,null,"20050521:2144",3365,"2018-05-21T03:59:59.999","2018-05-31",0,0,25.44,2.5499999999999998,0]
[null,null,null,"20050521:2344",3367,"2018-05-21T05:59:59.999","2018-05-31",134.16,8.67,25.71,1.86,0]
[null,null,null,"20050522:0244",3370,"2018-05-21T08:59:59.999","2018-05-31",727.12,50.12,29.13,2.48,0]
[null,null,null,"20050522:0644",3374,"2018-05-21T12:59:59.999","2018-05-31",873.58,61.61,30.76,3.38,0]
[null,null,null,"20050522:0944",3377,"2018-05-21T15:59:59.999","2018-05-31",281.37,21.58,30.37,2.69,0]
[null,null,null,"20050522:1244",3380,"2018-05-21T18:59:59.999","2018-05-31",0,0,29.03,3.31,0]
[null,null,null,"20050522:1644",3384,"2018-05-21T22:59:59.999","2018-05-31",0,0,27.62,3.38,0]
[null,null,null,"20050522:1844",3386,"2018-05-22T00:59:59.999","2018-05-31",0,0,27.03,2.9,0]
[null,null,null,"20050522:2344",3391,"2018-05-22T05:59:59.999","2018-05-31",95.55,8.65,26.45,3.1,0]
[null,null,null,"20050523:0044",3392,"2018-05-22T06:59:59.999","2018-05-31",249.52,22.68,27.37,3.86,0]
[null,null,null,"20050523:0344",3395,{"$f":"F3403+1/24","v":"2018-05-22T09:59:59.999"},"2018-05-31",844.29,62.4,28.7,4.07,0]
[null,null,null,"20050523:0744",3399,"2018-05-22T13:59:59.999","2018-05-31",710.33,49,30.08,2.97,0]
[null,null,null,"20050523:1044",3402,"2018-05-22T16:59:59.999","2018-05-31",43.78,7.56,29.16,2.2799999999999998,0]
[null,null,null,"20050523:1344",3405,"2018-05-22T19:59:59.999","2018-05-31",0,0,27.7,2.2799999999999998,0]
[null,null,null,"20050523:1544",3407,"2018-05-22T21:59:59.999","2018-05-31",0,0,26.63,2.2799999999999998,0]
[null,null,null,"20050523:2144",3413,"2018-05-23T03:59:59.999","2018-05-31",0,0,25.65,2.21,0]
[null,null,null,"20050523:2244",3414,"2018-05-23T04:59:59.999","2018-05-31",0,0,25.25,2.5499999999999998,0]
[null,null,null,"20050524:0144",3417,"2018-05-23T07:59:59.999","2018-05-31",437.38,36.5,27.56,2.48,0]
[null,null,null,"20050524:0444",3420,"2018-05-23T10:59:59.999","2018-05-31",729.55,71.08,29.43,3.1,0]
[null,null,null,"20050524:0844",3424,"2018-05-23T14:59:59.999","2018-05-31",48.99,35.46,28.95,3.17,0]
[null,null,null,"20050524:1144",3427,"2018-05-23T17:59:59.999","2018-05-31",0,0,26.56,1.45,0]
[null,null,null,"20050524:1644",3432,"2018-05-23T22:59:59.999","2018-05-31",0,0,24.88,0.28000000000000003,0]
[null,null,null,"20050524:1944",3435,"2018-05-24T01:59:59.999","2018-05-31",0,0,24.57,1.79,0]
[null,null,null,"20050524:2244",3438,"2018-05-24T04:59:59.999","2018-05-31",0,0,24.54,2.0699999999999998,0]
[null,null,null,"20050524:2344",3439,"2018-05-24T05:59:59.999","2018-05-31",133.16999999999999,8.61,24.78,1.66,0]
[null,null,null,"20050525:0244",3442,"2018-05-24T08:59:59.999","2018-05-31",687.96,49.86,27.72,1.24,0]
[null,null,null,"20050525:0544",3445,"2018-05-24T11:59:59.999","2018-05-31",963.79,70.5,29.17,1.59,0]
[null,null,null,"20050525:0944",3449,"2018-05-24T15:59:59.999","2018-05-31",297.14,21.59,28.37,2.14,0]
[null,null,null,"20050525:1344",3453,"2018-05-24T19:59:59.999","2018-05-31",0,0,26.71,0.62,0]
[null,null,null,"20050525:1644",3456,"2018-05-24T22:59:59.999","2018-05-31",0,0,26.02,0.55000000000000004,0]
[null,null,null,"20050525:2044",3460,"2018-05-25T02:59:59.999","2018-05-31",0,0,25.08,0.97,0]
[null,null,null,"20050525:2344",3463,"2018-05-25T05:59:59.999","2018-05-31",194.72,8.59,25.17,0.9,0]
[null,null,null,"20050526:0044",3464,"2018-05-25T06:59:59.999","2018-05-31",240.77,22.56,26.01,1.1000000000000001,0]
[null,null,null,"20050526:0344",3467,"2018-05-25T09:59:59.999","2018-05-31",706.67,62.03,27.83,1.52,0]
[null,null,null,"20050526:0644",3470,"2018-05-25T12:59:59.999","2018-05-31",634.38,61.25,28.61,1.52,0]
[null,null,null,"20050526:1044",3474,"2018-05-25T16:59:59.999","2018-05-31",44.78,7.63,28.12,1.86,0]
[null,null,null,"20050526:1444",3478,"2018-05-25T20:59:59.999","2018-05-31",0,0,27.17,2.41,0]
[null,null,null,"20050526:1844",3482,"2018-05-26T00:59:59.999","2018-05-31",0,0,25.91,2,0]
[null,null,null,"20050526:2144",3485,"2018-05-26T03:59:59.999","2018-05-31",0,0,25.24,1.79,0]
[null,null,null,"20050527:0044",3488,"2018-05-26T06:59:59.999","2018-05-31",279.42,22.52,27.4,1.93,0]
[null,null,null,"20050527:0144",3489,"2018-05-26T07:59:59.999","2018-05-31",526.42999999999995,36.32,28.35,2.69,0]
[null,null,null,"20050527:0444",3492,"2018-05-26T10:59:59.999","2018-05-31",681.4,70.56,30.22,3.72,0]
[null,null,null,"20050527:0744",3495,"2018-05-26T13:59:59.999","2018-05-31",707.03,48.84,29.9,2.34,0]
[null,null,null,"20050527:1144",3499,"2018-05-26T17:59:59.999","2018-05-31",0,0,28.53,2.0699999999999998,0]
[null,null,null,"20050527:1544",3503,"2018-05-26T21:59:59.999","2018-05-31",0,0,26.72,2.0699999999999998,0]
[null,null,null,"20050527:1944",3507,"2018-05-27T01:59:59.999","2018-05-31",0,0,25.37,1.66,0]
[null,null,null,"20050527:2244",3510,"2018-05-27T04:59:59.999","2018-05-31",0,0,24.86,1.66,0]
[null,null,null,"20050528:0144",3513,"2018-05-27T07:59:59.999","2018-05-31",510.97,36.25,28.48,2.2799999999999998,0]
[null,null,null,"20050528:0244",3514,"2018-05-27T08:59:59.999","2018-05-31",743.89,49.6,29.34,2.2799999999999998,0]
[null,null,null,"20050528:0544",3517,"2018-05-27T11:59:59.999","2018-05-31",904.85,70.069999999999993,30.69,2.83,0]
[null,null,null,"20050528:0844",3520,"2018-05-27T14:59:59.999","2018-05-31",287.17,35.42,30.21,2.5499999999999998,0]
[null,null,null,"20050528:1344",3525,"2018-05-27T19:59:59.999","2018-05-31",0,0,27.67,1.52,0]
[null,null,null,"20050528:1644",3528,"2018-05-27T22:59:59.999","2018-05-31",0,0,27.57,0.69,0]
[null,null,null,"20050528:2044",3532,"2018-05-28T02:59:59.999","2018-05-31",0,0,25.76,0.55000000000000004,0]
[null,null,null,"20050528:2344",3535,"2018-05-28T05:59:59.999","2018-05-31",40.99,8.51,25.94,2.21,0]
[null,null,null,"20050529:0244",3538,"2018-05-28T08:59:59.999","2018-05-31",648.86,49.51,27.09,3.24,0]
[null,null,null,"20050529:0344",3539,"2018-05-28T09:59:59.999","2018-05-31",821.24,61.66,27.93,2.76,0]
[null,null,null,"20050529:0944",3545,"2018-05-28T15:59:59.999","2018-05-31",27.99,21.64,28.11,2.21,0]
[null,null,null,"20050529:1144",3547,"2018-05-28T17:59:59.999","2018-05-31",0,0,27.57,2.97,0]
[null,null,null,"20050529:1444",3550,"2018-05-28T20:59:59.999","2018-05-31",0,0,26.6,1.86,0]
[null,null,null,"20050529:1744",3553,"2018-05-28T23:59:59.999","2018-05-31",0,0,25.96,1.86,0]
[null,null,null,"20050529:2144",3557,"2018-05-29T03:59:59.999","2018-05-31",0,0,24.62,0.76,0]
[null,null,null,"20050530:0044",3560,"2018-05-29T06:59:59.999","2018-05-31",236.77,22.38,27.07,0.48,0]
[null,null,null,"20050530:0344",3563,"2018-05-29T09:59:59.999","2018-05-31",851.3,61.55,29.61,1.52,0]
[null,null,null,"20050530:0644",3566,"2018-05-29T12:59:59.999","2018-05-31",799.73,60.96,30.74,2.5499999999999998,0]
[null,null,null,"20050530:0844",3568,"2018-05-29T14:59:59.999","2018-05-31",528.94000000000005,35.409999999999997,30.39,2.48,0]
[null,null,null,"20050530:1244",3572,"2018-05-29T18:59:59.999","2018-05-31",0,0,28.36,1.72,0]
[null,null,null,"20050530:1544",3575,"2018-05-29T21:59:59.999","2018-05-31",0,0,26.75,1.52,0]
[null,null,null,"20050530:1844",3578,"2018-05-30T00:59:59.999","2018-05-31",0,0,25.8,1.38,0]
[null,null,null,"20050530:2244",3582,"2018-05-30T04:59:59.999","2018-05-31",0,0,24.92,1.38,0]
[null,null,null,"20050531:0144",3585,"2018-05-30T07:59:59.999","2018-05-31",507.82,36.07,27.97,0.97,0]
[null,null,null,"20050531:0344",3587,{"$f":"F3595+1/24","v":"2018-05-30T09:59:59.999"},"2018-05-31",773.43,61.43,29.12,1.79,0]
[null,null,null,"20050531:0644",3590,"2018-05-30T12:59:59.999","2018-05-31",762.73,60.9,29.69,2.62,0]
[null,null,null,"20050531:0944",3593,"2018-05-30T15:59:59.999","2018-05-31",212.9,21.67,29.36,2,0]
[null,null,null,"20050531:1344",3597,"2018-05-30T19:59:59.999","2018-05-31",0,0,27.59,3.24,0]
[null,null,null,"20050531:1644",3600,"2018-05-30T22:59:59.999","2018-05-31",0,0,26.81,1.79,0]
[null,null,null,"20050531:1944",3603,"2018-05-31T01:59:59.999","2018-05-31",0,0,26.21,3.17,0]
[null,null,null,"20050531:2344",3607,"2018-05-31T05:59:59.999","2018-05-31",90,8.41,26.41,0.41,0]
[null,null,null,"20050601:0244",3610,"2018-05-31T08:59:59.999","2018-05-31",701.91,49.26,29.46,0.76,0]
[null,null,null,"20050601:0444",3612,"2018-05-31T10:59:59.999","2018-05-31",838.37,69.8,30.45,2.97,0]
[null,null,null,"20050601:0744",3615,"2018-05-31T13:59:59.999","2018-05-31",667.13,48.7,30.97,3.45,0]
[null,null,null,"20050601:1044",3618,"2018-05-31T16:59:59.999","2018-05-31",44.78,7.81,29.75,2.97,0]
[null,null,null,"20050601:1444",3622,"2018-05-31T20:59:59.999","2018-05-31",0,0,28,2.9,0]
[null,null,null,"20050601:1744",3625,"2018-05-31T23:59:59.999","2018-05-31",0,0,27.01,3.17,0]
[null,null,null,"20050601:2144",3629,"2018-06-01T03:59:59.999","2018-06-30",0,0,26.17,2.5499999999999998,0]
[null,null,null,"20050602:0044",3632,"2018-06-01T06:59:59.999","2018-06-30",203.19,22.24,27.17,3.31,0]
[null,null,null,"20050602:0144",3633,"2018-06-01T07:59:59.999","2018-06-30",449.33,35.94,28.31,3.03,0]
[null,null,null,"20050602:0544",3637,"2018-06-01T11:59:59.999","2018-06-30",567.20000000000005,69.47,29.96,3.24,0]
[null,null,null,"20050602:0844",3640,"2018-06-01T14:59:59.999","2018-06-30",211.83,35.42,30.67,2.21,0]
[null,null,null,"20050602:1144",3643,"2018-06-01T17:59:59.999","2018-06-30",0,0,28.91,1.66,0]
[null,null,null,"20050602:1544",3647,"2018-06-01T21:59:59.999","2018-06-30",0,0,27.26,2,0]
[null,null,null,"20050602:1844",3650,"2018-06-02T00:59:59.999",{"$f":"EOMONTH(F3659,0)","v":"2018-06-30"},0,0,26.74,2.97,0]
[null,null,null,"20050602:2244",3654,"2018-06-02T04:59:59.999","2018-06-30",0,0,26.26,2.21,0]
[null,null,null,"20050603:0244",3658,"2018-06-02T08:59:59.999","2018-06-30",508.8,49.1,29.88,3.24,0]
[null,null,null,"20050603:0544",3661,"2018-06-02T11:59:59.999","2018-06-30",487.1,69.36,31.39,3.72,0]
[null,null,null,"20050603:0644",3662,"2018-06-02T12:59:59.999","2018-06-30",641.92999999999995,60.74,31.44,3.79,0]
[null,null,null,"20050603:0944",3665,"2018-06-02T15:59:59.999","2018-06-30",260.43,21.73,30.93,3.24,0]
[null,null,null,"20050603:1244",3668,"2018-06-02T18:59:59.999","2018-06-30",0,0,29.27,2.41,0]
[null,null,null,"20050603:1644",3672,"2018-06-02T22:59:59.999","2018-06-30",0,0,27.59,2.5499999999999998,0]
[null,null,null,"20050603:1944",3675,"2018-06-03T01:59:59.999","2018-06-30",0,0,27.05,4.1399999999999997,0]
[null,null,null,"20050603:2344",3679,"2018-06-03T05:59:59.999","2018-06-30",43.99,8.3000000000000007,26.48,3.59,0]
[null,null,null,"20050604:0344",3683,"2018-06-03T09:59:59.999","2018-06-30",681.84,61,29.42,3.24,0]
[null,null,null,"20050604:0644",3686,"2018-06-03T12:59:59.999","2018-06-30",76.98,60.7,30.27,3.1,0]
[null,null,null,"20050604:0744",3687,"2018-06-03T13:59:59.999","2018-06-30",92.98,48.66,30.29,2.2799999999999998,0]
[null,null,null,"20050604:1044",3690,"2018-06-03T16:59:59.999","2018-06-30",15,7.92,29.73,1.24,0]
[null,null,null,"20050604:1444",3694,"2018-06-03T20:59:59.999","2018-06-30",0,0,27.13,1.31,0]
[null,null,null,"20050604:1744",3697,"2018-06-03T23:59:59.999","2018-06-30",0,0,26.59,2.48,0]
[null,null,null,"20050604:2044",3700,"2018-06-04T02:59:59.999","2018-06-30",0,0,25.74,1.45,0]
[null,null,null,"20050605:0144",3705,"2018-06-04T07:59:59.999","2018-06-30",425.14,35.75,28.1,2.97,0]
[null,null,null,"20050605:0444",3708,"2018-06-04T10:59:59.999","2018-06-30",858.53,69.290000000000006,30.93,3.45,0]
[null,null,null,"20050605:0744",3711,"2018-06-04T13:59:59.999","2018-06-30",506.88,48.65,30.88,3.45,0]
[null,null,null,"20050605:0844",3712,"2018-06-04T14:59:59.999","2018-06-30",479.02,35.450000000000003,30.29,2.34,0]
[null,null,null,"20050605:1144",3715,{"$f":"F3723+1/24","v":"2018-06-04T17:59:59.999"},"2018-06-30",0,0,29,2.21,0]
[null,null,null,"20050605:1544",3719,"2018-06-04T21:59:59.999","2018-06-30",0,0,28.45,0.55000000000000004,0]
[null,null,null,"20050605:1744",3721,"2018-06-04T23:59:59.999","2018-06-30",0,0,26.53,0.9,0]
[null,null,null,"20050605:2244",3726,"2018-06-05T04:59:59.999","2018-06-30",0,0,25.4,0.97,0]
[null,null,null,"20050606:0244",3730,"2018-06-05T08:59:59.999","2018-06-30",654.12,48.86,29.67,7.0000000000000007E-2,0]
[null,null,null,"20050606:0544",3733,"2018-06-05T11:59:59.999","2018-06-30",776.73,69.09,31.13,2.21,0]
[null,null,null,"20050606:0844",3736,"2018-06-05T14:59:59.999","2018-06-30",468.49,35.47,30.63,2.34,0]
[null,null,null,"20050606:0944",3737,"2018-06-05T15:59:59.999","2018-06-30",261.33999999999997,21.82,30.33,2.34,0]
[null,null,null,"20050606:1244",3740,"2018-06-05T18:59:59.999","2018-06-30",0,0,29.14,2.14,0]
[null,null,null,"20050606:1644",3744,"2018-06-05T22:59:59.999","2018-06-30",0,0,27.87,2.0699999999999998,0]
[null,null,null,"20050606:1844",3746,"2018-06-06T00:59:59.999","2018-06-30",0,0,27.4,1.17,0]
[null,null,null,"20050606:2344",3751,"2018-06-06T05:59:59.999","2018-06-30",127.76,8.18,25.87,2.14,0]
[null,null,null,"20050607:0344",3755,"2018-06-06T09:59:59.999","2018-06-30",830.33,60.71,29.24,2.0699999999999998,0]
[null,null,null,"20050607:0644",3758,"2018-06-06T12:59:59.999","2018-06-30",770.22,60.59,30.49,1.79,0]
[null,null,null,"20050607:0744",3759,"2018-06-06T13:59:59.999","2018-06-30",608.85,48.65,30.46,0.9,0]
[null,null,null,"20050607:1044",3762,"2018-06-06T16:59:59.999","2018-06-30",30.99,8.0399999999999991,29.68,1.59,0]
[null,null,null,"20050607:1344",3765,"2018-06-06T19:59:59.999","2018-06-30",0,0,27.73,0.83,0]
[null,null,null,"20050607:1944",3771,"2018-06-07T01:59:59.999","2018-06-30",0,0,26.54,1.86,0]
[null,null,null,"20050607:2144",3773,"2018-06-07T03:59:59.999","2018-06-30",0,0,26.28,1.93,0]
[null,null,null,"20050608:0044",3776,"2018-06-07T06:59:59.999","2018-06-30",198.2,21.94,27.6,4.4800000000000004,0]
[null,null,null,"20050608:0444",3780,"2018-06-07T10:59:59.999","2018-06-30",762.97,68.97,30.2,4.28,0]
[null,null,null,"20050608:0744",3783,"2018-06-07T13:59:59.999","2018-06-30",720.86,48.65,30.63,5.31,0]
[null,null,null,"20050608:0844",3784,"2018-06-07T14:59:59.999","2018-06-30",435.85,35.5,30.2,5.72,0]
[null,null,null,"20050608:1144",3787,"2018-06-07T17:59:59.999","2018-06-30",0,0,28.73,4.4800000000000004,0]
[null,null,null,"20050608:1644",3792,"2018-06-07T22:59:59.999","2018-06-30",0,0,28.13,4.41,0]
[null,null,null,"20050608:1944",3795,"2018-06-08T01:59:59.999","2018-06-30",0,0,27.32,4.4800000000000004,0]
[null,null,null,"20050608:2244",3798,"2018-06-08T04:59:59.999","2018-06-30",0,0,26.84,4.21,0]
[null,null,null,"20050609:0244",3802,"2018-06-08T08:59:59.999","2018-06-30",581.45000000000005,48.63,29.66,5.86,0]
[null,null,null,"20050609:0544",3805,"2018-06-08T11:59:59.999","2018-06-30",564.14,68.88,30.58,6.41,0]
[null,null,null,"20050609:0844",3808,"2018-06-08T14:59:59.999","2018-06-30",245.61,35.520000000000003,30.37,5.03,0]
[null,null,null,"20050609:0944",3809,"2018-06-08T15:59:59.999","2018-06-30",223.48,21.91,29.88,4.62,0]
[null,null,null,"20050609:1344",3813,"2018-06-08T19:59:59.999","2018-06-30",0,0,28.07,4.28,0]
[null,null,null,"20050609:1644",3816,"2018-06-08T22:59:59.999","2018-06-30",0,0,27.29,3.66,0]
[null,null,null,"20050609:2044",3820,"2018-06-09T02:59:59.999","2018-06-30",0,0,26.81,2.41,0]
[null,null,null,"20050609:2344",3823,"2018-06-09T05:59:59.999","2018-06-30",37.99,8.0500000000000007,27,2.41,0]
[null,null,null,"20050610:0344",3827,"2018-06-09T09:59:59.999","2018-06-30",447.06,60.44,30.78,3.31,0]
[null,null,null,"20050610:0644",3830,"2018-06-09T12:59:59.999","2018-06-30",678.76,60.53,30.56,3.59,0]
[null,null,null,"20050610:0944",3833,"2018-06-09T15:59:59.999","2018-06-30",109.94,21.95,29.27,3.24,0]
[null,null,null,"20050610:1044",3834,"2018-06-09T16:59:59.999","2018-06-30",54.55,8.17,28.66,3.1,0]
[null,null,null,"20050610:1444",3838,"2018-06-09T20:59:59.999","2018-06-30",0,0,27.37,1.93,0]
[null,null,null,"20050610:1744",3841,"2018-06-09T23:59:59.999","2018-06-30",0,0,26.5,1.86,0]
[null,null,null,"20050610:2144",3845,"2018-06-10T03:59:59.999","2018-06-30",0,0,26.34,0.41,0]
[null,null,null,"20050611:0044",3848,"2018-06-10T06:59:59.999","2018-06-30",221.07,21.78,27.98,0.34,0]
[null,null,null,"20050611:0444",3852,"2018-06-10T10:59:59.999","2018-06-30",496.93,68.7,31.05,3.17,0]
[null,null,null,"20050611:0744",3855,"2018-06-10T13:59:59.999","2018-06-30",155.97,48.68,30.64,3.72,0]
[null,null,null,"20050611:1144",3859,"2018-06-10T17:59:59.999","2018-06-30",0,0,29.21,3.17,0]
[null,null,null,"20050611:1244",3860,"2018-06-10T18:59:59.999","2018-06-30",0,0,28.88,2.76,0]
[null,null,null,"20050611:1544",3863,"2018-06-10T21:59:59.999","2018-06-30",0,0,27.45,0.83,0]
[null,null,null,"20050611:1944",3867,"2018-06-11T01:59:59.999","2018-06-30",0,0,26.21,0.83,0]
[null,null,null,"20050611:2244",3870,"2018-06-11T04:59:59.999","2018-06-30",0,0,25.89,1.66,0]
[null,null,null,"20050612:0144",3873,"2018-06-11T07:59:59.999","2018-06-30",497.43,35.32,28.95,3.52,0]
[null,null,null,"20050612:0544",3877,"2018-06-11T11:59:59.999","2018-06-30",884.45,68.72,31.66,4.21,0]
[null,null,null,"20050612:0844",3880,"2018-06-11T14:59:59.999","2018-06-30",296.95,35.6,31.38,2.97,0]
[null,null,null,"20050612:1244",3884,"2018-06-11T18:59:59.999","2018-06-30",0,0,29.44,4,0]
[null,null,null,"20050612:1344",3885,"2018-06-11T19:59:59.999","2018-06-30",0,0,28.86,4.83,0]
[null,null,null,"20050612:1644",3888,"2018-06-11T22:59:59.999","2018-06-30",0,0,27.64,3.52,0]
[null,null,null,"20050612:2044",3892,"2018-06-12T02:59:59.999","2018-06-30",0,0,26.41,3.52,0]
[null,null,null,"20050612:2344",3895,"2018-06-12T05:59:59.999","2018-06-30",145.54,7.92,26.48,3.72,0]
[null,null,null,"20050613:0244",3898,"2018-06-12T08:59:59.999","2018-06-30",121.97,48.36,29.67,5.31,0]
[null,null,null,"20050613:0644",3902,"2018-06-12T12:59:59.999","2018-06-30",844.75,60.51,31.02,4.97,0]
[null,null,null,"20050613:0944",3905,"2018-06-12T15:59:59.999","2018-06-30",259.51,22.06,30.2,4.1399999999999997,0]
[null,null,null,"20050613:1344",3909,"2018-06-12T19:59:59.999","2018-06-30",0,0,28.75,3.79,0]
[null,null,null,"20050613:1444",3910,"2018-06-12T20:59:59.999","2018-06-30",0,0,28.32,3.93,0]
[null,null,null,"20050613:1744",3913,"2018-06-12T23:59:59.999","2018-06-30",0,0,26.93,3.59,0]
[null,null,null,"20050613:2144",3917,"2018-06-13T03:59:59.999","2018-06-30",0,0,26.3,1.31,0]
[null,null,null,"20050614:0044",3920,"2018-06-13T06:59:59.999","2018-06-30",219.07,21.62,28.02,1.66,0]
[null,null,null,"20050614:0344",3923,"2018-06-13T09:59:59.999","2018-06-30",840.61,60.14,30.57,1.17,0]
[null,null,null,"20050614:0644",3926,"2018-06-13T12:59:59.999","2018-06-30",826.27,60.51,31.99,2.69,0]
[null,null,null,"20050614:1144",3931,"2018-06-13T17:59:59.999","2018-06-30",0,0,29.52,2.76,0]
[null,null,null,"20050614:1244",3932,"2018-06-13T18:59:59.999","2018-06-30",0,0,29.21,2.83,0]
[null,null,null,"20050614:1544",3935,"2018-06-13T21:59:59.999","2018-06-30",0,0,27.43,0.55000000000000004,0]
[null,null,null,"20050614:1844",3938,"2018-06-14T00:59:59.999","2018-06-30",0,0,25.7,3.52,0]
[null,null,null,"20050614:2244",3942,"2018-06-14T04:59:59.999","2018-06-30",0,0,26.11,1.1000000000000001,0]
[null,null,null,"20050615:0144",3945,"2018-06-14T07:59:59.999","2018-06-30",127.97,35.14,28.23,0.55000000000000004,0]
[null,null,null,"20050615:0344",3947,"2018-06-14T09:59:59.999","2018-06-30",235.95,60.07,29.3,0.48,0]
[null,null,null,"20050615:0944",3953,"2018-06-14T15:59:59.999","2018-06-30",122.89,22.14,28.99,4,0]
[null,null,null,"20050615:1244",3956,"2018-06-14T18:59:59.999","2018-06-30",0,0,27.97,1.38,0]
[null,null,null,"20050615:1344",3957,"2018-06-14T19:59:59.999","2018-06-30",0,0,27.45,1.03,0]
[null,null,null,"20050615:1644",3960,"2018-06-14T22:59:59.999","2018-06-30",0,0,27.17,0.76,0]
[null,null,null,"20050615:1944",3963,"2018-06-15T01:59:59.999","2018-06-30",0,0,25.66,0.97,0]
[null,null,null,"20050615:2344",3967,"2018-06-15T05:59:59.999","2018-06-30",17,7.77,25.9,1.1000000000000001,0]
[null,null,null,"20050616:0444",3972,"2018-06-15T10:59:59.999","2018-06-30",901.76,68.36,31.18,1.93,0]
[null,null,null,"20050616:0744",3975,"2018-06-15T13:59:59.999","2018-06-30",717.78,48.79,31.28,2.62,0]
[null,null,null,"20050616:1044",3978,"2018-06-15T16:59:59.999","2018-06-30",63.11,8.44,29.89,2.76,0]
[null,null,null,"20050616:1344",3981,"2018-06-15T19:59:59.999","2018-06-30",0,0,29.17,0.28000000000000003,0]
[null,null,null,"20050616:1444",3982,"2018-06-15T20:59:59.999","2018-06-30",0,0,28.74,0.48,0]
[null,null,null,"20050616:1744",3985,"2018-06-15T23:59:59.999","2018-06-30",0,0,26.55,0.97,0]
[null,null,null,"20050616:2044",3988,"2018-06-16T02:59:59.999","2018-06-30",0,0,26.08,2,0]
[null,null,null,"20050617:0144",3993,"2018-06-16T07:59:59.999","2018-06-30",453.27,35.03,28.72,1.79,0]
[null,null,null,"20050617:0444",3996,"2018-06-16T10:59:59.999","2018-06-30",704.23,68.319999999999993,30.66,1.24,0]
[null,null,null,"20050617:0844",4000,"2018-06-16T14:59:59.999","2018-06-30",189.91,35.78,30.97,3.1,0]
[null,null,null,"20050617:1144",4003,"2018-06-16T17:59:59.999","2018-06-30",0,0,29.44,2.41,0]
[null,null,null,"20050617:1444",4006,"2018-06-16T20:59:59.999","2018-06-30",0,0,28.72,2.62,0]
[null,null,null,"20050617:1544",4007,"2018-06-16T21:59:59.999","2018-06-30",0,0,28.38,1.79,0]
[null,null,null,"20050617:1844",4010,"2018-06-17T00:59:59.999","2018-06-30",0,0,27.37,0.83,0]
[null,null,null,"20050617:2144",4013,"2018-06-17T03:59:59.999","2018-06-30",0,0,26.83,2.48,0]
[null,null,null,"20050618:0244",4018,"2018-06-17T08:59:59.999","2018-06-30",645.78,48.06,30.83,2.0699999999999998,0]
[null,null,null,"20050618:0544",4021,"2018-06-17T11:59:59.999","2018-06-30",935.9,68.58,31.96,3.45,0]
[null,null,null,"20050618:0944",4025,"2018-06-17T15:59:59.999","2018-06-30",297.05,22.28,30.94,3.1,0]
[null,null,null,"20050618:1244",4028,"2018-06-17T18:59:59.999","2018-06-30",0,0,29.23,2,0]
[null,null,null,"20050618:1544",4031,"2018-06-17T21:59:59.999","2018-06-30",0,0,28.69,0.69,0]
[null,null,null,"20050618:1644",4032,"2018-06-17T22:59:59.999","2018-06-30",0,0,27.22,1.1000000000000001,0]
[null,null,null,"20050618:1944",4035,{"$f":"F4043+1/24","v":"2018-06-18T01:59:59.999"},"2018-06-30",0,0,26.83,1.31,0]
[null,null,null,"20050618:2344",4039,"2018-06-18T05:59:59.999","2018-06-30",115.45,7.63,27.47,0.41,0]
[null,null,null,"20050619:0344",4043,"2018-06-18T09:59:59.999","2018-06-30",393.48,59.85,30.98,1.79,0]
[null,null,null,"20050619:0644",4046,"2018-06-18T12:59:59.999","2018-06-30",843.67,60.59,31.69,3.1,0]
[null,null,null,"20050619:1044",4050,"2018-06-18T16:59:59.999","2018-06-30",29.99,8.59,29.82,2.48,0]
[null,null,null,"20050619:1344",4053,"2018-06-18T19:59:59.999","2018-06-30",0,0,28.3,0.14000000000000001,0]
[null,null,null,"20050619:1644",4056,"2018-06-18T22:59:59.999","2018-06-30",0,0,25.39,1.86,0]
[null,null,null,"20050619:1744",4057,"2018-06-18T23:59:59.999","2018-06-30",0,0,25.79,1.03,0]
[null,null,null,"20050619:2044",4060,"2018-06-19T02:59:59.999","2018-06-30",0,0,25.65,2.41,0]
[null,null,null,"20050620:0144",4065,"2018-06-19T07:59:59.999","2018-06-30",499.87,34.880000000000003,27.54,1.17,0]
[null,null,null,"20050620:0444",4068,"2018-06-19T10:59:59.999","2018-06-30",775.31,68.209999999999994,29.68,2.5499999999999998,0]
[null,null,null,"20050620:0744",4071,"2018-06-19T13:59:59.999","2018-06-30",711.01,48.93,30.4,3.31,0]
[null,null,null,"20050620:1144",4075,"2018-06-19T17:59:59.999","2018-06-30",0,0,28.91,0.76,0]
[null,null,null,"20050620:1444",4078,"2018-06-19T20:59:59.999","2018-06-30",0,0,27.39,1.1000000000000001,0]
[null,null,null,"20050620:1544",4079,"2018-06-19T21:59:59.999","2018-06-30",0,0,27.08,1.45,0]
[null,null,null,"20050620:2144",4085,"2018-06-20T03:59:59.999","2018-06-30",0,0,26.44,2.0699999999999998,0]
[null,null,null,"20050620:2244",4086,"2018-06-20T04:59:59.999","2018-06-30",0,0,26.43,2.34,0]
[null,null,null,"20050621:0244",4090,"2018-06-20T08:59:59.999","2018-06-30",359.22,47.91,30.39,1.1000000000000001,0]
[null,null,null,"20050621:0544",4093,"2018-06-20T11:59:59.999","2018-06-30",447.36,68.599999999999994,31.9,1.17,0]
[null,null,null,"20050621:0844",4096,"2018-06-20T14:59:59.999","2018-06-30",429.18,35.950000000000003,30.54,4.34,0]
[null,null,null,"20050621:1244",4100,"2018-06-20T18:59:59.999","2018-06-30",0,0,28.5,3.1,0]
[null,null,null,"20050621:1544",4103,"2018-06-20T21:59:59.999","2018-06-30",0,0,27.66,2.14,0]
[null,null,null,"20050621:1844",4106,"2018-06-21T00:59:59.999","2018-06-30",0,0,26.94,2.62,0]
[null,null,null,"20050621:2044",4108,"2018-06-21T02:59:59.999","2018-06-30",0,0,26.35,1.59,0]
[null,null,null,"20050621:2344",4111,"2018-06-21T05:59:59.999","2018-06-30",16,7.48,26.66,0.48,0]
[null,null,null,"20050622:0344",4115,"2018-06-21T09:59:59.999","2018-06-30",820.96,59.73,30.63,1.45,0]
[null,null,null,"20050622:0644",4118,"2018-06-21T12:59:59.999","2018-06-30",299.89,60.69,31.1,1.79,0]
[null,null,null,"20050622:0944",4121,"2018-06-21T15:59:59.999","2018-06-30",95.98,22.46,30.21,1.86,0]
[null,null,null,"20050622:1344",4125,"2018-06-21T19:59:59.999","2018-06-30",0,0,28.11,0.9,0]
[null,null,null,"20050622:1644",4128,"2018-06-21T22:59:59.999","2018-06-30",0,0,27.73,0.69,0]
[null,null,null,"20050622:1944",4131,"2018-06-22T01:59:59.999","2018-06-30",0,0,26.11,1.03,0]
[null,null,null,"20050622:2144",4133,"2018-06-22T03:59:59.999","2018-06-30",0,0,25.86,0.97,0]
[null,null,null,"20050623:0044",4136,"2018-06-22T06:59:59.999","2018-06-30",198.78,21.17,27.85,2.69,0]
[null,null,null,"20050623:0444",4140,"2018-06-22T10:59:59.999","2018-06-30",808.35,68.16,31.38,4.21,0]
[null,null,null,"20050623:0744",4143,"2018-06-22T13:59:59.999","2018-06-30",618.4,49.06,31.83,3.31,0]
[null,null,null,"20050623:1144",4147,"2018-06-22T17:59:59.999","2018-06-30",0,0,29.38,1.17,0]
[null,null,null,"20050623:1444",4150,"2018-06-22T20:59:59.999","2018-06-30",0,0,27.71,2.97,0]
[null,null,null,"20050623:1644",4152,"2018-06-22T22:59:59.999","2018-06-30",0,0,27.53,3.52,0]
[null,null,null,"20050623:1944",4155,"2018-06-23T01:59:59.999","2018-06-30",0,0,27.43,3.31,0]
[null,null,null,"20050623:2244",4158,"2018-06-23T04:59:59.999","2018-06-30",0,0,26.9,3.17,0]
[null,null,null,"20050624:0144",4161,"2018-06-23T07:59:59.999","2018-06-30",445.42,34.700000000000003,28.5,5.52,0]
[null,null,null,"20050624:0544",4165,"2018-06-23T11:59:59.999","2018-06-30",882.36,68.67,31.22,4.6900000000000004,0]
[null,null,null,"20050624:0844",4168,"2018-06-23T14:59:59.999","2018-06-30",533.49,36.1,31.76,4.34,0]
[null,null,null,"20050624:1244",4172,"2018-06-23T18:59:59.999","2018-06-30",0,0,29.47,3.93,0]
[null,null,null,"20050624:1344",4173,"2018-06-23T19:59:59.999","2018-06-30",0,0,29,4.4800000000000004,0]
[null,null,null,"20050624:1944",4179,"2018-06-24T01:59:59.999","2018-06-30",0,0,27.08,3.31,0]
[null,null,null,"20050624:2044",4180,"2018-06-24T02:59:59.999","2018-06-30",0,0,26.99,3.17,0]
[null,null,null,"20050624:2344",4183,"2018-06-24T05:59:59.999","2018-06-30",53.99,7.34,26.85,3.17,0]
[null,null,null,"20050625:0244",4186,"2018-06-24T08:59:59.999","2018-06-30",544.22,47.75,29.5,4.34,0]
[null,null,null,"20050625:0644",4190,"2018-06-24T12:59:59.999","2018-06-30",840.82,60.83,32.090000000000003,3.52,0]
[null,null,null,"20050625:0944",4193,"2018-06-24T15:59:59.999","2018-06-30",249.46,22.61,31.46,2.83,0]
[null,null,null,"20050625:1444",4198,"2018-06-24T20:59:59.999","2018-06-30",0,0,28.47,2.69,0]
[null,null,null,"20050625:1744",4201,"2018-06-24T23:59:59.999","2018-06-30",0,0,27.51,2.62,0]
[null,null,null,"20050625:2044",4204,"2018-06-25T02:59:59.999","2018-06-30",0,0,26.73,2.2799999999999998,0]
[null,null,null,"20050625:2144",4205,"2018-06-25T03:59:59.999","2018-06-30",0,0,26.4,1.93,0]
[null,null,null,"20050626:0044",4208,"2018-06-25T06:59:59.999","2018-06-30",206.33,21.04,27.63,2.41,0]
[null,null,null,"20050626:0444",4212,"2018-06-25T10:59:59.999","2018-06-30",575.83000000000004,68.17,30.28,3.03,0]
[null,null,null,"20050626:0744",4215,"2018-06-25T13:59:59.999","2018-06-30",490.23,49.22,31.44,3.24,0]
[null,null,null,"20050626:1144",4219,"2018-06-25T17:59:59.999","2018-06-30",0,0,28.98,1.17,0]
[null,null,null,"20050626:1544",4223,"2018-06-25T21:59:59.999","2018-06-30",0,0,27.91,0.48,0]
[null,null,null,"20050626:1844",4226,"2018-06-26T00:59:59.999",{"$f":"EOMONTH(F4235,0)","v":"2018-06-30"},0,0,26.43,1.45,0]
[null,null,null,"20050626:2144",4229,"2018-06-26T03:59:59.999","2018-06-30",0,0,25.86,2.21,0]
[null,null,null,"20050626:2244",4230,"2018-06-26T04:59:59.999","2018-06-30",0,0,26.06,2.97,0]
[null,null,null,"20050627:0144",4233,"2018-06-26T07:59:59.999","2018-06-30",412.86,34.58,28.16,3.38,0]
[null,null,null,"20050627:0544",4237,"2018-06-26T11:59:59.999","2018-06-30",678.91,68.8,30.27,3.24,0]
[null,null,null,"20050627:0844",4240,"2018-06-26T14:59:59.999","2018-06-30",365.51,36.26,30.41,2.21,0]
[null,null,null,"20050627:1244",4244,"2018-06-26T18:59:59.999","2018-06-30",0,0,28.7,3.17,0]
[null,null,null,"20050627:1644",4248,"2018-06-26T22:59:59.999","2018-06-30",0,0,27.71,3.31,0]
[null,null,null,"20050627:1944",4251,"2018-06-27T01:59:59.999","2018-06-30",0,0,26.96,2.76,0]
[null,null,null,"20050627:2044",4252,"2018-06-27T02:59:59.999","2018-06-30",0,0,26.4,2.0699999999999998,0]
[null,null,null,"20050627:2344",4255,"2018-06-27T05:59:59.999","2018-06-30",16,7.2,25.85,0.97,0]
[null,null,null,"20050628:0244",4258,"2018-06-27T08:59:59.999","2018-06-30",550.03,47.67,28.94,3.31,0]
[null,null,null,"20050628:0644",4262,"2018-06-27T12:59:59.999","2018-06-30",397.51,61.01,31.54,4.4800000000000004,0]
[null,null,null,"20050628:0944",4265,"2018-06-27T15:59:59.999","2018-06-30",316.16000000000003,22.77,30.88,3.86,0]
[null,null,null,"20050628:1344",4269,"2018-06-27T19:59:59.999","2018-06-30",0,0,29.01,4.41,0]
[null,null,null,"20050628:1744",4273,"2018-06-27T23:59:59.999","2018-06-30",0,0,27.18,3.66,0]
[null,null,null,"20050628:2044",4276,"2018-06-28T02:59:59.999","2018-06-30",0,0,26.09,2.83,0]
[null,null,null,"20050628:2144",4277,"2018-06-28T03:59:59.999","2018-06-30",0,0,25.45,2.62,0]
[null,null,null,"20050629:0044",4280,"2018-06-28T06:59:59.999","2018-06-30",152.27000000000001,20.91,26.11,3.03,0]
[null,null,null,"20050629:0344",4283,"2018-06-28T09:59:59.999","2018-06-30",498.34,59.6,28.65,3.79,0]
[null,null,null,"20050629:0644",4286,"2018-06-28T12:59:59.999","2018-06-30",834.15,61.08,29.17,2.21,0]
[null,null,null,"20050629:1144",4291,{"$f":"F4299+1/24","v":"2018-06-28T17:59:59.999"},"2018-06-30",0,0,28.6,2.0699999999999998,0]
[null,null,null,"20050629:1444",4294,"2018-06-28T20:59:59.999","2018-06-30",0,0,27.52,2.21,0]
[null,null,null,"20050629:1844",4298,"2018-06-29T00:59:59.999","2018-06-30",0,0,26.3,2.9,0]
[null,null,null,"20050629:2144",4301,"2018-06-29T03:59:59.999","2018-06-30",0,0,25.95,2.5499999999999998,0]
[null,null,null,"20050629:2244",4302,"2018-06-29T04:59:59.999","2018-06-30",0,0,25.94,2.5499999999999998,0]
[null,null,null,"20050630:0144",4305,"2018-06-29T07:59:59.999","2018-06-30",501.58,34.479999999999997,28.37,3.79,0]
[null,null,null,"20050630:0744",4311,"2018-06-29T13:59:59.999","2018-06-30",614.72,49.47,30.56,5.03,0]
[null,null,null,"20050630:0944",4313,"2018-06-29T15:59:59.999","2018-06-30",259.13,22.87,29.92,4.6900000000000004,0]
[null,null,null,"20050630:1244",4316,"2018-06-29T18:59:59.999","2018-06-30",0,0,28.74,3.45,0]
[null,null,null,"20050630:1644",4320,"2018-06-29T22:59:59.999","2018-06-30",0,0,27.68,3.52,0]
[null,null,null,"20050630:1944",4323,"2018-06-30T01:59:59.999","2018-06-30",0,0,27.29,3.72,0]
[null,null,null,"20050630:2244",4326,"2018-06-30T04:59:59.999","2018-06-30",0,0,27.02,3.72,0]
[null,null,null,"20050630:2344",4327,"2018-06-30T05:59:59.999","2018-06-30",75.52,7.06,27.21,3.45,0]
[null,null,null,"20050701:0444",4332,"2018-06-30T10:59:59.999","2018-06-30",810.32,68.3,31.31,4.62,0]
[null,null,null,"20050701:0644",4334,"2018-06-30T12:59:59.999","2018-06-30",697.8,61.22,31.5,3.86,0]
[null,null,null,"20050701:1044",4338,"2018-06-30T16:59:59.999","2018-06-30",70.27,9.16,29.91,2.41,0]
[null,null,null,"20050701:1344",4341,"2018-06-30T19:59:59.999","2018-06-30",0,0,27.82,1.86,0]
[null,null,null,"20050701:1744",4345,"2018-06-30T23:59:59.999","2018-06-30",0,0,26.26,1.24,0]
[null,null,null,"20050701:2044",4348,"2018-07-01T02:59:59.999","2018-07-31",0,0,24.85,1.24,0]
[null,null,null,"20050701:2344",4351,"2018-07-01T05:59:59.999","2018-07-31",109.4,7.02,25.81,1.72,0]
[null,null,null,"20050702:0144",4353,"2018-07-01T07:59:59.999","2018-07-31",436.72,34.42,28.43,2.14,0]
[null,null,null,"20050702:0444",4356,"2018-07-01T10:59:59.999","2018-07-31",896.95,68.349999999999994,30.17,3.03,0]
[null,null,null,"20050702:0844",4360,"2018-07-01T14:59:59.999","2018-07-31",291.16000000000003,36.549999999999997,30.55,2.2799999999999998,0]
[null,null,null,"20050702:1144",4363,"2018-07-01T17:59:59.999","2018-07-31",0,0,28.92,1.79,0]
[null,null,null,"20050702:1444",4366,"2018-07-01T20:59:59.999","2018-07-31",0,0,28.63,0.28000000000000003,0]
[null,null,null,"20050702:1844",4370,"2018-07-02T00:59:59.999","2018-07-31",0,0,25.84,1.59,0]
[null,null,null,"20050702:2144",4373,"2018-07-02T03:59:59.999","2018-07-31",0,0,25.52,0.97,0]
[null,null,null,"20050702:2244",4374,"2018-07-02T04:59:59.999","2018-07-31",0,0,25.24,1.31,0]
[null,null,null,"20050703:0244",4378,"2018-07-02T08:59:59.999","2018-07-31",515.12,47.58,28.66,1.79,0]
[null,null,null,"20050703:0544",4381,"2018-07-02T11:59:59.999","2018-07-31",897.19,69.22,30.39,2.97,0]
[null,null,null,"20050703:0944",4385,"2018-07-02T15:59:59.999","2018-07-31",174.37,23.02,29.58,2.41,0]
[null,null,null,"20050703:1244",4388,"2018-07-02T18:59:59.999","2018-07-31",0,0,28.27,2.2799999999999998,0]
[null,null,null,"20050703:1544",4391,"2018-07-02T21:59:59.999","2018-07-31",0,0,27.35,1.93,0]
[null,null,null,"20050703:1944",4395,"2018-07-03T01:59:59.999","2018-07-31",0,0,26.14,1.52,0]
[null,null,null,"20050703:2244",4398,"2018-07-03T04:59:59.999","2018-07-31",0,0,24.65,2.34,0]
[null,null,null,"20050703:2344",4399,"2018-07-03T05:59:59.999","2018-07-31",93.72,6.93,24.7,2.34,0]
[null,null,null,"20050704:0344",4403,"2018-07-03T09:59:59.999","2018-07-31",742.52,59.64,28.88,2.76,0]
[null,null,null,"20050704:0644",4406,"2018-07-03T12:59:59.999","2018-07-31",836.31,61.47,30.25,3.86,0]
[null,null,null,"20050704:1044",4410,"2018-07-03T16:59:59.999","2018-07-31",92.2,9.2899999999999991,29.01,2.48,0]
[null,null,null,"20050704:1344",4413,"2018-07-03T19:59:59.999","2018-07-31",0,0,28.08,1.93,0]
[null,null,null,"20050704:1644",4416,"2018-07-03T22:59:59.999","2018-07-31",0,0,26.74,2.0699999999999998,0]
[null,null,null,"20050704:2044",4420,"2018-07-04T02:59:59.999","2018-07-31",0,0,26.82,0.55000000000000004,0]
[null,null,null,"20050705:0044",4424,"2018-07-04T06:59:59.999","2018-07-31",163.96,20.7,28.24,0.97,0]
[null,null,null,"20050705:0144",4425,"2018-07-04T07:59:59.999","2018-07-31",499.71,34.35,29.12,1.59,0]
[null,null,null,"20050705:0444",4428,"2018-07-04T10:59:59.999","2018-07-31",728.73,68.52,30.97,2.83,0]
[null,null,null,"20050705:0744",4431,"2018-07-04T13:59:59.999","2018-07-31",728.98,49.82,30.62,3.52,0]
[null,null,null,"20050705:1144",4435,"2018-07-04T17:59:59.999","2018-07-31",0,0,28.99,1.93,0]
[null,null,null,"20050705:1444",4438,"2018-07-04T20:59:59.999","2018-07-31",0,0,28.16,0.76,0]
[null,null,null,"20050705:1744",4441,"2018-07-04T23:59:59.999","2018-07-31",0,0,26.73,0.9,0]
[null,null,null,"20050705:2144",4445,"2018-07-05T03:59:59.999","2018-07-31",0,0,26.37,0.34,0]
[null,null,null,"20050706:0144",4449,"2018-07-05T07:59:59.999","2018-07-31",302.5,34.340000000000003,28.28,0.69,0]
[null,null,null,"20050706:0244",4450,"2018-07-05T08:59:59.999","2018-07-31",434.08,47.57,29.3,0.83,0]
[null,null,null,"20050706:0544",4453,"2018-07-05T11:59:59.999","2018-07-31",830.22,69.510000000000005,31.4,3.52,0]
[null,null,null,"20050706:0844",4456,"2018-07-05T14:59:59.999","2018-07-31",313.83999999999997,36.79,30.74,3.72,0]
[null,null,null,"20050706:1244",4460,"2018-07-05T18:59:59.999","2018-07-31",0,0,28.63,2.41,0]
[null,null,null,"20050706:1544",4463,"2018-07-05T21:59:59.999","2018-07-31",0,0,27.34,1.52,0]
[null,null,null,"20050706:1844",4466,"2018-07-06T00:59:59.999","2018-07-31",0,0,26.45,0.9,0]
[null,null,null,"20050706:2344",4471,"2018-07-06T05:59:59.999","2018-07-31",136.19999999999999,6.81,26.05,1.38,0]
[null,null,null,"20050707:0244",4474,"2018-07-06T08:59:59.999","2018-07-31",673.8,47.57,30.01,2.14,0]
[null,null,null,"20050707:0344",4475,"2018-07-06T09:59:59.999","2018-07-31",730.02,59.72,30.66,2.41,0]
[null,null,null,"20050707:0644",4478,"2018-07-06T12:59:59.999","2018-07-31",572.42999999999995,61.75,31.51,3.03,0]
[null,null,null,"20050707:0944",4481,"2018-07-06T15:59:59.999","2018-07-31",327.08999999999997,23.22,30.71,2.14,0]
[null,null,null,"20050707:1344",4485,"2018-07-06T19:59:59.999","2018-07-31",0,0,27.72,1.66,0]
[null,null,null,"20050707:1544",4487,"2018-07-06T21:59:59.999","2018-07-31",0,0,27.55,2.5499999999999998,0]
[null,null,null,"20050707:2144",4493,"2018-07-07T03:59:59.999","2018-07-31",0,0,25.72,1.59,0]
[null,null,null,"20050708:0044",4496,"2018-07-07T06:59:59.999","2018-07-31",54.99,20.61,28.41,3.24,0]
[null,null,null,"20050708:0344",4499,"2018-07-07T09:59:59.999","2018-07-31",390.52,59.75,31.07,3.45,0]
[null,null,null,"20050708:0444",4500,"2018-07-07T10:59:59.999","2018-07-31",710.28,68.75,31.68,3.86,0]
[null,null,null,"20050708:0744",4503,"2018-07-07T13:59:59.999","2018-07-31",712.75,50.04,31.92,3.66,0]
[null,null,null,"20050708:1044",4506,"2018-07-07T16:59:59.999","2018-07-31",87.06,9.4499999999999993,30.67,2,0]
[null,null,null,"20050708:1644",4512,"2018-07-07T22:59:59.999","2018-07-31",0,0,28.13,2.97,0]
[null,null,null,"20050708:1844",4514,"2018-07-08T00:59:59.999","2018-07-31",0,0,27.14,2.14,0]
[null,null,null,"20050708:2244",4518,"2018-07-08T04:59:59.999","2018-07-31",0,0,26.24,2.83,0]
[null,null,null,"20050709:0144",4521,"2018-07-08T07:59:59.999","2018-07-31",450.2,34.299999999999997,29.1,3.17,0]
[null,null,null,"20050709:0444",4524,"2018-07-08T10:59:59.999","2018-07-31",842.84,68.84,31.28,3.17,0]
[null,null,null,"20050709:0544",4525,"2018-07-08T11:59:59.999","2018-07-31",689.94,69.86,31.49,3.59,0]
[null,null,null,"20050709:0844",4528,"2018-07-08T14:59:59.999","2018-07-31",531.52,36.97,31.48,3.52,0]
[null,null,null,"20050709:1244",4532,"2018-07-08T18:59:59.999","2018-07-31",0,0,29.19,2.21,0]
[null,null,null,"20050709:1744",4537,"2018-07-08T23:59:59.999","2018-07-31",0,0,25.35,1.45,0]
[null,null,null,"20050709:1944",4539,"2018-07-09T01:59:59.999","2018-07-31",0,0,25.09,1.66,0]
[null,null,null,"20050709:2344",4543,"2018-07-09T05:59:59.999","2018-07-31",15,6.7,25.69,1.72,0]
[null,null,null,"20050710:0244",4546,"2018-07-09T08:59:59.999",{"$f":"EOMONTH(F4555,0)","v":"2018-07-31"},507.44,47.6,28.77,1.38,0]
[null,null,null,"20050710:0544",4549,"2018-07-09T11:59:59.999","2018-07-31",887.9,69.98,30.12,2.76,0]
[null,null,null,"20050710:0644",4550,"2018-07-09T12:59:59.999","2018-07-31",878.58,62.05,29.41,2.69,0]
[null,null,null,"20050710:0944",4553,"2018-07-09T15:59:59.999","2018-07-31",30.99,23.37,27.82,2.69,0]
[null,null,null,"20050710:1444",4558,"2018-07-09T20:59:59.999","2018-07-31",0,0,26.25,0.83,0]
[null,null,null,"20050710:1744",4561,"2018-07-09T23:59:59.999","2018-07-31",0,0,26.23,2.21,0]
[null,null,null,"20050710:2044",4564,"2018-07-10T02:59:59.999","2018-07-31",0,0,26.27,0.62,0]
[null,null,null,"20050711:0044",4568,"2018-07-10T06:59:59.999","2018-07-31",272.63,20.55,26.82,1.03,0]
[null,null,null,"20050711:0344",4571,"2018-07-10T09:59:59.999","2018-07-31",863.4,59.88,29.46,2.2799999999999998,0]
[null,null,null,"20050711:0644",4574,"2018-07-10T12:59:59.999","2018-07-31",584.30999999999995,62.16,30.87,2.83,0]
[null,null,null,"20050711:0744",4575,"2018-07-10T13:59:59.999","2018-07-31",744.01,50.28,30.72,2.97,0]
[null,null,null,"20050711:1144",4579,"2018-07-10T17:59:59.999","2018-07-31",0,0,28.62,1.31,0]
[null,null,null,"20050711:1544",4583,"2018-07-10T21:59:59.999","2018-07-31",0,0,26.25,1.66,0]
[null,null,null,"20050711:1844",4586,"2018-07-11T00:59:59.999","2018-07-31",0,0,24.96,2.21,0]
[null,null,null,"20050711:2144",4589,"2018-07-11T03:59:59.999","2018-07-31",0,0,24.9,1.93,0]
[null,null,null,"20050712:0144",4593,"2018-07-11T07:59:59.999","2018-07-31",326,34.28,26.95,3.79,0]
[null,null,null,"20050712:0444",4596,"2018-07-11T10:59:59.999","2018-07-31",951.27,69.150000000000006,29.5,3.03,0]
[null,null,null,"20050712:0544",4597,"2018-07-11T11:59:59.999","2018-07-31",845.2,70.25,29.79,3.1,0]
[null,null,null,"20050712:0844",4600,"2018-07-11T14:59:59.999","2018-07-31",534.65,37.159999999999997,29.81,2.9,0]
[null,null,null,"20050712:1244",4604,"2018-07-11T18:59:59.999","2018-07-31",0,0,28.59,2.62,0]
[null,null,null,"20050712:1644",4608,"2018-07-11T22:59:59.999","2018-07-31",0,0,26.21,3.93,0]
[null,null,null,"20050712:1944",4611,{"$f":"F4619+1/24","v":"2018-07-12T01:59:59.999"},"2018-07-31",0,0,25.37,2.48,0]
[null,null,null,"20050712:2244",4614,"2018-07-12T04:59:59.999","2018-07-31",0,0,25.47,3.72,0]
[null,null,null,"20050713:0244",4618,"2018-07-12T08:59:59.999","2018-07-31",591.98,47.66,28.22,4.9000000000000004,0]
[null,null,null,"20050713:0544",4621,"2018-07-12T11:59:59.999","2018-07-31",915.43,70.400000000000006,30.02,4.76,0]
[null,null,null,"20050713:0944",4625,"2018-07-12T15:59:59.999","2018-07-31",311.69,23.51,29.13,4.4800000000000004,0]
[null,null,null,"20050713:1044",4626,"2018-07-12T16:59:59.999","2018-07-31",62.63,9.61,28.85,3.59,0]
[null,null,null,"20050713:1344",4629,"2018-07-12T19:59:59.999","2018-07-31",0,0,27.76,3.24,0]
[null,null,null,"20050713:1744",4633,"2018-07-12T23:59:59.999","2018-07-31",0,0,26.49,2.97,0]
[null,null,null,"20050713:2044",4636,"2018-07-13T02:59:59.999","2018-07-31",0,0,25.67,3.03,0]
[null,null,null,"20050713:2344",4639,"2018-07-13T05:59:59.999","2018-07-31",78.53,6.58,25.4,2.41,0]
[null,null,null,"20050714:0344",4643,"2018-07-13T09:59:59.999","2018-07-31",804.26,60.06,29.34,2.69,0]
[null,null,null,"20050714:0644",4646,"2018-07-13T12:59:59.999","2018-07-31",874.08,62.5,29.62,2.76,0]
[null,null,null,"20050714:0844",4648,"2018-07-13T14:59:59.999","2018-07-31",548.26,37.28,29.74,1.86,0]
[null,null,null,"20050714:1144",4651,"2018-07-13T17:59:59.999","2018-07-31",0,0,28.55,2.34,0]
[null,null,null,"20050714:1444",4654,"2018-07-13T20:59:59.999","2018-07-31",0,0,26.82,1.52,0]
[null,null,null,"20050714:1844",4658,"2018-07-14T00:59:59.999","2018-07-31",0,0,25.28,1.52,0]
[null,null,null,"20050714:2144",4661,"2018-07-14T03:59:59.999","2018-07-31",0,0,24.18,0.48,0]
[null,null,null,"20050715:0144",4665,"2018-07-14T07:59:59.999","2018-07-31",293.76,34.29,25.56,0.76,0]
[null,null,null,"20050715:0444",4668,"2018-07-14T10:59:59.999","2018-07-31",270.94,69.5,28.24,1.1000000000000001,0]
[null,null,null,"20050715:0744",4671,"2018-07-14T13:59:59.999","2018-07-31",131.97,50.62,28.21,4.1399999999999997,0]
[null,null,null,"20050715:0944",4673,"2018-07-14T15:59:59.999","2018-07-31",70.989999999999995,23.59,27.05,3.52,0]
[null,null,null,"20050715:1244",4676,"2018-07-14T18:59:59.999","2018-07-31",0,0,25.06,3.24,0]
[null,null,null,"20050715:1544",4679,"2018-07-14T21:59:59.999","2018-07-31",0,0,24.83,3.45,0]
[null,null,null,"20050715:1944",4683,"2018-07-15T01:59:59.999","2018-07-31",0,0,24.63,3.1,0]
[null,null,null,"20050715:2244",4686,"2018-07-15T04:59:59.999","2018-07-31",0,0,24.35,2.34,0]
[null,null,null,"20050716:0244",4690,"2018-07-15T08:59:59.999","2018-07-31",375.09,47.75,27.2,1.17,0]
[null,null,null,"20050716:0444",4692,"2018-07-15T10:59:59.999","2018-07-31",387.74,69.64,29.09,1.66,0]
[null,null,null,"20050716:0944",4697,"2018-07-15T15:59:59.999","2018-07-31",45.99,23.63,27.86,1.24,0]
[null,null,null,"20050716:1044",4698,"2018-07-15T16:59:59.999","2018-07-31",95.57,9.69,27.55,0.97,0]
[null,null,null,"20050716:1344",4701,"2018-07-15T19:59:59.999","2018-07-31",0,0,26.8,0.62,0]
[null,null,null,"20050716:1744",4705,"2018-07-15T23:59:59.999","2018-07-31",0,0,25.12,0.9,0]
[null,null,null,"20050716:2044",4708,"2018-07-16T02:59:59.999","2018-07-31",0,0,25.21,2.21,0]
[null,null,null,"20050716:2344",4711,"2018-07-16T05:59:59.999","2018-07-31",159.13999999999999,6.5,25.21,1.24,0]
[null,null,null,"20050717:0144",4713,"2018-07-16T07:59:59.999","2018-07-31",475.42,34.31,26.72,1.31,0]
[null,null,null,"20050717:0744",4719,"2018-07-16T13:59:59.999","2018-07-31",679.65,50.78,28.85,2.76,0]
[null,null,null,"20050717:1044",4722,"2018-07-16T16:59:59.999","2018-07-31",69.38,9.7200000000000006,28.47,0.21,0]
[null,null,null,"20050717:1144",4723,"2018-07-16T17:59:59.999","2018-07-31",0,0,28.23,7.0000000000000007E-2,0]
[null,null,null,"20050717:1444",4726,"2018-07-16T20:59:59.999","2018-07-31",0,0,26.12,1.24,0]
[null,null,null,"20050717:1844",4730,"2018-07-17T00:59:59.999","2018-07-31",0,0,25.27,1.59,0]
[null,null,null,"20050717:2144",4733,"2018-07-17T03:59:59.999","2018-07-31",0,0,24.1,1.03,0]
[null,null,null,"20050718:0244",4738,"2018-07-17T08:59:59.999",{"$f":"EOMONTH(F4747,0)","v":"2018-07-31"},394.87,47.82,28.53,1.86,0]
[null,null,null,"20050718:0544",4741,"2018-07-17T11:59:59.999","2018-07-31",846.66,71.19,29.58,3.03,0]
[null,null,null,"20050718:0844",4744,"2018-07-17T14:59:59.999","2018-07-31",546.75,37.520000000000003,28.65,2.69,0]
[null,null,null,"20050718:1144",4747,"2018-07-17T17:59:59.999","2018-07-31",0,0,27.51,1.79,0]
[null,null,null,"20050718:1244",4748,"2018-07-17T18:59:59.999","2018-07-31",0,0,27.09,1.03,0]
[null,null,null,"20050718:1544",4751,"2018-07-17T21:59:59.999","2018-07-31",0,0,25.83,1.17,0]
[null,null,null,"20050718:1944",4755,"2018-07-18T01:59:59.999","2018-07-31",0,0,25.21,0.76,0]
[null,null,null,"20050718:2344",4759,"2018-07-18T05:59:59.999","2018-07-31",15,6.45,25.33,2.0699999999999998,0]
[null,null,null,"20050719:0244",4762,"2018-07-18T08:59:59.999","2018-07-31",583.6,47.86,27.65,3.86,0]
[null,null,null,"20050719:0644",4766,"2018-07-18T12:59:59.999","2018-07-31",562.91999999999996,63.1,28.87,3.31,0]
[null,null,null,"20050719:0944",4769,"2018-07-18T15:59:59.999","2018-07-31",115.98,23.75,28.67,3.1,0]
[null,null,null,"20050719:1044",4770,"2018-07-18T16:59:59.999","2018-07-31",56.82,9.76,28.28,2.5499999999999998,0]
[null,null,null,"20050719:1344",4773,"2018-07-18T19:59:59.999","2018-07-31",0,0,27.58,3.03,0]
[null,null,null,"20050719:1644",4776,"2018-07-18T22:59:59.999","2018-07-31",0,0,26.6,3.66,0]
[null,null,null,"20050719:2044",4780,"2018-07-19T02:59:59.999","2018-07-31",0,0,25.02,2.14,0]
[null,null,null,"20050720:0044",4784,"2018-07-19T06:59:59.999","2018-07-31",180.47,20.46,25.98,3.1,0]
[null,null,null,"20050720:0344",4787,"2018-07-19T09:59:59.999","2018-07-31",809.68,60.52,28.49,3.72,0]
[null,null,null,"20050720:0744",4791,"2018-07-19T13:59:59.999","2018-07-31",722.61,51.04,29.91,2.5499999999999998,0]
[null,null,null,"20050720:1044",4794,"2018-07-19T16:59:59.999","2018-07-31",56.83,9.7799999999999994,29,1.66,0]
[null,null,null,"20050720:1144",4795,"2018-07-19T17:59:59.999","2018-07-31",0,0,28.04,1.45,0]
[null,null,null,"20050720:1444",4798,"2018-07-19T20:59:59.999","2018-07-31",0,0,26.36,3.24,0]
[null,null,null,"20050720:1744",4801,"2018-07-19T23:59:59.999","2018-07-31",0,0,25.72,1.86,0]
[null,null,null,"20050720:2144",4805,"2018-07-20T03:59:59.999","2018-07-31",0,0,24.78,1.45,0]
[null,null,null,"20050721:0144",4809,"2018-07-20T07:59:59.999","2018-07-31",446.01,34.380000000000003,27.89,2.21,0]
[null,null,null,"20050721:0544",4813,"2018-07-20T11:59:59.999","2018-07-31",825.47,71.73,29.64,2.9,0]
[null,null,null,"20050721:0844",4816,"2018-07-20T14:59:59.999","2018-07-31",481.63,37.68,29.72,2.41,0]
[null,null,null,"20050721:1144",4819,"2018-07-20T17:59:59.999","2018-07-31",0,0,28.27,2.21,0]
[null,null,null,"20050721:1244",4820,"2018-07-20T18:59:59.999","2018-07-31",0,0,27.79,2.21,0]
[null,null,null,"20050721:1544",4823,"2018-07-20T21:59:59.999","2018-07-31",0,0,27.13,2.97,0]
[null,null,null,"20050721:1844",4826,"2018-07-21T00:59:59.999","2018-07-31",0,0,26.56,2.34,0]
[null,null,null,"20050721:2344",4831,"2018-07-21T05:59:59.999","2018-07-31",134.27000000000001,6.4,26.02,3.17,0]
[null,null,null,"20050722:0244",4834,"2018-07-21T08:59:59.999","2018-07-31",603.20000000000005,48.01,28.22,4.1399999999999997,0]
[null,null,null,"20050722:0644",4838,"2018-07-21T12:59:59.999","2018-07-31",898.41,63.49,30.64,2.62,0]
[null,null,null,"20050722:0944",4841,"2018-07-21T15:59:59.999","2018-07-31",214.34,23.85,30.1,3.17,0]
[null,null,null,"20050722:1244",4844,"2018-07-21T18:59:59.999","2018-07-31",0,0,28.79,3.59,0]
[null,null,null,"20050722:1344",4845,"2018-07-21T19:59:59.999","2018-07-31",0,0,28.41,3.93,0]
[null,null,null,"20050722:1944",4851,"2018-07-22T01:59:59.999","2018-07-31",0,0,26.86,3.38,0]
[null,null,null,"20050722:2044",4852,"2018-07-22T02:59:59.999","2018-07-31",0,0,26.28,3.31,0]
[null,null,null,"20050723:0044",4856,"2018-07-22T06:59:59.999","2018-07-31",43.99,20.47,25.91,2.97,0]
[null,null,null,"20050723:0344",4859,"2018-07-22T09:59:59.999","2018-07-31",546.98,60.81,28.15,3.03,0]
[null,null,null,"20050723:0744",4863,"2018-07-22T13:59:59.999","2018-07-31",611.22,51.28,28.93,3.03,0]
[null,null,null,"20050723:1044",4866,"2018-07-22T16:59:59.999",{"$f":"EOMONTH(F4875,0)","v":"2018-07-31"},93.99,9.81,28.57,2.83,0]
[null,null,null,"20050723:1344",4869,"2018-07-22T19:59:59.999","2018-07-31",0,0,27.7,3.1,0]
[null,null,null,"20050723:1644",4872,"2018-07-22T22:59:59.999","2018-07-31",0,0,26.75,3.24,0]
[null,null,null,"20050723:1844",4874,"2018-07-23T00:59:59.999","2018-07-31",0,0,25.93,3.45,0]
[null,null,null,"20050723:2244",4878,"2018-07-23T04:59:59.999","2018-07-31",0,0,24.99,2,0]
[null,null,null,"20050724:0144",4881,"2018-07-23T07:59:59.999","2018-07-31",239.58,34.46,27.15,3.59,0]
[null,null,null,"20050724:0444",4884,"2018-07-23T10:59:59.999","2018-07-31",941.82,70.89,29.94,4.1399999999999997,0]
[null,null,null,"20050724:0844",4888,"2018-07-23T14:59:59.999","2018-07-31",403.33,37.840000000000003,28.98,2.5499999999999998,0]
[null,null,null,"20050724:1144",4891,"2018-07-23T17:59:59.999","2018-07-31",0,0,28.04,2.83,0]
[null,null,null,"20050724:1344",4893,"2018-07-23T19:59:59.999","2018-07-31",0,0,27.49,2.48,0]
[null,null,null,"20050724:1644",4896,"2018-07-23T22:59:59.999","2018-07-31",0,0,26.17,1.72,0]
[null,null,null,"20050724:1944",4899,"2018-07-24T01:59:59.999","2018-07-31",0,0,25.32,0.97,0]
[null,null,null,"20050724:2344",4903,"2018-07-24T05:59:59.999","2018-07-31",15,6.37,25.24,1.17,0]
[null,null,null,"20050725:0244",4906,"2018-07-24T08:59:59.999","2018-07-31",322.63,48.19,27.75,1.79,0]
[null,null,null,"20050725:0544",4909,"2018-07-24T11:59:59.999","2018-07-31",370.82,72.510000000000005,28.91,2.83,0]
[null,null,null,"20050725:0944",4913,"2018-07-24T15:59:59.999","2018-07-31",315.45999999999998,23.93,28.99,2.83,0]
[null,null,null,"20050725:1044",4914,"2018-07-24T16:59:59.999","2018-07-31",112.2,9.83,28.64,2.69,0]
[null,null,null,"20050725:1644",4920,"2018-07-24T22:59:59.999","2018-07-31",0,0,26.59,3.03,0]
[null,null,null,"20050725:1744",4921,"2018-07-24T23:59:59.999","2018-07-31",0,0,26.49,3.1,0]
[null,null,null,"20050725:2044",4924,"2018-07-25T02:59:59.999","2018-07-31",0,0,24.74,1.86,0]
[null,null,null,"20050726:0044",4928,"2018-07-25T06:59:59.999","2018-07-31",57.99,20.5,25.91,3.86,0]
[null,null,null,"20050726:0344",4931,{"$f":"F4939+1/24","v":"2018-07-25T09:59:59.999"},"2018-07-31",661.95,61.14,28.96,5.93,0]
[null,null,null,"20050726:0644",4934,"2018-07-25T12:59:59.999","2018-07-31",501.89,64.010000000000005,29.98,4.6900000000000004,0]
[null,null,null,"20050726:1044",4938,"2018-07-25T16:59:59.999","2018-07-31",103.18,9.83,28.96,4.28,0]
[null,null,null,"20050726:1144",4939,"2018-07-25T17:59:59.999","2018-07-31",0,0,28.34,4.07,0]
[null,null,null,"20050726:1544",4943,"2018-07-25T21:59:59.999","2018-07-31",0,0,27.09,3.79,0]
[null,null,null,"20050726:1844",4946,"2018-07-26T00:59:59.999","2018-07-31",0,0,26.23,2.5499999999999998,0]
[null,null,null,"20050726:2144",4949,"2018-07-26T03:59:59.999","2018-07-31",0,0,26.23,3.66,0]
[null,null,null,"20050727:0144",4953,"2018-07-26T07:59:59.999","2018-07-31",312.58999999999997,34.57,27.71,4.41,0]
[null,null,null,"20050727:0444",4956,"2018-07-26T10:59:59.999","2018-07-31",896.23,71.44,29.84,4.76,0]
[null,null,null,"20050727:0744",4959,"2018-07-26T13:59:59.999","2018-07-31",623.22,51.6,30.9,3.1,0]
[null,null,null,"20050727:1244",4964,"2018-07-26T18:59:59.999","2018-07-31",0,0,28.56,3.24,0]
[null,null,null,"20050727:1544",4967,"2018-07-26T21:59:59.999","2018-07-31",0,0,27.65,3.24,0]
[null,null,null,"20050727:1644",4968,"2018-07-26T22:59:59.999","2018-07-31",0,0,27.39,3.17,0]
[null,null,null,"20050727:1944",4971,"2018-07-27T01:59:59.999","2018-07-31",0,0,26.41,2.14,0]
[null,null,null,"20050727:2244",4974,"2018-07-27T04:59:59.999","2018-07-31",0,0,26.13,2.69,0]
[null,null,null,"20050728:0244",4978,"2018-07-27T08:59:59.999","2018-07-31",693.08,48.39,29.13,4.1399999999999997,0]
[null,null,null,"20050728:0544",4981,"2018-07-27T11:59:59.999","2018-07-31",619.95000000000005,73.14,31.08,3.86,0]
[null,null,null,"20050728:0944",4985,"2018-07-27T15:59:59.999","2018-07-31",224.57,23.99,30.84,2.48,0]
[null,null,null,"20050728:1344",4989,"2018-07-27T19:59:59.999","2018-07-31",0,0,28.36,3.79,0]
[null,null,null,"20050728:1644",4992,"2018-07-27T22:59:59.999","2018-07-31",0,0,27.4,3.93,0]
[null,null,null,"20050728:1744",4993,"2018-07-27T23:59:59.999","2018-07-31",0,0,26.99,3.72,0]
[null,null,null,"20050728:2044",4996,"2018-07-28T02:59:59.999","2018-07-31",0,0,26.25,4,0]
[null,null,null,"20050728:2344",4999,"2018-07-28T05:59:59.999","2018-07-31",95.52,6.36,26.24,2.62,0]
[null,null,null,"20050729:0344",5003,"2018-07-28T09:59:59.999","2018-07-31",481.95,61.49,29.54,2.83,0]
[null,null,null,"20050729:0644",5006,"2018-07-28T12:59:59.999","2018-07-31",690.09,64.400000000000006,31.16,3.38,0]
[null,null,null,"20050729:1144",5011,"2018-07-28T17:59:59.999","2018-07-31",0,0,28.92,1.86,0]
[null,null,null,"20050729:1444",5014,"2018-07-28T20:59:59.999","2018-07-31",0,0,27.53,2.62,0]
[null,null,null,"20050729:1744",5017,"2018-07-28T23:59:59.999","2018-07-31",0,0,26.6,2.41,0]
[null,null,null,"20050729:1844",5018,"2018-07-29T00:59:59.999","2018-07-31",0,0,26.02,1.45,0]
[null,null,null,"20050729:2144",5021,"2018-07-29T03:59:59.999","2018-07-31",0,0,25.43,2.0699999999999998,0]
[null,null,null,"20050730:0044",5024,"2018-07-29T06:59:59.999","2018-07-31",194.16,20.58,27.02,3.86,0]
[null,null,null,"20050730:0344",5027,"2018-07-29T09:59:59.999","2018-07-31",811.79,61.62,29.1,5.03,0]
[null,null,null,"20050730:0844",5032,"2018-07-29T14:59:59.999","2018-07-31",473.63,38.1,31.38,3.1,0]
[null,null,null,"20050730:1244",5036,"2018-07-29T18:59:59.999","2018-07-31",0,0,29,2.83,0]
[null,null,null,"20050730:1544",5039,"2018-07-29T21:59:59.999","2018-07-31",0,0,27.98,3.93,0]
[null,null,null,"20050730:1844",5042,"2018-07-30T00:59:59.999","2018-07-31",0,0,27.3,2.97,0]
[null,null,null,"20050730:1944",5043,"2018-07-30T01:59:59.999","2018-07-31",0,0,27.02,2.76,0]
[null,null,null,"20050730:2244",5046,"2018-07-30T04:59:59.999","2018-07-31",0,0,26.41,2.76,0]
[null,null,null,"20050731:0444",5052,"2018-07-30T10:59:59.999","2018-07-31",867.39,72.260000000000005,30.99,4.76,0]
[null,null,null,"20050731:0644",5054,"2018-07-30T12:59:59.999","2018-07-31",869.3,64.67,31.67,4.1399999999999997,0]
[null,null,null,"20050731:0944",5057,"2018-07-30T15:59:59.999","2018-07-31",341.57,24.03,31.02,2.34,0]
[null,null,null,"20050731:1344",5061,"2018-07-30T19:59:59.999","2018-07-31",0,0,29.13,2.76,0]
[null,null,null,"20050731:1644",5064,"2018-07-30T22:59:59.999","2018-07-31",0,0,28.15,2.69,0]
[null,null,null,"20050731:1944",5067,"2018-07-31T01:59:59.999","2018-07-31",0,0,26.34,1.79,0]
[null,null,null,"20050731:2044",5068,"2018-07-31T02:59:59.999","2018-07-31",0,0,26.18,2.0699999999999998,0]
[null,null,null,"20050731:2344",5071,"2018-07-31T05:59:59.999","2018-07-31",63.42,6.37,26.61,2.83,0]
[null,null,null,"20050801:0544",5077,"2018-07-31T11:59:59.999","2018-07-31",770.72,74.02,31.17,3.79,0]
[null,null,null,"20050801:0744",5079,"2018-07-31T13:59:59.999","2018-07-31",732.84,51.97,31.52,3.17,0]
[null,null,null,"20050801:1044",5082,"2018-07-31T16:59:59.999","2018-07-31",94.18,9.8000000000000007,30.33,2.48,0]
[null,null,null,"20050801:1444",5086,"2018-07-31T20:59:59.999","2018-07-31",0,0,27.55,1.66,0]
[null,null,null,"20050801:1744",5089,"2018-07-31T23:59:59.999","2018-07-31",0,0,27.86,0.62,0]
[null,null,null,"20050801:1844",5090,"2018-08-01T00:59:59.999","2018-08-31",0,0,27.74,0.83,0]
[null,null,null,"20050801:2144",5093,"2018-08-01T03:59:59.999","2018-08-31",0,0,27.08,0.48,0]
[null,null,null,"20050802:0244",5098,"2018-08-01T08:59:59.999","2018-08-31",669.45,48.79,29.89,2.76,0]
[null,null,null,"20050802:0544",5101,"2018-08-01T11:59:59.999","2018-08-31",929.6,74.25,31.33,3.45,0]
[null,null,null,"20050802:0844",5104,"2018-08-01T14:59:59.999","2018-08-31",574.58000000000004,38.200000000000003,30.7,4,0]
[null,null,null,"20050802:1144",5107,"2018-08-01T17:59:59.999","2018-08-31",0,0,29.07,2.48,0]
[null,null,null,"20050802:1544",5111,"2018-08-01T21:59:59.999","2018-08-31",0,0,27.03,1.1000000000000001,0]
[null,null,null,"20050802:1844",5114,"2018-08-02T00:59:59.999","2018-08-31",0,0,26.72,0.97,0]
[null,null,null,"20050802:1944",5115,"2018-08-02T01:59:59.999","2018-08-31",0,0,25.78,0.83,0]
[null,null,null,"20050802:2344",5119,"2018-08-02T05:59:59.999","2018-08-31",114.76,6.39,25.24,1.86,0]
[null,null,null,"20050803:0244",5122,"2018-08-02T08:59:59.999",{"$f":"EOMONTH(F5131,0)","v":"2018-08-31"},221.95,48.88,28.01,1.38,0]
[null,null,null,"20050803:0644",5126,"2018-08-02T12:59:59.999","2018-08-31",821.8,65.05,31.06,3.17,0]
[null,null,null,"20050803:0944",5129,"2018-08-02T15:59:59.999","2018-08-31",234.47,24.05,30.39,2.5499999999999998,0]
[null,null,null,"20050803:1244",5132,"2018-08-02T18:59:59.999","2018-08-31",0,0,28.76,2.48,0]
[null,null,null,"20050803:1644",5136,"2018-08-02T22:59:59.999","2018-08-31",0,0,27.75,3.45,0]
[null,null,null,"20050803:1944",5139,"2018-08-03T01:59:59.999","2018-08-31",0,0,26.72,2.62,0]
[null,null,null,"20050803:2044",5140,"2018-08-03T02:59:59.999","2018-08-31",0,0,26.64,1.93,0]
[null,null,null,"20050804:0044",5144,"2018-08-03T06:59:59.999","2018-08-31",165.18,20.73,27.23,1.93,0]
[null,null,null,"20050804:0344",5147,"2018-08-03T09:59:59.999","2018-08-31",743.02,62.3,29.66,2.83,0]
[null,null,null,"20050804:0744",5151,"2018-08-03T13:59:59.999","2018-08-31",760.57,52.17,31.07,3.24,0]
[null,null,null,"20050804:1044",5154,"2018-08-03T16:59:59.999","2018-08-31",111.75,9.74,30.08,1.45,0]
[null,null,null,"20050804:1444",5158,"2018-08-03T20:59:59.999","2018-08-31",0,0,28.03,3.1,0]
[null,null,null,"20050804:1744",5161,"2018-08-03T23:59:59.999","2018-08-31",0,0,27.17,2.41,0]
[null,null,null,"20050804:2144",5165,"2018-08-04T03:59:59.999","2018-08-31",0,0,25.29,1.1000000000000001,0]
[null,null,null,"20050804:2244",5166,"2018-08-04T04:59:59.999","2018-08-31",0,0,25.25,1.45,0]
[null,null,null,"20050805:0144",5169,"2018-08-04T07:59:59.999","2018-08-31",473.48,35.03,28.14,2.14,0]
[null,null,null,"20050805:0444",5172,"2018-08-04T10:59:59.999","2018-08-31",932.8,73.39,29.74,2.62,0]
[null,null,null,"20050805:0844",5176,"2018-08-04T14:59:59.999","2018-08-31",570.11,38.28,30.27,2.21,0]
[null,null,null,"20050805:1144",5179,"2018-08-04T17:59:59.999","2018-08-31",0,0,28.89,1.59,0]
[null,null,null,"20050805:1544",5183,"2018-08-04T21:59:59.999","2018-08-31",0,0,27.26,2.48,0]
[null,null,null,"20050805:1844",5186,"2018-08-05T00:59:59.999",{"$f":"EOMONTH(F5195,0)","v":"2018-08-31"},0,0,26.16,1.72,0]
[null,null,null,"20050805:2244",5190,"2018-08-05T04:59:59.999","2018-08-31",0,0,26.64,0.21,0]
[null,null,null,"20050805:2344",5191,"2018-08-05T05:59:59.999","2018-08-31",115.93,6.44,27.15,0.28000000000000003,0]
[null,null,null,"20050806:0244",5194,"2018-08-05T08:59:59.999","2018-08-31",730.5,49.16,29.93,2.2799999999999998,0]
[null,null,null,"20050806:0544",5197,"2018-08-05T11:59:59.999","2018-08-31",967.51,75.2,30.75,3.59,0]
[null,null,null,"20050806:0944",5201,"2018-08-05T15:59:59.999","2018-08-31",353.64,24.05,30.64,3.38,0]
[null,null,null,"20050806:1244",5204,"2018-08-05T18:59:59.999","2018-08-31",0,0,28.65,1.79,0]
[null,null,null,"20050806:1644",5208,"2018-08-05T22:59:59.999","2018-08-31",0,0,27.7,0.76,0]
[null,null,null,"20050806:1944",5211,"2018-08-06T01:59:59.999","2018-08-31",0,0,26.86,0.69,0]
[null,null,null,"20050806:2344",5215,"2018-08-06T05:59:59.999","2018-08-31",77.63,6.46,26.12,1.59,0]
[null,null,null,"20050807:0044",5216,"2018-08-06T06:59:59.999","2018-08-31",125.79,20.84,27.75,2.5499999999999998,0]
[null,null,null,"20050807:0344",5219,"2018-08-06T09:59:59.999","2018-08-31",497.02,62.74,29.99,4.6900000000000004,0]
[null,null,null,"20050807:0744",5223,"2018-08-06T13:59:59.999","2018-08-31",641.77,52.34,31.4,3.17,0]
[null,null,null,"20050807:1044",5226,"2018-08-06T16:59:59.999","2018-08-31",82.95,9.67,30.5,1.17,0]
[null,null,null,"20050807:1344",5229,"2018-08-06T19:59:59.999","2018-08-31",0,0,28.55,2.69,0]
[null,null,null,"20050807:1644",5232,"2018-08-06T22:59:59.999","2018-08-31",0,0,27.51,2.41,0]
[null,null,null,"20050807:2144",5237,"2018-08-07T03:59:59.999","2018-08-31",0,0,26.39,2.69,0]
[null,null,null,"20050808:0044",5240,"2018-08-07T06:59:59.999","2018-08-31",149.55000000000001,20.89,28.23,4.28,0]
[null,null,null,"20050808:0144",5241,"2018-08-07T07:59:59.999","2018-08-31",423.41,35.229999999999997,29.47,4.62,0]
[null,null,null,"20050808:0444",5244,"2018-08-07T10:59:59.999","2018-08-31",722.96,74.11,31.53,4.76,0]
[null,null,null,"20050808:0844",5248,"2018-08-07T14:59:59.999","2018-08-31",559.82000000000005,38.340000000000003,31.78,3.03,0]
[null,null,null,"20050808:1144",5251,{"$f":"F5259+1/24","v":"2018-08-07T17:59:59.999"},"2018-08-31",0,0,29.43,1.31,0]
[null,null,null,"20050808:1344",5253,"2018-08-07T19:59:59.999","2018-08-31",0,0,27.88,2.21,0]
[null,null,null,"20050808:1944",5259,"2018-08-08T01:59:59.999","2018-08-31",0,0,27.31,3.1,0]
[null,null,null,"20050808:2244",5262,"2018-08-08T04:59:59.999","2018-08-31",0,0,26.67,1.72,0]
[null,null,null,"20050808:2344",5263,"2018-08-08T05:59:59.999","2018-08-31",89.27,6.51,26.83,1.45,0]
[null,null,null,"20050809:0244",5266,"2018-08-08T08:59:59.999","2018-08-31",581.44000000000005,49.46,29.63,3.31,0]
[null,null,null,"20050809:0544",5269,"2018-08-08T11:59:59.999","2018-08-31",718.23,75.930000000000007,31.11,3.38,0]
[null,null,null,"20050809:0944",5273,"2018-08-08T15:59:59.999","2018-08-31",148.84,24.02,31.11,3.17,0]
[null,null,null,"20050809:1444",5278,"2018-08-08T20:59:59.999","2018-08-31",0,0,28.31,2.69,0]
[null,null,null,"20050809:1644",5280,"2018-08-08T22:59:59.999","2018-08-31",0,0,27.69,2,0]
[null,null,null,"20050809:2044",5284,"2018-08-09T02:59:59.999","2018-08-31",0,0,27.53,0.69,0]
[null,null,null,"20050809:2344",5287,"2018-08-09T05:59:59.999","2018-08-31",98.69,6.54,26.25,1.03,0]
[null,null,null,"20050810:0044",5288,"2018-08-09T06:59:59.999","2018-08-31",197.48,20.98,27.73,0.62,0]
[null,null,null,"20050810:0344",5291,"2018-08-09T09:59:59.999","2018-08-31",602.97,63.2,30.43,1.66,0]
[null,null,null,"20050810:0644",5294,"2018-08-09T12:59:59.999","2018-08-31",893.36,65.89,31.6,3.45,0]
[null,null,null,"20050810:1144",5299,"2018-08-09T17:59:59.999","2018-08-31",0,0,29.21,2.41,0]
[null,null,null,"20050810:1444",5302,"2018-08-09T20:59:59.999","2018-08-31",0,0,28.73,0.28000000000000003,0]
[null,null,null,"20050810:1744",5305,"2018-08-09T23:59:59.999","2018-08-31",0,0,26.84,1.1000000000000001,0]
[null,null,null,"20050810:2144",5309,"2018-08-10T03:59:59.999","2018-08-31",0,0,26.66,2.9,0]
[null,null,null,"20050811:0044",5312,"2018-08-10T06:59:59.999","2018-08-31",74.98,21.03,26.44,1.93,0]
[null,null,null,"20050811:0144",5313,"2018-08-10T07:59:59.999","2018-08-31",488.79,35.450000000000003,27.71,2.14,0]
[null,null,null,"20050811:0444",5316,"2018-08-10T10:59:59.999","2018-08-31",650.13,74.88,30.84,4,0]
[null,null,null,"20050811:0844",5320,"2018-08-10T14:59:59.999","2018-08-31",393.3,38.369999999999997,30.83,2.41,0]
[null,null,null,"20050811:1244",5324,"2018-08-10T18:59:59.999","2018-08-31",0,0,29.05,3.38,0]
[null,null,null,"20050811:1544",5327,"2018-08-10T21:59:59.999","2018-08-31",0,0,26.44,3.17,0]
[null,null,null,"20050811:1944",5331,"2018-08-11T01:59:59.999","2018-08-31",0,0,25.68,4.21,0]
[null,null,null,"20050811:2244",5334,"2018-08-11T04:59:59.999","2018-08-31",0,0,26.12,3.93,0]
[null,null,null,"20050812:0144",5337,"2018-08-11T07:59:59.999","2018-08-31",412.09,35.520000000000003,27.71,5.38,0]
[null,null,null,"20050812:0244",5338,"2018-08-11T08:59:59.999","2018-08-31",653.20000000000005,49.78,28.44,5.38,0]
[null,null,null,"20050812:0544",5341,"2018-08-11T11:59:59.999","2018-08-31",800.26,76.67,29.97,4.9000000000000004,0]
[null,null,null,"20050812:0944",5345,"2018-08-11T15:59:59.999","2018-08-31",289.02,23.96,30.07,4.41,0]
[null,null,null,"20050812:1344",5349,"2018-08-11T19:59:59.999","2018-08-31",0,0,27.45,4.83,0]
[null,null,null,"20050812:1644",5352,"2018-08-11T22:59:59.999","2018-08-31",0,0,26.76,4.07,0]
[null,null,null,"20050812:2044",5356,"2018-08-12T02:59:59.999","2018-08-31",0,0,26.57,4.21,0]
[null,null,null,"20050812:2344",5359,"2018-08-12T05:59:59.999","2018-08-31",81.569999999999993,6.64,26.77,5.31,0]
[null,null,null,"20050813:0244",5362,"2018-08-12T08:59:59.999","2018-08-31",482.42,49.89,29.54,6.48,0]
[null,null,null,"20050813:0344",5363,"2018-08-12T09:59:59.999","2018-08-31",583.37,63.68,30.33,6.28,0]
[null,null,null,"20050813:0644",5366,"2018-08-12T12:59:59.999","2018-08-31",707.98,66.2,30.93,5.24,0]
[null,null,null,"20050813:1044",5370,"2018-08-12T16:59:59.999","2018-08-31",97.08,9.43,29.96,4,0]
[null,null,null,"20050813:1444",5374,"2018-08-12T20:59:59.999","2018-08-31",0,0,28.44,4.97,0]
[null,null,null,"20050813:1744",5377,"2018-08-12T23:59:59.999","2018-08-31",0,0,27.74,3.52,0]
[null,null,null,"20050813:2144",5381,"2018-08-13T03:59:59.999","2018-08-31",0,0,26.78,4.41,0]
[null,null,null,"20050814:0044",5384,"2018-08-13T06:59:59.999","2018-08-31",24.99,21.2,27.82,4.55,0]
[null,null,null,"20050814:0344",5387,"2018-08-13T09:59:59.999","2018-08-31",565.6,63.85,30.41,5.66,0]
[null,null,null,"20050814:0744",5391,"2018-08-13T13:59:59.999","2018-08-31",544.04,52.64,29.99,4.1399999999999997,0]
[null,null,null,"20050814:0844",5392,"2018-08-13T14:59:59.999","2018-08-31",409.15,38.369999999999997,29.98,4,0]
[null,null,null,"20050814:1244",5396,"2018-08-13T18:59:59.999","2018-08-31",0,0,28.19,3.93,0]
[null,null,null,"20050814:1544",5399,"2018-08-13T21:59:59.999","2018-08-31",0,0,27.28,3.45,0]
[null,null,null,"20050814:1844",5402,"2018-08-14T00:59:59.999","2018-08-31",0,0,26.26,2.62,0]
[null,null,null,"20050814:2244",5406,"2018-08-14T04:59:59.999","2018-08-31",0,0,25.89,3.31,0]
[null,null,null,"20050815:0144",5409,"2018-08-14T07:59:59.999","2018-08-31",436.74,35.76,28.39,4.41,0]
[null,null,null,"20050815:0444",5412,"2018-08-14T10:59:59.999","2018-08-31",918.64,75.94,30.61,4.76,0]
[null,null,null,"20050815:0644",5414,"2018-08-14T12:59:59.999","2018-08-31",875.47,66.39,31.62,3.59,0]
[null,null,null,"20050815:0944",5417,"2018-08-14T15:59:59.999","2018-08-31",335.42,23.87,31.21,4.83,0]
[null,null,null,"20050815:1344",5421,"2018-08-14T19:59:59.999","2018-08-31",0,0,28.81,5.0999999999999996,0]
[null,null,null,"20050815:1644",5424,"2018-08-14T22:59:59.999","2018-08-31",0,0,27.8,3.31,0]
[null,null,null,"20050815:1944",5427,"2018-08-15T01:59:59.999","2018-08-31",0,0,27.18,3.31,0]
[null,null,null,"20050815:2344",5431,"2018-08-15T05:59:59.999","2018-08-31",113.04,6.76,26.85,2.97,0]
[null,null,null,"20050816:0144",5433,"2018-08-15T07:59:59.999","2018-08-31",451.48,35.85,29.05,3.86,0]
[null,null,null,"20050816:0444",5436,"2018-08-15T10:59:59.999","2018-08-31",634.53,76.209999999999994,30.79,3.66,0]
[null,null,null,"20050816:0744",5439,"2018-08-15T13:59:59.999","2018-08-31",99.98,52.69,31.67,3.93,0]
[null,null,null,"20050816:1044",5442,"2018-08-15T16:59:59.999",{"$f":"EOMONTH(F5451,0)","v":"2018-08-31"},48.93,9.2799999999999994,29.62,1.59,0]
[null,null,null,"20050816:1444",5446,"2018-08-15T20:59:59.999","2018-08-31",0,0,27.51,2.76,0]
[null,null,null,"20050816:1744",5449,"2018-08-15T23:59:59.999","2018-08-31",0,0,26.79,2,0]
[null,null,null,"20050816:2044",5452,"2018-08-16T02:59:59.999","2018-08-31",0,0,25.36,0.83,0]
[null,null,null,"20050816:2244",5454,"2018-08-16T04:59:59.999","2018-08-31",0,0,25.57,1.59,0]
[null,null,null,"20050817:0444",5460,"2018-08-16T10:59:59.999","2018-08-31",896.3,76.489999999999995,29.67,2.62,0]
[null,null,null,"20050817:0544",5461,"2018-08-16T11:59:59.999","2018-08-31",932.88,77.91,30.08,3.17,0]
[null,null,null,"20050817:0844",5464,"2018-08-16T14:59:59.999","2018-08-31",474.04,38.340000000000003,30.22,4.1399999999999997,0]
[null,null,null,"20050817:1144",5467,"2018-08-16T17:59:59.999","2018-08-31",0,0,28.47,1.24,0]
[null,null,null,"20050817:1544",5471,"2018-08-16T21:59:59.999","2018-08-31",0,0,26.37,1.03,0]
[null,null,null,"20050817:1844",5474,"2018-08-17T00:59:59.999","2018-08-31",0,0,26.37,2.2799999999999998,0]
[null,null,null,"20050817:2144",5477,"2018-08-17T03:59:59.999","2018-08-31",0,0,25.12,1.59,0]
[null,null,null,"20050817:2344",5479,"2018-08-17T05:59:59.999","2018-08-31",29.99,6.85,25.11,1.59,0]
[null,null,null,"20050818:0544",5485,"2018-08-17T11:59:59.999","2018-08-31",447.71,78.150000000000006,29.34,4.4800000000000004,0]
[null,null,null,"20050818:0644",5486,"2018-08-17T12:59:59.999","2018-08-31",461.56,66.650000000000006,28.8,5.0999999999999996,0]
[null,null,null,"20050818:0944",5489,"2018-08-17T15:59:59.999","2018-08-31",145.88999999999999,23.76,27.98,5.03,0]
[null,null,null,"20050818:1244",5492,"2018-08-17T18:59:59.999","2018-08-31",0,0,27.27,4.9000000000000004,0]
[null,null,null,"20050818:1644",5496,"2018-08-17T22:59:59.999","2018-08-31",0,0,26.45,4.21,0]
[null,null,null,"20050818:1944",5499,"2018-08-18T01:59:59.999","2018-08-31",0,0,26.24,4.28,0]
[null,null,null,"20050819:0044",5504,"2018-08-18T06:59:59.999","2018-08-31",34.99,21.52,26.73,3.59,0]
[null,null,null,"20050819:0344",5507,{"$f":"F5515+1/24","v":"2018-08-18T09:59:59.999"},"2018-08-31",614.35,64.680000000000007,29.69,4.55,0]
[null,null,null,"20050819:0644",5510,"2018-08-18T12:59:59.999","2018-08-31",708.47,66.73,30.97,4.07,0]
[null,null,null,"20050819:0744",5511,"2018-08-18T13:59:59.999","2018-08-31",567.01,52.74,30.91,4.1399999999999997,0]
[null,null,null,"20050819:1044",5514,"2018-08-18T16:59:59.999","2018-08-31",78.19,9.09,29.47,3.79,0]
[null,null,null,"20050819:1344",5517,"2018-08-18T19:59:59.999","2018-08-31",0,0,27.98,4.28,0]
[null,null,null,"20050819:1744",5521,"2018-08-18T23:59:59.999","2018-08-31",0,0,26.56,3.38,0]
[null,null,null,"20050819:2144",5525,"2018-08-19T03:59:59.999","2018-08-31",0,0,24.99,3.1,0]
[null,null,null,"20050820:0144",5529,"2018-08-19T07:59:59.999","2018-08-31",298.39999999999998,36.200000000000003,27.07,3.79,0]
[null,null,null,"20050820:0444",5532,"2018-08-19T10:59:59.999","2018-08-31",665.46,77.319999999999993,28.58,3.59,0]
[null,null,null,"20050820:0744",5535,"2018-08-19T13:59:59.999","2018-08-31",728.56,52.75,29.43,2.5499999999999998,0]
[null,null,null,"20050820:0844",5536,"2018-08-19T14:59:59.999","2018-08-31",498.75,38.28,29.22,2.41,0]
[null,null,null,"20050820:1144",5539,"2018-08-19T17:59:59.999","2018-08-31",0,0,28.21,1.66,0]
[null,null,null,"20050820:1544",5543,"2018-08-19T21:59:59.999","2018-08-31",0,0,26.3,1.24,0]
[null,null,null,"20050820:1844",5546,"2018-08-20T00:59:59.999","2018-08-31",0,0,25.86,1.45,0]
[null,null,null,"20050820:2244",5550,"2018-08-20T04:59:59.999","2018-08-31",0,0,25.03,1.17,0]
[null,null,null,"20050821:0244",5554,"2018-08-20T08:59:59.999","2018-08-31",428.27,50.82,27.58,2.48,0]
[null,null,null,"20050821:0544",5557,"2018-08-20T11:59:59.999","2018-08-31",996.74,78.86,29.69,2.62,0]
[null,null,null,"20050821:0844",5560,"2018-08-20T14:59:59.999","2018-08-31",224.91,38.25,29.28,1.52,0]
[null,null,null,"20050821:0944",5561,"2018-08-20T15:59:59.999","2018-08-31",129.94,23.62,28.89,1.24,0]
[null,null,null,"20050821:1244",5564,"2018-08-20T18:59:59.999","2018-08-31",0,0,28.1,3.1,0]
[null,null,null,"20050821:1544",5567,"2018-08-20T21:59:59.999","2018-08-31",0,0,27,3.45,0]
[null,null,null,"20050821:2044",5572,"2018-08-21T02:59:59.999","2018-08-31",0,0,24.54,3.24,0]
[null,null,null,"20050821:2344",5575,"2018-08-21T05:59:59.999","2018-08-31",71.91,7.05,25.16,2.83,0]
[null,null,null,"20050822:0344",5579,"2018-08-21T09:59:59.999","2018-08-31",603.63,65.19,29.51,3.17,0]
[null,null,null,"20050822:0644",5582,"2018-08-21T12:59:59.999","2018-08-31",903.23,66.92,30.12,4.41,0]
[null,null,null,"20050822:0944",5585,"2018-08-21T15:59:59.999","2018-08-31",311.87,23.57,29.6,3.52,0]
[null,null,null,"20050822:1044",5586,"2018-08-21T16:59:59.999","2018-08-31",79.180000000000007,8.89,29.05,3.1,0]
[null,null,null,"20050822:1644",5592,"2018-08-21T22:59:59.999","2018-08-31",0,0,26.73,2.62,0]
[null,null,null,"20050822:1844",5594,"2018-08-22T00:59:59.999","2018-08-31",0,0,25.83,1.38,0]
[null,null,null,"20050822:2144",5597,"2018-08-22T03:59:59.999","2018-08-31",0,0,25.63,0.41,0]
[null,null,null,"20050823:0044",5600,"2018-08-22T06:59:59.999","2018-08-31",46.99,21.8,26,2.34,0]
[null,null,null,"20050823:0444",5604,"2018-08-22T10:59:59.999","2018-08-31",974.29,78.180000000000007,28.57,2.9,0]
[null,null,null,"20050823:0744",5607,"2018-08-22T13:59:59.999","2018-08-31",680.73,52.75,29.2,3.17,0]
[null,null,null,"20050823:0844",5608,"2018-08-22T14:59:59.999","2018-08-31",146.97,38.18,28.76,3.24,0]
[null,null,null,"20050823:1144",5611,"2018-08-22T17:59:59.999","2018-08-31",0,0,27.33,1.93,0]
[null,null,null,"20050823:1744",5617,"2018-08-22T23:59:59.999","2018-08-31",0,0,24.73,2.34,0]
[null,null,null,"20050823:1944",5619,"2018-08-23T01:59:59.999","2018-08-31",0,0,24.42,1.45,0]
[null,null,null,"20050823:2244",5622,"2018-08-23T04:59:59.999","2018-08-31",0,0,24.33,1.52,0]
[null,null,null,"20050824:0144",5625,"2018-08-23T07:59:59.999","2018-08-31",72.98,36.57,26.42,1.1000000000000001,0]
[null,null,null,"20050824:0544",5629,"2018-08-23T11:59:59.999","2018-08-31",963.67,79.540000000000006,28.21,3.38,0]
[null,null,null,"20050824:0844",5632,"2018-08-23T14:59:59.999","2018-08-31",550.12,38.15,29.12,4.83,0]
[null,null,null,"20050824:0944",5633,"2018-08-23T15:59:59.999","2018-08-31",341.09,23.45,28.7,4.83,0]
[null,null,null,"20050824:1444",5638,"2018-08-23T20:59:59.999","2018-08-31",0,0,26.54,2.97,0]
[null,null,null,"20050824:1644",5640,"2018-08-23T22:59:59.999","2018-08-31",0,0,25.4,3.79,0]
[null,null,null,"20050824:2044",5644,"2018-08-24T02:59:59.999","2018-08-31",0,0,25.04,4,0]
[null,null,null,"20050824:2344",5647,"2018-08-24T05:59:59.999","2018-08-31",35.99,7.22,25.04,2.21,0]
[null,null,null,"20050825:0244",5650,"2018-08-24T08:59:59.999","2018-08-31",699.33,51.31,27.41,3.31,0]
[null,null,null,"20050825:0644",5654,"2018-08-24T12:59:59.999","2018-08-31",935.38,67.069999999999993,30.72,5.24,0]
[null,null,null,"20050825:0944",5657,"2018-08-24T15:59:59.999","2018-08-31",243.8,23.39,29.33,5.93,0]
[null,null,null,"20050825:1144",5659,"2018-08-24T17:59:59.999","2018-08-31",0,0,28.46,5.31,0]
[null,null,null,"20050825:1444",5662,"2018-08-24T20:59:59.999","2018-08-31",0,0,26.79,4.83,0]
[null,null,null,"20050825:1744",5665,"2018-08-24T23:59:59.999","2018-08-31",0,0,24.83,3.72,0]
[null,null,null,"20050825:2144",5669,"2018-08-25T03:59:59.999","2018-08-31",0,0,24.83,2.83,0]
[null,null,null,"20050826:0044",5672,"2018-08-25T06:59:59.999","2018-08-31",284.05,22.03,25.82,2.21,0]
[null,null,null,"20050826:0444",5676,"2018-08-25T10:59:59.999","2018-08-31",953.08,79.03,26.1,3.86,0]
[null,null,null,"20050826:0744",5679,"2018-08-25T13:59:59.999","2018-08-31",172.96,52.71,28.33,4.41,0]
[null,null,null,"20050826:0844",5680,"2018-08-25T14:59:59.999","2018-08-31",152.97,38.06,26.61,4.21,0]
[null,null,null,"20050826:1244",5684,"2018-08-25T18:59:59.999","2018-08-31",0,0,24.55,2.62,0]
[null,null,null,"20050826:1544",5687,"2018-08-25T21:59:59.999","2018-08-31",0,0,24.55,2.41,0]
[null,null,null,"20050826:1844",5690,"2018-08-26T00:59:59.999","2018-08-31",0,0,24.26,1.17,0]
[null,null,null,"20050826:2244",5694,"2018-08-26T04:59:59.999","2018-08-31",0,0,24.14,2.2799999999999998,0]
[null,null,null,"20050827:0144",5697,"2018-08-26T07:59:59.999","2018-08-31",467.48,36.86,26.25,2.2799999999999998,0]
[null,null,null,"20050827:0544",5701,"2018-08-26T11:59:59.999","2018-08-31",988.96,80.16,28.95,2.48,0]
[null,null,null,"20050827:0944",5705,"2018-08-26T15:59:59.999","2018-08-31",313.20999999999998,23.26,28.82,2.2799999999999998,0]
[null,null,null,"20050827:1244",5708,"2018-08-26T18:59:59.999","2018-08-31",0,0,27.28,2.21,0]
[null,null,null,"20050827:1344",5709,"2018-08-26T19:59:59.999","2018-08-31",0,0,26.96,2.5499999999999998,0]
[null,null,null,"20050827:1644",5712,"2018-08-26T22:59:59.999","2018-08-31",0,0,26.4,3.17,0]
[null,null,null,"20050827:2044",5716,"2018-08-27T02:59:59.999","2018-08-31",0,0,25.03,3.1,0]
[null,null,null,"20050827:2344",5719,"2018-08-27T05:59:59.999","2018-08-31",24,7.41,24.92,1.93,0]
[null,null,null,"20050828:0244",5722,"2018-08-27T08:59:59.999","2018-08-31",601.02,51.67,27.74,1.31,0]
[null,null,null,"20050828:0644",5726,"2018-08-27T12:59:59.999","2018-08-31",937.92,67.16,29.01,2.2799999999999998,0]
[null,null,null,"20050828:1044",5730,"2018-08-27T16:59:59.999","2018-08-31",84.9,8.41,28.25,2.48,0]
[null,null,null,"20050828:1344",5733,"2018-08-27T19:59:59.999","2018-08-31",0,0,27.05,2.48,0]
[null,null,null,"20050828:1444",5734,"2018-08-27T20:59:59.999","2018-08-31",0,0,26.87,2.2799999999999998,0]
[null,null,null,"20050828:1744",5737,"2018-08-27T23:59:59.999","2018-08-31",0,0,25.91,2.2799999999999998,0]
[null,null,null,"20050828:2144",5741,"2018-08-28T03:59:59.999","2018-08-31",0,0,25.53,1.66,0]
[null,null,null,"20050829:0044",5744,"2018-08-28T06:59:59.999","2018-08-31",128.91,22.27,27.29,0.9,0]
[null,null,null,"20050829:0344",5747,"2018-08-28T09:59:59.999","2018-08-31",933.04,66.349999999999994,29.1,1.66,0]
[null,null,null,"20050829:0744",5751,"2018-08-28T13:59:59.999","2018-08-31",777.26,52.64,29.78,1.93,0]
[null,null,null,"20050829:1144",5755,"2018-08-28T17:59:59.999","2018-08-31",0,0,27.96,2.14,0]
[null,null,null,"20050829:1444",5758,"2018-08-28T20:59:59.999","2018-08-31",0,0,26.66,1.59,0]
[null,null,null,"20050829:1544",5759,"2018-08-28T21:59:59.999","2018-08-31",0,0,26.25,1.17,0]
[null,null,null,"20050829:1844",5762,"2018-08-29T00:59:59.999",{"$f":"EOMONTH(F5771,0)","v":"2018-08-31"},0,0,25.96,0.83,0]
[null,null,null,"20050829:2244",5766,"2018-08-29T04:59:59.999","2018-08-31",0,0,24.89,2.14,0]
[null,null,null,"20050830:0144",5769,"2018-08-29T07:59:59.999","2018-08-31",529.87,37.15,25.96,3.1,0]
[null,null,null,"20050830:0444",5772,"2018-08-29T10:59:59.999","2018-08-31",789.19,80.16,28.78,3.72,0]
[null,null,null,"20050830:0944",5777,"2018-08-29T15:59:59.999","2018-08-31",225.23,23.04,29.11,2.97,0]
[null,null,null,"20050830:1244",5780,"2018-08-29T18:59:59.999","2018-08-31",0,0,27.86,3.1,0]
[null,null,null,"20050830:1344",5781,"2018-08-29T19:59:59.999","2018-08-31",0,0,27.56,3.31,0]
[null,null,null,"20050830:1644",5784,"2018-08-29T22:59:59.999","2018-08-31",0,0,26.44,3.31,0]
[null,null,null,"20050830:1944",5787,"2018-08-30T01:59:59.999","2018-08-31",0,0,24.96,2.9,0]
[null,null,null,"20050830:2344",5791,"2018-08-30T05:59:59.999","2018-08-31",85.83,7.61,24.76,2.69,0]
[null,null,null,"20050831:0144",5793,"2018-08-30T07:59:59.999","2018-08-31",551.70000000000005,37.25,27.13,3.66,0]
[null,null,null,"20050831:0644",5798,"2018-08-30T12:59:59.999","2018-08-31",865.15,67.19,30.17,4.6900000000000004,0]
[null,null,null,"20050831:1044",5802,"2018-08-30T16:59:59.999","2018-08-31",57.78,8.14,29.47,3.72,0]
[null,null,null,"20050831:1344",5805,"2018-08-30T19:59:59.999","2018-08-31",0,0,28.21,3.24,0]
[null,null,null,"20050831:1444",5806,"2018-08-30T20:59:59.999","2018-08-31",0,0,27.76,3.31,0]
[null,null,null,"20050831:1744",5809,"2018-08-30T23:59:59.999","2018-08-31",0,0,26.94,3.66,0]
[null,null,null,"20050831:2044",5812,"2018-08-31T02:59:59.999","2018-08-31",0,0,26.8,3.59,0]
[null,null,null,"20050901:0244",5818,"2018-08-31T08:59:59.999","2018-08-31",575.63,52.15,29.48,5.45,0]
[null,null,null,"20050901:0444",5820,"2018-08-31T10:59:59.999","2018-08-31",916.43,80.72,30.11,5.72,0]
[null,null,null,"20050901:0744",5823,"2018-08-31T13:59:59.999","2018-08-31",783.71,52.52,30.25,5.72,0]
[null,null,null,"20050901:1144",5827,{"$f":"F5835+1/24","v":"2018-08-31T17:59:59.999"},"2018-08-31",0,0,27.79,3.52,0]
[null,null,null,"20050901:1444",5830,"2018-08-31T20:59:59.999","2018-08-31",0,0,27.35,2.97,0]
[null,null,null,"20050901:1544",5831,"2018-08-31T21:59:59.999","2018-08-31",0,0,27.21,2.5499999999999998,0]
[null,null,null,"20050901:1844",5834,"2018-09-01T00:59:59.999","2018-09-30",0,0,26.8,3.59,0]
[null,null,null,"20050901:2344",5839,"2018-09-01T05:59:59.999","2018-09-30",144.07,7.75,26.19,4.28,0]
[null,null,null,"20050902:0244",5842,"2018-09-01T08:59:59.999","2018-09-30",736.23,52.27,28.09,6.28,0]
[null,null,null,"20050902:0544",5845,"2018-09-01T11:59:59.999","2018-09-30",993.06,81.16,29.85,6.97,0]
[null,null,null,"20050902:0944",5849,"2018-09-01T15:59:59.999","2018-09-30",314.7,22.8,28.63,6.21,0]
[null,null,null,"20050902:1244",5852,"2018-09-01T18:59:59.999","2018-09-30",0,0,27.81,4,0]
[null,null,null,"20050902:1544",5855,"2018-09-01T21:59:59.999","2018-09-30",0,0,27.25,1.72,0]
[null,null,null,"20050902:1644",5856,"2018-09-01T22:59:59.999","2018-09-30",0,0,26.82,2.0699999999999998,0]
[null,null,null,"20050902:2044",5860,"2018-09-02T02:59:59.999","2018-09-30",0,0,26.55,3.31,0]
[null,null,null,"20050902:2344",5863,"2018-09-02T05:59:59.999","2018-09-30",146.13,7.82,26.7,3.31,0]
[null,null,null,"20050903:0344",5867,"2018-09-02T09:59:59.999","2018-09-30",880.45,67.13,30.64,4.76,0]
[null,null,null,"20050903:0644",5870,"2018-09-02T12:59:59.999","2018-09-30",944.03,67.17,31.18,3.93,0]
[null,null,null,"20050903:1044",5874,"2018-09-02T16:59:59.999","2018-09-30",61.68,7.85,29.77,2.62,0]
[null,null,null,"20050903:1344",5877,"2018-09-02T19:59:59.999","2018-09-30",0,0,27.77,2.14,0]
[null,null,null,"20050903:1644",5880,"2018-09-02T22:59:59.999","2018-09-30",0,0,27.16,2.83,0]
[null,null,null,"20050903:1744",5881,"2018-09-02T23:59:59.999","2018-09-30",0,0,26.86,2.69,0]
[null,null,null,"20050903:2144",5885,"2018-09-03T03:59:59.999","2018-09-30",0,0,25.79,1.52,0]
[null,null,null,"20050904:0144",5889,"2018-09-03T07:59:59.999","2018-09-30",201.95,37.64,25.89,2.69,0]
[null,null,null,"20050904:0444",5892,"2018-09-03T10:59:59.999","2018-09-30",1001.38,81.510000000000005,28.35,3.1,0]
[null,null,null,"20050904:0744",5895,"2018-09-03T13:59:59.999","2018-09-30",696.02,52.37,29.49,3.45,0]
[null,null,null,"20050904:1144",5899,"2018-09-03T17:59:59.999","2018-09-30",0,0,28.31,3.86,0]
[null,null,null,"20050904:1444",5902,"2018-09-03T20:59:59.999","2018-09-30",0,0,26.62,4.62,0]
[null,null,null,"20050904:1744",5905,"2018-09-03T23:59:59.999","2018-09-30",0,0,25.74,3.24,0]
[null,null,null,"20050904:1844",5906,"2018-09-04T00:59:59.999","2018-09-30",0,0,26.38,3.45,0]
[null,null,null,"20050904:2244",5910,"2018-09-04T04:59:59.999","2018-09-30",0,0,26.18,3.45,0]
[null,null,null,"20050905:0244",5914,"2018-09-04T08:59:59.999","2018-09-30",557.08000000000004,52.62,29.54,5.31,0]
[null,null,null,"20050905:0544",5917,"2018-09-04T11:59:59.999","2018-09-30",995.62,81.48,30.92,5.79,0]
[null,null,null,"20050905:0844",5920,"2018-09-04T14:59:59.999","2018-09-30",539.85,37.43,30.47,5.59,0]
[null,null,null,"20050905:1244",5924,"2018-09-04T18:59:59.999","2018-09-30",0,0,28.69,4.41,0]
[null,null,null,"20050905:1544",5927,"2018-09-04T21:59:59.999","2018-09-30",0,0,27.89,3.66,0]
[null,null,null,"20050905:1944",5931,"2018-09-05T01:59:59.999","2018-09-30",0,0,27.1,3.93,0]
[null,null,null,"20050905:2044",5932,"2018-09-05T02:59:59.999","2018-09-30",0,0,26.85,4.34,0]
[null,null,null,"20050905:2344",5935,"2018-09-05T05:59:59.999","2018-09-30",41.99,8.0399999999999991,26.49,4.55,0]
[null,null,null,"20050906:0344",5939,"2018-09-05T09:59:59.999","2018-09-30",851.17,67.56,30.01,6.14,0]
[null,null,null,"20050906:0644",5942,"2018-09-05T12:59:59.999","2018-09-30",894.92,67.08,30.97,5.72,0]
[null,null,null,"20050906:0944",5945,"2018-09-05T15:59:59.999","2018-09-30",153.88999999999999,22.45,30.63,4.62,0]
[null,null,null,"20050906:1344",5949,"2018-09-05T19:59:59.999","2018-09-30",0,0,28.6,4.41,0]
[null,null,null,"20050906:1644",5952,"2018-09-05T22:59:59.999","2018-09-30",0,0,27.84,3.93,0]
[null,null,null,"20050906:1844",5954,"2018-09-06T00:59:59.999",{"$f":"EOMONTH(F5963,0)","v":"2018-09-30"},0,0,27.57,3.03,0]
[null,null,null,"20050906:2144",5957,"2018-09-06T03:59:59.999","2018-09-30",0,0,26.84,3.93,0]
[null,null,null,"20050907:0044",5960,"2018-09-06T06:59:59.999","2018-09-30",206.56,23.02,28.13,5.0999999999999996,0]
[null,null,null,"20050907:0444",5964,"2018-09-06T10:59:59.999","2018-09-30",353.92,82.23,31.49,5.17,0]
[null,null,null,"20050907:0744",5967,"2018-09-06T13:59:59.999","2018-09-30",656.67,52.17,31.52,4.28,0]
[null,null,null,"20050907:1044",5970,"2018-09-06T16:59:59.999","2018-09-30",8,7.45,30.09,3.59,0]
[null,null,null,"20050907:1344",5973,"2018-09-06T19:59:59.999","2018-09-30",0,0,29.01,4.34,0]
[null,null,null,"20050907:1844",5978,"2018-09-07T00:59:59.999","2018-09-30",0,0,26.66,3.59,0]
[null,null,null,"20050907:1944",5979,"2018-09-07T01:59:59.999","2018-09-30",0,0,26.11,3.03,0]
[null,null,null,"20050907:2244",5982,"2018-09-07T04:59:59.999","2018-09-30",0,0,25.3,1.93,0]
[null,null,null,"20050908:0144",5985,"2018-09-07T07:59:59.999","2018-09-30",49.99,38.03,25.68,3.1,0]
[null,null,null,"20050908:0544",5989,"2018-09-07T11:59:59.999","2018-09-30",414.89,81.66,28.38,4,0]
[null,null,null,"20050908:0844",5992,"2018-09-07T14:59:59.999","2018-09-30",221.94,37.18,29.36,1.38,0]
[null,null,null,"20050908:1044",5994,"2018-09-07T16:59:59.999","2018-09-30",48.87,7.34,28.59,1.72,0]
[null,null,null,"20050908:1644",6000,"2018-09-07T22:59:59.999","2018-09-30",0,0,26.87,3.03,0]
[null,null,null,"20050908:1944",6003,"2018-09-08T01:59:59.999","2018-09-30",0,0,26.37,2.34,0]
[null,null,null,"20050908:2044",6004,"2018-09-08T02:59:59.999","2018-09-30",0,0,26.37,2.5499999999999998,0]
[null,null,null,"20050908:2344",6007,"2018-09-08T05:59:59.999","2018-09-30",156.57,8.26,26.56,2.9,0]
[null,null,null,"20050909:0244",6010,"2018-09-08T08:59:59.999","2018-09-30",711.6,53.05,29.91,4,0]
[null,null,null,"20050909:0644",6014,"2018-09-08T12:59:59.999","2018-09-30",930.29,66.930000000000007,31.58,2.69,0]
[null,null,null,"20050909:0944",6017,"2018-09-08T15:59:59.999","2018-09-30",329.21,22.16,30.98,2.48,0]
[null,null,null,"20050909:1144",6019,{"$f":"F6027+1/24","v":"2018-09-08T17:59:59.999"},"2018-09-30",0,0,28.92,2.97,0]
[null,null,null,"20050909:1744",6025,"2018-09-08T23:59:59.999","2018-09-30",0,0,26.64,2.21,0]
[null,null,null,"20050909:2044",6028,"2018-09-09T02:59:59.999","2018-09-30",0,0,25.24,1.45,0]
[null,null,null,"20050909:2144",6029,"2018-09-09T03:59:59.999","2018-09-30",0,0,25.16,1.59,0]
[null,null,null,"20050910:0044",6032,"2018-09-09T06:59:59.999","2018-09-30",223.55,23.27,28.57,2.69,0]
[null,null,null,"20050910:0344",6035,"2018-09-09T09:59:59.999","2018-09-30",851.82,68.08,30.66,3.72,0]
[null,null,null,"20050910:0744",6039,"2018-09-09T13:59:59.999","2018-09-30",663.97,51.94,31.62,3.17,0]
[null,null,null,"20050910:1244",6044,"2018-09-09T18:59:59.999","2018-09-30",0,0,28.47,2.76,0]
[null,null,null,"20050910:1544",6047,"2018-09-09T21:59:59.999","2018-09-30",0,0,27.47,3.86,0]
[null,null,null,"20050910:1844",6050,"2018-09-10T00:59:59.999","2018-09-30",0,0,26.09,1.79,0]
[null,null,null,"20050910:2144",6053,"2018-09-10T03:59:59.999","2018-09-30",0,0,25.03,0.97,0]
[null,null,null,"20050910:2244",6054,"2018-09-10T04:59:59.999","2018-09-30",0,0,25.09,0.9,0]
[null,null,null,"20050911:0144",6057,"2018-09-10T07:59:59.999","2018-09-30",514.9,38.31,28.58,1.86,0]
[null,null,null,"20050911:0544",6061,"2018-09-10T11:59:59.999","2018-09-30",989.81,81.67,30.75,2.83,0]
[null,null,null,"20050911:0944",6065,"2018-09-10T15:59:59.999","2018-09-30",271.16000000000003,21.96,30.06,3.17,0]
[null,null,null,"20050911:1244",6068,"2018-09-10T18:59:59.999","2018-09-30",0,0,27.93,1.59,0]
[null,null,null,"20050911:1644",6072,"2018-09-10T22:59:59.999","2018-09-30",0,0,25.68,1.72,0]
[null,null,null,"20050911:1944",6075,"2018-09-11T01:59:59.999","2018-09-30",0,0,26.51,2.9,0]
[null,null,null,"20050911:2244",6078,"2018-09-11T04:59:59.999","2018-09-30",0,0,25.79,1.72,0]
[null,null,null,"20050911:2344",6079,"2018-09-11T05:59:59.999","2018-09-30",123.62,8.49,26.08,1.79,0]
[null,null,null,"20050912:0244",6082,"2018-09-11T08:59:59.999",{"$f":"EOMONTH(F6091,0)","v":"2018-09-30"},774.83,53.36,29.84,2.62,0]
[null,null,null,"20050912:0644",6086,"2018-09-11T12:59:59.999","2018-09-30",820.21,66.72,30.96,5.38,0]
[null,null,null,"20050912:1044",6090,"2018-09-11T16:59:59.999","2018-09-30",63.68,6.91,29.15,4.97,0]
[null,null,null,"20050912:1344",6093,"2018-09-11T19:59:59.999","2018-09-30",0,0,28.52,2.83,0]
[null,null,null,"20050912:1744",6097,"2018-09-11T23:59:59.999","2018-09-30",0,0,26.13,1.72,0]
[null,null,null,"20050912:2044",6100,"2018-09-12T02:59:59.999","2018-09-30",0,0,26.93,2.48,0]
[null,null,null,"20050912:2344",6103,"2018-09-12T05:59:59.999","2018-09-30",145.34,8.57,27.08,3.03,0]
[null,null,null,"20050913:0044",6104,"2018-09-12T06:59:59.999","2018-09-30",320.95999999999998,23.52,27.91,3.86,0]
[null,null,null,"20050913:0344",6107,"2018-09-12T09:59:59.999","2018-09-30",825.36,68.41,30.82,3.79,0]
[null,null,null,"20050913:0844",6112,"2018-09-12T14:59:59.999","2018-09-30",468.33,36.71,30.47,5.31,0]
[null,null,null,"20050913:1144",6115,"2018-09-12T17:59:59.999","2018-09-30",0,0,28.8,4.55,0]
[null,null,null,"20050913:1444",6118,"2018-09-12T20:59:59.999","2018-09-30",0,0,28.01,3.66,0]
[null,null,null,"20050913:1844",6122,"2018-09-13T00:59:59.999","2018-09-30",0,0,27.14,2.83,0]
[null,null,null,"20050913:2144",6125,"2018-09-13T03:59:59.999","2018-09-30",0,0,26.11,1.59,0]
[null,null,null,"20050913:2244",6126,"2018-09-13T04:59:59.999","2018-09-30",0,0,25.56,0.97,0]
[null,null,null,"20050914:0444",6132,"2018-09-13T10:59:59.999","2018-09-30",701.76,83.48,30.36,2.76,0]
[null,null,null,"20050914:0544",6133,"2018-09-13T11:59:59.999","2018-09-30",908.52,81.52,30.57,3.1,0]
[null,null,null,"20050914:0944",6137,"2018-09-13T15:59:59.999","2018-09-30",292.20999999999998,21.65,30.35,3.31,0]
[null,null,null,"20050914:1244",6140,"2018-09-13T18:59:59.999","2018-09-30",0,0,28.53,2.5499999999999998,0]
[null,null,null,"20050914:1544",6143,"2018-09-13T21:59:59.999","2018-09-30",0,0,27.83,2.2799999999999998,0]
[null,null,null,"20050914:1944",6147,{"$f":"F6155+1/24","v":"2018-09-14T01:59:59.999"},"2018-09-30",0,0,26.87,0.62,0]
[null,null,null,"20050914:2244",6150,"2018-09-14T04:59:59.999","2018-09-30",0,0,25,2.2799999999999998,0]
[null,null,null,"20050914:2344",6151,"2018-09-14T05:59:59.999","2018-09-30",35.99,8.7200000000000006,25.57,2.34,0]
[null,null,null,"20050915:0544",6157,"2018-09-14T11:59:59.999","2018-09-30",1007.57,81.44,30.25,3.03,0]
[null,null,null,"20050915:0644",6158,"2018-09-14T12:59:59.999","2018-09-30",930.48,66.459999999999994,30.46,3.1,0]
[null,null,null,"20050915:1044",6162,"2018-09-14T16:59:59.999","2018-09-30",61.74,6.57,29.15,2.69,0]
[null,null,null,"20050915:1344",6165,"2018-09-14T19:59:59.999","2018-09-30",0,0,27.68,1.66,0]
[null,null,null,"20050915:1744",6169,"2018-09-14T23:59:59.999","2018-09-30",0,0,26.31,0.83,0]
[null,null,null,"20050915:2044",6172,"2018-09-15T02:59:59.999","2018-09-30",0,0,26.41,0.62,0]
[null,null,null,"20050915:2344",6175,"2018-09-15T05:59:59.999","2018-09-30",181.07,8.8000000000000007,25.68,0.55000000000000004,0]
[null,null,null,"20050916:0244",6178,"2018-09-15T08:59:59.999","2018-09-30",806.54,53.72,28.69,2.0699999999999998,0]
[null,null,null,"20050916:0444",6180,"2018-09-15T10:59:59.999","2018-09-30",1009.78,83.67,29.3,3.86,0]
[null,null,null,"20050916:0744",6183,"2018-09-15T13:59:59.999","2018-09-30",773.54,51.38,30.31,4.62,0]
[null,null,null,"20050916:1144",6187,"2018-09-15T17:59:59.999","2018-09-30",0,0,28.7,4.07,0]
[null,null,null,"20050916:1444",6190,"2018-09-15T20:59:59.999","2018-09-30",0,0,28.32,2.97,0]
[null,null,null,"20050916:1844",6194,"2018-09-16T00:59:59.999","2018-09-30",0,0,27.15,3.66,0]
[null,null,null,"20050916:2144",6197,"2018-09-16T03:59:59.999","2018-09-30",0,0,26.55,2.62,0]
[null,null,null,"20050916:2344",6199,"2018-09-16T05:59:59.999","2018-09-30",84.97,8.8699999999999992,26.68,1.59,0]
[null,null,null,"20050917:0244",6202,"2018-09-16T08:59:59.999","2018-09-30",804.75,53.8,29.61,2.14,0]
[null,null,null,"20050917:0544",6205,"2018-09-16T11:59:59.999","2018-09-30",964.98,81.209999999999994,30.58,3.31,0]
[null,null,null,"20050917:0844",6208,"2018-09-16T14:59:59.999","2018-09-30",536.6,36.299999999999997,30.59,3.79,0]
[null,null,null,"20050917:1244",6212,"2018-09-16T18:59:59.999","2018-09-30",0,0,28.31,1.79,0]
[null,null,null,"20050917:1544",6215,"2018-09-16T21:59:59.999","2018-09-30",0,0,27.46,1.03,0]
[null,null,null,"20050917:1944",6219,"2018-09-17T01:59:59.999","2018-09-30",0,0,26.14,1.31,0]
[null,null,null,"20050917:2044",6220,"2018-09-17T02:59:59.999","2018-09-30",0,0,26.22,1.79,0]
[null,null,null,"20050918:0244",6226,"2018-09-17T08:59:59.999","2018-09-30",249.95,53.88,29.5,1.38,0]
[null,null,null,"20050918:0344",6227,"2018-09-17T09:59:59.999","2018-09-30",242.95,68.849999999999994,29.99,1.86,0]
[null,null,null,"20050918:0644",6230,"2018-09-17T12:59:59.999","2018-09-30",709.01,66.14,30.83,3.1,0]
[null,null,null,"20050918:1044",6234,"2018-09-17T16:59:59.999","2018-09-30",55.87,6.24,29.33,1.93,0]
[null,null,null,"20050918:1344",6237,"2018-09-17T19:59:59.999","2018-09-30",0,0,28.6,0.76,0]
[null,null,null,"20050918:1644",6240,"2018-09-17T22:59:59.999","2018-09-30",0,0,27.05,1.72,0]
[null,null,null,"20050918:2144",6245,"2018-09-18T03:59:59.999","2018-09-30",0,0,26.92,3.52,0]
[null,null,null,"20050919:0044",6248,"2018-09-18T06:59:59.999","2018-09-30",151.96,24,27.92,3.1,0]
[null,null,null,"20050919:0344",6251,"2018-09-18T09:59:59.999","2018-09-30",84.98,68.91,30.46,3.93,0]
[null,null,null,"20050919:0444",6252,"2018-09-18T10:59:59.999","2018-09-30",91.98,83.77,30.9,4.28,0]
[null,null,null,"20050919:0744",6255,"2018-09-18T13:59:59.999","2018-09-30",79.98,51.05,30.08,4.55,0]
[null,null,null,"20050919:1144",6259,"2018-09-18T17:59:59.999","2018-09-30",0,0,28.16,5.24,0]
[null,null,null,"20050919:1444",6262,"2018-09-18T20:59:59.999","2018-09-30",0,0,27.28,3.24,0]
[null,null,null,"20050919:1744",6265,"2018-09-18T23:59:59.999","2018-09-30",0,0,26.56,1.79,0]
[null,null,null,"20050919:2244",6270,"2018-09-19T04:59:59.999","2018-09-30",0,0,26.25,2.5499999999999998,0]
[null,null,null,"20050920:0144",6273,"2018-09-19T07:59:59.999","2018-09-30",594.13,39.049999999999997,28.29,3.1,0]
[null,null,null,"20050920:0244",6274,"2018-09-19T08:59:59.999",{"$f":"EOMONTH(F6283,0)","v":"2018-09-30"},783.34,54.02,29.27,3.03,0]
[null,null,null,"20050920:0544",6277,"2018-09-19T11:59:59.999","2018-09-30",932.49,80.760000000000005,30.31,2.69,0]
[null,null,null,"20050920:0844",6280,"2018-09-19T14:59:59.999","2018-09-30",524.07000000000005,35.97,30.49,2.9,0]
[null,null,null,"20050920:1244",6284,"2018-09-19T18:59:59.999","2018-09-30",0,0,28.6,1.66,0]
[null,null,null,"20050920:1544",6287,"2018-09-19T21:59:59.999","2018-09-30",0,0,27.63,0.9,0]
[null,null,null,"20050920:1944",6291,"2018-09-20T01:59:59.999","2018-09-30",0,0,26.3,0.83,0]
[null,null,null,"20050920:2344",6295,"2018-09-20T05:59:59.999","2018-09-30",51.99,9.17,25.74,0.76,0]
[null,null,null,"20050921:0244",6298,"2018-09-20T08:59:59.999","2018-09-30",742.46,54.09,28.64,1.72,0]
[null,null,null,"20050921:0344",6299,"2018-09-20T09:59:59.999","2018-09-30",763.37,69.02,29.55,2,0]
[null,null,null,"20050921:0644",6302,"2018-09-20T12:59:59.999","2018-09-30",652.17999999999995,65.77,30.26,3.17,0]
[null,null,null,"20050921:0944",6305,"2018-09-20T15:59:59.999","2018-09-30",59.99,20.88,28.2,1.38,0]
[null,null,null,"20050921:1344",6309,"2018-09-20T19:59:59.999","2018-09-30",0,0,27.49,2,0]
[null,null,null,"20050921:1644",6312,"2018-09-20T22:59:59.999","2018-09-30",0,0,26.04,1.72,0]
[null,null,null,"20050921:2044",6316,"2018-09-21T02:59:59.999","2018-09-30",0,0,25.06,2.21,0]
[null,null,null,"20050922:0044",6320,"2018-09-21T06:59:59.999","2018-09-30",297.13,24.21,26.6,1.59,0]
[null,null,null,"20050922:0344",6323,"2018-09-21T09:59:59.999","2018-09-30",544.04999999999995,69.069999999999993,28.66,2.41,0]
[null,null,null,"20050922:0444",6324,"2018-09-21T10:59:59.999","2018-09-30",417.94,83.64,29.32,2.76,0]
[null,null,null,"20050922:0744",6327,"2018-09-21T13:59:59.999","2018-09-30",747.66,50.7,29.42,4.21,0]
[null,null,null,"20050922:1044",6330,"2018-09-21T16:59:59.999","2018-09-30",11,5.78,28.04,2.2799999999999998,0]
[null,null,null,"20050922:1344",6333,"2018-09-21T19:59:59.999","2018-09-30",0,0,27.31,2.21,0]
[null,null,null,"20050922:1844",6338,"2018-09-22T00:59:59.999",{"$f":"EOMONTH(F6347,0)","v":"2018-09-30"},0,0,25.13,0.97,0]
[null,null,null,"20050922:2244",6342,"2018-09-22T04:59:59.999","2018-09-30",0,0,24.75,2.21,0]
[null,null,null,"20050923:0144",6345,"2018-09-22T07:59:59.999","2018-09-30",205.96,39.25,27.13,1.45,0]
[null,null,null,"20050923:0444",6348,"2018-09-22T10:59:59.999","2018-09-30",1037.26,83.54,29.48,2.76,0]
[null,null,null,"20050923:0544",6349,"2018-09-22T11:59:59.999","2018-09-30",932.99,80.19,29.75,3.86,0]
[null,null,null,"20050923:0844",6352,"2018-09-22T14:59:59.999","2018-09-30",189.96,35.619999999999997,28.78,3.86,0]
[null,null,null,"20050923:1444",6358,"2018-09-22T20:59:59.999","2018-09-30",0,0,25.66,3.38,0]
[null,null,null,"20050923:1644",6360,"2018-09-22T22:59:59.999","2018-09-30",0,0,25.53,2.83,0]
[null,null,null,"20050923:1944",6363,"2018-09-23T01:59:59.999","2018-09-30",0,0,25.35,1.86,0]
[null,null,null,"20050923:2344",6367,"2018-09-23T05:59:59.999","2018-09-30",24,9.3800000000000008,25.35,1.38,0]
[null,null,null,"20050924:0244",6370,"2018-09-23T08:59:59.999","2018-09-30",819.19,54.26,28.36,3.31,0]
[null,null,null,"20050924:0544",6373,"2018-09-23T11:59:59.999","2018-09-30",1020.44,79.97,28.97,5.52,0]
[null,null,null,"20050924:0644",6374,"2018-09-23T12:59:59.999","2018-09-30",937.33,65.349999999999994,29.56,5.45,0]
[null,null,null,"20050924:1144",6379,"2018-09-23T17:59:59.999","2018-09-30",0,0,28.32,4.83,0]
[null,null,null,"20050924:1344",6381,"2018-09-23T19:59:59.999","2018-09-30",0,0,27.54,4.41,0]
[null,null,null,"20050924:1744",6385,"2018-09-23T23:59:59.999","2018-09-30",0,0,25.84,3.79,0]
[null,null,null,"20050924:2044",6388,"2018-09-24T02:59:59.999","2018-09-30",0,0,25.46,2.83,0]
[null,null,null,"20050925:0044",6392,"2018-09-24T06:59:59.999","2018-09-30",260.24,24.41,26.86,3.03,0]
[null,null,null,"20050925:0344",6395,"2018-09-24T09:59:59.999","2018-09-30",838.11,69.150000000000006,29.49,4.28,0]
[null,null,null,"20050925:0644",6398,"2018-09-24T12:59:59.999","2018-09-30",896.4,65.209999999999994,30.06,4.9000000000000004,0]
[null,null,null,"20050925:0744",6399,"2018-09-24T13:59:59.999","2018-09-30",740.18,50.33,29.88,4.28,0]
[null,null,null,"20050925:1244",6404,"2018-09-24T18:59:59.999","2018-09-30",0,0,28.14,2.21,0]
[null,null,null,"20050925:1544",6407,"2018-09-24T21:59:59.999","2018-09-30",0,0,26.75,1.66,0]
[null,null,null,"20050925:1844",6410,"2018-09-25T00:59:59.999","2018-09-30",0,0,26.03,3.17,0]
[null,null,null,"20050925:2144",6413,"2018-09-25T03:59:59.999","2018-09-30",0,0,25.12,1.66,0]
[null,null,null,"20050926:0144",6417,"2018-09-25T07:59:59.999","2018-09-30",536.91999999999996,39.43,27.25,2.2799999999999998,0]
[null,null,null,"20050926:0444",6420,"2018-09-25T10:59:59.999","2018-09-30",938.5,83.12,30.06,2.69,0]
[null,null,null,"20050926:0744",6423,"2018-09-25T13:59:59.999","2018-09-30",726.3,50.2,30.33,4,0]
[null,null,null,"20050926:0944",6425,"2018-09-25T15:59:59.999","2018-09-30",263.49,20.309999999999999,29.55,2.76,0]
[null,null,null,"20050926:1244",6428,"2018-09-25T18:59:59.999","2018-09-30",0,0,27.98,2,0]
[null,null,null,"20050926:1644",6432,"2018-09-25T22:59:59.999","2018-09-30",0,0,27.06,4.55,0]
[null,null,null,"20050926:1944",6435,"2018-09-26T01:59:59.999","2018-09-30",0,0,26.19,2.76,0]
[null,null,null,"20050926:2244",6438,"2018-09-26T04:59:59.999","2018-09-30",0,0,24.82,2.0699999999999998,0]
[null,null,null,"20050927:0244",6442,"2018-09-26T08:59:59.999","2018-09-30",705.21,54.39,28.87,5.0999999999999996,0]
[null,null,null,"20050927:0544",6445,"2018-09-26T11:59:59.999","2018-09-30",218.95,79.27,30.75,4.83,0]
[null,null,null,"20050927:0644",6446,"2018-09-26T12:59:59.999","2018-09-30",745,64.900000000000006,31.18,4.4800000000000004,0]
[null,null,null,"20050927:1044",6450,"2018-09-26T16:59:59.999","2018-09-30",21,5.23,30.23,4.4800000000000004,0]
[null,null,null,"20050927:1344",6453,"2018-09-26T19:59:59.999","2018-09-30",0,0,29.03,4.1399999999999997,0]
[null,null,null,"20050927:1744",6457,"2018-09-26T23:59:59.999","2018-09-30",0,0,26.08,4,0]
[null,null,null,"20050927:2044",6460,"2018-09-27T02:59:59.999","2018-09-30",0,0,26.39,2.76,0]
[null,null,null,"20050927:2344",6463,"2018-09-27T05:59:59.999","2018-09-30",20,9.64,26.32,1.79,0]
[null,null,null,"20050928:0344",6467,{"$f":"F6475+1/24","v":"2018-09-27T09:59:59.999"},"2018-09-30",613.42999999999995,69.16,30.17,2.97,0]
[null,null,null,"20050928:0744",6471,"2018-09-27T13:59:59.999","2018-09-30",691.43,49.93,30.66,3.38,0]
[null,null,null,"20050928:0844",6472,"2018-09-27T14:59:59.999","2018-09-30",461.91,35.03,30.42,3.45,0]
[null,null,null,"20050928:1144",6475,"2018-09-27T17:59:59.999","2018-09-30",0,0,28.5,3.24,0]
[null,null,null,"20050928:1444",6478,"2018-09-27T20:59:59.999","2018-09-30",0,0,27.9,2.41,0]
[null,null,null,"20050928:1844",6482,"2018-09-28T00:59:59.999","2018-09-30",0,0,26.03,2,0]
[null,null,null,"20050928:2144",6485,"2018-09-28T03:59:59.999","2018-09-30",0,0,25.08,2.21,0]
[null,null,null,"20050929:0044",6488,"2018-09-28T06:59:59.999","2018-09-30",313.91000000000003,24.65,27.22,0.41,0]
[null,null,null,"20050929:0444",6492,"2018-09-28T10:59:59.999","2018-09-30",1000.35,82.53,30.51,3.45,0]
[null,null,null,"20050929:0844",6496,"2018-09-28T14:59:59.999","2018-09-30",505.37,34.909999999999997,29.56,2.9,0]
[null,null,null,"20050929:0944",6497,"2018-09-28T15:59:59.999","2018-09-30",27.99,19.97,28.8,1.52,0]
[null,null,null,"20050929:1244",6500,"2018-09-28T18:59:59.999","2018-09-30",0,0,26.81,1.66,0]
[null,null,null,"20050929:1544",6503,"2018-09-28T21:59:59.999","2018-09-30",0,0,25.76,3.17,0]
[null,null,null,"20050929:1944",6507,"2018-09-29T01:59:59.999","2018-09-30",0,0,25.07,0.76,0]
[null,null,null,"20050929:2244",6510,"2018-09-29T04:59:59.999","2018-09-30",0,0,24.62,0.83,0]
[null,null,null,"20050930:0144",6513,"2018-09-29T07:59:59.999","2018-09-30",466.89,39.619999999999997,27.31,0.69,0]
[null,null,null,"20050930:0644",6518,"2018-09-29T12:59:59.999","2018-09-30",843,64.41,30.55,3.72,0]
[null,null,null,"20050930:0944",6521,"2018-09-29T15:59:59.999","2018-09-30",109.99,19.86,28.56,2.9,0]
[null,null,null,"20050930:1044",6522,"2018-09-29T16:59:59.999","2018-09-30",46.02,4.91,28.26,2.5499999999999998,0]
[null,null,null,"20050930:1344",6525,"2018-09-29T19:59:59.999","2018-09-30",0,0,27.42,2.2799999999999998,0]
[null,null,null,"20050930:1644",6528,"2018-09-29T22:59:59.999","2018-09-30",0,0,25.34,1.93,0]
[null,null,null,"20050930:2044",6532,"2018-09-30T02:59:59.999","2018-09-30",0,0,25.1,1.72,0]
[null,null,null,"20050930:2344",6535,"2018-09-30T05:59:59.999","2018-09-30",100.03,9.82,25.88,0.41,0]
[null,null,null,"20051001:0244",6538,"2018-09-30T08:59:59.999","2018-09-30",786.4,54.49,29,0.9,0]
[null,null,null,"20051001:0744",6543,"2018-09-30T13:59:59.999","2018-09-30",745.37,49.53,29.77,3.1,0]
[null,null,null,"20051001:1044",6546,"2018-09-30T16:59:59.999","2018-09-30",34.979999999999997,4.8,28.62,2.2799999999999998,0]
[null,null,null,"20051001:1144",6547,"2018-09-30T17:59:59.999","2018-09-30",0,0,28.27,1.86,0]
[null,null,null,"20051001:1444",6550,"2018-09-30T20:59:59.999","2018-09-30",0,0,27.05,1.03,0]
[null,null,null,"20051001:1744",6553,"2018-09-30T23:59:59.999","2018-09-30",0,0,26.11,2.48,0]
[null,null,null,"20051001:2144",6557,"2018-10-01T03:59:59.999","2018-10-31",0,0,25.01,0.62,0]
[null,null,null,"20051001:2344",6559,"2018-10-01T05:59:59.999","2018-10-31",151.51,9.8699999999999992,25.8,0.28000000000000003,0]
[null,null,null,"20051002:0544",6565,"2018-10-01T11:59:59.999","2018-10-31",386.96,77.95,29.87,4,0]
[null,null,null,"20051002:0844",6568,"2018-10-01T14:59:59.999","2018-10-31",556.4,34.54,29.04,4.1399999999999997,0]
[null,null,null,"20051002:1144",6571,"2018-10-01T17:59:59.999","2018-10-31",0,0,27.83,3.1,0]
[null,null,null,"20051002:1244",6572,"2018-10-01T18:59:59.999","2018-10-31",0,0,27.43,3.31,0]
[null,null,null,"20051002:1544",6575,"2018-10-01T21:59:59.999","2018-10-31",0,0,25.85,2.48,0]
[null,null,null,"20051002:1944",6579,"2018-10-02T01:59:59.999","2018-10-31",0,0,24.63,2,0]
[null,null,null,"20051003:0044",6584,"2018-10-02T06:59:59.999","2018-10-31",211.25,24.84,25.55,2.14,0]
[null,null,null,"20051003:0244",6586,"2018-10-02T08:59:59.999","2018-10-31",757.51,54.51,27.55,2.2799999999999998,0]
[null,null,null,"20051003:0644",6590,"2018-10-02T12:59:59.999","2018-10-31",682.36,63.89,29.29,4.6900000000000004,0]
[null,null,null,"20051003:0944",6593,"2018-10-02T15:59:59.999","2018-10-31",59.99,19.53,28.27,4.34,0]
[null,null,null,"20051003:1244",6596,"2018-10-02T18:59:59.999","2018-10-31",0,0,26.75,3.66,0]
[null,null,null,"20051003:1344",6597,"2018-10-02T19:59:59.999","2018-10-31",0,0,26.92,3.17,0]
[null,null,null,"20051003:1644",6600,"2018-10-02T22:59:59.999","2018-10-31",0,0,26.31,1.93,0]
[null,null,null,"20051003:2144",6605,"2018-10-03T03:59:59.999","2018-10-31",0,0,24.49,2.76,0]
[null,null,null,"20051004:0044",6608,"2018-10-03T06:59:59.999","2018-10-31",289.05,24.89,25.09,2,0]
[null,null,null,"20051004:0344",6611,"2018-10-03T09:59:59.999","2018-10-31",983.64,68.94,27.94,2.41,0]
[null,null,null,"20051004:0744",6615,"2018-10-03T13:59:59.999","2018-10-31",483.61,49.11,29.16,4.28,0]
[null,null,null,"20051004:1044",6618,"2018-10-03T16:59:59.999","2018-10-31",33.79,4.5,27.82,3.72,0]
[null,null,null,"20051004:1144",6619,"2018-10-03T17:59:59.999","2018-10-31",0,0,26.83,4.21,0]
[null,null,null,"20051004:1444",6622,"2018-10-03T20:59:59.999","2018-10-31",0,0,26.07,3.52,0]
[null,null,null,"20051004:1844",6626,"2018-10-04T00:59:59.999","2018-10-31",0,0,25.26,2.83,0]
[null,null,null,"20051004:2244",6630,"2018-10-04T04:59:59.999","2018-10-31",0,0,25.8,2.2799999999999998,0]
[null,null,null,"20051005:0144",6633,"2018-10-04T07:59:59.999","2018-10-31",562.4,39.770000000000003,27.91,1.79,0]
[null,null,null,"20051005:0444",6636,"2018-10-04T10:59:59.999","2018-10-31",931.99,80.959999999999994,29.38,2.62,0]
[null,null,null,"20051005:0844",6640,"2018-10-04T14:59:59.999","2018-10-31",419.28,34.18,28.2,3.38,0]
[null,null,null,"20051005:1144",6643,"2018-10-04T17:59:59.999","2018-10-31",0,0,27.06,3.24,0]
[null,null,null,"20051005:1244",6644,"2018-10-04T18:59:59.999","2018-10-31",0,0,26.94,3.17,0]
[null,null,null,"20051005:1544",6647,"2018-10-04T21:59:59.999","2018-10-31",0,0,26.02,3.03,0]
[null,null,null,"20051005:1944",6651,"2018-10-05T01:59:59.999","2018-10-31",0,0,25.07,2.83,0]
[null,null,null,"20051005:2344",6655,"2018-10-05T05:59:59.999","2018-10-31",21,10.07,24.78,2.14,0]
[null,null,null,"20051006:0244",6658,"2018-10-05T08:59:59.999",{"$f":"EOMONTH(F6667,0)","v":"2018-10-31"},237.95,54.49,27.18,2.62,0]
[null,null,null,"20051006:0544",6661,"2018-10-05T11:59:59.999","2018-10-31",986.75,76.81,29.34,2.83,0]
[null,null,null,"20051006:0944",6665,"2018-10-05T15:59:59.999","2018-10-31",282.14999999999998,19.2,28.67,3.86,0]
[null,null,null,"20051006:1244",6668,"2018-10-05T18:59:59.999","2018-10-31",0,0,27.38,2.41,0]
[null,null,null,"20051006:1344",6669,"2018-10-05T19:59:59.999","2018-10-31",0,0,27.03,2,0]
[null,null,null,"20051006:1644",6672,"2018-10-05T22:59:59.999","2018-10-31",0,0,25.7,1.1000000000000001,0]
[null,null,null,"20051006:2044",6676,"2018-10-06T02:59:59.999","2018-10-31",0,0,25,1.38,0]
[null,null,null,"20051007:0044",6680,"2018-10-06T06:59:59.999","2018-10-31",220.4,24.99,27.16,1.31,0]
[null,null,null,"20051007:0344",6683,"2018-10-06T09:59:59.999","2018-10-31",578.64,68.72,28.55,3.52,0]
[null,null,null,"20051007:0744",6687,"2018-10-06T13:59:59.999","2018-10-31",696.99,48.69,29.78,2.34,0]
[null,null,null,"20051007:1044",6690,"2018-10-06T16:59:59.999","2018-10-31",23.82,4.21,29,1.17,0]
[null,null,null,"20051007:1344",6693,"2018-10-06T19:59:59.999","2018-10-31",0,0,26.87,1.59,0]
[null,null,null,"20051007:1744",6697,"2018-10-06T23:59:59.999","2018-10-31",0,0,25.1,1.72,0]
[null,null,null,"20051007:1844",6698,"2018-10-07T00:59:59.999","2018-10-31",0,0,24.99,1.59,0]
[null,null,null,"20051007:2144",6701,"2018-10-07T03:59:59.999","2018-10-31",0,0,24.52,1.59,0]
[null,null,null,"20051008:0144",6705,"2018-10-07T07:59:59.999","2018-10-31",53.99,39.81,26.97,1.59,0]
[null,null,null,"20051008:0444",6708,"2018-10-07T10:59:59.999","2018-10-31",653.91,80.05,28.37,2,0]
[null,null,null,"20051008:0844",6712,"2018-10-07T14:59:59.999","2018-10-31",412.48,33.82,26.87,1.72,0]
[null,null,null,"20051008:1144",6715,"2018-10-07T17:59:59.999","2018-10-31",0,0,26.07,2.0699999999999998,0]
[null,null,null,"20051008:1444",6718,"2018-10-07T20:59:59.999","2018-10-31",0,0,26.04,0.62,0]
[null,null,null,"20051008:1644",6720,"2018-10-07T22:59:59.999","2018-10-31",0,0,25.68,0.34,0]
[null,null,null,"20051008:1944",6723,{"$f":"F6731+1/24","v":"2018-10-08T01:59:59.999"},"2018-10-31",0,0,24.84,2,0]
[null,null,null,"20051008:2344",6727,"2018-10-08T05:59:59.999","2018-10-31",173.36,10.19,24.95,3.1,0]
[null,null,null,"20051009:0244",6730,"2018-10-08T08:59:59.999","2018-10-31",822.25,54.43,27.23,2.14,0]
[null,null,null,"20051009:0544",6733,"2018-10-08T11:59:59.999","2018-10-31",979.28,75.92,28.29,2.41,0]
[null,null,null,"20051009:0944",6737,"2018-10-08T15:59:59.999","2018-10-31",132.1,18.89,29.54,3.45,0]
[null,null,null,"20051009:1144",6739,"2018-10-08T17:59:59.999","2018-10-31",0,0,28.36,2.5499999999999998,0]
[null,null,null,"20051009:1644",6744,"2018-10-08T22:59:59.999","2018-10-31",0,0,26.06,2.76,0]
[null,null,null,"20051009:1744",6745,"2018-10-08T23:59:59.999","2018-10-31",0,0,26.03,2.76,0]
[null,null,null,"20051009:2044",6748,"2018-10-09T02:59:59.999","2018-10-31",0,0,25.31,3.38,0]
[null,null,null,"20051010:0044",6752,"2018-10-09T06:59:59.999","2018-10-31",138.01,25.06,25.15,3.38,0]
[null,null,null,"20051010:0344",6755,"2018-10-09T09:59:59.999","2018-10-31",918.26,68.430000000000007,26.63,2.41,0]
[null,null,null,"20051010:0644",6758,"2018-10-09T12:59:59.999","2018-10-31",906.51,62.61,28.99,3.59,0]
[null,null,null,"20051010:0844",6760,"2018-10-09T14:59:59.999","2018-10-31",532.71,33.590000000000003,29.14,3.38,0]
[null,null,null,"20051010:1444",6766,"2018-10-09T20:59:59.999","2018-10-31",0,0,26.82,2.76,0]
[null,null,null,"20051010:1744",6769,"2018-10-09T23:59:59.999","2018-10-31",0,0,26.37,3.52,0]
[null,null,null,"20051010:1844",6770,"2018-10-10T00:59:59.999","2018-10-31",0,0,26.16,3.66,0]
[null,null,null,"20051010:2144",6773,"2018-10-10T03:59:59.999","2018-10-31",0,0,25.36,3.03,0]
[null,null,null,"20051011:0144",6777,"2018-10-10T07:59:59.999","2018-10-31",360.57,39.82,27.29,4.41,0]
[null,null,null,"20051011:0444",6780,"2018-10-10T10:59:59.999","2018-10-31",935.03,79.099999999999994,28.97,4.62,0]
[null,null,null,"20051011:0944",6785,"2018-10-10T15:59:59.999","2018-10-31",217.31,18.690000000000001,29.38,3.45,0]
[null,null,null,"20051011:1244",6788,"2018-10-10T18:59:59.999","2018-10-31",0,0,28.17,3.59,0]
[null,null,null,"20051011:1544",6791,"2018-10-10T21:59:59.999","2018-10-31",0,0,27.59,3.45,0]
[null,null,null,"20051011:1644",6792,"2018-10-10T22:59:59.999","2018-10-31",0,0,27.19,3.1,0]
[null,null,null,"20051011:1944",6795,"2018-10-11T01:59:59.999","2018-10-31",0,0,25.54,3.72,0]
[null,null,null,"20051011:2244",6798,"2018-10-11T04:59:59.999","2018-10-31",0,0,24.7,3.1,0]
[null,null,null,"20051012:0244",6802,"2018-10-11T08:59:59.999","2018-10-31",681.89,54.32,28.11,4,0]
[null,null,null,"20051012:0544",6805,"2018-10-11T11:59:59.999","2018-10-31",949.52,75.010000000000005,29.22,4.1399999999999997,0]
[null,null,null,"20051012:1044",6810,"2018-10-11T16:59:59.999","2018-10-31",27.39,3.77,28.62,0.21,0]
[null,null,null,"20051012:1344",6813,"2018-10-11T19:59:59.999","2018-10-31",0,0,27.48,0.76,0]
[null,null,null,"20051012:1644",6816,"2018-10-11T22:59:59.999","2018-10-31",0,0,25.52,1.24,0]
[null,null,null,"20051012:1744",6817,"2018-10-11T23:59:59.999","2018-10-31",0,0,25.15,1.45,0]
[null,null,null,"20051012:2044",6820,"2018-10-12T02:59:59.999","2018-10-31",0,0,24.43,0.76,0]
[null,null,null,"20051012:2344",6823,"2018-10-12T05:59:59.999","2018-10-31",177.76,10.32,24.69,1.52,0]
[null,null,null,"20051013:0344",6827,"2018-10-12T09:59:59.999","2018-10-31",789.09,68.06,27.65,2.34,0]
[null,null,null,"20051013:0744",6831,"2018-10-12T13:59:59.999","2018-10-31",701.11,47.84,28.57,3.24,0]
[null,null,null,"20051013:1044",6834,"2018-10-12T16:59:59.999","2018-10-31",22.68,3.68,27.28,1.31,0]
[null,null,null,"20051013:1444",6838,"2018-10-12T20:59:59.999","2018-10-31",0,0,24.87,1.24,0]
[null,null,null,"20051013:1744",6841,"2018-10-12T23:59:59.999","2018-10-31",0,0,24.5,0.76,0]
[null,null,null,"20051013:1844",6842,"2018-10-13T00:59:59.999","2018-10-31",0,0,24.7,2,0]
[null,null,null,"20051013:2144",6845,"2018-10-13T03:59:59.999","2018-10-31",0,0,24.42,2,0]
[null,null,null,"20051014:0044",6848,"2018-10-13T06:59:59.999","2018-10-31",121.99,25.12,26.02,2.9,0]
[null,null,null,"20051014:0444",6852,"2018-10-13T10:59:59.999","2018-10-31",641.09,78.12,28.3,2.48,0]
[null,null,null,"20051014:0844",6856,"2018-10-13T14:59:59.999","2018-10-31",390.7,33.130000000000003,27.25,2.48,0]
[null,null,null,"20051014:1244",6860,"2018-10-13T18:59:59.999","2018-10-31",0,0,25.16,0.97,0]
[null,null,null,"20051014:1544",6863,"2018-10-13T21:59:59.999","2018-10-31",0,0,25.17,0.69,0]
[null,null,null,"20051014:1844",6866,"2018-10-14T00:59:59.999","2018-10-31",0,0,25.22,1.66,0]
[null,null,null,"20051014:1944",6867,"2018-10-14T01:59:59.999","2018-10-31",0,0,24.82,1.66,0]
[null,null,null,"20051014:2244",6870,"2018-10-14T04:59:59.999","2018-10-31",0,0,24.64,3.24,0]
[null,null,null,"20051015:0144",6873,"2018-10-14T07:59:59.999","2018-10-31",494.54,39.76,26.85,4.1399999999999997,0]
[null,null,null,"20051015:0644",6878,"2018-10-14T12:59:59.999","2018-10-31",905.54,61.66,29.09,2.21,0]
[null,null,null,"20051015:0944",6881,"2018-10-14T15:59:59.999","2018-10-31",98,18.309999999999999,28.86,2.21,0]
[null,null,null,"20051015:1344",6885,"2018-10-14T19:59:59.999","2018-10-31",0,0,26.94,1.86,0]
[null,null,null,"20051015:1644",6888,"2018-10-14T22:59:59.999","2018-10-31",0,0,25.89,1.38,0]
[null,null,null,"20051015:1944",6891,"2018-10-15T01:59:59.999","2018-10-31",0,0,24.98,1.86,0]
[null,null,null,"20051015:2044",6892,"2018-10-15T02:59:59.999","2018-10-31",0,0,24.88,1.66,0]
[null,null,null,"20051016:0244",6898,"2018-10-15T08:59:59.999","2018-10-31",71.989999999999995,54.09,27.98,1.66,0]
[null,null,null,"20051016:0444",6900,"2018-10-15T10:59:59.999","2018-10-31",426.05,77.45,28.79,2.97,0]
[null,null,null,"20051016:0744",6903,"2018-10-15T13:59:59.999","2018-10-31",552.12,47.42,27.69,0.69,0]
[null,null,null,"20051016:1044",6906,"2018-10-15T16:59:59.999","2018-10-31",16.899999999999999,3.46,26.55,2.34,0]
[null,null,null,"20051016:1444",6910,"2018-10-15T20:59:59.999","2018-10-31",0,0,25.21,2.69,0]
[null,null,null,"20051016:1744",6913,"2018-10-15T23:59:59.999","2018-10-31",0,0,24.69,2.14,0]
[null,null,null,"20051016:2044",6916,"2018-10-16T02:59:59.999","2018-10-31",0,0,24.21,0.9,0]
[null,null,null,"20051016:2344",6919,"2018-10-16T05:59:59.999","2018-10-31",22,10.4,24.54,2.0699999999999998,0]
[null,null,null,"20051017:0144",6921,"2018-10-16T07:59:59.999","2018-10-31",511.04,39.71,26.64,2.5499999999999998,0]
[null,null,null,"20051017:0544",6925,"2018-10-16T11:59:59.999","2018-10-31",754.62,73.5,29.44,1.59,0]
[null,null,null,"20051017:0844",6928,"2018-10-16T14:59:59.999","2018-10-31",101.98,32.799999999999997,28.8,1.31,0]
[null,null,null,"20051017:1144",6931,"2018-10-16T17:59:59.999","2018-10-31",0,0,26.2,1.17,0]
[null,null,null,"20051017:1544",6935,"2018-10-16T21:59:59.999","2018-10-31",0,0,25.27,0.41,0]
[null,null,null,"20051017:1844",6938,"2018-10-17T00:59:59.999","2018-10-31",0,0,25.87,0.14000000000000001,0]
[null,null,null,"20051017:2144",6941,"2018-10-17T03:59:59.999","2018-10-31",0,0,24.6,0.62,0]
[null,null,null,"20051018:0044",6944,"2018-10-17T06:59:59.999","2018-10-31",200.4,25.11,25.38,1.93,0]
[null,null,null,"20051018:0244",6946,"2018-10-17T08:59:59.999","2018-10-31",755.91,53.94,26.96,2.34,0]
[null,null,null,"20051018:0644",6950,"2018-10-17T12:59:59.999","2018-10-31",241.95,61.08,29.15,4,0]
[null,null,null,"20051018:0944",6953,"2018-10-17T15:59:59.999","2018-10-31",117.09,18.05,27.85,4.83,0]
[null,null,null,"20051018:1244",6956,"2018-10-17T18:59:59.999","2018-10-31",0,0,25.57,4.21,0]
[null,null,null,"20051018:1644",6960,"2018-10-17T22:59:59.999","2018-10-31",0,0,24.76,3.59,0]
[null,null,null,"20051018:1944",6963,"2018-10-18T01:59:59.999","2018-10-31",0,0,25,4.07,0]
[null,null,null,"20051018:2144",6965,"2018-10-18T03:59:59.999","2018-10-31",0,0,24.73,4.34,0]
[null,null,null,"20051019:0044",6968,"2018-10-18T06:59:59.999","2018-10-31",68.989999999999995,25.1,26.31,4.83,0]
[null,null,null,"20051019:0344",6971,"2018-10-18T09:59:59.999","2018-10-31",837.62,67.16,27.77,5.0999999999999996,0]
[null,null,null,"20051019:0744",6975,"2018-10-18T13:59:59.999","2018-10-31",65.989999999999995,47.01,27.38,5.52,0]
[null,null,null,"20051019:1044",6978,"2018-10-18T16:59:59.999",{"$f":"EOMONTH(F6987,0)","v":"2018-10-31"},14,3.26,26.32,5.0999999999999996,0]
[null,null,null,"20051019:1344",6981,"2018-10-18T19:59:59.999","2018-10-31",0,0,25.09,4.76,0]
[null,null,null,"20051019:1744",6985,"2018-10-18T23:59:59.999","2018-10-31",0,0,24.31,5.72,0]
[null,null,null,"20051019:1844",6986,"2018-10-19T00:59:59.999","2018-10-31",0,0,24.64,4.34,0]
[null,null,null,"20051019:2244",6990,"2018-10-19T04:59:59.999","2018-10-31",0,0,24.21,4,0]
[null,null,null,"20051020:0144",6993,"2018-10-19T07:59:59.999","2018-10-31",235.02,39.6,25.65,3.79,0]
[null,null,null,"20051020:0444",6996,"2018-10-19T10:59:59.999","2018-10-31",227.95,76.11,27.14,4.97,0]
[null,null,null,"20051020:0844",7000,"2018-10-19T14:59:59.999","2018-10-31",165.98,32.49,26.52,5.86,0]
[null,null,null,"20051020:1144",7003,"2018-10-19T17:59:59.999","2018-10-31",0,0,25.13,3.72,0]
[null,null,null,"20051020:1444",7006,"2018-10-19T20:59:59.999","2018-10-31",0,0,24.6,3.31,0]
[null,null,null,"20051020:1944",7011,"2018-10-20T01:59:59.999","2018-10-31",0,0,24.06,3.79,0]
[null,null,null,"20051020:2244",7014,"2018-10-20T04:59:59.999","2018-10-31",0,0,24.14,2.76,0]
[null,null,null,"20051020:2344",7015,"2018-10-20T05:59:59.999","2018-10-31",65.989999999999995,10.43,24.33,2.83,0]
[null,null,null,"20051021:0244",7018,"2018-10-20T08:59:59.999","2018-10-31",488.03,53.69,25.42,3.72,0]
[null,null,null,"20051021:0544",7021,"2018-10-20T11:59:59.999","2018-10-31",886.14,72.31,26.61,3.79,0]
[null,null,null,"20051021:0944",7025,"2018-10-20T15:59:59.999","2018-10-31",170.9,17.82,27.88,3.86,0]
[null,null,null,"20051021:1244",7028,"2018-10-20T18:59:59.999","2018-10-31",0,0,26.75,3.17,0]
[null,null,null,"20051021:1644",7032,"2018-10-20T22:59:59.999","2018-10-31",0,0,24.97,3.45,0]
[null,null,null,"20051021:2044",7036,"2018-10-21T02:59:59.999","2018-10-31",0,0,25.37,3.24,0]
[null,null,null,"20051021:2344",7039,"2018-10-21T05:59:59.999","2018-10-31",89.03,10.43,24.83,1.86,0]
[null,null,null,"20051022:0044",7040,"2018-10-21T06:59:59.999","2018-10-31",247.22,25.05,25.15,1.45,0]
[null,null,null,"20051022:0344",7043,{"$f":"F7051+1/24","v":"2018-10-21T09:59:59.999"},"2018-10-31",851.3,66.63,26.17,2.21,0]
[null,null,null,"20051022:0644",7046,"2018-10-21T12:59:59.999","2018-10-31",852.06,60.33,28.37,2.76,0]
[null,null,null,"20051022:1044",7050,"2018-10-21T16:59:59.999","2018-10-31",14.94,3.08,27.34,3.24,0]
[null,null,null,"20051022:1344",7053,"2018-10-21T19:59:59.999","2018-10-31",0,0,26.1,3.72,0]
[null,null,null,"20051022:1844",7058,"2018-10-22T00:59:59.999","2018-10-31",0,0,25.08,2.76,0]
[null,null,null,"20051022:2144",7061,"2018-10-22T03:59:59.999","2018-10-31",0,0,24.66,2.34,0]
[null,null,null,"20051023:0044",7064,"2018-10-22T06:59:59.999","2018-10-31",31.99,25.02,25.46,1.17,0]
[null,null,null,"20051023:0144",7065,"2018-10-22T07:59:59.999","2018-10-31",73.98,39.450000000000003,25.88,1.72,0]
[null,null,null,"20051023:0444",7068,"2018-10-22T10:59:59.999","2018-10-31",788.54,75.11,27.29,1.17,0]
[null,null,null,"20051023:0844",7072,"2018-10-22T14:59:59.999","2018-10-31",465.5,32.200000000000003,28.21,1.79,0]
[null,null,null,"20051023:1144",7075,"2018-10-22T17:59:59.999","2018-10-31",0,0,27.08,0.55000000000000004,0]
[null,null,null,"20051023:1444",7078,"2018-10-22T20:59:59.999","2018-10-31",0,0,26.95,0.28000000000000003,0]
[null,null,null,"20051023:1944",7083,"2018-10-23T01:59:59.999","2018-10-31",0,0,24.76,1.03,0]
[null,null,null,"20051023:2244",7086,"2018-10-23T04:59:59.999","2018-10-31",0,0,24.31,1.93,0]
[null,null,null,"20051024:0144",7089,"2018-10-23T07:59:59.999","2018-10-31",149.97,39.39,26.85,1.52,0]
[null,null,null,"20051024:0244",7090,"2018-10-23T08:59:59.999","2018-10-31",378.25,53.39,27.42,2.2799999999999998,0]
[null,null,null,"20051024:0544",7093,"2018-10-23T11:59:59.999","2018-10-31",736.01,71.430000000000007,28.58,2.83,0]
[null,null,null,"20051024:0944",7097,"2018-10-23T15:59:59.999","2018-10-31",32.99,17.600000000000001,26.89,2,0]
[null,null,null,"20051024:1144",7099,"2018-10-23T17:59:59.999","2018-10-31",0,0,26.33,1.72,0]
[null,null,null,"20051024:1644",7104,"2018-10-23T22:59:59.999","2018-10-31",0,0,24.4,2.14,0]
[null,null,null,"20051024:2044",7108,"2018-10-24T02:59:59.999","2018-10-31",0,0,24.43,2.48,0]
[null,null,null,"20051024:2344",7111,"2018-10-24T05:59:59.999","2018-10-31",159.66999999999999,10.41,24.77,2.5499999999999998,0]
[null,null,null,"20051025:0244",7114,"2018-10-24T08:59:59.999","2018-10-31",756.05,53.28,27.45,1.59,0]
[null,null,null,"20051025:0344",7115,"2018-10-24T09:59:59.999","2018-10-31",971.97,66.06,27.9,1.79,0]
[null,null,null,"20051025:0644",7118,"2018-10-24T12:59:59.999","2018-10-31",887.29,59.77,29.16,4.1399999999999997,0]
[null,null,null,"20051025:1244",7124,"2018-10-24T18:59:59.999","2018-10-31",0,0,27.08,0.34,0]
[null,null,null,"20051025:1444",7126,"2018-10-24T20:59:59.999","2018-10-31",0,0,25.3,1.03,0]
[null,null,null,"20051025:1744",7129,"2018-10-24T23:59:59.999","2018-10-31",0,0,24.11,1.24,0]
[null,null,null,"20051025:2144",7133,"2018-10-25T03:59:59.999","2018-10-31",0,0,24.01,0.9,0]
[null,null,null,"20051026:0044",7136,"2018-10-25T06:59:59.999","2018-10-31",363.2,24.92,25.81,1.1000000000000001,0]
[null,null,null,"20051026:0144",7137,"2018-10-25T07:59:59.999","2018-10-31",547.97,39.26,26.51,0.62,0]
[null,null,null,"20051026:0444",7140,"2018-10-25T10:59:59.999","2018-10-31",757.34,74.11,28.61,2.9,0]
[null,null,null,"20051026:0944",7145,"2018-10-25T15:59:59.999","2018-10-31",26.99,17.48,25.84,2.21,0]
[null,null,null,"20051026:1244",7148,"2018-10-25T18:59:59.999","2018-10-31",0,0,25.52,2.0699999999999998,0]
[null,null,null,"20051026:1544",7151,"2018-10-25T21:59:59.999","2018-10-31",0,0,24.83,3.38,0]
[null,null,null,"20051026:1844",7154,"2018-10-26T00:59:59.999","2018-10-31",0,0,25.28,4.4800000000000004,0]
[null,null,null,"20051026:2244",7158,"2018-10-26T04:59:59.999","2018-10-31",0,0,25.28,3.52,0]
[null,null,null,"20051027:0144",7161,"2018-10-26T07:59:59.998","2018-10-31",479.3,39.19,26.72,3.52,0]
[null,null,null,"20051027:0244",7162,"2018-10-26T08:59:59.998","2018-10-31",424.6,53.05,27.08,3.79,0]
[null,null,null,"20051027:0644",7166,"2018-10-26T12:59:59.998","2018-10-31",650.91,59.41,28.81,4,0]
[null,null,null,"20051027:0944",7169,"2018-10-26T15:59:59.998","2018-10-31",93.01,17.420000000000002,27.46,4.55,0]
[null,null,null,"20051027:1344",7173,"2018-10-26T19:59:59.998","2018-10-31",0,0,25.51,3.59,0]
[null,null,null,"20051027:1644",7176,"2018-10-26T22:59:59.998","2018-10-31",0,0,24.86,3.52,0]
[null,null,null,"20051027:2044",7180,"2018-10-27T02:59:59.998","2018-10-31",0,0,24.31,2.76,0]
[null,null,null,"20051027:2344",7183,"2018-10-27T05:59:59.998","2018-10-31",134.84,10.36,24.7,2.9,0]
[null,null,null,"20051028:0244",7186,"2018-10-27T08:59:59.998","2018-10-31",553.24,52.92,26.31,3.66,0]
[null,null,null,"20051028:0344",7187,"2018-10-27T09:59:59.998","2018-10-31",640.28,65.45,26.78,4.28,0]
[null,null,null,"20051028:0744",7191,"2018-10-27T13:59:59.998","2018-10-31",293.07,45.86,27.51,5.45,0]
[null,null,null,"20051028:1044",7194,"2018-10-27T16:59:59.998","2018-10-31",11,2.82,26.28,4.76,0]
[null,null,null,"20051028:1444",7198,"2018-10-27T20:59:59.998","2018-10-31",0,0,25.02,2.83,0]
[null,null,null,"20051028:1744",7201,"2018-10-27T23:59:59.998","2018-10-31",0,0,24.71,1.86,0]
[null,null,null,"20051028:2144",7205,"2018-10-28T03:59:59.998","2018-10-31",0,0,24.64,2.83,0]
[null,null,null,"20051029:0044",7208,"2018-10-28T06:59:59.998","2018-10-31",281.52999999999997,24.79,26.11,3.1,0]
[null,null,null,"20051029:0344",7211,"2018-10-28T09:59:59.998","2018-10-31",553.20000000000005,65.25,28.05,3.59,0]
[null,null,null,"20051029:0444",7212,"2018-10-28T10:59:59.998","2018-10-31",814.69,73.13,28.41,3.93,0]
[null,null,null,"20051029:0844",7216,"2018-10-28T14:59:59.998","2018-10-31",495.4,31.68,28.3,5.17,0]
[null,null,null,"20051029:1144",7219,"2018-10-28T17:59:59.998","2018-10-31",0,0,27.03,3.72,0]
[null,null,null,"20051029:1544",7223,"2018-10-28T21:59:59.998","2018-10-31",0,0,25.86,2.41,0]
[null,null,null,"20051029:1844",7226,"2018-10-29T00:59:59.998","2018-10-31",0,0,25,1.72,0]
[null,null,null,"20051029:2244",7230,"2018-10-29T04:59:59.998","2018-10-31",0,0,24.14,0.9,0]
[null,null,null,"20051030:0144",7233,"2018-10-29T07:59:59.998","2018-10-31",593.87,38.950000000000003,26.87,2.34,0]
[null,null,null,"20051030:0544",7237,"2018-10-29T11:59:59.998","2018-10-31",532.79999999999995,69.739999999999995,28.73,2.2799999999999998,0]
[null,null,null,"20051030:0644",7238,"2018-10-29T12:59:59.998","2018-10-31",734.89,58.88,28.56,1.38,0]
[null,null,null,"20051030:0944",7241,"2018-10-29T15:59:59.998","2018-10-31",153.83000000000001,17.260000000000002,28.4,2.0699999999999998,0]
[null,null,null,"20051030:1344",7245,"2018-10-29T19:59:59.998","2018-10-31",0,0,25.36,2.69,0]
[null,null,null,"20051030:1644",7248,"2018-10-29T22:59:59.998","2018-10-31",0,0,25.28,2.34,0]
[null,null,null,"20051030:1944",7251,"2018-10-30T01:59:59.998","2018-10-31",0,0,25.15,1.66,0]
[null,null,null,"20051030:2344",7255,"2018-10-30T05:59:59.998","2018-10-31",21,10.28,24.94,1.52,0]
[null,null,null,"20051031:0244",7258,"2018-10-30T08:59:59.998","2018-10-31",507.67,52.54,26.29,2.2799999999999998,0]
[null,null,null,"20051031:0644",7262,"2018-10-30T12:59:59.998","2018-10-31",162.97,58.71,26.79,2.69,0]
[null,null,null,"20051031:0744",7263,"2018-10-30T13:59:59.998","2018-10-31",104.98,45.52,26.22,2.97,0]
[null,null,null,"20051031:1044",7266,"2018-10-30T16:59:59.998","2018-10-31",10,2.73,25.25,3.24,0]
[null,null,null,"20051031:1444",7270,"2018-10-30T20:59:59.998","2018-10-31",0,0,24.8,2.76,0]
[null,null,null,"20051031:1744",7273,"2018-10-30T23:59:59.998","2018-10-31",0,0,24.78,3.17,0]
[null,null,null,"20051031:2044",7276,"2018-10-31T02:59:59.998","2018-10-31",0,0,24.57,2.83,0]
[null,null,null,"20051031:2344",7279,"2018-10-31T05:59:59.998","2018-10-31",83.27,10.24,25.28,3.1,0]
[null,null,null,"20051101:0444",7284,"2018-10-31T10:59:59.998","2018-10-31",946.94,72.17,28.06,4.4800000000000004,0]
[null,null,null,"20051101:0744",7287,"2018-10-31T13:59:59.998","2018-10-31",587.5,45.41,28.92,5.24,0]
[null,null,null,"20051101:0844",7288,"2018-10-31T14:59:59.998","2018-10-31",431.69,31.46,28.75,5.0999999999999996,0]
[null,null,null,"20051101:1144",7291,"2018-10-31T17:59:59.998","2018-10-31",0,0,27.51,4.76,0]
[null,null,null,"20051101:1544",7295,"2018-10-31T21:59:59.998","2018-10-31",0,0,25.98,3.52,0]
[null,null,null,"20051101:1844",7298,"2018-11-01T00:59:59.998",{"$f":"EOMONTH(F7307,0)","v":"2018-11-30"},0,0,25.78,4.76,0]
[null,null,null,"20051101:2044",7300,"2018-11-01T02:59:59.998","2018-11-30",0,0,25.02,4.4800000000000004,0]
[null,null,null,"20051102:0244",7306,"2018-11-01T08:59:59.998","2018-11-30",645.57000000000005,52.26,26.85,4.4800000000000004,0]
[null,null,null,"20051102:0544",7309,"2018-11-01T11:59:59.998","2018-11-30",951.53,68.930000000000007,27.99,4.83,0]
[null,null,null,"20051102:0644",7310,"2018-11-01T12:59:59.998","2018-11-30",707.64,58.38,28.24,6.48,0]
[null,null,null,"20051102:0944",7313,"2018-11-01T15:59:59.998","2018-11-30",178.74,17.12,27.64,5.03,0]
[null,null,null,"20051102:1244",7316,"2018-11-01T18:59:59.998","2018-11-30",0,0,26.61,4.41,0]
[null,null,null,"20051102:1644",7320,"2018-11-01T22:59:59.998","2018-11-30",0,0,24.83,3.59,0]
[null,null,null,"20051102:2144",7325,"2018-11-02T03:59:59.998","2018-11-30",0,0,24.25,3.24,0]
[null,null,null,"20051102:2344",7327,"2018-11-02T05:59:59.998","2018-11-30",120.54,10.17,24.52,2.21,0]
[null,null,null,"20051103:0344",7331,"2018-11-02T09:59:59.998","2018-11-30",597.99,64.17,27.06,2.97,0]
[null,null,null,"20051103:0644",7334,"2018-11-02T12:59:59.998","2018-11-30",513.24,58.21,27.45,3.59,0]
[null,null,null,"20051103:0744",7335,"2018-11-02T13:59:59.998","2018-11-30",428.3,45.2,27.71,3.45,0]
[null,null,null,"20051103:1044",7338,"2018-11-02T16:59:59.998","2018-11-30",18.86,2.68,26.06,2.69,0]
[null,null,null,"20051103:1344",7341,"2018-11-02T19:59:59.998","2018-11-30",0,0,25.03,3.59,0]
[null,null,null,"20051103:1744",7345,"2018-11-02T23:59:59.998","2018-11-30",0,0,24.56,2.14,0]
[null,null,null,"20051103:2244",7350,"2018-11-03T04:59:59.998","2018-11-30",0,0,24.49,2.41,0]
[null,null,null,"20051104:0144",7353,"2018-11-03T07:59:59.998","2018-11-30",187.96,38.49,26.57,2.5499999999999998,0]
[null,null,null,"20051104:0444",7356,"2018-11-03T10:59:59.998","2018-11-30",454.3,71.239999999999995,28.37,2.41,0]
[null,null,null,"20051104:0744",7359,"2018-11-03T13:59:59.998","2018-11-30",663.03,45.1,28.73,2.76,0]
[null,null,null,"20051104:0844",7360,"2018-11-03T14:59:59.998","2018-11-30",493.36,31.26,28.42,2.9,0]
[null,null,null,"20051104:1144",7363,{"$f":"F7371+1/24","v":"2018-11-03T17:59:59.998"},"2018-11-30",0,0,27.15,2.2799999999999998,0]
[null,null,null,"20051104:1444",7366,"2018-11-03T20:59:59.998","2018-11-30",0,0,26.26,1.66,0]
[null,null,null,"20051104:1944",7371,"2018-11-04T01:59:59.998","2018-11-30",0,0,24.64,1.24,0]
[null,null,null,"20051104:2244",7374,"2018-11-04T04:59:59.998","2018-11-30",0,0,24.19,1.03,0]
[null,null,null,"20051105:0244",7378,"2018-11-04T08:59:59.998","2018-11-30",781.57,51.82,28.02,1.03,0]
[null,null,null,"20051105:0544",7381,"2018-11-04T11:59:59.998","2018-11-30",946.98,68.16,29.07,1.45,0]
[null,null,null,"20051105:0844",7384,"2018-11-04T14:59:59.998","2018-11-30",484.16,31.21,29.31,2.5499999999999998,0]
[null,null,null,"20051105:0944",7385,"2018-11-04T15:59:59.998","2018-11-30",220.95,17.02,28.89,2.62,0]
[null,null,null,"20051105:1244",7388,"2018-11-04T18:59:59.998","2018-11-30",0,0,27.42,2.5499999999999998,0]
[null,null,null,"20051105:1644",7392,"2018-11-04T22:59:59.998","2018-11-30",0,0,26.02,2.21,0]
[null,null,null,"20051105:2044",7396,"2018-11-05T02:59:59.998","2018-11-30",0,0,25.21,1.86,0]
[null,null,null,"20051105:2344",7399,"2018-11-05T05:59:59.998","2018-11-30",65.989999999999995,10.029999999999999,25.75,0.9,0]
[null,null,null,"20051106:0344",7403,"2018-11-05T09:59:59.998","2018-11-30",870.17,63.5,28.21,1.45,0]
[null,null,null,"20051106:0644",7406,"2018-11-05T12:59:59.998","2018-11-30",679.4,57.74,29.26,2.48,0]
[null,null,null,"20051106:0944",7409,"2018-11-05T15:59:59.998","2018-11-30",41.99,16.989999999999998,27.92,1.45,0]
[null,null,null,"20051106:1044",7410,"2018-11-05T16:59:59.998","2018-11-30",14.99,2.66,27.26,1.59,0]
[null,null,null,"20051106:1344",7413,"2018-11-05T19:59:59.998","2018-11-30",0,0,26.2,1.24,0]
[null,null,null,"20051106:1844",7418,"2018-11-06T00:59:59.998","2018-11-30",0,0,25.11,1.52,0]
[null,null,null,"20051106:2144",7421,"2018-11-06T03:59:59.998","2018-11-30",0,0,24.61,2.69,0]
[null,null,null,"20051107:0044",7424,"2018-11-06T06:59:59.998","2018-11-30",70.989999999999995,24.21,26.13,4.07,0]
[null,null,null,"20051107:0444",7428,"2018-11-06T10:59:59.998","2018-11-30",808.65,70.34,29.07,3.45,0]
[null,null,null,"20051107:0744",7431,"2018-11-06T13:59:59.998","2018-11-30",710.93,44.82,29.39,3.03,0]
[null,null,null,"20051107:1044",7434,"2018-11-06T16:59:59.998","2018-11-30",17.940000000000001,2.66,28.53,2.41,0]
[null,null,null,"20051107:1444",7438,"2018-11-06T20:59:59.998","2018-11-30",0,0,26.75,2.5499999999999998,0]
[null,null,null,"20051107:1544",7439,"2018-11-06T21:59:59.998","2018-11-30",0,0,26.4,2.83,0]
[null,null,null,"20051107:1944",7443,"2018-11-07T01:59:59.998","2018-11-30",0,0,25.54,2.41,0]
[null,null,null,"20051107:2244",7446,"2018-11-07T04:59:59.998","2018-11-30",0,0,25.28,0.21,0]
[null,null,null,"20051108:0144",7449,"2018-11-07T07:59:59.998","2018-11-30",496.06,38.06,27.57,2.48,0]
[null,null,null,"20051108:0544",7453,"2018-11-07T11:59:59.998","2018-11-30",203.96,67.430000000000007,29.42,2.62,0]
[null,null,null,"20051108:0844",7456,"2018-11-07T14:59:59.998","2018-11-30",93.98,31.05,29.09,2.0699999999999998,0]
[null,null,null,"20051108:1144",7459,"2018-11-07T17:59:59.998","2018-11-30",0,0,27.31,1.38,0]
[null,null,null,"20051108:1344",7461,"2018-11-07T19:59:59.998","2018-11-30",0,0,26.81,2.41,0]
[null,null,null,"20051108:1644",7464,"2018-11-07T22:59:59.998","2018-11-30",0,0,25.93,2.0699999999999998,0]
[null,null,null,"20051108:2044",7468,"2018-11-08T02:59:59.998","2018-11-30",0,0,24.89,2.0699999999999998,0]
[null,null,null,"20051108:2344",7471,"2018-11-08T05:59:59.998","2018-11-30",144.74,9.86,25.32,1.31,0]
[null,null,null,"20051109:0244",7474,"2018-11-08T08:59:59.998","2018-11-30",619.66,51.21,28.49,1.45,0]
[null,null,null,"20051109:0644",7478,"2018-11-08T12:59:59.998","2018-11-30",883.09,57.3,29.56,2.34,0]
[null,null,null,"20051109:0944",7481,"2018-11-08T15:59:59.998","2018-11-30",75.98,16.93,28.43,0.48,0]
[null,null,null,"20051109:1244",7484,"2018-11-08T18:59:59.998","2018-11-30",0,0,25.31,1.1000000000000001,0]
[null,null,null,"20051109:1444",7486,"2018-11-08T20:59:59.998","2018-11-30",0,0,25.16,2,0]
[null,null,null,"20051109:1744",7489,"2018-11-08T23:59:59.998","2018-11-30",0,0,24.29,0.76,0]
[null,null,null,"20051109:2144",7493,"2018-11-09T03:59:59.998","2018-11-30",0,0,24.28,1.66,0]
[null,null,null,"20051110:0044",7496,"2018-11-09T06:59:59.998","2018-11-30",240.94,23.97,25.72,2.21,0]
[null,null,null,"20051110:0344",7499,"2018-11-09T09:59:59.998","2018-11-30",838.99,62.61,27.56,2.83,0]
[null,null,null,"20051110:0744",7503,"2018-11-09T13:59:59.998","2018-11-30",692.85,44.57,27.93,3.38,0]
[null,null,null,"20051110:0944",7505,"2018-11-09T15:59:59.998","2018-11-30",130.5,16.920000000000002,27.34,2.41,0]
[null,null,null,"20051110:1244",7508,"2018-11-09T18:59:59.998","2018-11-30",0,0,25.11,2.62,0]
[null,null,null,"20051110:1544",7511,"2018-11-09T21:59:59.998","2018-11-30",0,0,24.64,2.34,0]
[null,null,null,"20051110:1844",7514,"2018-11-10T00:59:59.998","2018-11-30",0,0,25.23,2.48,0]
[null,null,null,"20051110:2244",7518,"2018-11-10T04:59:59.998","2018-11-30",0,0,24.36,2.83,0]
[null,null,null,"20051111:0144",7521,"2018-11-10T07:59:59.998","2018-11-30",269.3,37.71,26.78,3.45,0]
[null,null,null,"20051111:0544",7525,"2018-11-10T11:59:59.998","2018-11-30",858.75,66.73,28.59,4.55,0]
[null,null,null,"20051111:0644",7526,"2018-11-10T12:59:59.998","2018-11-30",842.38,57.02,28.7,4.07,0]
[null,null,null,"20051111:1244",7532,"2018-11-10T18:59:59.998","2018-11-30",0,0,26.29,3.03,0]
[null,null,null,"20051111:1344",7533,"2018-11-10T19:59:59.998","2018-11-30",0,0,25.7,2.69,0]
[null,null,null,"20051111:1644",7536,"2018-11-10T22:59:59.998","2018-11-30",0,0,25.15,2.69,0]
[null,null,null,"20051111:1944",7539,"2018-11-11T01:59:59.998","2018-11-30",0,0,24.63,3.45,0]
[null,null,null,"20051111:2344",7543,"2018-11-11T05:59:59.998","2018-11-30",21,9.67,24.62,2.97,0]
[null,null,null,"20051112:0244",7546,"2018-11-11T08:59:59.998","2018-11-30",138.97,50.72,26.99,3.59,0]
[null,null,null,"20051112:0744",7551,"2018-11-11T13:59:59.998","2018-11-30",703.49,44.42,28.17,4.6900000000000004,0]
[null,null,null,"20051112:1044",7554,"2018-11-11T16:59:59.998",{"$f":"EOMONTH(F7563,0)","v":"2018-11-30"},12,2.7,26.68,4.6900000000000004,0]
[null,null,null,"20051112:1344",7557,"2018-11-11T19:59:59.998","2018-11-30",0,0,25.66,4.55,0]
[null,null,null,"20051112:1444",7558,"2018-11-11T20:59:59.998","2018-11-30",0,0,25.42,4,0]
[null,null,null,"20051112:1744",7561,"2018-11-11T23:59:59.998","2018-11-30",0,0,24.9,3.66,0]
[null,null,null,"20051112:2044",7564,"2018-11-12T02:59:59.998","2018-11-30",0,0,24.67,2.9,0]
[null,null,null,"20051113:0044",7568,"2018-11-12T06:59:59.998","2018-11-30",329.25,23.69,26.19,2.14,0]
[null,null,null,"20051113:0444",7572,"2018-11-12T10:59:59.998","2018-11-30",1005.37,68.64,28.34,2.76,0]
[null,null,null,"20051113:0844",7576,"2018-11-12T14:59:59.998","2018-11-30",498.92,30.86,28.47,4.6900000000000004,0]
[null,null,null,"20051113:1144",7579,"2018-11-12T17:59:59.998","2018-11-30",0,0,26.51,3.03,0]
[null,null,null,"20051113:1444",7582,"2018-11-12T20:59:59.998","2018-11-30",0,0,25.21,3.59,0]
[null,null,null,"20051113:1544",7583,"2018-11-12T21:59:59.998","2018-11-30",0,0,25.54,2.69,0]
[null,null,null,"20051113:1844",7586,"2018-11-13T00:59:59.998","2018-11-30",0,0,25.26,3.52,0]
[null,null,null,"20051113:2244",7590,"2018-11-13T04:59:59.998","2018-11-30",0,0,25.16,3.31,0]
[null,null,null,"20051114:0144",7593,"2018-11-13T07:59:59.998","2018-11-30",587.28,37.35,27.25,2.9,0]
[null,null,null,"20051114:0544",7597,"2018-11-13T11:59:59.998","2018-11-30",950.61,66.08,29.01,3.79,0]
[null,null,null,"20051114:0944",7601,"2018-11-13T15:59:59.998","2018-11-30",224.91,16.899999999999999,27.57,3.24,0]
[null,null,null,"20051114:1244",7604,"2018-11-13T18:59:59.998","2018-11-30",0,0,26.32,2.69,0]
[null,null,null,"20051114:1544",7607,"2018-11-13T21:59:59.998","2018-11-30",0,0,25.14,2.0699999999999998,0]
[null,null,null,"20051114:1644",7608,"2018-11-13T22:59:59.998","2018-11-30",0,0,24.91,1.79,0]
[null,null,null,"20051114:1944",7611,"2018-11-14T01:59:59.998","2018-11-30",0,0,24.74,2.9,0]
[null,null,null,"20051114:2344",7615,"2018-11-14T05:59:59.998","2018-11-30",27.99,9.4600000000000009,25.09,1.45,0]
[null,null,null,"20051115:0244",7618,"2018-11-14T08:59:59.998",{"$f":"EOMONTH(F7627,0)","v":"2018-11-30"},441.26,50.23,26.6,1.66,0]
[null,null,null,"20051115:0644",7622,"2018-11-14T12:59:59.998","2018-11-30",757.44,56.51,28.11,2.69,0]
[null,null,null,"20051115:1044",7626,"2018-11-14T16:59:59.998","2018-11-30",21.92,2.77,27.08,0.83,0]
[null,null,null,"20051115:1344",7629,"2018-11-14T19:59:59.998","2018-11-30",0,0,25.75,0.9,0]
[null,null,null,"20051115:1444",7630,"2018-11-14T20:59:59.998","2018-11-30",0,0,25.62,1.24,0]
[null,null,null,"20051115:1744",7633,"2018-11-14T23:59:59.998","2018-11-30",0,0,25.19,1.72,0]
[null,null,null,"20051115:2044",7636,"2018-11-15T02:59:59.998","2018-11-30",0,0,24.98,0.41,0]
[null,null,null,"20051115:2344",7639,"2018-11-15T05:59:59.998","2018-11-30",26.99,9.3800000000000008,25.23,0.9,0]
[null,null,null,"20051116:0444",7644,"2018-11-15T10:59:59.998","2018-11-30",185.96,67.849999999999994,28.02,1.72,0]
[null,null,null,"20051116:0744",7647,"2018-11-15T13:59:59.998","2018-11-30",641.91999999999996,44.16,28.43,2.34,0]
[null,null,null,"20051116:1144",7651,"2018-11-15T17:59:59.998","2018-11-30",0,0,26.51,0.83,0]
[null,null,null,"20051116:1444",7654,"2018-11-15T20:59:59.998","2018-11-30",0,0,25.44,0.9,0]
[null,null,null,"20051116:1544",7655,"2018-11-15T21:59:59.998","2018-11-30",0,0,25.44,1.03,0]
[null,null,null,"20051116:1844",7658,"2018-11-16T00:59:59.998","2018-11-30",0,0,24.77,2,0]
[null,null,null,"20051117:0044",7664,"2018-11-16T06:59:59.998","2018-11-30",55.99,23.3,25.37,2.14,0]
[null,null,null,"20051117:0244",7666,"2018-11-16T08:59:59.998","2018-11-30",285.02,49.9,26.84,1.66,0]
[null,null,null,"20051117:0544",7669,"2018-11-16T11:59:59.998","2018-11-30",888.38,65.48,27.34,3.93,0]
[null,null,null,"20051117:0844",7672,"2018-11-16T14:59:59.998","2018-11-30",410.36,30.76,28.42,3.1,0]
[null,null,null,"20051117:1244",7676,"2018-11-16T18:59:59.998","2018-11-30",0,0,25.85,2,0]
[null,null,null,"20051117:1544",7679,"2018-11-16T21:59:59.998","2018-11-30",0,0,24.8,1.93,0]
[null,null,null,"20051117:1644",7680,"2018-11-16T22:59:59.998","2018-11-30",0,0,24.77,2.14,0]
[null,null,null,"20051117:2144",7685,"2018-11-17T03:59:59.998","2018-11-30",0,0,23.99,1.17,0]
[null,null,null,"20051117:2344",7687,"2018-11-17T05:59:59.998","2018-11-30",127.39,9.2200000000000006,24.39,0.55000000000000004,0]
[null,null,null,"20051118:0344",7691,"2018-11-17T09:59:59.998","2018-11-30",836.1,60.84,27.59,0.34,0]
[null,null,null,"20051118:0644",7694,"2018-11-17T12:59:59.998","2018-11-30",825.91,56.18,28.25,2.97,0]
[null,null,null,"20051118:1044",7698,"2018-11-17T16:59:59.998","2018-11-30",16.02,2.87,25.91,2.21,0]
[null,null,null,"20051118:1344",7701,"2018-11-17T19:59:59.998","2018-11-30",0,0,25.43,1.45,0]
[null,null,null,"20051118:1644",7704,"2018-11-17T22:59:59.998","2018-11-30",0,0,25.03,1.31,0]
[null,null,null,"20051118:1844",7706,"2018-11-18T00:59:59.998","2018-11-30",0,0,24.99,7.0000000000000007E-2,0]
[null,null,null,"20051118:2144",7709,"2018-11-18T03:59:59.998","2018-11-30",0,0,24.5,0.55000000000000004,0]
[null,null,null,"20051119:0044",7712,"2018-11-18T06:59:59.998","2018-11-30",293.02,23.09,25.55,1.31,0]
[null,null,null,"20051119:0444",7716,"2018-11-18T10:59:59.998","2018-11-30",963.37,67.11,28.62,1.93,0]
[null,null,null,"20051119:0744",7719,"2018-11-18T13:59:59.998","2018-11-30",605.91999999999996,44,27.79,2.9,0]
[null,null,null,"20051119:1144",7723,"2018-11-18T17:59:59.998","2018-11-30",0,0,25.31,2.14,0]
[null,null,null,"20051119:1444",7726,"2018-11-18T20:59:59.998","2018-11-30",0,0,24.9,1.1000000000000001,0]
[null,null,null,"20051119:1544",7727,"2018-11-18T21:59:59.998","2018-11-30",0,0,24.79,0.76,0]
[null,null,null,"20051119:1944",7731,"2018-11-19T01:59:59.998","2018-11-30",0,0,24.47,0.76,0]
[null,null,null,"20051119:2244",7734,"2018-11-19T04:59:59.998","2018-11-30",0,0,24.21,1.03,0]
[null,null,null,"20051120:0144",7737,"2018-11-19T07:59:59.998","2018-11-30",548.72,36.57,26.79,0.83,0]
[null,null,null,"20051120:0544",7741,"2018-11-19T11:59:59.998","2018-11-30",890.84,64.92,28.35,2.62,0]
[null,null,null,"20051120:0844",7744,"2018-11-19T14:59:59.998","2018-11-30",75.98,30.73,26.4,1.66,0]
[null,null,null,"20051120:1244",7748,"2018-11-19T18:59:59.998","2018-11-30",0,0,24.96,1.24,0]
[null,null,null,"20051120:1544",7751,"2018-11-19T21:59:59.998","2018-11-30",0,0,24.7,0.69,0]
[null,null,null,"20051120:1644",7752,"2018-11-19T22:59:59.998","2018-11-30",0,0,24.54,0.48,0]
[null,null,null,"20051120:2044",7756,"2018-11-20T02:59:59.998","2018-11-30",0,0,24.06,0.62,0]
[null,null,null,"20051120:2344",7759,"2018-11-20T05:59:59.998","2018-11-30",175.88,8.9700000000000006,24.61,1.66,0]
[null,null,null,"20051121:0344",7763,"2018-11-20T09:59:59.998","2018-11-30",657.29,60.21,27.15,1.72,0]
[null,null,null,"20051121:0644",7766,"2018-11-20T12:59:59.998","2018-11-30",365.21,55.88,27.32,2.97,0]
[null,null,null,"20051121:0944",7769,"2018-11-20T15:59:59.998","2018-11-30",101.12,16.989999999999998,25.65,1.93,0]
[null,null,null,"20051121:1344",7773,"2018-11-20T19:59:59.998","2018-11-30",0,0,25.23,0.62,0]
[null,null,null,"20051121:1744",7777,"2018-11-20T23:59:59.998","2018-11-30",0,0,24.59,0.48,0]
[null,null,null,"20051121:2044",7780,"2018-11-21T02:59:59.998","2018-11-30",0,0,24.34,1.38,0]
[null,null,null,"20051121:2144",7781,"2018-11-21T03:59:59.998","2018-11-30",0,0,24.37,1.86,0]
[null,null,null,"20051122:0044",7784,"2018-11-21T06:59:59.998","2018-11-30",106.98,22.76,24.92,2,0]
[null,null,null,"20051122:0444",7788,"2018-11-21T10:59:59.998","2018-11-30",310.95,66.41,25.7,3.1,0]
[null,null,null,"20051122:0744",7791,"2018-11-21T13:59:59.998","2018-11-30",122.97,43.89,26.43,2.2799999999999998,0]
[null,null,null,"20051122:1044",7794,"2018-11-21T16:59:59.998","2018-11-30",15.04,3.04,25.28,2,0]
[null,null,null,"20051122:1444",7798,"2018-11-21T20:59:59.998","2018-11-30",0,0,24.62,1.17,0]
[null,null,null,"20051122:1844",7802,"2018-11-22T00:59:59.998","2018-11-30",0,0,24.81,2.0699999999999998,0]
[null,null,null,"20051122:1944",7803,"2018-11-22T01:59:59.998","2018-11-30",0,0,24.8,2.34,0]
[null,null,null,"20051122:2244",7806,"2018-11-22T04:59:59.998","2018-11-30",0,0,24.61,2.14,0]
[null,null,null,"20051123:0144",7809,"2018-11-22T07:59:59.998","2018-11-30",276.52999999999997,36.159999999999997,25.23,2.0699999999999998,0]
[null,null,null,"20051123:0544",7813,"2018-11-22T11:59:59.998","2018-11-30",228.95,64.41,25.13,2.48,0]
[null,null,null,"20051123:0844",7816,"2018-11-22T14:59:59.998","2018-11-30",291.47000000000003,30.73,27.07,2.48,0]
[null,null,null,"20051123:1144",7819,"2018-11-22T17:59:59.998","2018-11-30",0,0,25.97,2.62,0]
[null,null,null,"20051123:1644",7824,"2018-11-22T22:59:59.998","2018-11-30",0,0,24.44,1.31,0]
[null,null,null,"20051123:1944",7827,"2018-11-23T01:59:59.998","2018-11-30",0,0,24.37,2,0]
[null,null,null,"20051123:2044",7828,"2018-11-23T02:59:59.998","2018-11-30",0,0,24.23,1.79,0]
[null,null,null,"20051123:2344",7831,"2018-11-23T05:59:59.998","2018-11-30",227.96,8.69,24.31,0.76,0]
[null,null,null,"20051124:0244",7834,"2018-11-23T08:59:59.998","2018-11-30",407.02,48.73,26.78,1.03,0]
[null,null,null,"20051124:0644",7838,"2018-11-23T12:59:59.998","2018-11-30",271.95999999999998,55.62,27.99,3.52,0]
[null,null,null,"20051124:0844",7840,"2018-11-23T14:59:59.998","2018-11-30",43.99,30.74,26.68,3.31,0]
[null,null,null,"20051124:1344",7845,"2018-11-23T19:59:59.998","2018-11-30",0,0,25.48,2.83,0]
[null,null,null,"20051124:1744",7849,"2018-11-23T23:59:59.998","2018-11-30",0,0,24.15,1.03,0]
[null,null,null,"20051124:2044",7852,"2018-11-24T02:59:59.998","2018-11-30",0,0,23.93,0.9,0]
[null,null,null,"20051124:2144",7853,"2018-11-24T03:59:59.998","2018-11-30",0,0,23.93,1.1000000000000001,0]
[null,null,null,"20051125:0044",7856,"2018-11-24T06:59:59.998","2018-11-30",337.7,22.43,25.9,1.31,0]
[null,null,null,"20051125:0344",7859,"2018-11-24T09:59:59.998","2018-11-30",730.69,59.4,28.28,1.38,0]
[null,null,null,"20051125:0944",7865,"2018-11-24T15:59:59.998","2018-11-30",159.44,17.11,28.4,0.83,0]
[null,null,null,"20051125:1144",7867,"2018-11-24T17:59:59.998","2018-11-30",0,0,27.14,1.1000000000000001,0]
[null,null,null,"20051125:1544",7871,"2018-11-24T21:59:59.998","2018-11-30",0,0,25.86,2,0]
[null,null,null,"20051125:1844",7874,"2018-11-25T00:59:59.998",{"$f":"EOMONTH(F7883,0)","v":"2018-11-30"},0,0,25.2,2.0699999999999998,0]
[null,null,null,"20051125:2144",7877,"2018-11-25T03:59:59.998","2018-11-30",0,0,24.73,2.48,0]
[null,null,null,"20051125:2244",7878,"2018-11-25T04:59:59.998","2018-11-30",0,0,24.22,2.21,0]
[null,null,null,"20051126:0144",7881,"2018-11-25T07:59:59.998","2018-11-30",313.17,35.75,26.47,1.86,0]
[null,null,null,"20051126:0444",7884,"2018-11-25T10:59:59.998","2018-11-30",767.5,65.56,28.63,1.03,0]
[null,null,null,"20051126:1044",7890,"2018-11-25T16:59:59.998","2018-11-30",27.79,3.26,28.09,0.83,0]
[null,null,null,"20051126:1244",7892,"2018-11-25T18:59:59.998","2018-11-30",0,0,26.7,1.03,0]
[null,null,null,"20051126:1644",7896,"2018-11-25T22:59:59.998","2018-11-30",0,0,24.98,1.79,0]
[null,null,null,"20051126:1944",7899,"2018-11-26T01:59:59.998","2018-11-30",0,0,25.13,1.31,0]
[null,null,null,"20051126:2244",7902,"2018-11-26T04:59:59.998","2018-11-30",0,0,24.95,0.55000000000000004,0]
[null,null,null,"20051126:2344",7903,"2018-11-26T05:59:59.998","2018-11-30",81.099999999999994,8.4,25.34,0.76,0]
[null,null,null,"20051127:0244",7906,"2018-11-26T08:59:59.998","2018-11-30",646.48,48.23,27.2,0.48,0]
[null,null,null,"20051127:0744",7911,"2018-11-26T13:59:59.998","2018-11-30",183.96,43.77,28.54,2,0]
[null,null,null,"20051127:1044",7914,"2018-11-26T16:59:59.998","2018-11-30",19,3.32,27.73,1.38,0]
[null,null,null,"20051127:1344",7917,"2018-11-26T19:59:59.998","2018-11-30",0,0,26.57,1.72,0]
[null,null,null,"20051127:1744",7921,"2018-11-26T23:59:59.998","2018-11-30",0,0,25.34,1.79,0]
[null,null,null,"20051127:2044",7924,"2018-11-27T02:59:59.998","2018-11-30",0,0,25.01,2.62,0]
[null,null,null,"20051127:2344",7927,"2018-11-27T05:59:59.998","2018-11-30",55.99,8.3000000000000007,24.53,2.69,0]
[null,null,null,"20051128:0044",7928,"2018-11-27T06:59:59.998","2018-11-30",51.99,22.08,25.36,2.83,0]
[null,null,null,"20051128:0444",7932,"2018-11-27T10:59:59.998","2018-11-30",955.41,65.17,27.07,3.31,0]
[null,null,null,"20051128:0844",7936,"2018-11-27T14:59:59.998","2018-11-30",223.33,30.8,27.96,5.93,0]
[null,null,null,"20051128:1144",7939,{"$f":"F7947+1/24","v":"2018-11-27T17:59:59.998"},"2018-11-30",0,0,26.62,4.4800000000000004,0]
[null,null,null,"20051128:1444",7942,"2018-11-27T20:59:59.998","2018-11-30",0,0,26.2,3.86,0]
[null,null,null,"20051128:1844",7946,"2018-11-28T00:59:59.998","2018-11-30",0,0,25.8,3.86,0]
[null,null,null,"20051128:2144",7949,"2018-11-28T03:59:59.998","2018-11-30",0,0,25.13,4,0]
[null,null,null,"20051129:0044",7952,"2018-11-28T06:59:59.998","2018-11-30",109.02,21.96,25.49,4.62,0]
[null,null,null,"20051129:0144",7953,"2018-11-28T07:59:59.998","2018-11-30",504.02,35.340000000000003,26.38,4.97,0]
[null,null,null,"20051129:0544",7957,"2018-11-28T11:59:59.998","2018-11-30",886.75,63.55,28.27,6.28,0]
[null,null,null,"20051129:0944",7961,"2018-11-28T15:59:59.998","2018-11-30",247.03,17.29,28.15,6.34,0]
[null,null,null,"20051129:1244",7964,"2018-11-28T18:59:59.998","2018-11-30",0,0,27.13,5.0999999999999996,0]
[null,null,null,"20051129:1544",7967,"2018-11-28T21:59:59.998","2018-11-30",0,0,25.39,5.0999999999999996,0]
[null,null,null,"20051129:1944",7971,"2018-11-29T01:59:59.998","2018-11-30",0,0,24.63,6.14,0]
[null,null,null,"20051129:2244",7974,"2018-11-29T04:59:59.998","2018-11-30",0,0,24.3,5.38,0]
[null,null,null,"20051130:0244",7978,"2018-11-29T08:59:59.998","2018-11-30",141.97,47.75,26.26,6.41,0]
[null,null,null,"20051130:0344",7979,"2018-11-29T09:59:59.998","2018-11-30",217.95,58.46,26.6,6.62,0]
[null,null,null,"20051130:0644",7982,"2018-11-29T12:59:59.998","2018-11-30",553.79999999999995,55.25,26.12,6.97,0]
[null,null,null,"20051130:1044",7986,"2018-11-29T16:59:59.998","2018-11-30",18.02,3.52,24.54,6.48,0]
[null,null,null,"20051130:1344",7989,"2018-11-29T19:59:59.998","2018-11-30",0,0,24.57,7.45,0]
[null,null,null,"20051130:1644",7992,"2018-11-29T22:59:59.998","2018-11-30",0,0,24.92,7.38,0]
[null,null,null,"20051130:2044",7996,"2018-11-30T02:59:59.998","2018-11-30",0,0,24.8,5.86,0]
[null,null,null,"20051130:2344",7999,"2018-11-30T05:59:59.998","2018-11-30",116.97,8,24.74,5.86,0]
[null,null,null,"20051201:0144",8001,"2018-11-30T07:59:59.998","2018-11-30",305.18,35.07,25.63,6.34,0]
[null,null,null,"20051201:0444",8004,"2018-11-30T10:59:59.998","2018-11-30",149.97,64.63,27.17,5.66,0]
[null,null,null,"20051201:0744",8007,"2018-11-30T13:59:59.998","2018-11-30",107.98,43.75,26.41,5.38,0]
[null,null,null,"20051201:1144",8011,"2018-11-30T17:59:59.998","2018-11-30",0,0,25.25,4.4800000000000004,0]
[null,null,null,"20051201:1444",8014,"2018-11-30T20:59:59.998","2018-11-30",0,0,24.95,3.86,0]
[null,null,null,"20051201:1744",8017,"2018-11-30T23:59:59.998","2018-11-30",0,0,24.4,4,0]
[null,null,null,"20051201:2144",8021,"2018-12-01T03:59:59.998","2018-12-31",0,0,24.26,4.4800000000000004,0]
[null,null,null,"20051202:0044",8024,"2018-12-01T06:59:59.998","2018-12-31",55.99,21.6,24.59,3.86,0]
[null,null,null,"20051202:0244",8026,"2018-12-01T08:59:59.998","2018-12-31",176.96,47.44,25.44,4.6900000000000004,0]
[null,null,null,"20051202:0544",8029,"2018-12-01T11:59:59.998","2018-12-31",586.5,63.2,25.24,5.03,0]
[null,null,null,"20051202:0844",8032,"2018-12-01T14:59:59.998","2018-12-31",420.41,30.93,26.6,4.83,0]
[null,null,null,"20051202:1244",8036,"2018-12-01T18:59:59.998","2018-12-31",0,0,24.99,3.1,0]
[null,null,null,"20051202:1544",8039,"2018-12-01T21:59:59.998","2018-12-31",0,0,24.42,3.24,0]
[null,null,null,"20051202:1944",8043,"2018-12-02T01:59:59.998","2018-12-31",0,0,24.11,2.34,0]
[null,null,null,"20051202:2144",8045,"2018-12-02T03:59:59.998","2018-12-31",0,0,24,2.34,0]
[null,null,null,"20051203:0244",8050,"2018-12-02T08:59:59.998","2018-12-31",123.97,47.29,26.72,2.76,0]
[null,null,null,"20051203:0344",8051,"2018-12-02T09:59:59.998","2018-12-31",281.95999999999998,57.94,27.51,2.76,0]
[null,null,null,"20051203:0644",8054,"2018-12-02T12:59:59.998","2018-12-31",425.76,55.13,28.17,3.59,0]
[null,null,null,"20051203:0944",8057,"2018-12-02T15:59:59.998","2018-12-31",146.94999999999999,17.510000000000002,27.28,4.28,0]
[null,null,null,"20051203:1344",8061,"2018-12-02T19:59:59.998","2018-12-31",0,0,25.92,3.52,0]
[null,null,null,"20051203:1644",8064,"2018-12-02T22:59:59.998","2018-12-31",0,0,24.92,2.97,0]
[null,null,null,"20051203:1844",8066,"2018-12-03T00:59:59.998",{"$f":"EOMONTH(F8075,0)","v":"2018-12-31"},0,0,24.65,2.9,0]
[null,null,null,"20051204:0044",8072,"2018-12-03T06:59:59.998","2018-12-31",311.49,21.36,25.81,2.9,0]
[null,null,null,"20051204:0344",8075,"2018-12-03T09:59:59.998","2018-12-31",888.85,57.78,27.79,3.59,0]
[null,null,null,"20051204:0444",8076,"2018-12-03T10:59:59.998","2018-12-31",948.91,64.14,28.27,3.66,0]
[null,null,null,"20051204:0744",8079,"2018-12-03T13:59:59.998","2018-12-31",691.32,43.78,28.92,4.07,0]
[null,null,null,"20051204:1144",8083,"2018-12-03T17:59:59.998","2018-12-31",0,0,27.22,3.79,0]
[null,null,null,"20051204:1444",8086,"2018-12-03T20:59:59.998","2018-12-31",0,0,26.29,2.97,0]
[null,null,null,"20051204:1944",8091,"2018-12-04T01:59:59.998","2018-12-31",0,0,24.48,3.59,0]
[null,null,null,"20051204:2244",8094,"2018-12-04T04:59:59.998","2018-12-31",0,0,24.72,2.21,0]
[null,null,null,"20051205:0144",8097,"2018-12-04T07:59:59.998","2018-12-31",47.99,34.53,25.7,3.52,0]
[null,null,null,"20051205:0444",8100,"2018-12-04T10:59:59.998","2018-12-31",507.21,63.99,27.2,4.34,0]
[null,null,null,"20051205:0544",8101,"2018-12-04T11:59:59.998","2018-12-31",822.12,62.92,27.59,4.1399999999999997,0]
[null,null,null,"20051205:0844",8104,"2018-12-04T14:59:59.998","2018-12-31",494.33,31.06,27.47,3.59,0]
[null,null,null,"20051205:1244",8108,"2018-12-04T18:59:59.998","2018-12-31",0,0,26.21,2.62,0]
[null,null,null,"20051205:1644",8112,"2018-12-04T22:59:59.998","2018-12-31",0,0,25.09,2.0699999999999998,0]
[null,null,null,"20051205:1944",8115,"2018-12-05T01:59:59.998","2018-12-31",0,0,25.09,2.0699999999999998,0]
[null,null,null,"20051205:2344",8119,"2018-12-05T05:59:59.998","2018-12-31",59.99,7.46,24.25,1.31,0]
[null,null,null,"20051206:0244",8122,"2018-12-05T08:59:59.998","2018-12-31",758.75,46.85,27.03,1.17,0]
[null,null,null,"20051206:0544",8125,"2018-12-05T11:59:59.998","2018-12-31",836.68,62.83,28,1.93,0]
[null,null,null,"20051206:0644",8126,"2018-12-05T12:59:59.998","2018-12-31",771.72,55.06,28.46,2.34,0]
[null,null,null,"20051206:0944",8129,"2018-12-05T15:59:59.998","2018-12-31",235.93,17.71,27.86,2.34,0]
[null,null,null,"20051206:1344",8133,"2018-12-05T19:59:59.998","2018-12-31",0,0,26.41,2.0699999999999998,0]
[null,null,null,"20051206:1744",8137,"2018-12-05T23:59:59.998","2018-12-31",0,0,25.11,1.79,0]
[null,null,null,"20051206:2044",8140,"2018-12-06T02:59:59.998","2018-12-31",0,0,24.67,1.1000000000000001,0]
[null,null,null,"20051207:0044",8144,"2018-12-06T06:59:59.998","2018-12-31",25.99,21,24.95,0.55000000000000004,0]
[null,null,null,"20051207:0344",8147,"2018-12-06T09:59:59.998","2018-12-31",600.79,57.31,27.25,0.62,0]
[null,null,null,"20051207:0444",8148,"2018-12-06T10:59:59.998","2018-12-31",665.31,63.71,27.53,0.97,0]
[null,null,null,"20051207:0744",8151,"2018-12-06T13:59:59.998","2018-12-31",79.98,43.85,28.06,2.34,0]
[null,null,null,"20051207:1044",8154,"2018-12-06T16:59:59.998","2018-12-31",28.82,4.07,25.73,2.21,0]
[null,null,null,"20051207:1444",8158,"2018-12-06T20:59:59.998","2018-12-31",0,0,24.86,1.1000000000000001,0]
[null,null,null,"20051207:1844",8162,"2018-12-07T00:59:59.998","2018-12-31",0,0,24.29,1.52,0]
[null,null,null,"20051207:2144",8165,"2018-12-07T03:59:59.998","2018-12-31",0,0,24.09,1.31,0]
[null,null,null,"20051208:0144",8169,"2018-12-07T07:59:59.998","2018-12-31",510.51,34.130000000000003,25.98,0.69,0]
[null,null,null,"20051208:0444",8172,"2018-12-07T10:59:59.998","2018-12-31",799.36,63.58,26.95,3.66,0]
[null,null,null,"20051208:0544",8173,"2018-12-07T11:59:59.998","2018-12-31",732.38,62.69,26.86,3.1,0]
[null,null,null,"20051208:0844",8176,"2018-12-07T14:59:59.998","2018-12-31",158.97,31.22,27.77,3.93,0]
[null,null,null,"20051208:1144",8179,"2018-12-07T17:59:59.998","2018-12-31",0,0,26.49,2.69,0]
[null,null,null,"20051208:1644",8184,"2018-12-07T22:59:59.998","2018-12-31",0,0,24.53,0.76,0]
[null,null,null,"20051208:1944",8187,"2018-12-08T01:59:59.998","2018-12-31",0,0,24.67,1.79,0]
[null,null,null,"20051208:2344",8191,"2018-12-08T05:59:59.998","2018-12-31",86.58,7.14,24.9,0.62,0]
[null,null,null,"20051209:0244",8194,"2018-12-08T08:59:59.998",{"$f":"EOMONTH(F8203,0)","v":"2018-12-31"},479.96,46.42,26.7,0.9,0]
[null,null,null,"20051209:0544",8197,"2018-12-08T11:59:59.998","2018-12-31",132.97,62.63,27.82,2.21,0]
[null,null,null,"20051209:0644",8198,"2018-12-08T12:59:59.998","2018-12-31",123.97,55.03,27.97,2.9,0]
[null,null,null,"20051209:1244",8204,"2018-12-08T18:59:59.998","2018-12-31",0,0,25.97,1.17,0]
[null,null,null,"20051209:1344",8205,"2018-12-08T19:59:59.998","2018-12-31",0,0,25.55,1.1000000000000001,0]
[null,null,null,"20051209:1744",8209,"2018-12-08T23:59:59.998","2018-12-31",0,0,24.79,0.21,0]
[null,null,null,"20051209:2044",8212,"2018-12-09T02:59:59.998","2018-12-31",0,0,24.24,0.55000000000000004,0]
[null,null,null,"20051210:0044",8216,"2018-12-09T06:59:59.998","2018-12-31",235.06,20.65,25.29,0.28000000000000003,0]
[null,null,null,"20051210:0344",8219,"2018-12-09T09:59:59.998","2018-12-31",654.44000000000005,56.88,26.91,1.03,0]
[null,null,null,"20051210:0644",8222,"2018-12-09T12:59:59.998","2018-12-31",439.95,55.04,27.9,1.59,0]
[null,null,null,"20051210:0944",8225,"2018-12-09T15:59:59.998","2018-12-31",122.29,18.010000000000002,27.69,0.48,0]
[null,null,null,"20051210:1144",8227,"2018-12-09T17:59:59.998","2018-12-31",0,0,26.17,1.38,0]
[null,null,null,"20051210:1444",8230,"2018-12-09T20:59:59.998","2018-12-31",0,0,24.72,0.83,0]
[null,null,null,"20051210:1844",8234,"2018-12-10T00:59:59.998","2018-12-31",0,0,24.43,0.83,0]
[null,null,null,"20051210:2144",8237,"2018-12-10T03:59:59.998","2018-12-31",0,0,24.35,1.1000000000000001,0]
[null,null,null,"20051211:0144",8241,"2018-12-10T07:59:59.998","2018-12-31",417.28,33.75,25.9,0.14000000000000001,0]
[null,null,null,"20051211:0444",8244,"2018-12-10T10:59:59.998","2018-12-31",662.37,63.24,27.91,1.52,0]
[null,null,null,"20051211:0644",8246,"2018-12-10T12:59:59.998","2018-12-31",467.32,55.05,26.9,0.69,0]
[null,null,null,"20051211:0944",8249,"2018-12-10T15:59:59.998","2018-12-31",100.03,18.09,26.84,0.76,0]
[null,null,null,"20051211:1244",8252,"2018-12-10T18:59:59.998","2018-12-31",0,0,26.02,0.28000000000000003,0]
[null,null,null,"20051211:1644",8256,"2018-12-10T22:59:59.998","2018-12-31",0,0,25.04,1.17,0]
[null,null,null,"20051211:1944",8259,{"$f":"F8267+1/24","v":"2018-12-11T01:59:59.998"},"2018-12-31",0,0,24.08,1.03,0]
[null,null,null,"20051211:2244",8262,"2018-12-11T04:59:59.998","2018-12-31",0,0,24.32,1.86,0]
[null,null,null,"20051212:0244",8266,"2018-12-11T08:59:59.998","2018-12-31",631.35,46.03,27.09,0.28000000000000003,0]
[null,null,null,"20051212:0344",8267,"2018-12-11T09:59:59.998","2018-12-31",676.23,56.62,27.4,0.55000000000000004,0]
[null,null,null,"20051212:0744",8271,"2018-12-11T13:59:59.998","2018-12-31",653.94000000000005,44.06,28.76,2.83,0]
[null,null,null,"20051212:0844",8272,"2018-12-11T14:59:59.998","2018-12-31",474.16,31.48,28.19,2.34,0]
[null,null,null,"20051212:0944",8273,"2018-12-11T15:59:59.998","2018-12-31",220.48,18.170000000000002,27.88,2,0]
[null,null,null,"20051212:1044",8274,"2018-12-11T16:59:59.998","2018-12-31",34.590000000000003,4.53,27.48,2.0699999999999998,0]
[null,null,null,"20051212:1144",8275,"2018-12-11T17:59:59.998","2018-12-31",0,0,26.96,2.0699999999999998,0]
[null,null,null,"20051212:1244",8276,"2018-12-11T18:59:59.998","2018-12-31",0,0,26.54,1.93,0]
[null,null,null,"20051212:1344",8277,"2018-12-11T19:59:59.998","2018-12-31",0,0,26.16,1.79,0]
[null,null,null,"20051212:1444",8278,"2018-12-11T20:59:59.998","2018-12-31",0,0,25.74,1.24,0]
[null,null,null,"20051212:1544",8279,"2018-12-11T21:59:59.998","2018-12-31",0,0,25.39,1.45,0]
[null,null,null,"20051212:1644",8280,"2018-12-11T22:59:59.998","2018-12-31",0,0,25.12,1.24,0]
[null,null,null,"20051212:1744",8281,"2018-12-11T23:59:59.998","2018-12-31",0,0,24.99,1.45,0]
[null,null,null,"20051212:1844",8282,"2018-12-12T00:59:59.998","2018-12-31",0,0,24.78,1.66,0]
[null,null,null,"20051212:1944",8283,"2018-12-12T01:59:59.998","2018-12-31",0,0,24.51,1.52,0]
[null,null,null,"20051212:2044",8284,"2018-12-12T02:59:59.998","2018-12-31",0,0,24.28,1.31,0]
[null,null,null,"20051212:2144",8285,"2018-12-12T03:59:59.998","2018-12-31",0,0,24.13,0.76,0]
[null,null,null,"20051212:2244",8286,"2018-12-12T04:59:59.998","2018-12-31",0,0,24.09,1.03,0]
[null,null,null,"20051212:2344",8287,"2018-12-12T05:59:59.998","2018-12-31",55.99,6.7,24.52,0.83,0]
[null,null,null,"20051213:0044",8288,"2018-12-12T06:59:59.998","2018-12-31",130.26,20.3,25.57,0.76,0]
[null,null,null,"20051213:0144",8289,"2018-12-12T07:59:59.998","2018-12-31",308.58999999999997,33.51,26.24,0.28000000000000003,0]
[null,null,null,"20051213:0244",8290,"2018-12-12T08:59:59.998","2018-12-31",585.64,45.9,26.87,0.21,0]
[null,null,null,"20051213:0344",8291,"2018-12-12T09:59:59.998","2018-12-31",742.52,56.5,27.47,0.62,0]
[null,null,null,"20051213:0444",8292,"2018-12-12T10:59:59.998","2018-12-31",728.31,63.04,27.86,1.1000000000000001,0]
[null,null,null,"20051213:0544",8293,"2018-12-12T11:59:59.998","2018-12-31",871.17,62.45,28.22,1.52,0]
[null,null,null,"20051213:0644",8294,"2018-12-12T12:59:59.998","2018-12-31",782.33,55.08,28.31,1.45,0]
[null,null,null,"20051213:0744",8295,"2018-12-12T13:59:59.998","2018-12-31",591.34,44.11,28.28,2.14,0]
[null,null,null,"20051213:0844",8296,"2018-12-12T14:59:59.998","2018-12-31",74.98,31.55,27.53,1.86,0]
[null,null,null,"20051213:0944",8297,"2018-12-12T15:59:59.998","2018-12-31",24,18.260000000000002,26.91,1.45,0]
[null,null,null,"20051213:1044",8298,"2018-12-12T16:59:59.998","2018-12-31",42.05,4.62,26.63,1.66,0]
[null,null,null,"20051213:1144",8299,"2018-12-12T17:59:59.998","2018-12-31",0,0,25.99,2.14,0]
[null,null,null,"20051213:1244",8300,"2018-12-12T18:59:59.998","2018-12-31",0,0,25.43,1.52,0]
[null,null,null,"20051213:1344",8301,"2018-12-12T19:59:59.998","2018-12-31",0,0,25.29,1.38,0]
[null,null,null,"20051213:1444",8302,"2018-12-12T20:59:59.998","2018-12-31",0,0,25.23,1.52,0]
[null,null,null,"20051213:1544",8303,"2018-12-12T21:59:59.998","2018-12-31",0,0,25.06,1.72,0]
[null,null,null,"20051213:1644",8304,"2018-12-12T22:59:59.998","2018-12-31",0,0,24.9,2.0699999999999998,0]
[null,null,null,"20051213:1744",8305,"2018-12-12T23:59:59.998","2018-12-31",0,0,24.67,1.45,0]
[null,null,null,"20051213:1844",8306,"2018-12-13T00:59:59.998","2018-12-31",0,0,25.58,7.0000000000000007E-2,0]
[null,null,null,"20051213:1944",8307,"2018-12-13T01:59:59.998","2018-12-31",0,0,24.82,1.24,0]
[null,null,null,"20051213:2044",8308,"2018-12-13T02:59:59.998","2018-12-31",0,0,24.77,1.03,0]
[null,null,null,"20051213:2144",8309,"2018-12-13T03:59:59.998","2018-12-31",0,0,24.87,0.9,0]
[null,null,null,"20051213:2244",8310,"2018-12-13T04:59:59.998","2018-12-31",0,0,25,1.17,0]
[null,null,null,"20051213:2344",8311,"2018-12-13T05:59:59.998","2018-12-31",78.47,6.59,25.05,1.24,0]
[null,null,null,"20051214:0044",8312,"2018-12-13T06:59:59.998","2018-12-31",128.26,20.18,25.75,1.17,0]
[null,null,null,"20051214:0144",8313,"2018-12-13T07:59:59.998","2018-12-31",335.38,33.39,26.41,0.97,0]
[null,null,null,"20051214:0244",8314,"2018-12-13T08:59:59.998","2018-12-31",596.1,45.78,27.27,0.55000000000000004,0]
[null,null,null,"20051214:0344",8315,"2018-12-13T09:59:59.998","2018-12-31",631.91999999999996,56.38,27.73,0.69,0]
[null,null,null,"20051214:0444",8316,"2018-12-13T10:59:59.998","2018-12-31",697.41,62.95,28.44,1.45,0]
[null,null,null,"20051214:0544",8317,"2018-12-13T11:59:59.998","2018-12-31",772.84,62.42,28.63,2.2799999999999998,0]
[null,null,null,"20051214:0644",8318,"2018-12-13T12:59:59.998","2018-12-31",740.79,55.11,27.91,3.59,0]
[null,null,null,"20051214:0744",8319,"2018-12-13T13:59:59.998","2018-12-31",580.89,44.17,27.72,3.72,0]
[null,null,null,"20051214:0844",8320,"2018-12-13T14:59:59.998","2018-12-31",464.62,31.63,27.43,3.24,0]
[null,null,null,"20051214:0944",8321,"2018-12-13T15:59:59.998","2018-12-31",122.24,18.350000000000001,26.98,2.97,0]
[null,null,null,"20051214:1044",8322,"2018-12-13T16:59:59.998",{"$f":"EOMONTH(F8331,0)","v":"2018-12-31"},26.93,4.72,26.59,2.76,0]
[null,null,null,"20051214:1144",8323,{"$f":"F8331+1/24","v":"2018-12-13T17:59:59.998"},"2018-12-31",0,0,26.37,2.76,0]
[null,null,null,"20051214:1244",8324,"2018-12-13T18:59:59.998","2018-12-31",0,0,26.2,2.83,0]
[null,null,null,"20051214:1344",8325,"2018-12-13T19:59:59.998","2018-12-31",0,0,25.91,3.1,0]
[null,null,null,"20051214:1444",8326,"2018-12-13T20:59:59.998","2018-12-31",0,0,25.6,3.1,0]
[null,null,null,"20051214:1544",8327,"2018-12-13T21:59:59.998","2018-12-31",0,0,25.41,3.17,0]
[null,null,null,"20051214:1644",8328,"2018-12-13T22:59:59.998","2018-12-31",0,0,25.24,3.66,0]
[null,null,null,"20051214:1744",8329,"2018-12-13T23:59:59.998","2018-12-31",0,0,24.92,4.41,0]
[null,null,null,"20051214:1844",8330,"2018-12-14T00:59:59.998","2018-12-31",0,0,25.66,4.55,0]
[null,null,null,"20051214:1944",8331,"2018-12-14T01:59:59.998","2018-12-31",0,0,25.64,4.34,0]
[null,null,null,"20051214:2044",8332,"2018-12-14T02:59:59.998","2018-12-31",0,0,25.56,4.41,0]
[null,null,null,"20051214:2144",8333,"2018-12-14T03:59:59.998","2018-12-31",0,0,25.51,4.4800000000000004,0]
[null,null,null,"20051214:2244",8334,"2018-12-14T04:59:59.998","2018-12-31",0,0,25.48,4.41,0]
[null,null,null,"20051214:2344",8335,"2018-12-14T05:59:59.998","2018-12-31",60.99,6.48,25.55,4.41,0]
[null,null,null,"20051215:0044",8336,"2018-12-14T06:59:59.998","2018-12-31",85.98,20.07,25.68,4.76,0]
[null,null,null,"20051215:0144",8337,"2018-12-14T07:59:59.998","2018-12-31",266.79000000000002,33.270000000000003,26.13,4.55,0]
[null,null,null,"20051215:0244",8338,"2018-12-14T08:59:59.998","2018-12-31",441.22,45.66,27.18,5.03,0]
[null,null,null,"20051215:0344",8339,"2018-12-14T09:59:59.998","2018-12-31",658.8,56.27,27.69,4.97,0]
[null,null,null,"20051215:0444",8340,"2018-12-14T10:59:59.998","2018-12-31",804.87,62.87,28.05,5.31,0]
[null,null,null,"20051215:0544",8341,"2018-12-14T11:59:59.998","2018-12-31",664.57,62.4,28.23,6.14,0]
[null,null,null,"20051215:0644",8342,"2018-12-14T12:59:59.998","2018-12-31",435.89,55.14,28.37,5.52,0]
[null,null,null,"20051215:0744",8343,"2018-12-14T13:59:59.998","2018-12-31",491.71,44.23,28.19,5.72,0]
[null,null,null,"20051215:0844",8344,"2018-12-14T14:59:59.998","2018-12-31",339.82,31.71,28.01,5.52,0]
[null,null,null,"20051215:0944",8345,"2018-12-14T15:59:59.998","2018-12-31",190.48,18.440000000000001,27.59,4.9000000000000004,0]
[null,null,null,"20051215:1044",8346,"2018-12-14T16:59:59.998","2018-12-31",31.78,4.82,27.28,4.41,0]
[null,null,null,"20051215:1144",8347,"2018-12-14T17:59:59.998","2018-12-31",0,0,26.96,3.93,0]
[null,null,null,"20051215:1244",8348,"2018-12-14T18:59:59.998","2018-12-31",0,0,26.62,4.07,0]
[null,null,null,"20051215:1344",8349,"2018-12-14T19:59:59.998","2018-12-31",0,0,26.13,4.76,0]
[null,null,null,"20051215:1444",8350,"2018-12-14T20:59:59.998","2018-12-31",0,0,25.74,5.03,0]
[null,null,null,"20051215:1544",8351,"2018-12-14T21:59:59.998","2018-12-31",0,0,25.38,5.31,0]
[null,null,null,"20051215:1644",8352,"2018-12-14T22:59:59.998","2018-12-31",0,0,25.18,4.9000000000000004,0]
[null,null,null,"20051215:1744",8353,"2018-12-14T23:59:59.998","2018-12-31",0,0,25.22,4.6900000000000004,0]
[null,null,null,"20051215:1844",8354,"2018-12-15T00:59:59.998","2018-12-31",0,0,25.53,4.07,0]
[null,null,null,"20051215:1944",8355,"2018-12-15T01:59:59.998","2018-12-31",0,0,25.01,4.4800000000000004,0]
[null,null,null,"20051215:2044",8356,"2018-12-15T02:59:59.998","2018-12-31",0,0,24.75,4.28,0]
[null,null,null,"20051215:2144",8357,"2018-12-15T03:59:59.998","2018-12-31",0,0,24.55,4,0]
[null,null,null,"20051215:2244",8358,"2018-12-15T04:59:59.998","2018-12-31",0,0,24.4,3.79,0]
[null,null,null,"20051215:2344",8359,"2018-12-15T05:59:59.998","2018-12-31",161.07,6.37,24.61,3.52,0]
[null,null,null,"20051216:0044",8360,"2018-12-15T06:59:59.998","2018-12-31",210.08,19.95,25.36,3.59,0]
[null,null,null,"20051216:0144",8361,"2018-12-15T07:59:59.998","2018-12-31",62.99,33.15,26.12,3.66,0]
[null,null,null,"20051216:0244",8362,"2018-12-15T08:59:59.998","2018-12-31",355.72,45.55,26.96,3.31,0]
[null,null,null,"20051216:0344",8363,"2018-12-15T09:59:59.998","2018-12-31",183.96,56.16,27.56,3.17,0]
[null,null,null,"20051216:0444",8364,"2018-12-15T10:59:59.998","2018-12-31",722.19,62.8,28.03,3.31,0]
[null,null,null,"20051216:0544",8365,"2018-12-15T11:59:59.998","2018-12-31",234.95,62.39,28.3,3.45,0]
[null,null,null,"20051216:0644",8366,"2018-12-15T12:59:59.998","2018-12-31",214.96,55.18,27.71,3.93,0]
[null,null,null,"20051216:0744",8367,"2018-12-15T13:59:59.998","2018-12-31",103.98,44.3,27.76,4.07,0]
[null,null,null,"20051216:0844",8368,"2018-12-15T14:59:59.998","2018-12-31",224.32,31.79,27.83,4.55,0]
[null,null,null,"20051216:0944",8369,"2018-12-15T15:59:59.998","2018-12-31",24,18.53,27.38,4.62,0]
[null,null,null,"20051216:1044",8370,"2018-12-15T16:59:59.998","2018-12-31",22.99,4.92,26.96,4.21,0]
[null,null,null,"20051216:1144",8371,"2018-12-15T17:59:59.998","2018-12-31",0,0,26.67,4,0]
[null,null,null,"20051216:1244",8372,"2018-12-15T18:59:59.998","2018-12-31",0,0,26.5,3.93,0]
[null,null,null,"20051216:1344",8373,"2018-12-15T19:59:59.998","2018-12-31",0,0,26.43,3.38,0]
[null,null,null,"20051216:1444",8374,"2018-12-15T20:59:59.998","2018-12-31",0,0,26.17,3.03,0]
[null,null,null,"20051216:1544",8375,"2018-12-15T21:59:59.998","2018-12-31",0,0,25.86,2.76,0]
[null,null,null,"20051216:1644",8376,"2018-12-15T22:59:59.998","2018-12-31",0,0,25.66,2.41,0]
[null,null,null,"20051216:1744",8377,"2018-12-15T23:59:59.998","2018-12-31",0,0,25.27,2.21,0]
[null,null,null,"20051216:1844",8378,"2018-12-16T00:59:59.998","2018-12-31",0,0,24.83,2.2799999999999998,0]
[null,null,null,"20051216:1944",8379,"2018-12-16T01:59:59.998","2018-12-31",0,0,24.48,2.62,0]
[null,null,null,"20051216:2044",8380,"2018-12-16T02:59:59.998","2018-12-31",0,0,24.22,2.76,0]
[null,null,null,"20051216:2144",8381,"2018-12-16T03:59:59.998","2018-12-31",0,0,24.03,2.97,0]
[null,null,null,"20051216:2244",8382,"2018-12-16T04:59:59.998","2018-12-31",0,0,24.1,2.9,0]
[null,null,null,"20051216:2344",8383,"2018-12-16T05:59:59.998","2018-12-31",22,6.26,24.43,2.34,0]
[null,null,null,"20051217:0044",8384,"2018-12-16T06:59:59.998","2018-12-31",32.99,19.84,25.22,2.62,0]
[null,null,null,"20051217:0144",8385,"2018-12-16T07:59:59.998","2018-12-31",100.98,33.04,25.9,2.9,0]
[null,null,null,"20051217:0244",8386,"2018-12-16T08:59:59.998",{"$f":"EOMONTH(F8395,0)","v":"2018-12-31"},148.97,45.43,26.55,3.38,0]
[null,null,null,"20051217:0344",8387,{"$f":"F8395+1/24","v":"2018-12-16T09:59:59.998"},"2018-12-31",163.97,56.06,27.08,3.86,0]
[null,null,null,"20051217:0444",8388,"2018-12-16T10:59:59.998","2018-12-31",420.42,62.73,27.31,3.93,0]
[null,null,null,"20051217:0544",8389,"2018-12-16T11:59:59.998","2018-12-31",480.99,62.38,27.45,4,0]
[null,null,null,"20051217:0644",8390,"2018-12-16T12:59:59.998","2018-12-31",157.97,55.22,26.86,2.97,0]
[null,null,null,"20051217:0744",8391,"2018-12-16T13:59:59.998","2018-12-31",107.98,44.37,27.11,2.76,0]
[null,null,null,"20051217:0844",8392,"2018-12-16T14:59:59.998","2018-12-31",151.97,31.88,26.97,2.62,0]
[null,null,null,"20051217:0944",8393,"2018-12-16T15:59:59.998","2018-12-31",81.98,18.63,26.8,1.93,0]
[null,null,null,"20051217:1044",8394,"2018-12-16T16:59:59.998","2018-12-31",6,5.0199999999999996,26.52,2.34,0]
[null,null,null,"20051217:1144",8395,"2018-12-16T17:59:59.998","2018-12-31",0,0,26.26,2.41,0]
[null,null,null,"20051217:1244",8396,"2018-12-16T18:59:59.998","2018-12-31",0,0,26.12,1.66,0]
[null,null,null,"20051217:1344",8397,"2018-12-16T19:59:59.998","2018-12-31",0,0,25.82,1.79,0]
[null,null,null,"20051217:1444",8398,"2018-12-16T20:59:59.998","2018-12-31",0,0,25.18,1.45,0]
[null,null,null,"20051217:1544",8399,"2018-12-16T21:59:59.998","2018-12-31",0,0,24.87,7.0000000000000007E-2,0]
[null,null,null,"20051217:1644",8400,"2018-12-16T22:59:59.998","2018-12-31",0,0,24.69,0.83,0]
[null,null,null,"20051217:1744",8401,"2018-12-16T23:59:59.998","2018-12-31",0,0,24.45,1.1000000000000001,0]
[null,null,null,"20051217:1844",8402,"2018-12-17T00:59:59.998","2018-12-31",0,0,24.07,0,0]
[null,null,null,"20051217:1944",8403,"2018-12-17T01:59:59.998","2018-12-31",0,0,24.01,1.03,0]
[null,null,null,"20051217:2044",8404,"2018-12-17T02:59:59.998","2018-12-31",0,0,23.85,1.79,0]
[null,null,null,"20051217:2144",8405,"2018-12-17T03:59:59.998","2018-12-31",0,0,23.77,2.5499999999999998,0]
[null,null,null,"20051217:2244",8406,"2018-12-17T04:59:59.998","2018-12-31",0,0,23.75,3.31,0]
[null,null,null,"20051217:2344",8407,"2018-12-17T05:59:59.998","2018-12-31",169.71,6.15,24.02,3.86,0]
[null,null,null,"20051218:0044",8408,"2018-12-17T06:59:59.998","2018-12-31",118.17,19.73,24.09,4.1399999999999997,0]
[null,null,null,"20051218:0144",8409,"2018-12-17T07:59:59.998","2018-12-31",159.97,32.93,24.3,3.72,0]
[null,null,null,"20051218:0244",8410,"2018-12-17T08:59:59.998","2018-12-31",400.43,45.33,24.67,3.1,0]
[null,null,null,"20051218:0344",8411,"2018-12-17T09:59:59.998","2018-12-31",590.87,55.97,24.96,2.76,0]
[null,null,null,"20051218:0444",8412,"2018-12-17T10:59:59.998","2018-12-31",552.03,62.67,25.44,2.97,0]
[null,null,null,"20051218:0544",8413,"2018-12-17T11:59:59.998","2018-12-31",767.73,62.38,25.6,3.03,0]
[null,null,null,"20051218:0644",8414,"2018-12-17T12:59:59.998","2018-12-31",487.66,55.27,27.57,1.52,0]
[null,null,null,"20051218:0744",8415,"2018-12-17T13:59:59.998","2018-12-31",432.08,44.44,28,1.59,0]
[null,null,null,"20051218:0844",8416,"2018-12-17T14:59:59.998","2018-12-31",215.22,31.96,27.25,2.14,0]
[null,null,null,"20051218:0944",8417,"2018-12-17T15:59:59.998","2018-12-31",107.08,18.73,26.29,2.14,0]
[null,null,null,"20051218:1044",8418,"2018-12-17T16:59:59.998","2018-12-31",9,5.13,25.79,2.2799999999999998,0]
[null,null,null,"20051218:1144",8419,"2018-12-17T17:59:59.998","2018-12-31",0,0,25.4,2.5499999999999998,0]
[null,null,null,"20051218:1244",8420,"2018-12-17T18:59:59.998","2018-12-31",0,0,25.28,2.62,0]
[null,null,null,"20051218:1344",8421,"2018-12-17T19:59:59.998","2018-12-31",0,0,25.15,2.48,0]
[null,null,null,"20051218:1444",8422,"2018-12-17T20:59:59.998","2018-12-31",0,0,24.97,2.62,0]
[null,null,null,"20051218:1544",8423,"2018-12-17T21:59:59.998","2018-12-31",0,0,24.73,2.48,0]
[null,null,null,"20051218:1644",8424,"2018-12-17T22:59:59.998","2018-12-31",0,0,24.41,1.86,0]
[null,null,null,"20051218:1744",8425,"2018-12-17T23:59:59.998","2018-12-31",0,0,23.75,1.1000000000000001,0]
[null,null,null,"20051218:1844",8426,"2018-12-18T00:59:59.998","2018-12-31",0,0,23.67,1.59,0]
[null,null,null,"20051218:1944",8427,"2018-12-18T01:59:59.998","2018-12-31",0,0,23.4,1.66,0]
[null,null,null,"20051218:2044",8428,"2018-12-18T02:59:59.998","2018-12-31",0,0,23.12,1.59,0]
[null,null,null,"20051218:2144",8429,"2018-12-18T03:59:59.998","2018-12-31",0,0,22.68,1.17,0]
[null,null,null,"20051218:2244",8430,"2018-12-18T04:59:59.998","2018-12-31",0,0,23.25,0.69,0]
[null,null,null,"20051218:2344",8431,"2018-12-18T05:59:59.998","2018-12-31",30.99,6.04,23.14,0.9,0]
[null,null,null,"20051219:0044",8432,"2018-12-18T06:59:59.998","2018-12-31",179.81,19.62,25,1.45,0]
[null,null,null,"20051219:0144",8433,"2018-12-18T07:59:59.998","2018-12-31",512.82000000000005,32.82,25.83,1.72,0]
[null,null,null,"20051219:0244",8434,"2018-12-18T08:59:59.998","2018-12-31",716.34,45.22,26.73,1.66,0]
[null,null,null,"20051219:0344",8435,"2018-12-18T09:59:59.998","2018-12-31",887.97,55.88,27.43,1.31,0]
[null,null,null,"20051219:0444",8436,"2018-12-18T10:59:59.998","2018-12-31",782.22,62.62,28.07,0.9,0]
[null,null,null,"20051219:0544",8437,"2018-12-18T11:59:59.998","2018-12-31",907.51,62.39,28.46,1.1000000000000001,0]
[null,null,null,"20051219:0644",8438,"2018-12-18T12:59:59.998","2018-12-31",862.18,55.33,28.57,2.2799999999999998,0]
[null,null,null,"20051219:0744",8439,"2018-12-18T13:59:59.998","2018-12-31",727.89,44.52,28.46,1.86,0]
[null,null,null,"20051219:0844",8440,"2018-12-18T14:59:59.998","2018-12-31",523.51,32.06,28.49,1.66,0]
[null,null,null,"20051219:0944",8441,"2018-12-18T15:59:59.998","2018-12-31",272.91000000000003,18.82,28.23,1.66,0]
[null,null,null,"20051219:1044",8442,"2018-12-18T16:59:59.998","2018-12-31",5,5.23,27.57,1.86,0]
[null,null,null,"20051219:1144",8443,"2018-12-18T17:59:59.998","2018-12-31",0,0,26.93,2.0699999999999998,0]
[null,null,null,"20051219:1244",8444,"2018-12-18T18:59:59.998","2018-12-31",0,0,26.69,2.14,0]
[null,null,null,"20051219:1344",8445,"2018-12-18T19:59:59.998","2018-12-31",0,0,26.3,1.66,0]
[null,null,null,"20051219:1444",8446,"2018-12-18T20:59:59.998","2018-12-31",0,0,25.59,1.1000000000000001,0]
[null,null,null,"20051219:1544",8447,"2018-12-18T21:59:59.998","2018-12-31",0,0,25.24,1.17,0]
[null,null,null,"20051219:1644",8448,"2018-12-18T22:59:59.998","2018-12-31",0,0,24.77,0.9,0]
[null,null,null,"20051219:1744",8449,"2018-12-18T23:59:59.998","2018-12-31",0,0,24.21,0.9,0]
[null,null,null,"20051219:1844",8450,"2018-12-19T00:59:59.998",{"$f":"EOMONTH(F8459,0)","v":"2018-12-31"},0,0,24.37,1.72,0]
[null,null,null,"20051219:1944",8451,{"$f":"F8459+1/24","v":"2018-12-19T01:59:59.998"},"2018-12-31",0,0,24.78,0.21,0]
[null,null,null,"20051219:2044",8452,"2018-12-19T02:59:59.998","2018-12-31",0,0,24.66,0.28000000000000003,0]
[null,null,null,"20051219:2144",8453,"2018-12-19T03:59:59.998","2018-12-31",0,0,24.38,0.48,0]
[null,null,null,"20051219:2244",8454,"2018-12-19T04:59:59.998","2018-12-31",0,0,24.02,0.9,0]
[null,null,null,"20051219:2344",8455,"2018-12-19T05:59:59.998","2018-12-31",80.930000000000007,5.93,24.27,1.45,0]
[null,null,null,"20051220:0044",8456,"2018-12-19T06:59:59.998","2018-12-31",142.63,19.510000000000002,25.47,2.0699999999999998,0]
[null,null,null,"20051220:0144",8457,"2018-12-19T07:59:59.998","2018-12-31",348.01,32.71,26,1.86,0]
[null,null,null,"20051220:0244",8458,"2018-12-19T08:59:59.998","2018-12-31",600.6,45.12,26.63,1.24,0]
[null,null,null,"20051220:0344",8459,"2018-12-19T09:59:59.998","2018-12-31",792.69,55.79,27.34,1.24,0]
[null,null,null,"20051220:0444",8460,"2018-12-19T10:59:59.998","2018-12-31",525.62,62.57,27.75,1.86,0]
[null,null,null,"20051220:0544",8461,"2018-12-19T11:59:59.998","2018-12-31",705.78,62.4,27.48,2.41,0]
[null,null,null,"20051220:0644",8462,"2018-12-19T12:59:59.998","2018-12-31",753.22,55.39,27.92,2.41,0]
[null,null,null,"20051220:0744",8463,"2018-12-19T13:59:59.998","2018-12-31",263.05,44.61,27.74,2.41,0]
[null,null,null,"20051220:0844",8464,"2018-12-19T14:59:59.998","2018-12-31",214.18,32.15,27.21,2.34,0]
[null,null,null,"20051220:0944",8465,"2018-12-19T15:59:59.998","2018-12-31",140.5,18.93,26.62,1.66,0]
[null,null,null,"20051220:1044",8466,"2018-12-19T16:59:59.998","2018-12-31",24.97,5.33,26.36,7.0000000000000007E-2,0]
[null,null,null,"20051220:1144",8467,"2018-12-19T17:59:59.998","2018-12-31",0,0,25.89,0.76,0]
[null,null,null,"20051220:1244",8468,"2018-12-19T18:59:59.998","2018-12-31",0,0,25.5,1.31,0]
[null,null,null,"20051220:1344",8469,"2018-12-19T19:59:59.998","2018-12-31",0,0,25.16,1.31,0]
[null,null,null,"20051220:1444",8470,"2018-12-19T20:59:59.998","2018-12-31",0,0,24.98,1.59,0]
[null,null,null,"20051220:1544",8471,"2018-12-19T21:59:59.998","2018-12-31",0,0,24.62,0.97,0]
[null,null,null,"20051220:1644",8472,"2018-12-19T22:59:59.998","2018-12-31",0,0,24.29,0.76,0]
[null,null,null,"20051220:1744",8473,"2018-12-19T23:59:59.998","2018-12-31",0,0,24.22,0.76,0]
[null,null,null,"20051220:1844",8474,"2018-12-20T00:59:59.998","2018-12-31",0,0,24.26,2.0699999999999998,0]
[null,null,null,"20051220:1944",8475,"2018-12-20T01:59:59.998","2018-12-31",0,0,24.64,2,0]
[null,null,null,"20051220:2044",8476,"2018-12-20T02:59:59.998","2018-12-31",0,0,24.6,1.52,0]
[null,null,null,"20051220:2144",8477,"2018-12-20T03:59:59.998","2018-12-31",0,0,24.26,1.17,0]
[null,null,null,"20051220:2244",8478,"2018-12-20T04:59:59.998","2018-12-31",0,0,24.3,1.45,0]
[null,null,null,"20051220:2344",8479,"2018-12-20T05:59:59.998","2018-12-31",140.85,5.82,24.38,1.45,0]
[null,null,null,"20051221:0044",8480,"2018-12-20T06:59:59.998","2018-12-31",197.81,19.399999999999999,24.77,1.52,0]
[null,null,null,"20051221:0144",8481,"2018-12-20T07:59:59.998","2018-12-31",489.76,32.61,25.29,2.0699999999999998,0]
[null,null,null,"20051221:0244",8482,"2018-12-20T08:59:59.998","2018-12-31",509.28,45.02,26.17,2.48,0]
[null,null,null,"20051221:0344",8483,"2018-12-20T09:59:59.998","2018-12-31",721.08,55.71,26.93,2.5499999999999998,0]
[null,null,null,"20051221:0444",8484,"2018-12-20T10:59:59.998","2018-12-31",792.57,62.53,27.35,2.69,0]
[null,null,null,"20051221:0544",8485,"2018-12-20T11:59:59.998","2018-12-31",845.4,62.42,27.76,2.9,0]
[null,null,null,"20051221:0644",8486,"2018-12-20T12:59:59.998","2018-12-31",711.68,55.45,27.69,2.21,0]
[null,null,null,"20051221:0744",8487,"2018-12-20T13:59:59.998","2018-12-31",687.15,44.69,27.7,2.83,0]
[null,null,null,"20051221:0844",8488,"2018-12-20T14:59:59.998","2018-12-31",501.16,32.25,27.56,3.45,0]
[null,null,null,"20051221:0944",8489,"2018-12-20T15:59:59.998","2018-12-31",153.08000000000001,19.03,27.09,3.45,0]
[null,null,null,"20051221:1044",8490,"2018-12-20T16:59:59.998","2018-12-31",19,5.44,26.78,2.9,0]
[null,null,null,"20051221:1144",8491,"2018-12-20T17:59:59.998","2018-12-31",0,0,26.52,2.83,0]
[null,null,null,"20051221:1244",8492,"2018-12-20T18:59:59.998","2018-12-31",0,0,26.24,2.5499999999999998,0]
[null,null,null,"20051221:1344",8493,"2018-12-20T19:59:59.998","2018-12-31",0,0,25.98,2.34,0]
[null,null,null,"20051221:1444",8494,"2018-12-20T20:59:59.998","2018-12-31",0,0,25.4,2.21,0]
[null,null,null,"20051221:1544",8495,"2018-12-20T21:59:59.998","2018-12-31",0,0,24.88,2.41,0]
[null,null,null,"20051221:1644",8496,"2018-12-20T22:59:59.998","2018-12-31",0,0,24.85,2.0699999999999998,0]
[null,null,null,"20051221:1744",8497,"2018-12-20T23:59:59.998","2018-12-31",0,0,24.93,2.0699999999999998,0]
[null,null,null,"20051221:1844",8498,"2018-12-21T00:59:59.998","2018-12-31",0,0,24.65,1.31,0]
[null,null,null,"20051221:1944",8499,"2018-12-21T01:59:59.998","2018-12-31",0,0,24.26,1.17,0]
[null,null,null,"20051221:2044",8500,"2018-12-21T02:59:59.998","2018-12-31",0,0,24.08,1.24,0]
[null,null,null,"20051221:2144",8501,"2018-12-21T03:59:59.998","2018-12-31",0,0,24.09,1.66,0]
[null,null,null,"20051221:2244",8502,"2018-12-21T04:59:59.998","2018-12-31",0,0,24.22,2.48,0]
[null,null,null,"20051221:2344",8503,"2018-12-21T05:59:59.998","2018-12-31",103.47,5.71,24.46,2.41,0]
[null,null,null,"20051222:0044",8504,"2018-12-21T06:59:59.998","2018-12-31",196.78,19.3,25.2,2.21,0]
[null,null,null,"20051222:0144",8505,"2018-12-21T07:59:59.998","2018-12-31",417.07,32.51,25.84,2.48,0]
[null,null,null,"20051222:0244",8506,"2018-12-21T08:59:59.998","2018-12-31",309.29000000000002,44.93,26.35,3.31,0]
[null,null,null,"20051222:0344",8507,"2018-12-21T09:59:59.998","2018-12-31",606.38,55.64,26.86,4.07,0]
[null,null,null,"20051222:0444",8508,"2018-12-21T10:59:59.998","2018-12-31",858.9,62.5,27.06,4.34,0]
[null,null,null,"20051222:0544",8509,"2018-12-21T11:59:59.998","2018-12-31",944.7,62.45,27.27,4.55,0]
[null,null,null,"20051222:0644",8510,"2018-12-21T12:59:59.998","2018-12-31",807.18,55.52,27.84,4.4800000000000004,0]
[null,null,null,"20051222:0744",8511,"2018-12-21T13:59:59.998","2018-12-31",624.45000000000005,44.79,27.78,4.9000000000000004,0]
[null,null,null,"20051222:0844",8512,"2018-12-21T14:59:59.998","2018-12-31",333.39,32.35,27.54,5.03,0]
[null,null,null,"20051222:0944",8513,"2018-12-21T15:59:59.998","2018-12-31",230.35,19.13,27.35,4.41,0]
[null,null,null,"20051222:1044",8514,"2018-12-21T16:59:59.998",{"$f":"EOMONTH(F8523,0)","v":"2018-12-31"},38.58,5.55,26.95,3.93,0]
[null,null,null,"20051222:1144",8515,{"$f":"F8523+1/24","v":"2018-12-21T17:59:59.998"},"2018-12-31",0,0,26.58,3.66,0]
[null,null,null,"20051222:1244",8516,"2018-12-21T18:59:59.998","2018-12-31",0,0,26.11,2.97,0]
[null,null,null,"20051222:1344",8517,"2018-12-21T19:59:59.998","2018-12-31",0,0,26.01,2,0]
[null,null,null,"20051222:1444",8518,"2018-12-21T20:59:59.998","2018-12-31",0,0,25.67,1.31,0]
[null,null,null,"20051222:1544",8519,"2018-12-21T21:59:59.998","2018-12-31",0,0,25.37,1.38,0]
[null,null,null,"20051222:1644",8520,"2018-12-21T22:59:59.998","2018-12-31",0,0,25.08,2.0699999999999998,0]
[null,null,null,"20051222:1744",8521,"2018-12-21T23:59:59.998","2018-12-31",0,0,24.8,2.21,0]
[null,null,null,"20051222:1844",8522,"2018-12-22T00:59:59.998","2018-12-31",0,0,24.93,1.59,0]
[null,null,null,"20051222:1944",8523,"2018-12-22T01:59:59.998","2018-12-31",0,0,24.32,1.17,0]
[null,null,null,"20051222:2044",8524,"2018-12-22T02:59:59.998","2018-12-31",0,0,24.17,1.17,0]
[null,null,null,"20051222:2144",8525,"2018-12-22T03:59:59.998","2018-12-31",0,0,24.13,1.24,0]
[null,null,null,"20051222:2244",8526,"2018-12-22T04:59:59.998","2018-12-31",0,0,24.11,1.59,0]
[null,null,null,"20051222:2344",8527,"2018-12-22T05:59:59.998","2018-12-31",126.27,5.61,24.5,1.66,0]
[null,null,null,"20051223:0044",8528,"2018-12-22T06:59:59.998","2018-12-31",35.99,19.190000000000001,25.31,1.79,0]
[null,null,null,"20051223:0144",8529,"2018-12-22T07:59:59.998","2018-12-31",95.98,32.409999999999997,26.27,1.86,0]
[null,null,null,"20051223:0244",8530,"2018-12-22T08:59:59.998","2018-12-31",122.97,44.84,27.17,1.72,0]
[null,null,null,"20051223:0344",8531,"2018-12-22T09:59:59.998","2018-12-31",143.97,55.57,27.87,1.38,0]
[null,null,null,"20051223:0444",8532,"2018-12-22T10:59:59.998","2018-12-31",209.96,62.48,28.33,0.97,0]
[null,null,null,"20051223:0544",8533,"2018-12-22T11:59:59.998","2018-12-31",166.97,62.49,28.6,0.69,0]
[null,null,null,"20051223:0644",8534,"2018-12-22T12:59:59.998","2018-12-31",476.42,55.6,27.71,1.03,0]
[null,null,null,"20051223:0744",8535,"2018-12-22T13:59:59.998","2018-12-31",296.19,44.88,27.62,1.1000000000000001,0]
[null,null,null,"20051223:0844",8536,"2018-12-22T14:59:59.998","2018-12-31",294.32,32.450000000000003,27.48,1.1000000000000001,0]
[null,null,null,"20051223:0944",8537,"2018-12-22T15:59:59.998","2018-12-31",165.07,19.239999999999998,27.46,1.24,0]
[null,null,null,"20051223:1044",8538,"2018-12-22T16:59:59.998","2018-12-31",40.47,5.65,27.1,1.38,0]
[null,null,null,"20051223:1144",8539,"2018-12-22T17:59:59.998","2018-12-31",0,0,26.66,1.72,0]
[null,null,null,"20051223:1244",8540,"2018-12-22T18:59:59.998","2018-12-31",0,0,26.29,1.93,0]
[null,null,null,"20051223:1344",8541,"2018-12-22T19:59:59.998","2018-12-31",0,0,25.95,1.93,0]
[null,null,null,"20051223:1444",8542,"2018-12-22T20:59:59.998","2018-12-31",0,0,25.66,1.93,0]
[null,null,null,"20051223:1544",8543,"2018-12-22T21:59:59.998","2018-12-31",0,0,25.33,2,0]
[null,null,null,"20051223:1644",8544,"2018-12-22T22:59:59.998","2018-12-31",0,0,25.12,1.93,0]
[null,null,null,"20051223:1744",8545,"2018-12-22T23:59:59.998","2018-12-31",0,0,24.84,2.41,0]
[null,null,null,"20051223:1844",8546,"2018-12-23T00:59:59.998","2018-12-31",0,0,24.75,2.0699999999999998,0]
[null,null,null,"20051223:1944",8547,"2018-12-23T01:59:59.998","2018-12-31",0,0,24.49,1.93,0]
[null,null,null,"20051223:2044",8548,"2018-12-23T02:59:59.998","2018-12-31",0,0,24.04,1.03,0]
[null,null,null,"20051223:2144",8549,"2018-12-23T03:59:59.998","2018-12-31",0,0,23.83,0.76,0]
[null,null,null,"20051223:2244",8550,"2018-12-23T04:59:59.998","2018-12-31",0,0,24.07,0.62,0]
[null,null,null,"20051223:2344",8551,"2018-12-23T05:59:59.998","2018-12-31",76.62,5.5,24.17,0.55000000000000004,0]
[null,null,null,"20051224:0044",8552,"2018-12-23T06:59:59.998","2018-12-31",23,19.09,25.66,0.9,0]
[null,null,null,"20051224:0144",8553,"2018-12-23T07:59:59.998","2018-12-31",43.99,32.31,26.32,0.76,0]
[null,null,null,"20051224:0244",8554,"2018-12-23T08:59:59.998","2018-12-31",62.99,44.75,27.08,0.48,0]
[null,null,null,"20051224:0344",8555,"2018-12-23T09:59:59.998","2018-12-31",96.98,55.51,27.41,0.55000000000000004,0]
[null,null,null,"20051224:0444",8556,"2018-12-23T10:59:59.998","2018-12-31",253.95,62.46,27.77,0.76,0]
[null,null,null,"20051224:0544",8557,"2018-12-23T11:59:59.998","2018-12-31",568.34,62.53,28.11,1.79,0]
[null,null,null,"20051224:0644",8558,"2018-12-23T12:59:59.998","2018-12-31",290.98,55.68,27.31,2.2799999999999998,0]
[null,null,null,"20051224:0744",8559,"2018-12-23T13:59:59.998","2018-12-31",495.66,44.98,26.81,0.97,0]
[null,null,null,"20051224:0844",8560,"2018-12-23T14:59:59.998","2018-12-31",364.38,32.56,26.48,0.9,0]
[null,null,null,"20051224:0944",8561,"2018-12-23T15:59:59.998","2018-12-31",119.13,19.350000000000001,26.19,1.24,0]
[null,null,null,"20051224:1044",8562,"2018-12-23T16:59:59.998","2018-12-31",35.46,5.76,25.83,0.76,0]
[null,null,null,"20051224:1144",8563,"2018-12-23T17:59:59.998","2018-12-31",0,0,25.59,0.21,0]
[null,null,null,"20051224:1244",8564,"2018-12-23T18:59:59.998","2018-12-31",0,0,25.39,0.34,0]
[null,null,null,"20051224:1344",8565,"2018-12-23T19:59:59.998","2018-12-31",0,0,24.86,0.62,0]
[null,null,null,"20051224:1444",8566,"2018-12-23T20:59:59.998","2018-12-31",0,0,25.19,7.0000000000000007E-2,0]
[null,null,null,"20051224:1544",8567,"2018-12-23T21:59:59.998","2018-12-31",0,0,24.49,0.62,0]
[null,null,null,"20051224:1644",8568,"2018-12-23T22:59:59.998","2018-12-31",0,0,24.05,1.1000000000000001,0]
[null,null,null,"20051224:1744",8569,"2018-12-23T23:59:59.998","2018-12-31",0,0,23.96,1.1000000000000001,0]
[null,null,null,"20051224:1844",8570,"2018-12-24T00:59:59.998","2018-12-31",0,0,24.46,1.24,0]
[null,null,null,"20051224:1944",8571,"2018-12-24T01:59:59.998","2018-12-31",0,0,23.93,1.31,0]
[null,null,null,"20051224:2044",8572,"2018-12-24T02:59:59.998","2018-12-31",0,0,23.86,1.31,0]
[null,null,null,"20051224:2144",8573,"2018-12-24T03:59:59.998","2018-12-31",0,0,23.56,0.76,0]
[null,null,null,"20051224:2244",8574,"2018-12-24T04:59:59.998","2018-12-31",0,0,23.59,0.69,0]
[null,null,null,"20051224:2344",8575,"2018-12-24T05:59:59.998","2018-12-31",104,5.4,24.2,1.03,0]
[null,null,null,"20051225:0044",8576,"2018-12-24T06:59:59.998","2018-12-31",189.6,18.989999999999998,25.21,1.1000000000000001,0]
[null,null,null,"20051225:0144",8577,"2018-12-24T07:59:59.998","2018-12-31",260.81,32.22,26.11,0.69,0]
[null,null,null,"20051225:0244",8578,"2018-12-24T08:59:59.998",{"$f":"EOMONTH(F8587,0)","v":"2018-12-31"},387.29,44.67,27.02,0.83,0]
[null,null,null,"20051225:0344",8579,{"$f":"F8587+1/24","v":"2018-12-24T09:59:59.998"},"2018-12-31",581.74,55.45,27.77,0.9,0]
[null,null,null,"20051225:0444",8580,"2018-12-24T10:59:59.998","2018-12-31",551.04,62.45,28.08,0.76,0]
[null,null,null,"20051225:0544",8581,"2018-12-24T11:59:59.998","2018-12-31",640.91999999999996,62.58,28.37,1.38,0]
[null,null,null,"20051225:0644",8582,"2018-12-24T12:59:59.998","2018-12-31",652.6,55.77,28.34,2.21,0]
[null,null,null,"20051225:0744",8583,"2018-12-24T13:59:59.998","2018-12-31",513.14,45.08,27.97,2.2799999999999998,0]
[null,null,null,"20051225:0844",8584,"2018-12-24T14:59:59.998","2018-12-31",310.69,32.67,27.79,1.59,0]
[null,null,null,"20051225:0944",8585,"2018-12-24T15:59:59.998","2018-12-31",157.80000000000001,19.46,27.32,1.38,0]
[null,null,null,"20051225:1044",8586,"2018-12-24T16:59:59.998","2018-12-31",11,5.87,26.81,0.97,0]
[null,null,null,"20051225:1144",8587,"2018-12-24T17:59:59.998","2018-12-31",0,0,26.26,0.48,0]
[null,null,null,"20051225:1244",8588,"2018-12-24T18:59:59.998","2018-12-31",0,0,25.88,0.55000000000000004,0]
[null,null,null,"20051225:1344",8589,"2018-12-24T19:59:59.998","2018-12-31",0,0,25.44,0.76,0]
[null,null,null,"20051225:1444",8590,"2018-12-24T20:59:59.998","2018-12-31",0,0,25.16,0.9,0]
[null,null,null,"20051225:1544",8591,"2018-12-24T21:59:59.998","2018-12-31",0,0,25.06,1.03,0]
[null,null,null,"20051225:1644",8592,"2018-12-24T22:59:59.998","2018-12-31",0,0,24.96,1.31,0]
[null,null,null,"20051225:1744",8593,"2018-12-24T23:59:59.998","2018-12-31",0,0,24.95,1.1000000000000001,0]
[null,null,null,"20051225:1844",8594,"2018-12-25T00:59:59.998","2018-12-31",0,0,24.99,1.38,0]
[null,null,null,"20051225:1944",8595,"2018-12-25T01:59:59.998","2018-12-31",0,0,24.81,1.38,0]
[null,null,null,"20051225:2044",8596,"2018-12-25T02:59:59.998","2018-12-31",0,0,24.59,1.79,0]
[null,null,null,"20051225:2144",8597,"2018-12-25T03:59:59.998","2018-12-31",0,0,24.51,2.14,0]
[null,null,null,"20051225:2244",8598,"2018-12-25T04:59:59.998","2018-12-31",0,0,24.57,2.62,0]
[null,null,null,"20051225:2344",8599,"2018-12-25T05:59:59.998","2018-12-31",14,5.29,24.68,3.17,0]
[null,null,null,"20051226:0044",8600,"2018-12-25T06:59:59.998","2018-12-31",141.69999999999999,18.89,25.58,3.24,0]
[null,null,null,"20051226:0144",8601,"2018-12-25T07:59:59.998","2018-12-31",307.94,32.130000000000003,26.72,3.03,0]
[null,null,null,"20051226:0244",8602,"2018-12-25T08:59:59.998","2018-12-31",601.88,44.6,27.55,2.97,0]
[null,null,null,"20051226:0344",8603,"2018-12-25T09:59:59.998","2018-12-31",661.1,55.4,28.11,2.62,0]
[null,null,null,"20051226:0444",8604,"2018-12-25T10:59:59.998","2018-12-31",858.87,62.44,28.74,2.5499999999999998,0]
[null,null,null,"20051226:0544",8605,"2018-12-25T11:59:59.998","2018-12-31",801.78,62.64,29.08,2.41,0]
[null,null,null,"20051226:0644",8606,"2018-12-25T12:59:59.998","2018-12-31",730.19,55.87,29.18,1.86,0]
[null,null,null,"20051226:0744",8607,"2018-12-25T13:59:59.998","2018-12-31",641.97,45.19,29.14,2.34,0]
[null,null,null,"20051226:0844",8608,"2018-12-25T14:59:59.998","2018-12-31",518.67999999999995,32.78,28.74,2.62,0]
[null,null,null,"20051226:0944",8609,"2018-12-25T15:59:59.998","2018-12-31",290.45,19.57,28.25,2.21,0]
[null,null,null,"20051226:1044",8610,"2018-12-25T16:59:59.998","2018-12-31",64.42,5.98,27.67,2.2799999999999998,0]
[null,null,null,"20051226:1144",8611,"2018-12-25T17:59:59.998","2018-12-31",0,0,27.13,2.5499999999999998,0]
[null,null,null,"20051226:1244",8612,"2018-12-25T18:59:59.998","2018-12-31",0,0,26.81,2.34,0]
[null,null,null,"20051226:1344",8613,"2018-12-25T19:59:59.998","2018-12-31",0,0,26.56,2.41,0]
[null,null,null,"20051226:1444",8614,"2018-12-25T20:59:59.998","2018-12-31",0,0,26.29,2.5499999999999998,0]
[null,null,null,"20051226:1544",8615,"2018-12-25T21:59:59.998","2018-12-31",0,0,26.04,2.2799999999999998,0]
[null,null,null,"20051226:1644",8616,"2018-12-25T22:59:59.998","2018-12-31",0,0,25.43,2.2799999999999998,0]
[null,null,null,"20051226:1744",8617,"2018-12-25T23:59:59.998","2018-12-31",0,0,25.04,2.34,0]
[null,null,null,"20051226:1844",8618,"2018-12-26T00:59:59.998","2018-12-31",0,0,24.19,0.62,0]
[null,null,null,"20051226:1944",8619,"2018-12-26T01:59:59.998","2018-12-31",0,0,23.92,1.66,0]
[null,null,null,"20051226:2044",8620,"2018-12-26T02:59:59.998","2018-12-31",0,0,24.07,2.2799999999999998,0]
[null,null,null,"20051226:2144",8621,"2018-12-26T03:59:59.998","2018-12-31",0,0,23.75,2.14,0]
[null,null,null,"20051226:2244",8622,"2018-12-26T04:59:59.998","2018-12-31",0,0,23.89,2,0]
[null,null,null,"20051226:2344",8623,"2018-12-26T05:59:59.998","2018-12-31",99.06,5.19,24.07,2.0699999999999998,0]
[null,null,null,"20051227:0044",8624,"2018-12-26T06:59:59.998","2018-12-31",134.6,18.79,24.79,2.0699999999999998,0]
[null,null,null,"20051227:0144",8625,"2018-12-26T07:59:59.998","2018-12-31",328.58,32.04,25.48,2.2799999999999998,0]
[null,null,null,"20051227:0244",8626,"2018-12-26T08:59:59.998","2018-12-31",686.45,44.52,26.12,3.24,0]
[null,null,null,"20051227:0344",8627,"2018-12-26T09:59:59.998","2018-12-31",811.49,55.35,26.48,3.24,0]
[null,null,null,"20051227:0444",8628,"2018-12-26T10:59:59.998","2018-12-31",915.77,62.45,27.21,3.66,0]
[null,null,null,"20051227:0544",8629,"2018-12-26T11:59:59.998","2018-12-31",946.65,62.71,27.04,4.76,0]
[null,null,null,"20051227:0644",8630,"2018-12-26T12:59:59.998","2018-12-31",865.03,55.97,26.73,3.86,0]
[null,null,null,"20051227:0744",8631,"2018-12-26T13:59:59.998","2018-12-31",587.70000000000005,45.3,27.15,3.93,0]
[null,null,null,"20051227:0844",8632,"2018-12-26T14:59:59.998","2018-12-31",535.44000000000005,32.89,27.27,4.28,0]
[null,null,null,"20051227:0944",8633,"2018-12-26T15:59:59.998","2018-12-31",131.27000000000001,19.68,26.91,4.6900000000000004,0]
[null,null,null,"20051227:1044",8634,"2018-12-26T16:59:59.998","2018-12-31",24.99,6.09,26.6,4.41,0]
[null,null,null,"20051227:1144",8635,"2018-12-26T17:59:59.998","2018-12-31",0,0,26.13,3.93,0]
[null,null,null,"20051227:1244",8636,"2018-12-26T18:59:59.998","2018-12-31",0,0,25.4,3.72,0]
[null,null,null,"20051227:1344",8637,"2018-12-26T19:59:59.998","2018-12-31",0,0,24.96,4,0]
[null,null,null,"20051227:1444",8638,"2018-12-26T20:59:59.998","2018-12-31",0,0,24.79,4,0]
[null,null,null,"20051227:1544",8639,"2018-12-26T21:59:59.998","2018-12-31",0,0,24.68,3.86,0]
[null,null,null,"20051227:1644",8640,"2018-12-26T22:59:59.998","2018-12-31",0,0,24.49,3.45,0]
[null,null,null,"20051227:1744",8641,"2018-12-26T23:59:59.998","2018-12-31",0,0,24.19,2.21,0]
[null,null,null,"20051227:1844",8642,"2018-12-27T00:59:59.998",{"$f":"EOMONTH(F8651,0)","v":"2018-12-31"},0,0,24.39,1.86,0]
[null,null,null,"20051227:1944",8643,{"$f":"F8651+1/24","v":"2018-12-27T01:59:59.998"},"2018-12-31",0,0,24.23,1.66,0]
[null,null,null,"20051227:2044",8644,"2018-12-27T02:59:59.998","2018-12-31",0,0,24.11,1.59,0]
[null,null,null,"20051227:2144",8645,"2018-12-27T03:59:59.998","2018-12-31",0,0,24.04,1.38,0]
[null,null,null,"20051227:2244",8646,"2018-12-27T04:59:59.998","2018-12-31",0,0,23.97,1.38,0]
[null,null,null,"20051227:2344",8647,"2018-12-27T05:59:59.998","2018-12-31",22,5.09,24.24,1.38,0]
[null,null,null,"20051228:0044",8648,"2018-12-27T06:59:59.998","2018-12-31",66.989999999999995,18.7,24.94,1.24,0]
[null,null,null,"20051228:0144",8649,"2018-12-27T07:59:59.998","2018-12-31",43.99,31.95,25.62,0.83,0]
[null,null,null,"20051228:0244",8650,"2018-12-27T08:59:59.998","2018-12-31",507.35,44.45,26.31,0.48,0]
[null,null,null,"20051228:0344",8651,"2018-12-27T09:59:59.998","2018-12-31",768.92,55.31,26.81,0.9,0]
[null,null,null,"20051228:0444",8652,"2018-12-27T10:59:59.998","2018-12-31",905.42,62.46,27.37,1.66,0]
[null,null,null,"20051228:0544",8653,"2018-12-27T11:59:59.998","2018-12-31",875.25,62.78,27.6,2.0699999999999998,0]
[null,null,null,"20051228:0644",8654,"2018-12-27T12:59:59.998","2018-12-31",741.52,56.07,27.53,2.5499999999999998,0]
[null,null,null,"20051228:0744",8655,"2018-12-27T13:59:59.998","2018-12-31",653.29,45.42,27.44,2.41,0]
[null,null,null,"20051228:0844",8656,"2018-12-27T14:59:59.998","2018-12-31",511.06,33.01,27.45,2.83,0]
[null,null,null,"20051228:0944",8657,"2018-12-27T15:59:59.998","2018-12-31",233,19.8,26.78,2.21,0]
[null,null,null,"20051228:1044",8658,"2018-12-27T16:59:59.998","2018-12-31",34.28,6.2,26.18,1.72,0]
[null,null,null,"20051228:1144",8659,"2018-12-27T17:59:59.998","2018-12-31",0,0,25.59,1.59,0]
[null,null,null,"20051228:1244",8660,"2018-12-27T18:59:59.998","2018-12-31",0,0,25.36,1.45,0]
[null,null,null,"20051228:1344",8661,"2018-12-27T19:59:59.998","2018-12-31",0,0,24.92,1.86,0]
[null,null,null,"20051228:1444",8662,"2018-12-27T20:59:59.998","2018-12-31",0,0,24.36,1.66,0]
[null,null,null,"20051228:1544",8663,"2018-12-27T21:59:59.998","2018-12-31",0,0,24.17,1.38,0]
[null,null,null,"20051228:1644",8664,"2018-12-27T22:59:59.998","2018-12-31",0,0,23.82,1.72,0]
[null,null,null,"20051228:1744",8665,"2018-12-27T23:59:59.998","2018-12-31",0,0,23.58,1.93,0]
[null,null,null,"20051228:1844",8666,"2018-12-28T00:59:59.998","2018-12-31",0,0,23.57,0.83,0]
[null,null,null,"20051228:1944",8667,"2018-12-28T01:59:59.998","2018-12-31",0,0,23.38,0.83,0]
[null,null,null,"20051228:2044",8668,"2018-12-28T02:59:59.998","2018-12-31",0,0,23.45,1.03,0]
[null,null,null,"20051228:2144",8669,"2018-12-28T03:59:59.998","2018-12-31",0,0,23.47,1.24,0]
[null,null,null,"20051228:2244",8670,"2018-12-28T04:59:59.998","2018-12-31",0,0,23.46,1.24,0]
[null,null,null,"20051228:2344",8671,"2018-12-28T05:59:59.998","2018-12-31",13,4.99,23.84,0.9,0]
[null,null,null,"20051229:0044",8672,"2018-12-28T06:59:59.998","2018-12-31",23,18.61,24.59,0.62,0]
[null,null,null,"20051229:0144",8673,"2018-12-28T07:59:59.998","2018-12-31",68.989999999999995,31.87,25.35,0.62,0]
[null,null,null,"20051229:0244",8674,"2018-12-28T08:59:59.998","2018-12-31",61.99,44.39,26.07,0.48,0]
[null,null,null,"20051229:0344",8675,"2018-12-28T09:59:59.998","2018-12-31",395.5,55.28,26.71,0.14000000000000001,0]
[null,null,null,"20051229:0444",8676,"2018-12-28T10:59:59.998","2018-12-31",720.18,62.48,26.96,1.17,0]
[null,null,null,"20051229:0544",8677,"2018-12-28T11:59:59.998","2018-12-31",637.78,62.86,27.46,1.86,0]
[null,null,null,"20051229:0644",8678,"2018-12-28T12:59:59.998","2018-12-31",809.95,56.18,27.21,3.38,0]
[null,null,null,"20051229:0744",8679,"2018-12-28T13:59:59.998","2018-12-31",634.45000000000005,45.53,26.9,3.17,0]
[null,null,null,"20051229:0844",8680,"2018-12-28T14:59:59.998","2018-12-31",539.44000000000005,33.119999999999997,26.7,2.76,0]
[null,null,null,"20051229:0944",8681,"2018-12-28T15:59:59.998","2018-12-31",278.06,19.91,26.66,2.14,0]
[null,null,null,"20051229:1044",8682,"2018-12-28T16:59:59.998","2018-12-31",57.92,6.31,26.07,1.59,0]
[null,null,null,"20051229:1144",8683,"2018-12-28T17:59:59.998","2018-12-31",0,0,25.49,1.31,0]
[null,null,null,"20051229:1244",8684,"2018-12-28T18:59:59.998","2018-12-31",0,0,25.12,1.17,0]
[null,null,null,"20051229:1344",8685,"2018-12-28T19:59:59.998","2018-12-31",0,0,24.62,0.9,0]
[null,null,null,"20051229:1444",8686,"2018-12-28T20:59:59.998","2018-12-31",0,0,24.63,0.14000000000000001,0]
[null,null,null,"20051229:1544",8687,"2018-12-28T21:59:59.998","2018-12-31",0,0,24.01,0.76,0]
[null,null,null,"20051229:1644",8688,"2018-12-28T22:59:59.998","2018-12-31",0,0,24.09,1.59,0]
[null,null,null,"20051229:1744",8689,"2018-12-28T23:59:59.998","2018-12-31",0,0,24.01,1.31,0]
[null,null,null,"20051229:1844",8690,"2018-12-29T00:59:59.998","2018-12-31",0,0,24.14,1.38,0]
[null,null,null,"20051229:1944",8691,"2018-12-29T01:59:59.998","2018-12-31",0,0,24.01,1.03,0]
[null,null,null,"20051229:2044",8692,"2018-12-29T02:59:59.998","2018-12-31",0,0,23.87,0.9,0]
[null,null,null,"20051229:2144",8693,"2018-12-29T03:59:59.998","2018-12-31",0,0,23.89,1.1000000000000001,0]
[null,null,null,"20051229:2244",8694,"2018-12-29T04:59:59.998","2018-12-31",0,0,23.73,1.24,0]
[null,null,null,"20051229:2344",8695,"2018-12-29T05:59:59.998","2018-12-31",66.349999999999994,4.8899999999999997,24.06,1.38,0]
[null,null,null,"20051230:0044",8696,"2018-12-29T06:59:59.998","2018-12-31",162.52000000000001,18.52,24.64,1.79,0]
[null,null,null,"20051230:0144",8697,"2018-12-29T07:59:59.998","2018-12-31",385.91,31.79,25.55,1.72,0]
[null,null,null,"20051230:0244",8698,"2018-12-29T08:59:59.998","2018-12-31",664.56,44.33,26.23,1.31,0]
[null,null,null,"20051230:0344",8699,"2018-12-29T09:59:59.998","2018-12-31",734.66,55.25,26.78,1.17,0]
[null,null,null,"20051230:0444",8700,"2018-12-29T10:59:59.998","2018-12-31",844.27,62.5,27.32,2.21,0]
[null,null,null,"20051230:0544",8701,"2018-12-29T11:59:59.998","2018-12-31",959.9,62.94,27.28,3.66,0]
[null,null,null,"20051230:0644",8702,"2018-12-29T12:59:59.998","2018-12-31",868.97,56.3,27.23,3.59,0]
[null,null,null,"20051230:0744",8703,"2018-12-29T13:59:59.998","2018-12-31",750.04,45.66,27.16,2.9,0]
[null,null,null,"20051230:0844",8704,"2018-12-29T14:59:59.998","2018-12-31",428.7,33.24,27.08,2.76,0]
[null,null,null,"20051230:0944",8705,"2018-12-29T15:59:59.998","2018-12-31",96.98,20.03,26.45,2.5499999999999998,0]
[null,null,null,"20051230:1044",8706,"2018-12-29T16:59:59.998",{"$f":"EOMONTH(F8715,0)","v":"2018-12-31"},25.99,6.43,26.12,2.21,0]
[null,null,null,"20051230:1144",8707,{"$f":"F8715+1/24","v":"2018-12-29T17:59:59.998"},"2018-12-31",0,0,25.79,2.2799999999999998,0]
[null,null,null,"20051230:1244",8708,"2018-12-29T18:59:59.998","2018-12-31",0,0,25.57,1.93,0]
[null,null,null,"20051230:1344",8709,"2018-12-29T19:59:59.998","2018-12-31",0,0,25.21,1.86,0]
[null,null,null,"20051230:1444",8710,"2018-12-29T20:59:59.998","2018-12-31",0,0,24.67,1.72,0]
[null,null,null,"20051230:1544",8711,"2018-12-29T21:59:59.998","2018-12-31",0,0,24.35,1.17,0]
[null,null,null,"20051230:1644",8712,"2018-12-29T22:59:59.998","2018-12-31",0,0,24.07,0.83,0]
[null,null,null,"20051230:1744",8713,"2018-12-29T23:59:59.998","2018-12-31",0,0,24.11,1.1000000000000001,0]
[null,null,null,"20051230:1844",8714,"2018-12-30T00:59:59.998","2018-12-31",0,0,24.07,1.38,0]
[null,null,null,"20051230:1944",8715,"2018-12-30T01:59:59.998","2018-12-31",0,0,23.87,1.17,0]
[null,null,null,"20051230:2044",8716,"2018-12-30T02:59:59.998","2018-12-31",0,0,23.88,1.17,0]
[null,null,null,"20051230:2144",8717,"2018-12-30T03:59:59.998","2018-12-31",0,0,23.91,1.24,0]
[null,null,null,"20051230:2244",8718,"2018-12-30T04:59:59.998","2018-12-31",0,0,23.81,1.38,0]
[null,null,null,"20051230:2344",8719,"2018-12-30T05:59:59.998","2018-12-31",97.29,4.79,24.24,1.45,0]
[null,null,null,"20051231:0044",8720,"2018-12-30T06:59:59.998","2018-12-31",242.6,18.43,25.05,1.45,0]
[null,null,null,"20051231:0144",8721,"2018-12-30T07:59:59.998","2018-12-31",482.96,31.72,25.92,1.45,0]
[null,null,null,"20051231:0244",8722,"2018-12-30T08:59:59.998","2018-12-31",675.01,44.27,26.46,1.45,0]
[null,null,null,"20051231:0344",8723,"2018-12-30T09:59:59.998","2018-12-31",743.98,55.22,27.33,1.59,0]
[null,null,null,"20051231:0444",8724,"2018-12-30T10:59:59.998","2018-12-31",802.82,62.53,27.72,1.93,0]
[null,null,null,"20051231:0544",8725,"2018-12-30T11:59:59.998","2018-12-31",726.19,63.03,27.89,2.62,0]
[null,null,null,"20051231:0644",8726,"2018-12-30T12:59:59.998","2018-12-31",865.78,56.42,27.89,2.34,0]
[null,null,null,"20051231:0744",8727,"2018-12-30T13:59:59.998","2018-12-31",706.26,45.78,27.76,2.2799999999999998,0]
[null,null,null,"20051231:0844",8728,"2018-12-30T14:59:59.998","2018-12-31",197.05,33.369999999999997,27.66,2.41,0]
[null,null,null,"20051231:0944",8729,"2018-12-30T15:59:59.998","2018-12-31",27.99,20.14,27.37,2.48,0]
[null,null,null,"20051231:1044",8730,"2018-12-30T16:59:59.998","2018-12-31",13,6.54,26.35,2.14,0]
[null,null,null,"20051231:1144",8731,"2018-12-30T17:59:59.998","2018-12-31",0,0,25.48,1.38,0]
[null,null,null,"20051231:1244",8732,"2018-12-30T18:59:59.998","2018-12-31",0,0,25.14,1.1000000000000001,0]
[null,null,null,"20051231:1344",8733,"2018-12-30T19:59:59.998","2018-12-31",0,0,24.48,0.9,0]
[null,null,null,"20051231:1444",8734,"2018-12-30T20:59:59.998","2018-12-31",0,0,24.24,0.48,0]
[null,null,null,"20051231:1544",8735,"2018-12-30T21:59:59.998","2018-12-31",0,0,24.44,0.83,0]
[null,null,null,"20051231:1644",8736,"2018-12-30T22:59:59.998","2018-12-31",0,0,24.3,1.1000000000000001,0]
[null,null,null,"20051231:1744",8737,"2018-12-30T23:59:59.998","2018-12-31",0,0,23.96,1.03,0]
[null,null,null,"20051231:1844",8738,"2018-12-31T00:59:59.998","2018-12-31",0,0,23.82,0.9,0]
[null,null,null,"20051231:1944",8739,"2018-12-31T01:59:59.998","2018-12-31",0,0,23.8,1.1000000000000001,0]
[null,null,null,"20051231:2044",8740,"2018-12-31T02:59:59.998","2018-12-31",0,0,23.65,0.76,0]
[null,null,null,"20051231:2144",8741,"2018-12-31T03:59:59.998","2018-12-31",0,0,23.66,1.17,0]
[null,null,null,"20051231:2244",8742,"2018-12-31T04:59:59.998","2018-12-31",0,0,23.68,1.24,0]
[null,null,null,"20051231:2344",8743,"2018-12-31T05:59:59.998","2018-12-31",110.84,4.67,23.91,1.31,0]
[null,null,null,"20060101:0044",8744,"2018-12-31T06:59:59.998","2018-12-31",242.62,18.32,24.56,1.86,0]
[null,null,null,"20060101:0144",8745,"2018-12-31T07:59:59.998","2018-12-31",454.37,31.63,25.09,2.2799999999999998,0]
[null,null,null,"20060101:0244",8746,"2018-12-31T08:59:59.998","2018-12-31",600.80999999999995,44.21,25.82,1.93,0]
[null,null,null,"20060101:0344",8747,"2018-12-31T09:59:59.998","2018-12-31",685.83,55.2,26.56,1.17,0]
[null,null,null,"20060101:0444",8748,"2018-12-31T10:59:59.998","2018-12-31",806.85,62.58,27.45,0.28000000000000003,0]
[null,null,null,"20060101:0544",8749,"2018-12-31T11:59:59.998","2018-12-31",909.09,63.16,27.86,0.97,0]
[null,null,null,"20060101:0644",8750,"2018-12-31T12:59:59.998","2018-12-31",882.15,56.58,27.94,1.66,0]
[null,null,null,"20060101:0744",8751,"2018-12-31T13:59:59.998","2018-12-31",315.26,45.94,27.62,2,0]
[null,null,null,"20060101:0844",8752,"2018-12-31T14:59:59.998","2018-12-31",213.11,33.520000000000003,27.23,1.03,0]
[null,null,null,"20060101:0944",8753,"2018-12-31T15:59:59.998","2018-12-31",75.98,20.29,26.25,1.24,0]
[null,null,null,"20060101:1044",8754,"2018-12-31T16:59:59.998","2018-12-31",6,6.68,25.57,1.45,0]
[null,null,null,"20060101:1144",8755,"2018-12-31T17:59:59.998","2018-12-31",0,0,25.06,2.21,0]
[null,null,null,"20060101:1244",8756,"2018-12-31T18:59:59.998","2018-12-31",0,0,24.77,2.83,0]
[null,null,null,"20060101:1344",8757,"2018-12-31T19:59:59.998","2018-12-31",0,0,24.59,2.41,0]
[null,null,null,"20060101:1444",8758,"2018-12-31T20:59:59.998","2018-12-31",0,0,24.42,1.86,0]
[null,null,null,"20060101:1544",8759,"2018-12-31T21:59:59.998","2018-12-31",0,0,24.31,1.86,0]
[null,null,null,"20060101:1644",8760,"2018-12-31T22:59:59.998","2018-12-31",0,0,24.11,1.38,0]
[]
[null,null,null,"G(i): Global irradiance on the inclined plane (plane of the array) (W/m2)"]
[null,null,null,"H_sun: Sun height (degree)"]
[null,null,null,"T2m: 2-m air temperature (degree Celsius)"]
[null,null,null,"WS10m: 10-m total wind speed (m/s)"]
[null,null,null,"Int: 1 means solar radiation values are reconstructed"]
[]
[]
[]
[null,null,null,"PVGIS (c) European Union",null,null,null," 2001-2022"]

{"sheet":"Hourly Loads","index":13,"n_rows":366,"n_cols":30,"rows_kept":366,"cut":false,"hidden":false,"merged":[]}
[null,null,null,"YEAR","MONTH","DAY",1,2,3,4,5,6,7,8,9,10,11,12,13,14,15,16,17,18,19,20,21,22,23,24]
[null,null,null,2018,1,1,11711,11408,11085,10896,10702,10707,10727,10407,11002,11709,12165,12171,11967,11968,12011,11943,11873,11816,12433,13239,13284,13034,12508,12132]
[null,null,null,2018,1,2,11350,11067,10833,10586,10591,11151,11372,12002,13751,14510,14956,14998,14564,14995,15246,15339,15003,14163,14233,15019,14826,14175,13627,11890]
[null,null,null,2018,1,3,12275,11938,11630,11367,11332,11890,11997,12437,14136,14905,15473,15453,15118,15568,15758,15744,15418,14439,14628,15269,15047,14410,13962,12915]
[null,null,null,2018,1,4,12473,12089,11735,11549,11507,12012,12133,12530,14111,14917,15593,15345,15012,15445,15675,15694,15529,14550,14638,15474,15306,14598,14017,13086]
[null,null,null,2018,1,5,12608,12138,11828,11610,11533,11913,11972,12374,13897,14658,15083,14982,14344,14519,14995,15079,15010,14197,14229,15110,14908,14200,13688,13184]
[null,null,null,2018,1,6,12550,12032,11664,11486,11370,11461,11541,11433,12743,13456,14220,14162,13904,14195,14190,14362,14036,13648,13932,14925,14850,14404,13878,13026]
[null,null,null,2018,1,7,12914,12427,12021,11701,11461,11527,11388,10868,11633,12281,12923,12983,12876,13169,13327,13497,13212,12974,13268,14444,14499,14207,13975,13501]
[null,null,null,2018,1,8,12717,12245,11730,11506,11435,11887,11985,12587,14314,15152,15720,15701,15465,15951,16287,16383,16194,15078,14930,15950,15750,15247,14660,13214]
[null,null,null,2018,1,9,13194,12687,12422,12187,12074,12473,12617,12958,14563,15356,15833,15857,15471,15903,16171,16305,16067,15143,14870,15820,15612,15094,14413,13776]
[null,null,null,2018,1,10,13028,12547,12315,12059,11854,12274,12449,12747,14350,15248,16043,15804,15408,15846,16049,16057,15732,14823,14891,15531,15188,14424,13884,13763]
[null,null,null,2018,1,11,12478,12088,11735,11529,11553,11995,12121,12426,14045,14803,15267,15100,14614,15039,15256,15086,14788,14130,14259,14779,14520,13825,13166,13108]
[null,null,null,2018,1,12,11736,11445,11213,11147,11051,11379,11811,12082,13477,14070,14559,14413,13818,13843,14284,14433,14240,13690,13885,14495,14098,13388,12871,12378]
[null,null,null,2018,1,13,11562,11267,10894,10867,10717,10924,11069,11071,12269,12913,13316,13085,12642,12835,12901,12828,12708,12565,13051,13735,13417,13035,12254,12126]
[null,null,null,2018,1,14,11197,10990,10570,10491,10253,10489,10669,10342,10884,11379,11702,11631,11418,11619,11557,11585,11493,11431,12066,13054,13052,12609,12080,11782]
[null,null,null,2018,1,15,10807,10551,10228,10111,10218,10749,11219,11716,13238,13880,14542,14361,14199,14591,14920,14880,14747,14058,14114,14873,14656,13953,13191,11433]
[null,null,null,2018,1,16,11781,11469,11163,11052,10967,11675,11916,12272,13665,14484,15114,14994,14616,15076,15418,15502,15292,14433,14405,15355,15052,14521,13887,12462]
[null,null,null,2018,1,17,12357,11916,11647,11464,11452,11878,12173,12558,13999,14799,15455,15497,15227,15786,16272,16259,16031,14990,14875,15775,15477,14833,14302,13043]
[null,null,null,2018,1,18,12852,12385,12042,11760,11817,12177,12340,12728,14332,15231,15784,15762,15330,15912,16257,16168,15952,15027,14942,15675,15445,14828,14299,13493]
[null,null,null,2018,1,19,12834,12409,12110,11902,11790,12023,12326,12534,14083,14887,15475,15484,15150,15339,16043,15948,15640,14717,14567,15370,15168,14666,14137,13500]
[null,null,null,2018,1,20,12809,12404,11997,11815,11601,11689,11736,11829,12816,13672,14057,14124,13862,14206,14264,14158,13925,13606,13940,14703,14557,14141,13627,13524]
[null,null,null,2018,1,21,12505,12049,11711,11402,11339,11450,11305,10945,11389,11982,12543,12605,12571,12704,12837,12848,12773,12571,12961,14110,14153,13927,13508,13089]
[null,null,null,2018,1,22,12250,11816,11349,11280,11217,11673,11822,12432,14175,15062,15634,15665,15382,16009,16255,16242,16100,14938,14924,15939,15803,15186,14640,12860]
[null,null,null,2018,1,23,13005,12667,12262,12024,12072,12361,12466,12834,14502,15448,16044,15995,15589,16046,16482,16379,15926,15039,14923,15742,15617,14901,14284,13839]
[null,null,null,2018,1,24,12749,12324,12051,11850,11806,12284,12458,12844,14497,15258,15959,15945,15572,16041,16219,16107,15768,14793,14866,15433,15165,14457,13810,13504]
[null,null,null,2018,1,25,12445,12043,11775,11513,11519,12063,12214,12595,14125,14990,15710,15749,15377,16053,16208,16134,15900,14868,14865,15645,15561,14930,14356,13088]
[null,null,null,2018,1,26,13027,12483,12196,11841,11838,12169,12454,12577,14110,14992,15421,15475,15039,15142,15579,15507,15276,14359,14310,15282,14994,14365,13876,13633]
[null,null,null,2018,1,27,12574,12213,11990,11639,11593,11678,11737,11735,12844,13660,14121,14013,13732,14099,14165,14239,14122,13765,13954,15016,14763,14457,14024,13272]
[null,null,null,2018,1,28,12845,12513,12070,11747,11568,11601,11522,11113,11655,12223,12821,12841,12811,13125,13158,13258,13016,12661,12989,14255,14179,13911,13513,13572]
[null,null,null,2018,1,29,12118,11773,11527,11287,11179,11573,11716,12442,14196,15030,15810,15907,15697,16292,16584,16622,16275,15134,14925,15913,15812,15318,14622,12745]
[null,null,null,2018,1,30,13195,12728,12350,12020,12041,12278,12414,12751,14401,15390,16142,16129,15851,16454,16941,17016,16731,15487,15279,16232,15986,15393,14822,13887]
[null,null,null,2018,1,31,13460,13087,12664,12322,12210,12199,12180,11808,12894,13736,14404,14408,14260,14811,15002,15141,14870,14354,14487,15205,15121,14787,14357,14147]
[null,null,null,2018,2,1,13006,12502,12113,11916,11801,12049,12230,12403,14030,14959,15627,15582,15380,15951,16304,16220,15940,14908,14877,15935,15810,15263,14966,13631]
[null,null,null,2018,2,2,13559,13141,12731,12444,12216,12523,12569,12834,14396,15248,15899,15726,15392,15463,15996,16190,15923,15076,14760,15514,15556,14980,14515,14284]
[null,null,null,2018,2,3,13377,12813,12428,12168,12075,11984,12028,11776,12930,13768,14310,14303,14005,14379,14468,14539,14373,13953,13882,15093,15024,14596,14315,13931]
[null,null,null,2018,2,4,13225,12737,12269,12076,11804,11761,11623,10993,11690,12296,12781,12803,12768,13032,13250,13340,13196,12872,13058,14405,14511,14396,14159,13821]
[null,null,null,2018,2,5,12766,12353,11903,11611,11522,11881,12152,12558,14371,15276,15838,15841,15557,16084,16462,16492,16219,15009,14804,15767,15843,15196,14794,13436]
[null,null,null,2018,2,6,13206,12823,12454,12101,11992,12383,12422,12690,14313,15132,15744,15690,15302,15806,16128,16114,15764,14696,14582,15660,15594,15062,14594,14030]
[null,null,null,2018,2,7,13080,12653,12260,12058,11900,12251,12392,12647,14293,15132,15774,15911,15323,15861,16083,16172,15944,14931,14756,15831,15684,15126,14646,13804]
[null,null,null,2018,2,8,13179,12672,12260,12044,12011,12336,12380,12579,14318,15103,15811,15841,15537,16097,16383,16413,16203,15234,14876,15870,15868,15358,14963,13894]
[null,null,null,2018,2,9,13490,12868,12483,12284,12053,12189,12407,12495,13949,14817,15365,15415,15143,15383,16010,16290,16027,15011,14783,15832,15660,15230,14774,14129]
[null,null,null,2018,2,10,13595,13032,12733,12317,11981,12032,11998,11714,12763,13581,14113,14171,13940,14406,14473,14589,14390,13996,13983,15174,15037,14699,14414,14340]
[null,null,null,2018,2,11,13077,12699,12259,11910,11727,11704,11498,10952,11604,12183,12684,12828,12833,13149,13439,13444,13410,13046,13178,14597,14727,14501,14201,13735]
[null,null,null,2018,2,12,12883,12304,11945,11633,11467,11791,12036,12319,14083,15119,15744,15649,15474,15929,16325,16542,16215,15123,14820,15994,15902,15557,15068,13657]
[null,null,null,2018,2,13,13501,12992,12595,12233,12068,12264,12445,12680,14295,15133,15829,15824,15577,16110,16417,16543,16295,15130,14884,15950,15875,15459,15032,14345]
[null,null,null,2018,2,14,13691,13198,12797,12532,12304,12405,12575,12664,14134,14888,15461,15480,15283,15652,15948,15930,15573,14488,14289,15501,15321,14818,14648,14368]
[null,null,null,2018,2,15,13520,12913,12509,12291,11977,11927,12088,11929,12947,13680,14193,14217,14143,14451,14694,14682,14532,13594,13469,14670,14529,14302,14174,14207]
[null,null,null,2018,2,16,13251,12868,12333,12065,11683,11559,11321,10400,10636,10988,11346,11472,11606,11604,11828,11997,12147,12052,12238,13606,13682,13450,13303,13831]
[null,null,null,2018,2,17,12616,12109,11717,11469,11131,11078,10977,10267,10552,11063,11364,11439,11440,11616,11762,11821,11704,11636,11876,13209,13122,12926,12901,13035]
[null,null,null,2018,2,18,12175,11720,11480,11147,10983,10870,10730,10140,10480,11147,11386,11615,11561,11896,12084,12188,12275,12148,12273,13748,13774,13520,13303,12719]
[null,null,null,2018,2,19,12554,12043,11704,11448,11260,11276,11549,11822,13205,14070,14626,14761,14569,15106,15327,15454,15024,14054,13884,14951,14927,14566,14425,13057]
[null,null,null,2018,2,20,13220,12857,12424,12135,11914,12155,12297,12650,14067,15021,15563,15587,15386,15893,16235,16324,15933,14837,14685,15888,15727,15414,15037,13806]
[null,null,null,2018,2,21,13664,13062,12729,12539,12208,12428,12545,12838,14407,15406,15951,15966,15788,16393,16690,16788,16362,15244,14852,16035,16055,15603,15195,14327]
[null,null,null,2018,2,22,13855,13389,12906,12538,12462,12715,12782,12965,14616,15582,16206,16081,15911,16459,16807,16787,16438,15279,15007,16021,15883,15435,15094,14443]
[null,null,null,2018,2,23,13729,13244,12848,12568,12311,12544,12614,12786,14266,15178,15800,15810,15483,15695,16301,16235,15938,14787,14810,15499,15329,14713,14224,14369]
[null,null,null,2018,2,24,13214,12847,12568,12191,12142,12062,12129,11874,12890,13607,14221,14178,13903,14191,14199,14204,13944,13675,13700,14930,14793,14421,14121,13684]
[null,null,null,2018,2,25,13070,12669,12174,11942,11645,11733,11550,11017,11582,12196,12722,12919,12837,13324,13477,13552,13450,12964,13179,14659,14855,14591,14287,13526]
[null,null,null,2018,2,26,13151,12654,12105,11891,11789,12021,12153,12650,14473,15443,16181,16080,15757,16368,16619,16718,16475,15239,14922,16235,16107,15775,15194,13840]
[null,null,null,2018,2,27,13599,13182,12684,12436,12208,12491,12522,12919,14563,15675,16258,16111,15988,16648,16951,17071,16732,15506,15211,16580,16471,15972,15528,14299]
[null,null,null,2018,2,28,13965,13469,13085,12772,12526,12727,12703,12891,14683,15721,16490,16487,16200,16834,17149,17281,17064,15771,15421,16631,16545,16143,15741,14686]
[null,null,null,2018,3,1,14157,13675,13220,12895,12753,12847,12862,13104,14842,15740,16454,16453,16049,16755,17147,17069,16579,15387,15036,16181,16124,15611,15263,14983]
[null,null,null,2018,3,2,13873,13472,13101,12713,12523,12672,12724,12963,14674,15278,16196,16271,15730,16007,16624,16881,16482,15470,15083,16239,16110,15610,15297,14535]
[null,null,null,2018,3,3,14212,13669,13200,12863,12698,12617,12553,12222,13455,14233,14899,14812,14594,14659,14698,14656,14331,13909,14041,14971,14907,14617,14248,14879]
[null,null,null,2018,3,4,13244,12799,12336,11934,11752,11817,11679,11097,11638,12408,13029,13054,13046,13447,13657,13793,13624,13177,13356,14746,14916,14723,14457,13765]
[null,null,null,2018,3,5,13161,12612,12209,12000,11843,12171,12266,12928,14870,15898,16592,16607,16251,16868,17342,17272,16813,15613,15269,16365,16318,15705,15205,13812]
[null,null,null,2018,3,6,13719,13304,12903,12646,12360,12692,12783,13025,14923,15785,16484,16551,16269,16970,17125,17062,16663,15483,15295,16188,16151,15731,15169,14438]
[null,null,null,2018,3,7,13795,13210,12802,12649,12520,12690,12772,13096,14838,15642,16230,16165,15838,16483,16820,16826,16583,15421,15191,16232,16065,15435,14740,14427]
[null,null,null,2018,3,8,13403,12958,12619,12402,12189,12536,12577,12911,14671,15585,16284,16201,16045,16528,16850,16923,16658,15540,15239,16429,16381,15884,15420,13993]
[null,null,null,2018,3,9,14012,13442,13054,12937,12671,12751,12709,13036,14689,15603,16237,16129,15680,15994,16668,16941,16618,15566,15173,16430,16261,15835,15386,14762]
[null,null,null,2018,3,10,14202,13743,13258,13018,12600,12624,12598,12269,13390,14200,14855,14769,14477,14866,14926,14981,14852,14315,14350,15586,15361,15234,14817,14923]
[null,null,null,2018,3,11,13727,13174,12691,12425,12152,12058,11899,11271,11836,12640,13140,13237,13287,13645,13787,13854,13604,13239,13427,14918,15109,15016,14549,14333]
[null,null,null,2018,3,12,13352,12711,12357,12074,11913,12276,12291,12836,14798,15910,16583,16538,16189,16797,17181,17272,16960,15802,15409,16602,16530,16031,15511,13893]
[null,null,null,2018,3,13,13945,13542,13194,12802,12693,12913,12926,13327,15141,16100,16687,16618,16374,17083,17282,17311,16773,15657,15403,16565,16550,16112,15597,14689]
[null,null,null,2018,3,14,14062,13551,13232,12856,12741,13013,12974,13255,15185,16036,16858,16807,16531,17121,17537,17666,17229,16040,15773,17013,16888,16494,15972,14788]
[null,null,null,2018,3,15,14383,13997,13554,13200,12941,13145,13145,13424,15235,16241,16841,16750,16621,17182,17581,17420,17218,16114,15807,16970,16815,16335,15933,15183]
[null,null,null,2018,3,16,14472,13879,13451,13221,12930,13107,13162,13239,14966,15935,16548,16580,16238,16520,16393,16776,16409,15388,15181,16210,16009,15455,15165,15210]
[null,null,null,2018,3,17,13955,13388,13035,12700,12497,12501,12473,12147,13393,14282,14988,14970,14756,15176,15270,15318,14950,14534,14511,15545,15524,15053,14842,14624]
[null,null,null,2018,3,18,13742,13288,12938,12643,12269,12228,12112,11525,12189,12807,13475,13426,13461,13772,13888,14024,13820,13480,13604,14814,14936,14760,14563,14284]
[null,null,null,2018,3,19,13421,13023,12564,12224,12128,12240,12442,13161,15132,16142,16718,16731,16524,17128,17502,17407,16997,15937,15564,16426,16252,15811,15386,14064]
[null,null,null,2018,3,20,13979,13486,13103,12782,12594,12696,12843,13255,15240,16105,16778,16812,16514,17122,17402,17312,16811,15688,15477,16299,16197,15602,15238,14650]
[null,null,null,2018,3,21,13699,13250,12856,12689,12448,12588,12737,13160,14884,16020,16612,16662,16396,16914,17401,17490,17082,15843,15572,16553,16519,15970,15497,14561]
[null,null,null,2018,3,22,14280,13707,13232,12886,12753,12908,13027,13264,15140,16121,16705,16770,16415,17031,17238,17137,16820,15863,15555,16489,16353,15857,15476,14883]
[null,null,null,2018,3,23,14059,13651,13206,12869,12668,12592,12653,12762,14121,15061,15623,15643,15435,15709,16240,16317,16002,15158,14879,15937,15814,15254,15061,14802]
[null,null,null,2018,3,24,13852,13532,13032,12583,12540,12445,12344,12008,13321,14083,14762,14629,14371,14712,14887,15050,14808,14370,14418,15674,15465,15212,15019,14444]
[null,null,null,2018,3,25,13907,13392,12911,12631,12295,12326,12147,11375,12060,12732,13161,13340,13371,13772,13934,13970,13636,13418,13744,14982,15177,14863,14727,14523]
[null,null,null,2018,3,26,13380,12928,12602,12322,12159,12448,12621,13146,15201,16149,16947,16889,16655,17050,17346,17329,16863,15701,15629,16607,16533,15987,15571,14054]
[null,null,null,2018,3,27,13913,13409,13046,12677,12392,12824,13017,13265,15038,15727,16282,15974,15680,16154,16531,16579,16266,15218,15158,16232,16087,15616,15137,14666]
[null,null,null,2018,3,28,13572,13183,12719,12554,12414,12739,12715,13143,14879,15883,16532,16436,16164,16871,17114,17289,16975,15804,15677,16698,16537,16000,15618,14237]
[null,null,null,2018,3,29,14056,13520,13210,12846,12595,12856,12871,13204,15002,15978,16649,16527,16311,16920,17216,17197,16863,15880,15554,16685,16613,16267,15736,14732]
[null,null,null,2018,3,30,14121,13746,13325,13021,12855,12938,12947,13115,14906,15786,16348,16360,16053,16436,17052,17289,16798,15699,15522,16521,16372,15905,15574,14986]
[null,null,null,2018,3,31,14423,13862,13470,13072,12786,12745,12639,12341,13402,14156,14961,15007,14624,15130,15302,15252,14920,14481,14449,15612,15657,15292,14881,15055]
[null,null,null,2018,4,1,13827,13303,12862,12559,12247,12174,12022,11245,11753,12594,13146,13224,13259,13571,13683,13755,13646,13163,13332,14879,15126,14944,14691,14405]
[null,null,null,2018,4,2,13336,12869,12489,12197,12120,12332,12432,13054,14863,15969,16601,16462,16255,16976,17339,17434,17222,15811,15481,16753,16664,16283,15861,14019]
[null,null,null,2018,4,3,14246,13666,13349,12967,12811,12978,13043,13453,15178,16048,16705,16665,16510,17025,17500,17564,16858,15718,15503,16504,16412,16050,15496,15007]
[null,null,null,2018,4,4,14006,13448,13104,12842,12609,12846,12883,13197,14989,16110,16767,16704,16579,17117,17485,17586,17257,16080,15816,16955,16947,16368,15934,14718]
[null,null,null,2018,4,5,14288,13856,13442,13125,12942,13060,13050,13462,15162,16181,16737,16875,16612,17222,17546,17503,17186,16049,15755,16967,16957,16309,15914,15107]
[null,null,null,2018,4,6,14431,13938,13512,13293,12984,13153,13079,13259,15053,15951,16709,16679,16505,17165,17165,17093,16678,15672,15535,16466,16389,15830,15519,15152]
[null,null,null,2018,4,7,14206,13674,13341,12980,12761,12668,12619,12347,13470,14457,14907,14932,14669,15054,15158,15180,14935,14421,14587,15708,15757,15446,15214,14853]
[null,null,null,2018,4,8,14030,13406,12926,12698,12565,12429,12023,11467,12033,12651,13213,13407,13363,13714,13837,13843,13726,13347,13566,14964,15309,15084,14910,14685]
[null,null,null,2018,4,9,13550,13003,12650,12353,12134,12539,12511,13148,15182,16192,16916,16881,16550,17124,17573,17660,17324,16158,15858,17111,17113,16679,16107,14291]
[null,null,null,2018,4,10,14567,13977,13531,13214,13043,13183,13208,13628,15278,16314,16914,16910,16606,17203,17571,17548,17240,15971,15838,16984,16882,16543,16015,15275]
[null,null,null,2018,4,11,14403,13903,13497,13174,12985,13200,13118,13455,15341,16414,17035,17032,16786,17343,17762,17829,17464,16326,15975,17316,17334,16915,16318,15165]
[null,null,null,2018,4,12,14785,14221,13765,13466,13228,13395,13223,13571,15372,16423,17163,17088,16761,17711,17965,17997,17535,16417,16304,17429,17436,16930,16513,15490]
[null,null,null,2018,4,13,14967,14381,13879,13513,13391,13445,13359,13640,15187,16358,16950,16955,16791,17070,17811,17878,17543,16298,16079,17203,16940,16628,16293,15649]
[null,null,null,2018,4,14,14937,14317,13965,13484,13351,13300,12998,12646,13820,14646,15279,15157,14865,15209,15296,15072,14869,14524,14667,15744,15620,15245,14970,15627]
[null,null,null,2018,4,15,13914,13377,13005,12661,12335,12392,11882,11383,12058,12851,13345,13459,13538,13905,14020,14080,13861,13341,13682,15044,15098,14903,14495,14498]
[null,null,null,2018,4,16,13433,12743,12394,12095,11928,12345,12320,13067,14868,15941,16675,16632,16255,16631,16892,16855,16503,15452,15421,16221,16112,15622,15109,14002]
[null,null,null,2018,4,17,13427,13136,12674,12549,12438,12698,12763,13196,15044,15948,16688,16600,16395,16983,17333,17377,16768,15681,15408,16469,16406,15955,15467,14166]
[null,null,null,2018,4,18,13853,13375,12953,12707,12596,12943,12851,13403,15219,16157,16965,16922,16720,17213,17569,17495,17029,15854,15690,16579,16425,15916,15306,14518]
[null,null,null,2018,4,19,13877,13363,13043,12708,12657,12919,12804,13259,15149,16148,16742,16776,16531,17066,17393,17250,16693,15528,15420,16349,16215,15743,15310,14527]
[null,null,null,2018,4,20,13833,13360,13005,12831,12574,12792,12824,13233,14857,15666,16434,16479,16105,16298,16854,16878,16539,15535,15456,16147,16036,15465,14980,14512]
[null,null,null,2018,4,21,13636,13273,12771,12547,12464,12484,12280,12309,13305,14344,15050,15072,14845,15148,15090,15012,14630,14189,14387,15383,15282,14953,14430,14375]
[null,null,null,2018,4,22,13393,12881,12549,12252,12093,12088,11759,11320,12103,12863,13473,13565,13624,13913,14126,14259,14008,13620,13820,15137,15264,15046,14761,14019]
[null,null,null,2018,4,23,13360,12895,12453,12242,12114,12387,12428,13153,15118,16207,16903,16788,16452,16932,17097,17117,16672,15596,15464,16541,16479,15913,15322,14108]
[null,null,null,2018,4,24,13745,13428,12936,12670,12552,12875,12879,13376,15097,15956,16566,16480,16142,16506,17014,17104,16730,15712,15543,16734,16598,16157,15498,14443]
[null,null,null,2018,4,25,13899,13555,13184,12739,12578,12839,12885,13259,15101,16204,16889,16923,16527,17277,17588,17659,17297,16130,16004,17155,17065,16693,16150,14655]
[null,null,null,2018,4,26,14351,13829,13384,12991,12836,13193,13153,13380,15104,16065,16772,16722,16543,17090,17383,17377,17137,16002,15809,16901,16759,16251,15868,15359]
[null,null,null,2018,4,27,14352,13846,13397,13124,12932,13165,13003,13339,15131,16156,16682,16722,16278,16597,17201,17185,16890,15900,15601,16393,16099,15690,15257,15085]
[null,null,null,2018,4,28,14024,13675,13215,12950,12709,12760,12503,12315,13631,14558,15209,15215,15075,15558,15653,15693,15520,14863,14856,16068,15988,15558,15306,14653]
[null,null,null,2018,4,29,14259,13771,13334,13008,12719,12625,12179,11654,12521,13281,13841,14026,14005,14293,14589,14601,14560,14042,14380,15691,15869,15780,15575,14912]
[null,null,null,2018,4,30,14216,13712,13216,12923,12735,12737,12530,13209,15167,16101,16655,16562,16263,16618,16629,16522,16252,15221,14988,16092,15996,15307,15048,14919]
[null,null,null,2018,5,1,13776,13308,12900,12653,12433,12251,11736,11040,11422,12029,12512,12696,12831,13039,13213,13163,13053,12837,13373,14386,14536,14366,14175,14432]
[null,null,null,2018,5,2,12849,12395,12060,11771,11701,12062,12009,12994,14836,15769,16623,16564,16287,16904,17228,17446,17069,15798,15738,16569,16513,16032,15451,13452]
[null,null,null,2018,5,3,13949,13384,13036,12755,12679,13039,12961,13485,15276,16226,16997,17042,16674,17331,17467,17294,16987,15927,15689,16707,16555,15944,15462,14715]
[null,null,null,2018,5,4,13908,13466,13100,12731,12550,12708,12559,12988,14800,15844,16376,16446,16094,16391,17176,17360,16893,15866,15628,16638,16426,15872,15660,14707]
[null,null,null,2018,5,5,14468,13831,13508,13140,12944,12821,12602,12424,13837,14747,15300,15365,15201,15605,15492,15453,15098,14503,14670,15641,15621,15364,14983,15032]
[null,null,null,2018,5,6,13921,13307,12970,12608,12496,12420,12044,11786,12424,13290,13881,13846,13978,14401,14456,14630,14227,13966,14119,15377,15468,15430,15078,14501]
[null,null,null,2018,5,7,13862,13316,12921,12558,12407,12569,12512,13276,15433,16357,17131,17055,16752,17382,17632,17735,17386,16148,15880,16789,16682,16214,15739,14507]
[null,null,null,2018,5,8,14315,13837,13557,13181,12915,13034,12805,13531,15183,16189,16842,16851,16540,17281,17606,17736,17360,15966,15626,16730,16532,15915,15621,14945]
[null,null,null,2018,5,9,14520,13876,13599,13263,12938,12780,12089,11211,11462,11986,12416,12620,12750,13164,13351,13492,13547,13333,13877,15225,15253,14943,14955,15132]
[null,null,null,2018,5,10,14144,13659,13213,12780,12470,12459,12206,12261,13360,14272,14891,14887,14870,15321,15591,15510,15134,14676,14891,15981,15994,15618,15378,14610]
[null,null,null,2018,5,11,14096,13624,13114,12961,12773,12713,12451,12235,13061,13935,14473,14644,14542,14826,15229,15332,15183,14754,14765,16137,16026,15654,15442,14843]
[null,null,null,2018,5,12,14399,13880,13376,13072,12814,12814,12440,12318,13552,14467,15038,15016,14909,15197,15294,15318,15004,14479,14608,15621,15499,15123,14980,14985]
[null,null,null,2018,5,13,13967,13419,12819,12592,12359,12170,11762,11443,11915,12424,12923,12986,12939,13196,13253,13341,13238,13047,13443,14843,14939,14913,14645,14464]
[null,null,null,2018,5,14,13301,12918,12482,12167,11986,12308,12319,13126,15139,16182,16986,16994,16606,17218,17611,17710,17274,16027,15869,16819,16699,16187,15780,14101]
[null,null,null,2018,5,15,14262,13896,13417,13061,12925,13208,12974,13623,15335,16268,16964,16939,16544,16920,17093,17063,16805,15759,15575,16648,16529,15996,15584,14948]
[null,null,null,2018,5,16,13987,13550,13145,12987,12806,12987,12999,13394,15254,16264,16879,16754,16412,16866,16957,16854,16410,15347,15231,16224,15950,15675,15059,14796]
[null,null,null,2018,5,17,13726,13259,12905,12757,12889,12837,12532,12920,14606,15485,16104,16059,15845,16431,16633,16624,16100,15380,15318,16052,16077,15836,15332,14529]
[null,null,null,2018,5,18,13831,13407,13047,12888,12991,13005,12651,13132,14890,15735,16454,16346,16032,16310,16847,16615,16030,15194,15165,15621,15786,15303,14947,14531]
[null,null,null,2018,5,19,13934,13413,13015,12878,12858,12711,12259,12181,13401,14262,14951,14871,14663,15216,15403,15243,14964,14729,14752,15228,15256,14962,14683,14520]
[null,null,null,2018,5,20,13485,12963,12675,12484,12465,12344,11806,11405,12059,12761,13298,13447,13477,13808,13953,13915,13674,13582,13980,14950,15316,15186,14944,14229]
[null,null,null,2018,5,21,13516,13035,12744,12507,12598,12676,12615,13485,15373,16395,17018,16850,16604,17368,17482,17350,16676,15874,15711,16398,16456,16296,15832,14219]
[null,null,null,2018,5,22,14240,13758,13422,13140,13207,13278,13038,13705,15509,16437,16940,16821,16602,17108,17311,17202,16459,15786,15652,16244,16414,16067,15585,15074]
[null,null,null,2018,5,23,14119,13621,13198,13046,13186,13122,12872,13480,15248,16102,16779,16645,16256,16600,16730,16652,16070,15464,15504,15871,16062,15655,15237,14764]
[null,null,null,2018,5,24,13753,13270,12859,12677,12837,12971,12779,13293,15021,15975,16402,16373,16294,16841,17027,17116,16564,15929,15600,16364,16442,16097,15533,14407]
[null,null,null,2018,5,25,14089,13758,13295,12961,13015,13020,12829,13364,14923,15734,16327,16347,16104,16415,16999,17145,16531,15720,15550,16153,16249,16081,15632,14948]
[null,null,null,2018,5,26,14479,13849,13386,13173,13159,12890,12453,12394,13721,14652,15037,15022,14679,15005,14907,14752,14661,14403,14467,14883,15108,14898,14440,15061]
[null,null,null,2018,5,27,13471,12918,12598,12323,12368,12299,11823,11454,11981,12637,13086,13081,13104,13453,13606,13729,13537,13441,13888,14634,14873,14871,14471,14040]
[null,null,null,2018,5,28,13275,12805,12385,12316,12354,12441,12412,13187,15018,15800,16445,16361,16130,16787,17064,17120,16448,15758,15477,16183,16272,15964,15506,13962]
[null,null,null,2018,5,29,14140,13605,13268,12975,12945,12748,12425,12143,13172,13984,14592,14517,14405,14799,14826,14718,14562,14519,14653,15487,15718,15569,15189,14794]
[null,null,null,2018,5,30,13752,13361,12998,12914,12822,13015,12645,13568,15212,16069,16638,16611,16384,16967,17143,16905,16356,15546,15617,15943,16123,15849,15364,14496]
[null,null,null,2018,5,31,13965,13419,13063,12822,12829,12889,12916,13463,14996,15923,16485,16427,16102,16696,16791,16642,16119,15494,15446,15749,15972,15613,15204,14560]
[null,null,null,2018,6,1,13737,13361,12896,12771,12797,12903,12679,13047,14488,15267,15822,15797,15462,15766,16329,16368,16052,15379,15290,15681,15890,15628,15316,14362]
[null,null,null,2018,6,2,14127,13485,13121,12945,12860,12687,12216,11899,12917,13633,14154,14083,13995,14448,14667,14786,14685,14506,14540,15362,15565,15341,15122,14745]
[null,null,null,2018,6,3,14070,13694,13253,12954,12907,12576,11923,11664,12184,12975,13560,13469,13595,13988,14191,14322,14188,14091,14210,15245,15749,15708,15499,14805]
[null,null,null,2018,6,4,14159,13482,13153,12880,12785,12996,12750,13556,15474,16284,16913,16853,16609,17281,17580,17634,17066,16137,15869,16656,16853,16574,16126,14754]
[null,null,null,2018,6,5,14705,14260,13812,13593,13433,13521,13163,13698,15537,16547,17116,17053,16851,17620,17861,17731,17302,16447,16215,16803,17158,16864,16526,15479]
[null,null,null,2018,6,6,14905,14351,13994,13769,13735,13564,13212,13756,15569,16523,17202,17165,16944,17668,17977,18010,17384,16579,16252,16963,17266,16885,16531,15790]
[null,null,null,2018,6,7,15081,14421,14145,13904,13766,13689,13408,13923,15665,16488,17143,17034,16948,17598,17862,17872,17400,16502,16134,16902,17087,16883,16540,15877]
[null,null,null,2018,6,8,15159,14662,14242,13846,13762,13607,13406,13674,15154,15847,16595,16599,16240,16501,17185,17208,16871,15947,15758,16422,16594,16256,15963,15913]
[null,null,null,2018,6,9,14846,14274,13800,13472,13395,13132,12723,12515,13549,14661,15171,15142,14993,15374,15589,15724,15490,15086,14968,15707,16007,15840,15694,15387]
[null,null,null,2018,6,10,14710,14124,13664,13461,13267,12963,12284,11947,12719,13293,13924,13980,14124,14393,14561,14609,14498,14275,14394,15271,15669,15713,15460,15236]
[null,null,null,2018,6,11,14458,14005,13565,13191,13062,12953,12912,13758,15587,16627,17211,17141,17022,17613,17859,17891,17248,16256,15979,16667,16910,16814,16476,15085]
[null,null,null,2018,6,12,15139,14670,14190,13967,13764,13567,13451,14069,15722,16659,17235,17223,17043,17635,17838,17876,17213,16310,16023,16660,17036,16766,16515,15856]
[null,null,null,2018,6,13,15241,14607,14234,14021,13768,13676,13266,13730,15239,16192,16666,16503,16132,16319,16369,16241,15740,15010,14734,15514,15628,15393,14876,15856]
[null,null,null,2018,6,14,13644,13109,12807,12451,12256,12141,11822,11874,13091,13974,14512,14484,14413,14730,14777,14730,14368,13715,13519,14253,14531,14271,14062,14438]
[null,null,null,2018,6,15,13122,12515,11982,11551,11185,11126,10931,10281,10192,10406,10525,10571,10803,11122,11146,11214,11425,11272,11618,12859,12902,12747,12664,13655]
[null,null,null,2018,6,16,11998,11516,11174,10867,10620,10564,10375,9904,10132,10676,10953,10987,11095,11247,11351,11440,11517,11506,11897,13081,13036,12932,12817,12407]
[null,null,null,2018,6,17,12112,11680,11264,10917,10712,10585,10289,9892,10164,10660,10944,10967,10995,11129,11255,11236,11340,11360,11838,12981,13039,12840,12584,12524]
[null,null,null,2018,6,18,11878,11447,10989,10706,10510,10610,10731,11186,12553,13359,13856,13856,13605,14038,14198,14312,14110,13423,13480,14539,14528,14049,13698,12344]
[null,null,null,2018,6,19,12628,12161,11866,11466,11428,11452,11600,11986,13687,14512,15006,14949,14695,15078,15276,15398,15177,14290,14325,15329,15213,14682,14390,13117]
[null,null,null,2018,6,20,13316,12846,12409,12156,12007,12168,12084,12646,14354,15167,15764,15654,15435,16045,16226,16423,16090,15119,15007,15857,15845,15399,15069,13914]
[null,null,null,2018,6,21,13935,13553,13142,12846,12539,12567,12619,13131,14792,15741,16395,16455,16262,16764,17022,16959,16794,15742,15479,16341,16263,15690,15388,14466]
[null,null,null,2018,6,22,14146,13665,13331,13011,12854,12873,12797,13101,14622,15600,16304,16222,15978,16249,16858,16948,16666,15514,15279,16093,16017,15353,15158,14748]
[null,null,null,2018,6,23,14140,13695,13203,12880,12447,12420,12351,12173,13399,14172,14659,14483,14138,14292,14247,14096,13970,13562,13843,14702,14670,14172,13803,14757]
[null,null,null,2018,6,24,12938,12464,12055,11799,11596,11517,11360,11041,11841,12494,12931,13255,13220,13420,13548,13518,13384,13095,13488,14688,14783,14453,14146,13479]
[null,null,null,2018,6,25,12777,12258,11943,11626,11515,11921,11951,12695,14477,15420,16076,15959,15731,16359,16594,16611,16175,15135,15060,15723,15601,15045,14520,13517]
[null,null,null,2018,6,26,13077,12899,12610,12163,12079,12410,12504,12953,14514,15228,15766,15801,15486,16018,16380,16522,16173,15143,15003,15988,15917,15400,15046,13736]
[null,null,null,2018,6,27,13651,13174,12842,12616,12405,12628,12685,13053,14629,15489,16011,15945,15607,16183,16401,16500,16222,15260,15119,16039,15998,15529,15154,14227]
[null,null,null,2018,6,28,13635,13103,12822,12433,12341,12604,12603,12973,14796,15698,16351,16336,16026,16628,16950,16929,16739,15672,15431,16533,16285,15896,15470,14369]
[null,null,null,2018,6,29,14128,13709,13146,12829,12708,12673,12709,12961,14436,15330,15788,15636,15016,15054,15530,15641,15459,14686,14665,15482,15230,14698,14384,14824]
[null,null,null,2018,6,30,13183,12757,12395,12155,11984,12014,12019,11786,13126,14069,14613,14646,14343,14709,14807,14924,14677,14243,14247,15477,15432,15042,14745,13738]
[null,null,null,2018,7,1,13932,13311,12953,12525,12174,12171,11746,11416,11858,12573,13076,13071,12922,13143,13246,13238,13160,12931,13294,14553,14680,14456,14138,14358]
[null,null,null,2018,7,2,12938,12370,12062,11796,11565,11908,12069,12569,14253,15221,15958,15878,15637,16233,16465,16505,16272,15332,15099,16129,15966,15456,15030,13613]
[null,null,null,2018,7,3,13561,13122,12725,12471,12331,12631,12761,13106,14758,15735,16301,16092,15772,16312,16529,16626,16267,15374,15227,16162,16056,15559,15061,14216]
[null,null,null,2018,7,4,13577,13126,12739,12369,12364,12723,12685,13016,14879,15800,16452,16482,16175,16853,17114,17204,16846,15774,15542,16529,16449,15965,15524,14287]
[null,null,null,2018,7,5,13722,13343,12932,12582,12519,12778,12866,13003,14792,15855,16513,16426,16212,16711,17115,17076,16848,15781,15549,16630,16624,16147,15713,14617]
[null,null,null,2018,7,6,14428,13935,13545,13278,13221,13279,13062,13040,14524,15378,15929,15923,15538,15766,16245,16366,16210,15277,15071,16221,16050,15592,15362,15071]
[null,null,null,2018,7,7,14184,13619,13128,12915,12636,12607,12422,12138,13325,14242,14898,14896,14667,15036,15027,15039,14782,14404,14477,15718,15526,15273,15141,14816]
[null,null,null,2018,7,8,14064,13621,13028,12724,12540,12449,12107,11596,12164,12944,13534,13516,13478,13708,13822,13816,13640,13392,13571,15053,15302,15050,14793,14735]
[null,null,null,2018,7,9,13537,12972,12616,12329,12102,12386,12562,13116,15009,16070,16666,16527,16310,16727,16867,16823,16435,15488,15274,16191,16161,15597,15190,14199]
[null,null,null,2018,7,10,13678,13186,12866,12630,12381,12727,12903,13329,15051,15859,16462,16367,16050,16509,16645,16703,16346,15405,15321,16284,16145,15775,15309,14489]
[null,null,null,2018,7,11,13787,13332,13015,12721,12655,12953,13039,13344,15020,15985,16450,16454,16162,16725,16895,17028,16661,15658,15570,16722,16577,16062,15727,14466]
[null,null,null,2018,7,12,14217,13658,13418,13036,12897,13209,13175,13540,15221,16104,16765,16775,16304,16951,17216,17227,17089,15894,15729,16890,16886,16230,15855,14906]
[null,null,null,2018,7,13,14344,13915,13377,13110,13087,13277,13147,13378,15101,16076,16626,16629,16300,16436,17117,17191,16989,15824,15517,16657,16612,16200,15832,15138]
[null,null,null,2018,7,14,14621,14130,13621,13213,12963,12885,12753,12403,13443,14274,14855,14793,14526,14935,14999,15061,14862,14430,14510,15744,15662,15370,15301,15270]
[null,null,null,2018,7,15,14188,13637,13267,12911,12484,12449,12229,11687,12282,12905,13396,13586,13553,13835,14135,14179,13933,13625,13749,15324,15663,15390,15314,14816]
[null,null,null,2018,7,16,14053,13514,13003,12703,12463,12776,12787,13227,15306,16331,17085,16987,16737,17310,17673,17736,17476,16165,15769,17080,17215,16751,16493,14818]
[null,null,null,2018,7,17,14893,14313,13985,13584,13378,13348,13379,13720,15678,16582,17174,17136,16831,17436,17840,17827,17553,16238,15915,17196,17178,16771,16448,15584]
[null,null,null,2018,7,18,14866,14384,13947,13587,13355,13556,13498,13774,15585,16494,17221,17171,16705,17262,17669,17750,17399,16266,15940,17258,17316,16801,16462,15719]
[null,null,null,2018,7,19,14743,14250,13865,13532,13357,13432,13440,13770,15577,16652,17305,17249,16913,17556,17900,17826,17516,16369,16038,17340,17388,16771,16339,15808]
[null,null,null,2018,7,20,14726,14329,13870,13531,13340,13423,13311,13506,15258,16229,16839,16841,16465,16657,17266,17365,17087,16062,15644,16750,16595,16155,15793,15578]
[null,null,null,2018,7,21,14591,14152,13704,13296,13111,13029,12862,12671,13804,14630,15201,15119,14822,15170,15358,15473,15284,14686,14772,16058,16020,15828,15743,15332]
[null,null,null,2018,7,22,14618,14032,13555,13262,12839,12879,12644,11894,12456,13100,13522,13688,13755,13925,14089,14131,14081,13605,13834,15367,15665,15521,15286,15115]
[null,null,null,2018,7,23,13870,13394,13055,12631,12562,12672,12833,13376,15409,16460,17273,17094,16773,17274,17571,17623,17362,16029,15888,16929,17018,16467,16053,14560]
[null,null,null,2018,7,24,14391,13992,13577,13220,13062,13369,13316,13695,15548,16456,17240,17184,16809,17330,17693,17783,17208,15895,15757,16714,16658,16150,15656,15230]
[null,null,null,2018,7,25,14269,13747,13489,13200,12973,13215,13268,13617,15181,16135,16812,16730,16435,17091,17494,17573,17217,16041,15771,16969,16980,16446,15995,15013]
[null,null,null,2018,7,26,14396,13899,13513,13155,12911,13152,13136,13544,15354,16330,16905,16993,16752,17327,17772,17905,17525,16264,15995,17110,17106,16660,16327,15225]
[null,null,null,2018,7,27,14828,14349,13922,13487,13282,13398,13326,13438,15179,15998,16735,16753,16290,16418,16860,16895,16660,15705,15473,16603,16462,15962,15664,15656]
[null,null,null,2018,7,28,14511,14062,13705,13301,12951,13058,12856,12453,13663,14642,15150,15114,14778,15170,15202,15185,14971,14514,14715,15734,15644,15344,15154,15128]
[null,null,null,2018,7,29,14059,13487,13113,12847,12581,12489,12177,11555,12214,12889,13479,13486,13668,13813,14033,14121,13852,13604,13867,15134,15262,15224,14999,14592]
[null,null,null,2018,7,30,13604,13043,12678,12285,12153,12410,12506,13107,14720,15621,16104,16056,15894,16420,16877,16953,16636,15522,15380,16477,16416,15976,15518,14306]
[null,null,null,2018,7,31,13936,13463,13353,12999,12891,13030,13206,13504,15123,16096,16776,16710,16365,16975,17264,17311,16943,15836,15814,16568,16430,15853,15309,14730]
[null,null,null,2018,8,1,13921,13443,13120,12752,12633,12831,13014,13359,14988,15827,16459,16342,16087,16695,16751,16877,16436,15415,15201,16033,15890,15345,14830,14591]
[null,null,null,2018,8,2,13471,13007,12740,12492,12373,12680,12819,13319,14894,15583,16198,15978,15461,15964,16343,16459,16199,15252,15155,16320,16145,15608,15168,14124]
[null,null,null,2018,8,3,13762,13315,12926,12582,12509,12715,12783,12943,14661,15553,16329,16311,15919,16292,16809,16915,16674,15638,15400,16581,16539,16107,15718,14558]
[null,null,null,2018,8,4,14464,13936,13374,13106,12829,12868,12690,12429,13643,14675,15182,15213,14989,15396,15464,15481,15342,14871,14918,16076,15979,15673,15419,15051]
[null,null,null,2018,8,5,14230,13859,13330,12983,12681,12679,12399,11901,12375,13180,13599,13741,13761,13987,14165,14330,14193,13805,13914,15424,15651,15620,15366,14922]
[null,null,null,2018,8,6,13917,13402,13025,12765,12525,12867,12952,13429,15404,16372,17112,17039,16678,17294,17555,17668,17392,16208,15903,17070,17157,16688,16235,14612]
[null,null,null,2018,8,7,14636,14185,13814,13445,13172,13417,13444,13685,15449,16464,17094,16942,16648,17300,17606,17799,17365,16174,15994,17148,17140,16606,16174,15342]
[null,null,null,2018,8,8,14477,13913,13453,13197,12979,13189,13337,13675,15321,16279,16926,16839,16473,17007,17338,17350,16917,15877,15805,16902,16862,16390,15939,15278]
[null,null,null,2018,8,9,14350,13947,13573,13281,13140,13254,13437,13815,15442,16272,16833,16863,16475,17116,17353,17336,16862,15874,15771,16966,16884,16373,15936,15145]
[null,null,null,2018,8,10,14388,13880,13497,13202,12945,13078,13243,13459,15210,15946,16720,16662,16181,16417,17133,17380,17085,15958,15661,16844,16703,16186,15973,15113]
[null,null,null,2018,8,11,14897,14208,13633,13347,13138,13100,12929,12670,13949,14710,15279,15457,15141,15531,15556,15582,15461,14828,14819,16160,16093,15790,15567,15337]
[null,null,null,2018,8,12,14225,13693,13387,12900,12757,12771,12383,11677,12386,13186,13657,13765,13816,14187,14435,14363,14358,13705,13928,15444,15794,15577,15362,15042]
[null,null,null,2018,8,13,14060,13499,12955,12809,12388,12795,12854,13430,15412,16547,17254,17217,16944,17518,17611,17704,17798,16414,16033,17412,17486,17006,16607,14743]
[null,null,null,2018,8,14,14996,14430,14163,13769,13472,13620,13533,13950,15723,16670,17390,17324,16988,17614,17703,17792,17882,16561,16195,17586,17547,17075,16758,15698]
[null,null,null,2018,8,15,15192,14705,14179,13812,13703,13760,13653,13959,15701,16773,17550,17508,17261,17845,17888,17901,17913,16505,16364,17716,17707,17208,16815,15975]
[null,null,null,2018,8,16,15211,14798,14249,13967,13634,13699,13644,13979,15836,16794,17594,17561,17249,17900,17801,17702,17603,16465,16291,17440,17487,16994,16568,16070]
[null,null,null,2018,8,17,15191,14625,14080,13878,13641,13692,13542,13775,15352,16326,16791,16843,16375,16689,17249,17390,17212,16108,15842,17084,16898,16542,16188,15961]
[null,null,null,2018,8,18,14953,14517,13998,13722,13358,13367,13087,12959,14038,14895,15390,15254,14936,15362,15522,15635,15382,14896,15103,16272,16182,15911,15640,15562]
[null,null,null,2018,8,19,14597,14077,13719,13227,13050,12899,12623,12066,12723,13402,13978,13949,13990,14266,14387,14428,14276,13841,14238,15547,15578,15401,15229,15241]
[null,null,null,2018,8,20,14231,13573,13062,12845,12599,12636,12823,13370,15383,16334,16986,16988,16876,17398,17618,17676,17430,16205,15910,17146,16986,16567,16242,14744]
[null,null,null,2018,8,21,14870,14410,13957,13579,13332,13290,13253,13673,15370,16311,16896,16821,16453,17008,17291,17311,16831,15580,15322,16213,16100,15639,15284,15553]
[null,null,null,2018,8,22,14196,13612,13155,12837,12638,12373,12016,11442,11454,11896,12127,12237,12304,12532,12628,12651,12718,12618,12947,14008,14012,13792,13647,14886]
[null,null,null,2018,8,23,12608,12298,11961,11733,11494,11592,11784,12452,14087,14997,15496,15483,15219,15774,16093,16175,16058,15110,14963,16153,15925,15489,15188,13228]
[null,null,null,2018,8,24,14045,13520,13066,12909,12586,12680,12740,13012,14736,15587,16273,16299,15885,16168,16823,16948,16557,15526,15338,16379,16287,15813,15396,14655]
[null,null,null,2018,8,25,14202,13599,13202,12829,12667,12707,12518,12395,13600,14561,15153,15087,14883,15200,15445,15484,15190,14749,14756,16016,15971,15548,15334,14810]
[null,null,null,2018,8,26,14393,13833,13389,12996,12825,12808,12446,11876,12476,13242,13817,13926,14051,14286,14449,14576,14380,14096,14153,15703,15925,15761,15534,14938]
[null,null,null,2018,8,27,14231,13573,13062,12845,12599,12636,12823,13370,15383,16334,16986,16988,16876,17398,17618,17676,17430,16205,15910,17146,16986,16567,16242,14744]
[null,null,null,2018,8,28,14870,14410,13957,13579,13332,13290,13253,13673,15370,16311,16896,16821,16453,17008,17291,17311,16831,15580,15322,16213,16100,15639,15284,15553]
[null,null,null,2018,8,29,14196,13612,13155,12837,12638,12373,12016,11442,11454,11896,12127,12237,12304,12532,12628,12651,12718,12618,12947,14008,14012,13792,13647,14886]
[null,null,null,2018,8,30,12608,12298,11961,11733,11494,11592,11784,12452,14087,14997,15496,15483,15219,15774,16093,16175,16058,15110,14963,16153,15925,15489,15188,13228]
[null,null,null,2018,8,31,14555,14035,13608,13260,12976,12814,12352,11400,11711,12276,12706,13017,12999,12998,13059,12982,13023,12937,13373,14663,14556,14341,14219,15148]
[null,null,null,2018,9,1,13293,12864,12397,12128,11904,11818,11911,11708,12787,13641,14211,14208,14151,14586,14860,14936,14591,14104,14252,15120,15235,14876,14698,13777]
[null,null,null,2018,9,2,13589,13189,12752,12421,12189,12058,11947,11355,11989,12737,13207,13342,13216,13548,13606,13376,13168,12955,13362,14710,14867,14485,14073,14194]
[null,null,null,2018,9,3,12982,12370,12062,11787,11753,12103,12271,12967,14872,15831,16566,16660,16179,16880,17259,17297,16887,15730,15512,16463,16308,15907,15333,13459]
[null,null,null,2018,9,4,14001,13446,13034,12790,12601,12959,12996,13377,14933,15799,16504,16475,16179,16698,16945,17046,16664,15596,15417,16451,16267,15809,15282,14623]
[null,null,null,2018,9,5,13694,13263,12782,12541,12591,12947,12884,13181,15054,15930,16650,16744,16423,17022,17399,17299,16910,15927,15853,16962,16811,16246,15948,14469]
[null,null,null,2018,9,6,14403,13848,13537,13187,13011,13281,13301,13623,15544,16389,16812,16580,16105,16436,16670,16527,16227,15407,15531,16324,16160,15603,15147,15170]
[null,null,null,2018,9,7,13598,13279,12916,12616,12476,12814,12916,13201,14813,15702,16482,16287,15650,15598,16078,16152,15903,15133,15141,15863,15474,14978,14433,14387]
[null,null,null,2018,9,8,13262,12898,12539,12336,12263,12191,12205,12075,13322,14075,14649,14605,14140,14402,14304,14293,14116,13787,14067,14996,14746,14303,14012,13874]
[null,null,null,2018,9,9,12894,12459,12186,11872,11714,11757,11441,10844,11326,11870,12281,12282,12221,12484,12548,12517,12518,12482,13044,14182,13974,13905,13593,13359]
[null,null,null,2018,9,10,12520,12214,11770,11474,11351,11370,11266,11035,11742,12458,13024,13064,13063,13226,13250,13157,13065,12840,13427,14412,14281,13898,13585,13088]
[null,null,null,2018,9,11,12609,12281,11928,11637,11554,11620,11616,11546,12633,13372,13994,14023,13853,14219,14386,14513,14321,14019,14420,15250,15390,14965,14530,13250]
[null,null,null,2018,9,12,13031,12718,12371,12115,12069,12346,12537,13049,14865,15842,16480,16401,16189,16797,17038,17062,16441,15669,15575,16595,16463,15750,15359,13753]
[null,null,null,2018,9,13,13862,13400,13057,12645,12531,12910,12954,13291,15000,15868,16539,16376,16154,16672,16981,17026,16682,15732,15603,16585,16405,15845,15281,14516]
[null,null,null,2018,9,14,13894,13403,13066,12780,12541,12885,12836,13231,14785,15806,16385,16373,15914,16063,16571,16593,16338,15471,15445,16210,15887,15307,14931,14673]
[null,null,null,2018,9,15,13779,13360,12922,12713,12507,12410,12412,12148,13359,14255,14825,14811,14351,14798,14800,14820,14454,14197,14582,15390,15006,14608,14431,14477]
[null,null,null,2018,9,16,13311,12832,12407,12199,12006,12022,11745,11049,11557,12200,12597,12627,12419,12582,12544,12598,12484,12488,13052,14053,13944,13657,13321,13843]
[null,null,null,2018,9,17,12265,11938,11606,11326,11212,11362,11325,11061,11910,12734,13277,13369,13205,13526,13537,13596,13395,13133,13646,14887,14917,14540,14265,12777]
[null,null,null,2018,9,18,12899,12420,12012,11622,11786,12169,12402,12949,14729,15320,15865,15728,15385,15852,16282,16314,16129,15135,15222,16046,15810,15121,14633,13488]
[null,null,null,2018,9,19,13131,12860,12488,12263,12180,12465,12578,13167,14838,15786,16499,16515,16170,16698,17102,17080,16607,15683,15601,16206,16093,15406,14871,13896]
[null,null,null,2018,9,20,13295,13003,12605,12360,12214,12687,12624,13192,14861,15795,16317,16311,16058,16762,17213,17187,16760,15768,15742,16281,16010,15387,14905,14019]
[null,null,null,2018,9,21,13524,12924,12684,12465,12334,12566,12683,13045,14579,15599,16249,16254,15738,16068,16556,16504,15982,15123,15123,15826,15584,15041,14435,14086]
[null,null,null,2018,9,22,13313,12890,12547,12326,12076,12251,12134,12165,13408,14345,15000,14828,14596,14951,14885,14874,14527,14140,14543,15422,15167,14718,14452,13849]
[null,null,null,2018,9,23,13309,12869,12496,12256,12015,12075,11644,11497,12142,12850,13504,13586,13583,13930,14001,14007,13592,13325,13738,15032,15044,14817,14531,13863]
[null,null,null,2018,9,24,13204,12649,12342,12079,11936,12225,12302,13106,15054,15960,16724,16755,16449,17025,17558,17650,17261,16097,15918,16850,16719,16271,15736,13829]
[null,null,null,2018,9,25,14312,13911,13536,13144,12996,13121,13142,13643,15364,16461,17026,17028,16669,17274,17524,17626,17189,16046,16085,16902,16598,16306,15854,15056]
[null,null,null,2018,9,26,14209,13751,13460,13079,12864,13186,13056,13597,15427,16377,17013,16910,16599,17240,17595,17581,17055,15922,16029,16720,16556,15907,15598,15011]
[null,null,null,2018,9,27,13827,13449,13128,12885,12767,13050,12995,13514,15363,16314,16991,16983,16626,17282,17506,17303,16650,15810,15878,16584,16503,15935,15497,14629]
[null,null,null,2018,9,28,14121,13465,13152,12807,12682,12912,12858,13223,14907,15853,16432,16499,16025,16324,16983,17230,16818,15870,16065,16649,16328,15927,15597,14824]
[null,null,null,2018,9,29,14389,13763,13374,13030,12809,12797,12578,12417,13649,14515,15213,15137,14931,15375,15349,15481,15153,14726,15122,16061,15875,15694,15310,15320]
[null,null,null,2018,9,30,14316,13698,13255,12901,12762,12662,12198,11766,12270,12925,13590,13795,13800,14118,14335,14381,14105,13861,14305,15319,15522,15490,15158,14820]
[null,null,null,2018,10,1,13733,13319,12974,12667,12478,12635,12699,13446,15456,16590,17172,17121,16857,17412,17559,17476,17086,15905,15976,16793,16734,16359,15799,14513]
[null,null,null,2018,10,2,14171,13692,13361,13027,12914,13103,13047,13651,15466,16461,17088,16877,16591,17273,17635,17566,17222,16051,16030,16652,16452,15956,15501,15047]
[null,null,null,2018,10,3,14022,13475,13250,12875,12752,13147,12987,13438,15416,16384,17034,17078,16728,17312,17623,17683,17162,16105,16228,16904,16625,16171,15562,14720]
[null,null,null,2018,10,4,14085,13661,13347,13001,12912,13074,13079,13589,15370,16299,16947,16878,16432,16993,17183,17241,16663,15873,16111,16735,16550,15998,15587,14742]
[null,null,null,2018,10,5,14094,13593,13218,13018,12897,13045,12873,13305,15041,16046,16622,16639,16190,16571,17232,17377,16912,15927,16123,16791,16487,16098,15714,14822]
[null,null,null,2018,10,6,14403,13930,13539,13165,12953,12930,12758,12557,13844,14757,15165,15204,15040,15325,15373,15473,15234,14740,15245,15719,15537,15364,15041,15165]
[null,null,null,2018,10,7,13724,13315,13008,12675,12470,12496,12209,11776,12421,13016,13579,13664,13640,13818,14036,13901,13571,13487,14184,14854,14905,14545,14224,14434]
[null,null,null,2018,10,8,13007,12654,12200,12034,11961,12288,12354,13195,15104,16151,16834,16750,16550,17000,17070,17048,16508,15497,15889,16290,16038,15337,14640,13620]
[null,null,null,2018,10,9,13339,12941,12623,12414,12308,12742,12789,13224,15082,15858,16592,16593,16191,16640,16790,16903,16490,15699,15824,16115,15905,15154,14575,13929]
[null,null,null,2018,10,10,13214,12803,12544,12370,12247,12559,12645,13164,14912,15965,16443,16457,16013,16545,16765,16769,16327,15461,15714,16174,15882,15263,14613,13808]
[null,null,null,2018,10,11,13346,12943,12625,12426,12240,12611,12821,13291,15024,15851,16419,16263,15998,16625,16807,16786,16292,15451,15687,16277,15929,15428,14841,13824]
[null,null,null,2018,10,12,13354,12869,12663,12373,12298,12582,12550,12954,14460,15202,15750,15713,15187,15442,15960,15904,15600,14882,15276,15638,15406,14862,14541,14004]
[null,null,null,2018,10,13,13142,12735,12471,12205,12083,12093,12107,11985,13238,14136,14618,14579,14394,14641,14763,14745,14429,14200,14856,15205,14980,14616,14189,13855]
[null,null,null,2018,10,14,12850,12394,12028,11866,11615,11702,11509,11105,11705,12413,12873,12974,12847,12971,13318,13291,13104,12988,13783,14571,14566,14270,13856,13426]
[null,null,null,2018,10,15,12800,12330,11959,11572,11481,11895,11887,12842,14653,15676,16391,16319,16087,16632,16824,16784,16263,15366,15606,16139,15824,15307,14656,13300]
[null,null,null,2018,10,16,13141,12756,12448,12204,12141,12515,12474,13169,14894,15781,16449,16322,16063,16524,16696,16906,16465,15577,15628,16294,16135,15492,14928,13910]
[null,null,null,2018,10,17,13466,12885,12434,12250,12205,12648,12617,13182,14927,15787,16404,16325,16151,16674,17145,17172,16691,15783,15935,16613,16293,15767,15118,14224]
[null,null,null,2018,10,18,13559,13163,12870,12545,12490,12812,12767,13231,14896,15773,16213,16081,15689,16131,16463,16299,16011,15107,15521,15828,15524,14985,14256,14273]
[null,null,null,2018,10,19,12858,12476,12239,12004,11856,12229,12315,12779,14402,15150,15728,15709,15305,15589,16287,16329,16151,15180,15527,16066,15828,15335,14780,13533]
[null,null,null,2018,10,20,13649,13147,12919,12488,12294,12412,12182,12247,13440,14326,14932,14925,14572,14907,15022,15014,14715,14408,14898,15573,15403,15078,14851,14284]
[null,null,null,2018,10,21,13475,12997,12697,12532,12211,12285,11861,11651,12242,12844,13387,13316,13352,13583,13871,13749,13468,13308,13952,14883,14998,14692,14414,14217]
[null,null,null,2018,10,22,13072,12500,12116,11895,11826,12193,12234,12923,14921,15891,16572,16599,16279,17030,17299,17385,17057,15915,16138,16731,16598,16192,15689,13596]
[null,null,null,2018,10,23,14085,13570,13125,12826,12632,12962,12918,13360,15225,16221,16876,16817,16517,16915,16974,17067,16568,15519,15962,16348,16107,15520,14899,14806]
[null,null,null,2018,10,24,13447,13058,12870,12501,12468,12821,12747,13263,14944,15832,16406,16349,15968,16673,16864,16793,16384,15446,15757,16371,16109,15549,15020,14072]
[null,null,null,2018,10,25,13456,13144,12753,12524,12421,12761,12642,13289,14987,15916,16542,16536,16286,16836,17151,17118,16624,15789,16002,16582,16308,15729,15180,14241]
[null,null,null,2018,10,26,13769,13400,13035,12773,12541,12777,12634,13382,14948,15859,16443,16422,16059,16406,17155,16874,16436,15516,15788,16157,15889,15389,15042,14397]
[null,null,null,2018,10,27,13769,13223,12852,12585,12379,12559,12308,12424,13620,14518,15060,15115,14805,15241,15314,15239,14742,14341,15018,15469,15429,15043,14646,14383]
[null,null,null,2018,10,28,13442,13012,12655,12334,12150,12187,11820,11431,12116,12878,13423,13444,13362,13646,13749,13749,13451,13149,13936,14873,14855,14645,14182,14122]
[null,null,null,2018,10,29,12974,12608,12181,11897,11832,12174,12270,13029,14989,15990,16636,16683,16447,17016,17236,17242,16767,15697,15936,16537,16367,15725,15220,13601]
[null,null,null,2018,10,30,13674,13276,12939,12716,12575,12869,12887,13519,15304,16404,16963,16877,16474,17211,17510,17377,16770,15921,16003,16380,16252,15701,15212,14454]
[null,null,null,2018,10,31,13682,13226,12954,12657,12544,12804,12769,13298,15123,16087,16684,16527,16234,16826,17078,17045,16634,15580,15874,16341,16103,15540,15046,14315]
[null,null,null,2018,11,1,13475,13160,12756,12483,12353,12661,12664,13129,15009,15844,16453,16351,16071,16593,16863,16817,16495,15598,15825,16325,16186,15673,15042,14235]
[null,null,null,2018,11,2,13771,13321,12866,12618,12548,12761,12579,12952,14592,15543,16058,16062,15578,15810,16352,16376,16038,15283,15619,15846,15628,15107,14747,14453]
[null,null,null,2018,11,3,13358,13033,12815,12480,12368,12479,12343,12148,13311,14071,14641,14497,14314,14567,14592,14476,14324,14193,14804,15029,14891,14448,14050,14128]
[null,null,null,2018,11,4,13004,12641,12177,12069,11790,11893,11660,11328,11989,12747,13159,13256,13344,13553,13562,13626,13351,13163,14104,14282,14392,14058,13748,13643]
[null,null,null,2018,11,5,12821,12174,11902,11610,11603,11656,11939,12611,14313,15164,15617,15615,15312,15743,15813,15814,15371,14627,15015,15120,14868,14230,13885,13313]
[null,null,null,2018,11,6,12741,12279,12138,11730,11668,11689,11338,11007,11492,12091,12703,12710,12722,12748,12760,12698,12613,12609,13576,14175,14026,13791,13589,13206]
[null,null,null,2018,11,7,12404,11907,11645,11490,11300,11630,11730,12618,14667,15645,16152,16186,15992,16388,16567,16495,16182,15323,15587,15887,15592,15128,14660,12941]
[null,null,null,2018,11,8,13253,12874,12138,12258,12157,12421,12435,13127,14834,15856,16484,16456,16326,16794,17137,17260,16940,15875,16158,16767,16377,15986,15533,14002]
[null,null,null,2018,11,9,14150,13706,13212,12870,12651,12872,12804,13280,15012,15793,16442,16513,15953,16245,16809,16823,16452,15628,16047,16171,16009,15426,15006,14776]
[null,null,null,2018,11,10,13878,13335,13021,12757,12378,12429,12385,12232,13670,14409,14997,14976,14789,15170,15292,15329,15160,14614,15315,15738,15541,15210,14923,14435]
[null,null,null,2018,11,11,13781,13270,12970,12542,12276,12346,11891,11402,12229,12803,13489,13523,13645,13870,14214,14012,13634,13525,14341,14625,14585,14276,14093,14419]
[null,null,null,2018,11,12,12856,12377,11944,11782,11765,12058,12301,12868,14926,15909,16646,16615,16420,16955,17154,17274,16808,15798,16186,16429,16231,15806,15232,13491]
[null,null,null,2018,11,13,13746,13279,12989,12615,12555,12778,12860,13434,15160,16127,16757,16651,16378,16790,16878,16874,16502,15611,16026,16251,15988,15473,15081,14292]
[null,null,null,2018,11,14,13623,13145,12768,12644,12522,12721,12790,13351,15110,15816,16469,16500,16201,16704,17001,16986,16552,15748,16066,16329,16185,15564,14975,14153]
[null,null,null,2018,11,15,13575,13127,12808,12583,12444,12816,12906,13368,15103,15790,16591,16461,16176,16621,16844,16811,16485,15626,15985,16068,15832,15220,14686,14212]
[null,null,null,2018,11,16,13381,12969,12680,12516,12322,12566,12644,13098,14633,15571,16061,16056,15668,16060,16714,16888,16675,15590,16091,16471,16297,15796,15367,14023]
[null,null,null,2018,11,17,14106,13517,13283,12822,12630,12657,12555,12490,13661,14580,15224,15201,14903,15170,15348,15390,15109,14714,15288,15788,15516,15316,14902,14668]
[null,null,null,2018,11,18,13721,13351,12929,12626,12474,12362,11958,11696,12245,12929,13545,13597,13656,13958,14076,14215,13942,13705,14525,15081,15102,14929,14632,14448]
[null,null,null,2018,11,19,13357,12828,12410,12027,11960,12299,12437,13085,15024,15989,16613,16530,16408,16905,17068,17134,16756,15612,15907,16414,16127,15575,15236,13949]
[null,null,null,2018,11,20,13992,13401,12979,12687,12473,12471,12262,12047,13013,13893,14427,14296,14265,14556,14668,14848,14755,14446,14929,15593,15414,15108,14717,14507]
[null,null,null,2018,11,21,13338,12930,12526,12310,12187,12496,12635,13258,15048,15958,16557,16566,16347,16831,17169,17312,16782,15621,16051,16535,16193,15722,15226,13971]
[null,null,null,2018,11,22,13853,13331,12970,12719,12553,12862,13032,13486,15154,15963,16619,16517,16134,16776,17022,17057,16674,15791,16060,16646,16243,15705,15278,14527]
[null,null,null,2018,11,23,13953,13492,13117,12733,12684,12910,12828,13197,14847,15836,16275,16263,15702,16018,16669,16869,16595,15727,15968,16499,16288,15702,15372,14614]
[null,null,null,2018,11,24,14228,13807,13221,12902,12763,12700,12493,12483,13699,14548,15004,15048,14776,15092,15203,15281,15168,14801,15342,15999,15810,15418,15165,14784]
[null,null,null,2018,11,25,13988,13496,13173,12784,12524,12358,12094,11866,12279,12988,13520,13572,13543,13754,13885,13946,13769,13474,14421,15142,15105,14782,14491,14560]
[null,null,null,2018,11,26,13351,12829,12564,12260,12120,12231,12458,13358,15266,16287,16849,16873,16662,17258,17422,17525,17157,16078,16382,16905,16714,16164,15835,13905]
[null,null,null,2018,11,27,14268,13835,13438,13151,12826,12981,13047,13522,15096,15940,16601,16531,16293,16718,16987,17120,16773,15836,15997,16570,16433,15924,15495,15074]
[null,null,null,2018,11,28,14142,13633,13283,12888,12756,12861,13004,13582,15450,16438,16975,17044,16734,17275,17309,17247,16721,15924,16098,16473,16266,15676,15185,14788]
[null,null,null,2018,11,29,13873,13422,13090,12665,12669,12779,12872,13488,15224,16163,16785,16775,16457,16887,17155,17010,16585,15632,15973,16318,15982,15363,14988,14452]
[null,null,null,2018,11,30,13698,13269,12940,12776,12435,12585,12736,13048,14730,15708,16197,16181,15770,16026,16555,16626,16227,15398,15693,15938,15746,15245,14907,14269]
[null,null,null,2018,12,1,13741,13278,12883,12542,12483,12531,12366,12254,13333,14395,14903,14735,14357,14742,14809,14654,14413,14123,14575,15030,14818,14578,14211,14380]
[null,null,null,2018,12,2,13207,12734,12358,12147,11908,12012,11681,11386,11989,12693,13114,13188,13133,13226,13236,13264,13098,12913,13522,14418,14367,14162,13763,13618]
[null,null,null,2018,12,3,12725,12369,12059,11627,11727,11731,12059,12986,14950,15899,16546,16409,16043,16607,16694,16647,16329,15321,15621,15963,15618,15186,14638,13341]
[null,null,null,2018,12,4,13298,12919,12574,12365,12221,12383,12599,13193,15083,16012,16600,16644,16329,16747,17088,17053,16680,15651,15934,16096,15891,15270,14717,13898]
[null,null,null,2018,12,5,13394,13005,12758,12474,12362,12453,12644,13255,14999,15816,16460,16492,16195,16828,17001,16965,16588,15654,15829,16045,15774,15267,14778,14104]
[null,null,null,2018,12,6,13438,12966,12635,12358,12294,12416,12659,13214,15074,15923,16517,16522,16233,16546,16626,16455,16166,15347,15711,15916,15486,15096,14568,14018]
[null,null,null,2018,12,7,13199,12840,12549,12274,12185,12392,12480,12955,14675,15391,16007,16064,15573,15690,16126,16247,15906,15147,15284,15664,15331,14908,14470,13843]
[null,null,null,2018,12,8,13222,12853,12470,12262,12045,12135,11958,11963,13189,14154,14666,14566,14282,14627,14743,14755,14626,14312,14723,15324,15157,14671,14205,13839]
[null,null,null,2018,12,9,13320,12773,12341,12057,11880,11868,11683,11325,11910,12618,12987,13010,12974,13254,13514,13320,13168,12946,13856,14390,14269,14034,13684,13778]
[null,null,null,2018,12,10,12569,12146,11854,11562,11473,11752,12122,12856,14728,15683,16431,16397,15973,16347,16620,16586,16297,15296,15557,15942,15603,14944,14450,13219]
[null,null,null,2018,12,11,13146,12749,12442,12242,12123,12115,12394,12494,13839,14655,15187,15069,14763,15179,15419,15402,15117,14474,14851,15308,15096,14731,14252,13775]
[null,null,null,2018,12,12,13007,12534,12129,11910,11850,12009,12263,12928,14719,15542,16064,16053,15839,16170,16343,16347,15928,15389,15635,15643,15338,14634,14396,13548]
[null,null,null,2018,12,13,13162,12629,12384,12213,12159,12431,12769,13205,14703,15604,16099,15967,15586,15942,16205,16114,15869,15060,15440,15930,15470,14770,14220,13750]
[null,null,null,2018,12,14,12971,12529,12249,12000,11841,11959,12281,12688,14302,15063,15589,15420,14735,15283,15838,15820,15277,14570,14690,15014,14581,14196,13631,13657]
[null,null,null,2018,12,15,12553,12042,11763,11436,11414,11439,11455,11445,12575,13493,13978,13959,13736,13988,14047,14085,13897,13585,14529,15113,14828,14392,14080,13037]
[null,null,null,2018,12,16,12994,12506,12100,11876,11667,11689,11584,11314,11881,12516,12916,13089,12939,13247,13484,13436,13199,13130,13670,14145,14115,13869,13504,13496]
[null,null,null,2018,12,17,12444,12024,11750,11511,11341,11618,12100,12784,14745,15617,16198,16191,15847,16193,16418,16426,16135,15220,15412,15780,15556,15038,14546,12992]
[null,null,null,2018,12,18,13433,12806,12508,12213,12178,12339,12648,13098,14877,15686,16313,16283,15975,16564,16946,16926,16587,15584,15679,16209,16122,15527,15085,13811]
[null,null,null,2018,12,19,13770,13340,13000,12678,12544,12663,12768,13273,14954,15889,16337,16255,16006,16553,16930,16957,16592,15734,15670,16298,16013,15482,15087,14442]
[null,null,null,2018,12,20,13732,13277,12833,12545,12431,12464,12656,13271,14794,15935,16597,16444,16214,16842,17152,17200,16848,15894,15796,16466,16324,15921,15467,14464]
[null,null,null,2018,12,21,14184,13793,13267,12958,12772,12864,12940,13391,14927,15801,16403,16466,16031,16270,16952,17159,16704,15657,15678,16176,15873,15327,15065,14861]
[null,null,null,2018,12,22,13870,13355,13018,12651,12511,12474,12301,12281,13367,14173,14776,14699,14365,14826,14922,15076,14797,14499,14762,15445,15288,14893,14660,14545]
[null,null,null,2018,12,23,13619,13131,12744,12443,12151,12122,11869,11404,11969,12642,13103,13155,13141,13427,13661,13783,13564,13395,13700,14583,14515,14269,14069,14181]
[null,null,null,2018,12,24,13087,12566,12213,11912,11815,11835,12190,12787,14464,15345,15918,15892,15701,16121,16489,16548,16360,15264,15307,16012,15648,15137,14791,13627]
[null,null,null,2018,12,25,13719,13339,12961,12500,12302,12225,12025,11567,12071,12751,13231,13255,13253,13609,13605,13636,13465,13364,13873,14821,14691,14495,14322,14318]
[null,null,null,2018,12,26,13276,12765,12414,12000,11924,11940,12329,12931,14922,15688,16268,16199,15893,16516,16709,16709,16441,15288,15420,16033,15913,15392,15062,13953]
[null,null,null,2018,12,27,13582,13100,12767,12505,12411,12340,12621,13133,14758,15442,16078,15977,15637,16124,16353,16375,16108,15268,15193,16064,15815,15288,14881,14312]
[null,null,null,2018,12,28,13499,12990,12816,12343,12226,12379,12543,12771,14468,15248,15928,15870,15524,15725,16398,16610,16355,15358,15163,16155,15872,15441,15011,14208]
[null,null,null,2018,12,29,13810,13397,12956,12658,12500,12392,12388,12149,13288,13994,14531,14355,14149,14495,14571,14767,14483,14180,14491,15373,15271,14848,14637,14442]
[null,null,null,2018,12,30,13505,13064,12632,12404,12192,12109,11928,11349,11847,12609,13078,13261,13259,13524,13749,13804,13801,13386,13835,14904,14808,14555,14485,14265]
[null,null,null,2018,12,31,13305,12906,12452,12122,11969,12011,12088,12590,14311,15142,15814,15760,15521,16025,16289,16273,15792,14893,14888,15415,15072,14454,13949,14008]