## Introduction
Introduction
Re-orgainsation of Cases
Session
Interesting Things About Case
Detailed Operations of Solar - If you get these things then you are ok with Solar
Includes some tax aspects that are tricky
Valuation after development and at financial close
Included Merchant Tail
Asks for scenarios
Mix up MW,kW,W which you can resolve
Badly written things and problems with the case
Incredible crazy assumptions about debt
Does not distinguish between IRR target on Project and IRR target on Debt
No inflation on Merchant Prices
Asks for Monthly during construction and then annual
No Debt Tenor; no repayment structure
Video
Read the Case (note no time limit)
Work through some key ideas like flexible time lines, structures, InputS that are input
Focus on Debt Structuring, Debt Sizing and Valuation
Complete Case

## InputC
| Scenario Number | 1
[5 empty] | 1 | 2 | 3 | 4 | 5 | 6 | 7 | 8
Timeline |  |  | Base Case |  | Base Case | No Tax Incentives | Construction Delay Case | P90 Case | Short Life | Higher Inverter Cost | Higher Transmission Constraint | Higher CAPEX
| Final Notice to Proceed Date | Date | 2025-01-01 |  | 2025-01-01 | 2025-01-01 | 2025-01-01 | 2025-01-01 | 2025-01-01 | 2025-01-01 | 2025-01-01 | 2025-01-01
| Construction Period | Months | 12 |  | 12 | 12 | 23 | 12 | 12 | 12 | 12 | 24
| Commercial Operation Date | Date | 2026-01-01 |  | 2026-01-01 | 2026-01-01 | 2026-12-01 | 2026-01-01 | 2026-01-01 | 2026-01-01 | 2026-01-01 | 2027-01-01
| Operating Life | Years | 35 |  | 35 | 35 | 35 | 35 | 20 | 35 | 35 | 35
| Decommissioning Period | Date | 2061-01-01 |  | 2061-01-01 | 2061-01-01 | 2061-12-01 | 2061-01-01 | 2046-01-01 | 2061-01-01 | 2061-01-01 | 2062-01-01
| PPA Period | Years | 20 |  | 20 | 20 | 20 | 20 | 20 | 20 | 20 | 20
| End of PPA | Date | 2046-01-01 |  | 2046-01-01 | 2046-01-01 | 2046-12-01 | 2046-01-01 | 2046-01-01 | 2046-01-01 | 2046-01-01 | 2047-01-01
| Months in Period - Construction | Months | 1 | bar: 1 to 8
| Months in Period - Operation | Months | 6 |  | 6 | 6 | 6 | 6 | 6 | 6 | 6 | 6
Operations
| Capacity | MWac | 20 |  | 20 | 20 | 20 | 20 | 20 | 20 | 20 | 20
| DC:AC Overbuild Ratio | x | 1.3 |  | 1.3 | 1.3 | 1.3 | 1.3 | 1.3 | 1.3 | 1.3 | 1.3
| Capacity in DC | MWp | 26 |  | 26 | 26 | 26 | 26 | 26 | 26 | 26 | 26
| First Year Output | MWh | 58250 |  | 58250 | 58250 | 58250 | 56000 | 56000 | 56000 | 56000 | 58250
| MWh/MWp ("Annual Yield") | Hours | 2240.3846 |  | 2240.3846 | 2240.3846 | 2240.3846 | 2153.8462 | 2153.8462 | 2153.8462 | 2153.8462 | 2240.3846
| Output Degradation | % p.a. | 0.5% |  | 0.5% | 0.5% | 0.5% | 0.5% | 0.5% | 0.5% | 0.5% | 0.5%
| Availability | % | 99% |  | 99% | 99% | 99% | 99% | 99% | 99% | 99% | 99%
| Curtailment | Hours | 50 |  | 50 | 50 | 50 | 50 | 50 | 50 | 300 | 20
| Maximum Curtailment puring PPA | Hours | 50 |  | 50 | 50 | 50 | 50 | 50 | 50 | 50 | 50
Free Cash Flows
| Panels | USD/MWp | 850000 |  | 850000 | 850000 | 850000 | 850000 | 850000 | 850000 | 850000 | 1000000
| Interconnection | USD/MWp | 100000 |  | 100000 | 100000 | 100000 | 100000 | 100000 | 100000 | 100000 | 100000
| Development Cost | USD/MWp | 70000 |  | 70000 | 70000 | 70000 | 70000 | 70000 | 70000 | 70000 | 70000
| Total Cost per MWp | USD/MWp | 1020000 |  | 1020000 | 1020000 | 1020000 | 1020000 | 1020000 | 1020000 | 1020000 | 1170000
| Total Project Capital Expenditure | USD | 26520000 |  | 26520000 | 26520000 | 26520000 | 26520000 | 26520000 | 26520000 | 26520000 | 30420000
| PPA Price | USD/MWh | 60 |  | 60 | 60 | 60 | 60 | 60 | 60 | 60 | 60
| PPA Price Escalation | % | 1% | bar: 1 to 8
| Merchant Price | USD/MWh | 40 |  | 40 | 40 | 40 | 40 | 40 | 40 | 40 | 40
| Merchant Price Escalation | % | 0% | bar: 1 to 8
| O&M | USD/Mwy | 6500 |  | 6500 | 6500 | 6500 | 6500 | 6500 | 6500 | 6500 | 6500
| Total O&M | USD | 169000 |  | 169000 | 169000 | 169000 | 169000 | 169000 | 169000 | 169000 | 169000
| O&M Escalation | % | 3% | bar: 1 to 8
| Other Operating Expense | USD/Year | 375000 |  | 375000 | 375000 | 375000 | 375000 | 375000 | 375000 | 375000 | 375000
| Land Leased | Acres/MWp | 6 |  | 6 | 6 | 6 | 6 | 6 | 6 | 6 | 6
| Total Land Leased | Acres | 156 |  | 156 | 156 | 156 | 156 | 156 | 156 | 156 | 156
| Cost/Acre | USD/Acre | 1500 |  | 1500 | 1500 | 1500 | 1500 | 1500 | 1500 | 1500 | 1500
| Total Cost of Land Lease | USD | 234000 |  | 234000 | 234000 | 234000 | 234000 | 234000 | 234000 | 234000 | 234000
| Inflation in Land Cost | % p.a | 2% | bar: 1 to 8
| Inverter Cost | USD/MWp | 60000 |  | 60000 | 60000 | 60000 | 60000 | 60000 | 120000 | 60000 | 60000
| Total Inverter Cost | USD | 1560000 |  | 1560000 | 1560000 | 1560000 | 1560000 | 1560000 | 3120000 | 1560000 | 1560000
| Year of Inverter Replacement | Year | 19 |  | 19 | 19 | 19 | 19 | 19 | 19 | 19 | 19
| Date of Inverter Replacement | Date | 2045-01-01 |  | 2045-01-01 | 2045-01-01 | 2045-12-01 | 2045-01-01 | 2045-01-01 | 2045-01-01 | 2045-01-01 | 2046-01-01
| Beginning of Provision | Year | 10 |  | 10 | 10 | 10 | 10 | 10 | 10 | 10 | 10
| Date of Beginning of Reserve | Date | 2036-01-01 |  | 2036-01-01 | 2036-01-01 | 2036-12-01 | 2036-01-01 | 2036-01-01 | 2036-01-01 | 2036-01-01 | 2037-01-01
| Years of Reserve | Year | 9 |  | 9 | 9 | 9 | 9 | 9 | 9 | 9 | 9
| Reserve Contribution | USD | 173333.3333 |  | 173333.3333 | 173333.3333 | 173333.3333 | 173333.3333 | 173333.3333 | 346666.6667 | 173333.3333 | 173333.3333
| Security for PPA | USD | 4000000 |  | 4000000 | 4000000 | 4000000 | 4000000 | 4000000 | 4000000 | 4000000 | 4000000
| Fee Percent on Security | % | 2% | bar: 1 to 8
| Cost of PPA LC | USD | 80000 |  | 80000 | 80000 | 80000 | 80000 | 80000 | 80000 | 80000 | 80000
Taxes and Depreciation
| Income Tax Rate | % | 21% |  | 21% | 21% | 21% | 21% | 21% | 21% | 21% | 21%
| ITC Rate | % | 30% |  | 30% | 30% | 30% | 30% | 30% | 30% | 30% | 30%
| ITC Date | Date | 2025-12-01 |  | 2025-12-01 | 2025-12-01 | 2026-11-01 | 2025-12-01 | 2025-12-01 | 2025-12-01 | 2025-12-01 | 2026-12-01
| Depreciation Reduction from ITC | % | 50% |  | 50% | 50% | 50% | 50% | 50% | 50% | 50% | 50%
| Percent Eligibile for ITC | % | 95% |  | 95% | 0% | 95% | 95% | 95% | 95% | 95% | 95%
| Years for Straight Line Depreciation | Years | 15 |  | 15 | 15 | 15 | 15 | 15 | 15 | 15 | 15
| Start of Straight Line Period | Years | 1 | bar: 1 to 8
| Apply Taxes in CFADS | Flag | FALSE |  | FALSE | TRUE | FALSE | FALSE | FALSE | FALSE | FALSE | FALSE
Debt Structuring
| Debt Tenor | Years | 17 |  | 17 | 17 | 17 | 17 | 17 | 17 | 17 | 17
| Start of Repayment | Date | 2026-01-01 |  | 2026-01-01 | 2026-01-01 | 2026-12-01 | 2026-01-01 | 2026-01-01 | 2026-01-01 | 2026-01-01 | 2027-01-01
| End of Repayment | Date | 2043-01-01 |  | 2043-01-01 | 2043-01-01 | 2043-12-01 | 2043-01-01 | 2043-01-01 | 2043-01-01 | 2043-01-01 | 2044-01-01
| Debt Size - DSCR | x | 1.2 |  | 1.2 | 1.2 | 1.2 | 1.2 | 1.2 | 1.2 | 1.2 | 1.2
| Base Swap Rate | % p.a | 3.5% |  | 3.5% | 3.5% | 3.5% | 3.5% | 3.5% | 3.5% | 3.5% | 3.5%
| Credit Spread | % p.a | 1.2% |  | 1.2% | 1.2% | 1.2% | 1.2% | 1.2% | 1.2% | 1.2% | 1.2%
| Maximum Debt to Capital Ratio | % | 85% |  | 85% | 85% | 85% | 85% | 85% | 85% | 85% | 85%
| Up-front fee | % | 1% | bar: 1 to 8
| Commitment Fee | % | 2% | bar: 1 to 8
Valuation
| Buyer Discount Rate |  | 8% | bar: 1 to 8
| Transaction Fees for Buyer |  | 1000000 |  | 1000000 | 1000000 | 1000000 | 1000000 | 1000000 | 1000000 | 1000000 | 1000000
IRR for New Buyer
| FC | 2025-01-01 | 8%
| COD | 2026-01-01 | 6%
| COD+ 2 | 2028-01-01 | 5%
| Sale Date | 2029-01-01
| Sell Flag | Flag | FALSE
Re-financing Date
| Re-financing Date | Date | 2030-01-01 |  | 2030-01-01 | 2030-01-01 | 2030-01-01 | 2030-01-01 | 2030-01-01 | 2030-01-01 | 2030-01-01 | 2030-01-01
| Re-finance Flag | Flag | TRUE |  | TRUE | TRUE | TRUE | TRUE | TRUE | TRUE | TRUE | TRUE
| Re-financing DSCR | x | 1.2 |  | 1.2 | 1.2 | 1.2 | 1.2 | 1.2 | 1.2 | 1.2 | 1.2
| Interest Rate | % | 4% | bar: 1 to 8
| Tail | Years | 5 |  | 5 | 5 | 5 | 5 | 5 | 5 | 5 | 5
| End of Repayment | Date | 2056-01-01 |  | 2056-01-01 | 2056-01-01 | 2056-12-01 | 2056-01-01 | 2041-01-01 | 2056-01-01 | 2056-01-01 | 2057-01-01
|  |  |  | 14.3% | 1 | 1 | 2 | 3 | 4 | 5 | 6 | 7
2025-01-01
2026-01-01
2028-01-01
Note on C10: Tomas Chua: Purchase Power Agreement Need to have long term contracts to protect from technological obsolescence.
Note on C20: Tomas Chua: The "Yield"

## InputS
MACRS schedule: 20% / 32% / 19.2% / 11.52% / 11.52% / 5.76% • 30% Investment Tax Credit taken in Year 1. o Depreciable Basis Reduction in the amount of ½ of the ITC. • 21% Effective income tax rate.
| Year | 0 | 1 | 2 | 3 | 4 | 5 | 6 | 7
| Depreciation | 0% | 20% | 32% | 19.2% | 11.52% | 11.52% | 5.76% | 0%

## Sensivity
2
| Base Case | Construction Delay Case | P90 Case | Short Life | Higher Inverter Cost | Higher Transmission Constraint | Higher CAPEX
| 1 | 2 | 3 | 4 | 5 | 6 | 7
8.35%
14.3%
11.86%

## Financial Model
Base Case
Timeline |  |  |  | Constant | Constant | Sum |  | 1 | 2 | 3 | 4 | 5 | 6 | 7 | 8 | 9 | 10 | 11 | 12 | 13 | 14 | 15 | 16 | 17 | 18 | 19 | 20 | 21 | 22 | 23 | 24 | 25 | 26 | 27 | 28 | 29 | 30 | 31 | 32 | 33 | 34 | 35 | 36 | 37 | 38 | 39 | 40 | 41 | 42 | 43 | 44 | 45 | 46 | 47 | 48 | 49 | 50 | 51 | 52 | 53 | 54 | 55 | 56 | 57 | 58 | 59 | 60 | 61 | 62 | 63 | 64 | 65 | 66 | 67 | 68 | 69 | 70 | 71 | 72 | 73 | 74 | 75 | 76 | 77 | 78 | 79 | 80 | 81 | 82 | 83 | 84 | 85 | 86 | 87 | 88 | 89 | 90 | 91 | 92 | 93 | 94 | 95 | 96 | 97 | 98 | 99 | 100 | 101 | 102 | 103 | 104 | 105 | 106 | 107 | 108 | 109 | 110 | 111 | 112 | 113 | 114 | 115 | 116 | 117 | 118 | 119 | 120 | 121 | 122 | 123 | 124 | 125 | 126 | 127 | 128 | 129 | 130 | 131 | 132 | 133 | 134 | 135 | 136 | 137 | 138 | 139 | 140 | 141 | 142 | 143 | 144 | 145 | 146 | 147 | 148 | 149 | 150
| Pre-COD Period |  | Flag | 12 |  | 12 |  | 1 | 1 | 1 | 1 | 1 | 1 | 1 | 1 | 1 | 1 | 1 | 1 | 0 | 0 | 0 | 0 | 0 | 0 | 0 | 0 | 0 | 0 | 0 | 0 | 0 | 0 | 0 | 0 | 0 | 0 | 0 | 0 | 0 | 0 | 0 | 0 | 0 | 0 | 0 | 0 | 0 | 0 | 0 | 0 | 0 | 0 | 0 | 0 | 0 | 0 | 0 | 0 | 0 | 0 | 0 | 0 | 0 | 0 | 0 | 0 | 0 | 0 | 0 | 0 | 0 | 0 | 0 | 0 | 0 | 0 | 0 | 0 | 0 | 0 | 0 | 0 | 0 | 0 | 0 | 0 | 0 | 0 | 0 | 0 | 0 | 0 | 0 | 0 | 0 | 0 | 0 | 0 | 0 | 0 | 0 | 0 | 0 | 0 | 0 | 0 | 0 | 0 | 0 | 0 | 0 | 0 | 0 | 0 | 0 | 0 | 0 | 0 | 0 | 0 | 0 | 0 | 0 | 0 | 0 | 0 | 0 | 0 | 0 | 0 | 0 | 0 | 0 | 0 | 0 | 0 | 0 | 0 | 0 | 0 | 0 | 0 | 0 | 0 | 0 | 0 | 0 | 0 | 0 | 0 | 0 | 0 | 0 | 0 | 0 | 0
| Months in Period |  | Months | 1 | 6 |  |  | 1 | 1 | 1 | 1 | 1 | 1 | 1 | 1 | 1 | 1 | 1 | 1 | 6 | 6 | 6 | 6 | 6 | 6 | 6 | 6 | 6 | 6 | 6 | 6 | 6 | 6 | 6 | 6 | 6 | 6 | 6 | 6 | 6 | 6 | 6 | 6 | 6 | 6 | 6 | 6 | 6 | 6 | 6 | 6 | 6 | 6 | 6 | 6 | 6 | 6 | 6 | 6 | 6 | 6 | 6 | 6 | 6 | 6 | 6 | 6 | 6 | 6 | 6 | 6 | 6 | 6 | 6 | 6 | 6 | 6 | 6 | 6 | 6 | 6 | 6 | 6 | 6 | 6 | 6 | 6 | 6 | 6 | 6 | 6 | 6 | 6 | 6 | 6 | 6 | 6 | 6 | 6 | 6 | 6 | 6 | 6 | 6 | 6 | 6 | 6 | 6 | 6 | 6 | 6 | 6 | 6 | 6 | 6 | 6 | 6 | 6 | 6 | 6 | 6 | 6 | 6 | 6 | 6 | 6 | 6 | 6 | 6 | 6 | 6 | 6 | 6 | 6 | 6 | 6 | 6 | 6 | 6 | 6 | 6 | 6 | 6 | 6 | 6 | 6 | 6 | 6 | 6 | 6 | 6 | 6 | 6 | 6 | 6 | 6 | 6
| Months to Make a Year |  | Months |  |  |  |  | 12 | 12 | 12 | 12 | 12 | 12 | 12 | 12 | 12 | 12 | 12 | 12 | 2 | 2 | 2 | 2 | 2 | 2 | 2 | 2 | 2 | 2 | 2 | 2 | 2 | 2 | 2 | 2 | 2 | 2 | 2 | 2 | 2 | 2 | 2 | 2 | 2 | 2 | 2 | 2 | 2 | 2 | 2 | 2 | 2 | 2 | 2 | 2 | 2 | 2 | 2 | 2 | 2 | 2 | 2 | 2 | 2 | 2 | 2 | 2 | 2 | 2 | 2 | 2 | 2 | 2 | 2 | 2 | 2 | 2 | 2 | 2 | 2 | 2 | 2 | 2 | 2 | 2 | 2 | 2 | 2 | 2 | 2 | 2 | 2 | 2 | 2 | 2 | 2 | 2 | 2 | 2 | 2 | 2 | 2 | 2 | 2 | 2 | 2 | 2 | 2 | 2 | 2 | 2 | 2 | 2 | 2 | 2 | 2 | 2 | 2 | 2 | 2 | 2 | 2 | 2 | 2 | 2 | 2 | 2 | 2 | 2 | 2 | 2 | 2 | 2 | 2 | 2 | 2 | 2 | 2 | 2 | 2 | 2 | 2 | 2 | 2 | 2 | 2 | 2 | 2 | 2 | 2 | 2 | 2 | 2 | 2 | 2 | 2 | 2
| Start of the Period |  | Date | time axis 2025-01-01 to 2094-07-01
| End of the Period |  | Date | time axis 2024-12-31 to 2094-12-31
| Operating Flag |  | Flag | 2026-01-01 | 2061-01-01 | 70 |  | 0 | 0 | 0 | 0 | 0 | 0 | 0 | 0 | 0 | 0 | 0 | 0 | 1 | 1 | 1 | 1 | 1 | 1 | 1 | 1 | 1 | 1 | 1 | 1 | 1 | 1 | 1 | 1 | 1 | 1 | 1 | 1 | 1 | 1 | 1 | 1 | 1 | 1 | 1 | 1 | 1 | 1 | 1 | 1 | 1 | 1 | 1 | 1 | 1 | 1 | 1 | 1 | 1 | 1 | 1 | 1 | 1 | 1 | 1 | 1 | 1 | 1 | 1 | 1 | 1 | 1 | 1 | 1 | 1 | 1 | 1 | 1 | 1 | 1 | 1 | 1 | 1 | 1 | 1 | 1 | 1 | 1 | 0 | 0 | 0 | 0 | 0 | 0 | 0 | 0 | 0 | 0 | 0 | 0 | 0 | 0 | 0 | 0 | 0 | 0 | 0 | 0 | 0 | 0 | 0 | 0 | 0 | 0 | 0 | 0 | 0 | 0 | 0 | 0 | 0 | 0 | 0 | 0 | 0 | 0 | 0 | 0 | 0 | 0 | 0 | 0 | 0 | 0 | 0 | 0 | 0 | 0 | 0 | 0 | 0 | 0 | 0 | 0 | 0 | 0 | 0 | 0 | 0 | 0 | 0 | 0 | 0 | 0 | 0 | 0
| PPA Flag |  | Flag | 2026-01-01 | 2046-01-01 | 40 |  | 0 | 0 | 0 | 0 | 0 | 0 | 0 | 0 | 0 | 0 | 0 | 0 | 1 | 1 | 1 | 1 | 1 | 1 | 1 | 1 | 1 | 1 | 1 | 1 | 1 | 1 | 1 | 1 | 1 | 1 | 1 | 1 | 1 | 1 | 1 | 1 | 1 | 1 | 1 | 1 | 1 | 1 | 1 | 1 | 1 | 1 | 1 | 1 | 1 | 1 | 1 | 1 | 0 | 0 | 0 | 0 | 0 | 0 | 0 | 0 | 0 | 0 | 0 | 0 | 0 | 0 | 0 | 0 | 0 | 0 | 0 | 0 | 0 | 0 | 0 | 0 | 0 | 0 | 0 | 0 | 0 | 0 | 0 | 0 | 0 | 0 | 0 | 0 | 0 | 0 | 0 | 0 | 0 | 0 | 0 | 0 | 0 | 0 | 0 | 0 | 0 | 0 | 0 | 0 | 0 | 0 | 0 | 0 | 0 | 0 | 0 | 0 | 0 | 0 | 0 | 0 | 0 | 0 | 0 | 0 | 0 | 0 | 0 | 0 | 0 | 0 | 0 | 0 | 0 | 0 | 0 | 0 | 0 | 0 | 0 | 0 | 0 | 0 | 0 | 0 | 0 | 0 | 0 | 0 | 0 | 0 | 0 | 0 | 0 | 0
| Operating Period |  | Period |  |  |  |  | 0 | 0 | 0 | 0 | 0 | 0 | 0 | 0 | 0 | 0 | 0 | 0 | 1 | 2 | 3 | 4 | 5 | 6 | 7 | 8 | 9 | 10 | 11 | 12 | 13 | 14 | 15 | 16 | 17 | 18 | 19 | 20 | 21 | 22 | 23 | 24 | 25 | 26 | 27 | 28 | 29 | 30 | 31 | 32 | 33 | 34 | 35 | 36 | 37 | 38 | 39 | 40 | 41 | 42 | 43 | 44 | 45 | 46 | 47 | 48 | 49 | 50 | 51 | 52 | 53 | 54 | 55 | 56 | 57 | 58 | 59 | 60 | 61 | 62 | 63 | 64 | 65 | 66 | 67 | 68 | 69 | 70 | 70 | 70 | 70 | 70 | 70 | 70 | 70 | 70 | 70 | 70 | 70 | 70 | 70 | 70 | 70 | 70 | 70 | 70 | 70 | 70 | 70 | 70 | 70 | 70 | 70 | 70 | 70 | 70 | 70 | 70 | 70 | 70 | 70 | 70 | 70 | 70 | 70 | 70 | 70 | 70 | 70 | 70 | 70 | 70 | 70 | 70 | 70 | 70 | 70 | 70 | 70 | 70 | 70 | 70 | 70 | 70 | 70 | 70 | 70 | 70 | 70 | 70 | 70 | 70 | 70 | 70 | 70 | 70
| Operating Year |  | Year |  |  |  |  | 0 | 0 | 0 | 0 | 0 | 0 | 0 | 0 | 0 | 0 | 0 | 0 | 1 | 1 | 2 | 2 | 3 | 3 | 4 | 4 | 5 | 5 | 6 | 6 | 7 | 7 | 8 | 8 | 9 | 9 | 10 | 10 | 11 | 11 | 12 | 12 | 13 | 13 | 14 | 14 | 15 | 15 | 16 | 16 | 17 | 17 | 18 | 18 | 19 | 19 | 20 | 20 | 21 | 21 | 22 | 22 | 23 | 23 | 24 | 24 | 25 | 25 | 26 | 26 | 27 | 27 | 28 | 28 | 29 | 29 | 30 | 30 | 31 | 31 | 32 | 32 | 33 | 33 | 34 | 34 | 35 | 35 | 35 | 35 | 35 | 35 | 35 | 35 | 35 | 35 | 35 | 35 | 35 | 35 | 35 | 35 | 35 | 35 | 35 | 35 | 35 | 35 | 35 | 35 | 35 | 35 | 35 | 35 | 35 | 35 | 35 | 35 | 35 | 35 | 35 | 35 | 35 | 35 | 35 | 35 | 35 | 35 | 35 | 35 | 35 | 35 | 35 | 35 | 35 | 35 | 35 | 35 | 35 | 35 | 35 | 35 | 35 | 35 | 35 | 35 | 35 | 35 | 35 | 35 | 35 | 35 | 35 | 35 | 35 | 35
Operations
| Capacity DC |  | MWp | 26 |  |  |  | 0 | 0 | 0 | 0 | 0 | 0 | 0 | 0 | 0 | 0 | 0 | 0 | 26 | 26 | 26 | 26 | 26 | 26 | 26 | 26 | 26 | 26 | 26 | 26 | 26 | 26 | 26 | 26 | 26 | 26 | 26 | 26 | 26 | 26 | 26 | 26 | 26 | 26 | 26 | 26 | 26 | 26 | 26 | 26 | 26 | 26 | 26 | 26 | 26 | 26 | 26 | 26 | 26 | 26 | 26 | 26 | 26 | 26 | 26 | 26 | 26 | 26 | 26 | 26 | 26 | 26 | 26 | 26 | 26 | 26 | 26 | 26 | 26 | 26 | 26 | 26 | 26 | 26 | 26 | 26 | 26 | 26 | 0 | 0 | 0 | 0 | 0 | 0 | 0 | 0 | 0 | 0 | 0 | 0 | 0 | 0 | 0 | 0 | 0 | 0 | 0 | 0 | 0 | 0 | 0 | 0 | 0 | 0 | 0 | 0 | 0 | 0 | 0 | 0 | 0 | 0 | 0 | 0 | 0 | 0 | 0 | 0 | 0 | 0 | 0 | 0 | 0 | 0 | 0 | 0 | 0 | 0 | 0 | 0 | 0 | 0 | 0 | 0 | 0 | 0 | 0 | 0 | 0 | 0 | 0 | 0 | 0 | 0 | 0 | 0
| Capacity AC |  | Mwac | 20 |  |  |  | 0 | 0 | 0 | 0 | 0 | 0 | 0 | 0 | 0 | 0 | 0 | 0 | 20 | 20 | 20 | 20 | 20 | 20 | 20 | 20 | 20 | 20 | 20 | 20 | 20 | 20 | 20 | 20 | 20 | 20 | 20 | 20 | 20 | 20 | 20 | 20 | 20 | 20 | 20 | 20 | 20 | 20 | 20 | 20 | 20 | 20 | 20 | 20 | 20 | 20 | 20 | 20 | 20 | 20 | 20 | 20 | 20 | 20 | 20 | 20 | 20 | 20 | 20 | 20 | 20 | 20 | 20 | 20 | 20 | 20 | 20 | 20 | 20 | 20 | 20 | 20 | 20 | 20 | 20 | 20 | 20 | 20 | 0 | 0 | 0 | 0 | 0 | 0 | 0 | 0 | 0 | 0 | 0 | 0 | 0 | 0 | 0 | 0 | 0 | 0 | 0 | 0 | 0 | 0 | 0 | 0 | 0 | 0 | 0 | 0 | 0 | 0 | 0 | 0 | 0 | 0 | 0 | 0 | 0 | 0 | 0 | 0 | 0 | 0 | 0 | 0 | 0 | 0 | 0 | 0 | 0 | 0 | 0 | 0 | 0 | 0 | 0 | 0 | 0 | 0 | 0 | 0 | 0 | 0 | 0 | 0 | 0 | 0 | 0 | 0
| Yield |  | h | 2240.3846 |  |  |  | 0 | 0 | 0 | 0 | 0 | 0 | 0 | 0 | 0 | 0 | 0 | 0 | 1120.1923 | 1120.1923 | 1120.1923 | 1120.1923 | 1120.1923 | 1120.1923 | 1120.1923 | 1120.1923 | 1120.1923 | 1120.1923 | 1120.1923 | 1120.1923 | 1120.1923 | 1120.1923 | 1120.1923 | 1120.1923 | 1120.1923 | 1120.1923 | 1120.1923 | 1120.1923 | 1120.1923 | 1120.1923 | 1120.1923 | 1120.1923 | 1120.1923 | 1120.1923 | 1120.1923 | 1120.1923 | 1120.1923 | 1120.1923 | 1120.1923 | 1120.1923 | 1120.1923 | 1120.1923 | 1120.1923 | 1120.1923 | 1120.1923 | 1120.1923 | 1120.1923 | 1120.1923 | 1120.1923 | 1120.1923 | 1120.1923 | 1120.1923 | 1120.1923 | 1120.1923 | 1120.1923 | 1120.1923 | 1120.1923 | 1120.1923 | 1120.1923 | 1120.1923 | 1120.1923 | 1120.1923 | 1120.1923 | 1120.1923 | 1120.1923 | 1120.1923 | 1120.1923 | 1120.1923 | 1120.1923 | 1120.1923 | 1120.1923 | 1120.1923 | 1120.1923 | 1120.1923 | 1120.1923 | 1120.1923 | 1120.1923 | 1120.1923 | 0 | 0 | 0 | 0 | 0 | 0 | 0 | 0 | 0 | 0 | 0 | 0 | 0 | 0 | 0 | 0 | 0 | 0 | 0 | 0 | 0 | 0 | 0 | 0 | 0 | 0 | 0 | 0 | 0 | 0 | 0 | 0 | 0 | 0 | 0 | 0 | 0 | 0 | 0 | 0 | 0 | 0 | 0 | 0 | 0 | 0 | 0 | 0 | 0 | 0 | 0 | 0 | 0 | 0 | 0 | 0 | 0 | 0 | 0 | 0 | 0 | 0 | 0 | 0 | 0 | 0 | 0 | 0
| Generation before Degradation |  | MWh |  |  |  |  | 0 | 0 | 0 | 0 | 0 | 0 | 0 | 0 | 0 | 0 | 0 | 0 | 29125 | 29125 | 29125 | 29125 | 29125 | 29125 | 29125 | 29125 | 29125 | 29125 | 29125 | 29125 | 29125 | 29125 | 29125 | 29125 | 29125 | 29125 | 29125 | 29125 | 29125 | 29125 | 29125 | 29125 | 29125 | 29125 | 29125 | 29125 | 29125 | 29125 | 29125 | 29125 | 29125 | 29125 | 29125 | 29125 | 29125 | 29125 | 29125 | 29125 | 29125 | 29125 | 29125 | 29125 | 29125 | 29125 | 29125 | 29125 | 29125 | 29125 | 29125 | 29125 | 29125 | 29125 | 29125 | 29125 | 29125 | 29125 | 29125 | 29125 | 29125 | 29125 | 29125 | 29125 | 29125 | 29125 | 29125 | 29125 | 29125 | 29125 | 0 | 0 | 0 | 0 | 0 | 0 | 0 | 0 | 0 | 0 | 0 | 0 | 0 | 0 | 0 | 0 | 0 | 0 | 0 | 0 | 0 | 0 | 0 | 0 | 0 | 0 | 0 | 0 | 0 | 0 | 0 | 0 | 0 | 0 | 0 | 0 | 0 | 0 | 0 | 0 | 0 | 0 | 0 | 0 | 0 | 0 | 0 | 0 | 0 | 0 | 0 | 0 | 0 | 0 | 0 | 0 | 0 | 0 | 0 | 0 | 0 | 0 | 0 | 0 | 0 | 0 | 0 | 0
| Degradation Rate |  | % | 0.5% |  |  |  | 0.04157% | 0.04157% | 0.04157% | 0.04157% | 0.04157% | 0.04157% | 0.04157% | 0.04157% | 0.04157% | 0.04157% | 0.04157% | 0.04157% | 0.2497% | 0.2497% | 0.2497% | 0.2497% | 0.2497% | 0.2497% | 0.2497% | 0.2497% | 0.2497% | 0.2497% | 0.2497% | 0.2497% | 0.2497% | 0.2497% | 0.2497% | 0.2497% | 0.2497% | 0.2497% | 0.2497% | 0.2497% | 0.2497% | 0.2497% | 0.2497% | 0.2497% | 0.2497% | 0.2497% | 0.2497% | 0.2497% | 0.2497% | 0.2497% | 0.2497% | 0.2497% | 0.2497% | 0.2497% | 0.2497% | 0.2497% | 0.2497% | 0.2497% | 0.2497% | 0.2497% | 0.2497% | 0.2497% | 0.2497% | 0.2497% | 0.2497% | 0.2497% | 0.2497% | 0.2497% | 0.2497% | 0.2497% | 0.2497% | 0.2497% | 0.2497% | 0.2497% | 0.2497% | 0.2497% | 0.2497% | 0.2497% | 0.2497% | 0.2497% | 0.2497% | 0.2497% | 0.2497% | 0.2497% | 0.2497% | 0.2497% | 0.2497% | 0.2497% | 0.2497% | 0.2497% | 0.2497% | 0.2497% | 0.2497% | 0.2497% | 0.2497% | 0.2497% | 0.2497% | 0.2497% | 0.2497% | 0.2497% | 0.2497% | 0.2497% | 0.2497% | 0.2497% | 0.2497% | 0.2497% | 0.2497% | 0.2497% | 0.2497% | 0.2497% | 0.2497% | 0.2497% | 0.2497% | 0.2497% | 0.2497% | 0.2497% | 0.2497% | 0.2497% | 0.2497% | 0.2497% | 0.2497% | 0.2497% | 0.2497% | 0.2497% | 0.2497% | 0.2497% | 0.2497% | 0.2497% | 0.2497% | 0.2497% | 0.2497% | 0.2497% | 0.2497% | 0.2497% | 0.2497% | 0.2497% | 0.2497% | 0.2497% | 0.2497% | 0.2497% | 0.2497% | 0.2497% | 0.2497% | 0.2497% | 0.2497% | 0.2497% | 0.2497% | 0.2497% | 0.2497% | 0.2497% | 0.2497% | 0.2497% | 0.2497% | 0.2497% | 0.2497% | 0.2497% | 0.2497% | 0.2497%
| Degradation Index |  | Index |  |  |  | 1 | 100% | 100% | 100% | 100% | 100% | 100% | 100% | 100% | 100% | 100% | 100% | 100% | 100.2% | 100.5% | 100.8% | 101% | 101.3% | 101.5% | 101.8% | 102% | 102.3% | 102.5% | 102.8% | 103% | 103.3% | 103.6% | 103.8% | 104.1% | 104.3% | 104.6% | 104.9% | 105.1% | 105.4% | 105.6% | 105.9% | 106.2% | 106.4% | 106.7% | 107% | 107.2% | 107.5% | 107.8% | 108% | 108.3% | 108.6% | 108.8% | 109.1% | 109.4% | 109.7% | 109.9% | 110.2% | 110.5% | 110.8% | 111% | 111.3% | 111.6% | 111.9% | 112.2% | 112.4% | 112.7% | 113% | 113.3% | 113.6% | 113.8% | 114.1% | 114.4% | 114.7% | 115% | 115.3% | 115.6% | 115.9% | 116.1% | 116.4% | 116.7% | 117% | 117.3% | 117.6% | 117.9% | 118.2% | 118.5% | 118.8% | 119.1% | 119.1% | 119.1% | 119.1% | 119.1% | 119.1% | 119.1% | 119.1% | 119.1% | 119.1% | 119.1% | 119.1% | 119.1% | 119.1% | 119.1% | 119.1% | 119.1% | 119.1% | 119.1% | 119.1% | 119.1% | 119.1% | 119.1% | 119.1% | 119.1% | 119.1% | 119.1% | 119.1% | 119.1% | 119.1% | 119.1% | 119.1% | 119.1% | 119.1% | 119.1% | 119.1% | 119.1% | 119.1% | 119.1% | 119.1% | 119.1% | 119.1% | 119.1% | 119.1% | 119.1% | 119.1% | 119.1% | 119.1% | 119.1% | 119.1% | 119.1% | 119.1% | 119.1% | 119.1% | 119.1% | 119.1% | 119.1% | 119.1% | 119.1% | 119.1% | 119.1% | 119.1% | 119.1% | 119.1% | 119.1% | 119.1% | 119.1% | 119.1% | 119.1%
| Generation after Degradation |  | MWh |  |  |  |  | 0 | 0 | 0 | 0 | 0 | 0 | 0 | 0 | 0 | 0 | 0 | 0 | 29052.4594 | 28980.0995 | 28907.9198 | 28835.9199 | 28764.0993 | 28692.4576 | 28620.9943 | 28549.7091 | 28478.6013 | 28407.6707 | 28336.9168 | 28266.339 | 28195.9371 | 28125.7105 | 28055.6588 | 27985.7816 | 27916.0784 | 27846.5488 | 27777.1924 | 27708.0088 | 27638.9974 | 27570.158 | 27501.49 | 27432.993 | 27364.6667 | 27296.5105 | 27228.524 | 27160.7069 | 27093.0587 | 27025.579 | 26958.2674 | 26891.1234 | 26824.1467 | 26757.3367 | 26690.6932 | 26624.2157 | 26557.9037 | 26491.7569 | 26425.7748 | 26359.9571 | 26294.3033 | 26228.813 | 26163.4859 | 26098.3214 | 26033.3193 | 25968.479 | 25903.8003 | 25839.2826 | 25774.9256 | 25710.729 | 25646.6922 | 25582.8149 | 25519.0967 | 25455.5372 | 25392.136 | 25328.8927 | 25265.807 | 25202.8783 | 25140.1064 | 25077.4909 | 25015.0313 | 24952.7273 | 24890.5784 | 24828.5843 | 24766.7447 | 24705.059 | 24643.527 | 24582.1483 | 24520.9224 | 24459.8491 | 0 | 0 | 0 | 0 | 0 | 0 | 0 | 0 | 0 | 0 | 0 | 0 | 0 | 0 | 0 | 0 | 0 | 0 | 0 | 0 | 0 | 0 | 0 | 0 | 0 | 0 | 0 | 0 | 0 | 0 | 0 | 0 | 0 | 0 | 0 | 0 | 0 | 0 | 0 | 0 | 0 | 0 | 0 | 0 | 0 | 0 | 0 | 0 | 0 | 0 | 0 | 0 | 0 | 0 | 0 | 0 | 0 | 0 | 0 | 0 | 0 | 0 | 0 | 0 | 0 | 0 | 0 | 0
| Availability |  | % | 99% |  |  |  | 99% | 99% | 99% | 99% | 99% | 99% | 99% | 99% | 99% | 99% | 99% | 99% | 99% | 99% | 99% | 99% | 99% | 99% | 99% | 99% | 99% | 99% | 99% | 99% | 99% | 99% | 99% | 99% | 99% | 99% | 99% | 99% | 99% | 99% | 99% | 99% | 99% | 99% | 99% | 99% | 99% | 99% | 99% | 99% | 99% | 99% | 99% | 99% | 99% | 99% | 99% | 99% | 99% | 99% | 99% | 99% | 99% | 99% | 99% | 99% | 99% | 99% | 99% | 99% | 99% | 99% | 99% | 99% | 99% | 99% | 99% | 99% | 99% | 99% | 99% | 99% | 99% | 99% | 99% | 99% | 99% | 99% | 99% | 99% | 99% | 99% | 99% | 99% | 99% | 99% | 99% | 99% | 99% | 99% | 99% | 99% | 99% | 99% | 99% | 99% | 99% | 99% | 99% | 99% | 99% | 99% | 99% | 99% | 99% | 99% | 99% | 99% | 99% | 99% | 99% | 99% | 99% | 99% | 99% | 99% | 99% | 99% | 99% | 99% | 99% | 99% | 99% | 99% | 99% | 99% | 99% | 99% | 99% | 99% | 99% | 99% | 99% | 99% | 99% | 99% | 99% | 99% | 99% | 99% | 99% | 99% | 99% | 99% | 99% | 99%
| Generation after Availability |  | MWh |  |  |  |  | 0 | 0 | 0 | 0 | 0 | 0 | 0 | 0 | 0 | 0 | 0 | 0 | 28761.9348 | 28690.2985 | 28618.8406 | 28547.5607 | 28476.4583 | 28405.533 | 28334.7844 | 28264.212 | 28193.8153 | 28123.594 | 28053.5476 | 27983.6756 | 27913.9777 | 27844.4534 | 27775.1022 | 27705.9237 | 27636.9176 | 27568.0833 | 27499.4205 | 27430.9287 | 27362.6075 | 27294.4564 | 27226.4751 | 27158.6631 | 27091.02 | 27023.5454 | 26956.2388 | 26889.0999 | 26822.1282 | 26755.3232 | 26688.6847 | 26622.2122 | 26555.9052 | 26489.7634 | 26423.7863 | 26357.9735 | 26292.3246 | 26226.8393 | 26161.5171 | 26096.3575 | 26031.3603 | 25966.5249 | 25901.851 | 25837.3382 | 25772.9861 | 25708.7942 | 25644.7623 | 25580.8898 | 25517.1764 | 25453.6217 | 25390.2253 | 25326.9867 | 25263.9057 | 25200.9818 | 25138.2147 | 25075.6038 | 25013.1489 | 24950.8496 | 24888.7054 | 24826.716 | 24764.881 | 24703.2 | 24641.6726 | 24580.2985 | 24519.0772 | 24458.0084 | 24397.0918 | 24336.3268 | 24275.7132 | 24215.2506 | 0 | 0 | 0 | 0 | 0 | 0 | 0 | 0 | 0 | 0 | 0 | 0 | 0 | 0 | 0 | 0 | 0 | 0 | 0 | 0 | 0 | 0 | 0 | 0 | 0 | 0 | 0 | 0 | 0 | 0 | 0 | 0 | 0 | 0 | 0 | 0 | 0 | 0 | 0 | 0 | 0 | 0 | 0 | 0 | 0 | 0 | 0 | 0 | 0 | 0 | 0 | 0 | 0 | 0 | 0 | 0 | 0 | 0 | 0 | 0 | 0 | 0 | 0 | 0 | 0 | 0 | 0 | 0
| Transmission Constrained Hours |  | Hours | 50 |  |  |  | 0 | 0 | 0 | 0 | 0 | 0 | 0 | 0 | 0 | 0 | 0 | 0 | 50 | 50 | 50 | 50 | 50 | 50 | 50 | 50 | 50 | 50 | 50 | 50 | 50 | 50 | 50 | 50 | 50 | 50 | 50 | 50 | 50 | 50 | 50 | 50 | 50 | 50 | 50 | 50 | 50 | 50 | 50 | 50 | 50 | 50 | 50 | 50 | 50 | 50 | 50 | 50 | 50 | 50 | 50 | 50 | 50 | 50 | 50 | 50 | 50 | 50 | 50 | 50 | 50 | 50 | 50 | 50 | 50 | 50 | 50 | 50 | 50 | 50 | 50 | 50 | 50 | 50 | 50 | 50 | 50 | 50 | 0 | 0 | 0 | 0 | 0 | 0 | 0 | 0 | 0 | 0 | 0 | 0 | 0 | 0 | 0 | 0 | 0 | 0 | 0 | 0 | 0 | 0 | 0 | 0 | 0 | 0 | 0 | 0 | 0 | 0 | 0 | 0 | 0 | 0 | 0 | 0 | 0 | 0 | 0 | 0 | 0 | 0 | 0 | 0 | 0 | 0 | 0 | 0 | 0 | 0 | 0 | 0 | 0 | 0 | 0 | 0 | 0 | 0 | 0 | 0 | 0 | 0 | 0 | 0 | 0 | 0 | 0 | 0
| Maximum Constrained Hours |  | Hours | 50 |  |  |  | 0 | 0 | 0 | 0 | 0 | 0 | 0 | 0 | 0 | 0 | 0 | 0 | 50 | 50 | 50 | 50 | 50 | 50 | 50 | 50 | 50 | 50 | 50 | 50 | 50 | 50 | 50 | 50 | 50 | 50 | 50 | 50 | 50 | 50 | 50 | 50 | 50 | 50 | 50 | 50 | 50 | 50 | 50 | 50 | 50 | 50 | 50 | 50 | 50 | 50 | 50 | 50 | 0 | 0 | 0 | 0 | 0 | 0 | 0 | 0 | 0 | 0 | 0 | 0 | 0 | 0 | 0 | 0 | 0 | 0 | 0 | 0 | 0 | 0 | 0 | 0 | 0 | 0 | 0 | 0 | 0 | 0 | 0 | 0 | 0 | 0 | 0 | 0 | 0 | 0 | 0 | 0 | 0 | 0 | 0 | 0 | 0 | 0 | 0 | 0 | 0 | 0 | 0 | 0 | 0 | 0 | 0 | 0 | 0 | 0 | 0 | 0 | 0 | 0 | 0 | 0 | 0 | 0 | 0 | 0 | 0 | 0 | 0 | 0 | 0 | 0 | 0 | 0 | 0 | 0 | 0 | 0 | 0 | 0 | 0 | 0 | 0 | 0 | 0 | 0 | 0 | 0 | 0 | 0 | 0 | 0 | 0 | 0 | 0 | 0
| Constrained Hours Applied |  | Hours |  |  |  |  | 0 | 0 | 0 | 0 | 0 | 0 | 0 | 0 | 0 | 0 | 0 | 0 | 50 | 50 | 50 | 50 | 50 | 50 | 50 | 50 | 50 | 50 | 50 | 50 | 50 | 50 | 50 | 50 | 50 | 50 | 50 | 50 | 50 | 50 | 50 | 50 | 50 | 50 | 50 | 50 | 50 | 50 | 50 | 50 | 50 | 50 | 50 | 50 | 50 | 50 | 50 | 50 | 50 | 50 | 50 | 50 | 50 | 50 | 50 | 50 | 50 | 50 | 50 | 50 | 50 | 50 | 50 | 50 | 50 | 50 | 50 | 50 | 50 | 50 | 50 | 50 | 50 | 50 | 50 | 50 | 50 | 50 | 0 | 0 | 0 | 0 | 0 | 0 | 0 | 0 | 0 | 0 | 0 | 0 | 0 | 0 | 0 | 0 | 0 | 0 | 0 | 0 | 0 | 0 | 0 | 0 | 0 | 0 | 0 | 0 | 0 | 0 | 0 | 0 | 0 | 0 | 0 | 0 | 0 | 0 | 0 | 0 | 0 | 0 | 0 | 0 | 0 | 0 | 0 | 0 | 0 | 0 | 0 | 0 | 0 | 0 | 0 | 0 | 0 | 0 | 0 | 0 | 0 | 0 | 0 | 0 | 0 | 0 | 0 | 0
| Generation Lost for Constrained Hours |  | MWh |  |  | 70000 |  | 0 | 0 | 0 | 0 | 0 | 0 | 0 | 0 | 0 | 0 | 0 | 0 | 1000 | 1000 | 1000 | 1000 | 1000 | 1000 | 1000 | 1000 | 1000 | 1000 | 1000 | 1000 | 1000 | 1000 | 1000 | 1000 | 1000 | 1000 | 1000 | 1000 | 1000 | 1000 | 1000 | 1000 | 1000 | 1000 | 1000 | 1000 | 1000 | 1000 | 1000 | 1000 | 1000 | 1000 | 1000 | 1000 | 1000 | 1000 | 1000 | 1000 | 1000 | 1000 | 1000 | 1000 | 1000 | 1000 | 1000 | 1000 | 1000 | 1000 | 1000 | 1000 | 1000 | 1000 | 1000 | 1000 | 1000 | 1000 | 1000 | 1000 | 1000 | 1000 | 1000 | 1000 | 1000 | 1000 | 1000 | 1000 | 1000 | 1000 | 0 | 0 | 0 | 0 | 0 | 0 | 0 | 0 | 0 | 0 | 0 | 0 | 0 | 0 | 0 | 0 | 0 | 0 | 0 | 0 | 0 | 0 | 0 | 0 | 0 | 0 | 0 | 0 | 0 | 0 | 0 | 0 | 0 | 0 | 0 | 0 | 0 | 0 | 0 | 0 | 0 | 0 | 0 | 0 | 0 | 0 | 0 | 0 | 0 | 0 | 0 | 0 | 0 | 0 | 0 | 0 | 0 | 0 | 0 | 0 | 0 | 0 | 0 | 0 | 0 | 0 | 0 | 0
| Total Generation After Constrained Hours |  | MWh |  |  | 1779706.146 |  | 0 | 0 | 0 | 0 | 0 | 0 | 0 | 0 | 0 | 0 | 0 | 0 | 27761.9348 | 27690.2985 | 27618.8406 | 27547.5607 | 27476.4583 | 27405.533 | 27334.7844 | 27264.212 | 27193.8153 | 27123.594 | 27053.5476 | 26983.6756 | 26913.9777 | 26844.4534 | 26775.1022 | 26705.9237 | 26636.9176 | 26568.0833 | 26499.4205 | 26430.9287 | 26362.6075 | 26294.4564 | 26226.4751 | 26158.6631 | 26091.02 | 26023.5454 | 25956.2388 | 25889.0999 | 25822.1282 | 25755.3232 | 25688.6847 | 25622.2122 | 25555.9052 | 25489.7634 | 25423.7863 | 25357.9735 | 25292.3246 | 25226.8393 | 25161.5171 | 25096.3575 | 25031.3603 | 24966.5249 | 24901.851 | 24837.3382 | 24772.9861 | 24708.7942 | 24644.7623 | 24580.8898 | 24517.1764 | 24453.6217 | 24390.2253 | 24326.9867 | 24263.9057 | 24200.9818 | 24138.2147 | 24075.6038 | 24013.1489 | 23950.8496 | 23888.7054 | 23826.716 | 23764.881 | 23703.2 | 23641.6726 | 23580.2985 | 23519.0772 | 23458.0084 | 23397.0918 | 23336.3268 | 23275.7132 | 23215.2506 | 0 | 0 | 0 | 0 | 0 | 0 | 0 | 0 | 0 | 0 | 0 | 0 | 0 | 0 | 0 | 0 | 0 | 0 | 0 | 0 | 0 | 0 | 0 | 0 | 0 | 0 | 0 | 0 | 0 | 0 | 0 | 0 | 0 | 0 | 0 | 0 | 0 | 0 | 0 | 0 | 0 | 0 | 0 | 0 | 0 | 0 | 0 | 0 | 0 | 0 | 0 | 0 | 0 | 0 | 0 | 0 | 0 | 0 | 0 | 0 | 0 | 0 | 0 | 0 | 0 | 0 | 0 | 0
| PPA Generation |  | MWh |  |  | 1056323.9833 |  | 0 | 0 | 0 | 0 | 0 | 0 | 0 | 0 | 0 | 0 | 0 | 0 | 27761.9348 | 27690.2985 | 27618.8406 | 27547.5607 | 27476.4583 | 27405.533 | 27334.7844 | 27264.212 | 27193.8153 | 27123.594 | 27053.5476 | 26983.6756 | 26913.9777 | 26844.4534 | 26775.1022 | 26705.9237 | 26636.9176 | 26568.0833 | 26499.4205 | 26430.9287 | 26362.6075 | 26294.4564 | 26226.4751 | 26158.6631 | 26091.02 | 26023.5454 | 25956.2388 | 25889.0999 | 25822.1282 | 25755.3232 | 25688.6847 | 25622.2122 | 25555.9052 | 25489.7634 | 25423.7863 | 25357.9735 | 25292.3246 | 25226.8393 | 25161.5171 | 25096.3575 | 0 | 0 | 0 | 0 | 0 | 0 | 0 | 0 | 0 | 0 | 0 | 0 | 0 | 0 | 0 | 0 | 0 | 0 | 0 | 0 | 0 | 0 | 0 | 0 | 0 | 0 | 0 | 0 | 0 | 0 | 0 | 0 | 0 | 0 | 0 | 0 | 0 | 0 | 0 | 0 | 0 | 0 | 0 | 0 | 0 | 0 | 0 | 0 | 0 | 0 | 0 | 0 | 0 | 0 | 0 | 0 | 0 | 0 | 0 | 0 | 0 | 0 | 0 | 0 | 0 | 0 | 0 | 0 | 0 | 0 | 0 | 0 | 0 | 0 | 0 | 0 | 0 | 0 | 0 | 0 | 0 | 0 | 0 | 0 | 0 | 0 | 0 | 0 | 0 | 0 | 0 | 0 | 0 | 0 | 0 | 0 | 0 | 0
| Merchant Generation |  | MWh |  |  | 723382.1627 |  | 0 | 0 | 0 | 0 | 0 | 0 | 0 | 0 | 0 | 0 | 0 | 0 | 0 | 0 | 0 | 0 | 0 | 0 | 0 | 0 | 0 | 0 | 0 | 0 | 0 | 0 | 0 | 0 | 0 | 0 | 0 | 0 | 0 | 0 | 0 | 0 | 0 | 0 | 0 | 0 | 0 | 0 | 0 | 0 | 0 | 0 | 0 | 0 | 0 | 0 | 0 | 0 | 25031.3603 | 24966.5249 | 24901.851 | 24837.3382 | 24772.9861 | 24708.7942 | 24644.7623 | 24580.8898 | 24517.1764 | 24453.6217 | 24390.2253 | 24326.9867 | 24263.9057 | 24200.9818 | 24138.2147 | 24075.6038 | 24013.1489 | 23950.8496 | 23888.7054 | 23826.716 | 23764.881 | 23703.2 | 23641.6726 | 23580.2985 | 23519.0772 | 23458.0084 | 23397.0918 | 23336.3268 | 23275.7132 | 23215.2506 | 0 | 0 | 0 | 0 | 0 | 0 | 0 | 0 | 0 | 0 | 0 | 0 | 0 | 0 | 0 | 0 | 0 | 0 | 0 | 0 | 0 | 0 | 0 | 0 | 0 | 0 | 0 | 0 | 0 | 0 | 0 | 0 | 0 | 0 | 0 | 0 | 0 | 0 | 0 | 0 | 0 | 0 | 0 | 0 | 0 | 0 | 0 | 0 | 0 | 0 | 0 | 0 | 0 | 0 | 0 | 0 | 0 | 0 | 0 | 0 | 0 | 0 | 0 | 0 | 0 | 0 | 0 | 0
Free Cash Flow
PPA Revenues
|  | PPA Price without Inflation | USD/MWH | 60 |  |  |  | 60 | 60 | 60 | 60 | 60 | 60 | 60 | 60 | 60 | 60 | 60 | 60 | 60 | 60 | 60 | 60 | 60 | 60 | 60 | 60 | 60 | 60 | 60 | 60 | 60 | 60 | 60 | 60 | 60 | 60 | 60 | 60 | 60 | 60 | 60 | 60 | 60 | 60 | 60 | 60 | 60 | 60 | 60 | 60 | 60 | 60 | 60 | 60 | 60 | 60 | 60 | 60 | 60 | 60 | 60 | 60 | 60 | 60 | 60 | 60 | 60 | 60 | 60 | 60 | 60 | 60 | 60 | 60 | 60 | 60 | 60 | 60 | 60 | 60 | 60 | 60 | 60 | 60 | 60 | 60 | 60 | 60 | 60 | 60 | 60 | 60 | 60 | 60 | 60 | 60 | 60 | 60 | 60 | 60 | 60 | 60 | 60 | 60 | 60 | 60 | 60 | 60 | 60 | 60 | 60 | 60 | 60 | 60 | 60 | 60 | 60 | 60 | 60 | 60 | 60 | 60 | 60 | 60 | 60 | 60 | 60 | 60 | 60 | 60 | 60 | 60 | 60 | 60 | 60 | 60 | 60 | 60 | 60 | 60 | 60 | 60 | 60 | 60 | 60 | 60 | 60 | 60 | 60 | 60 | 60 | 60 | 60 | 60 | 60 | 60
|  | Inflation Rate | % p.p. | 2% |  |  |  | 0.1652% | 0.1652% | 0.1652% | 0.1652% | 0.1652% | 0.1652% | 0.1652% | 0.1652% | 0.1652% | 0.1652% | 0.1652% | 0.1652% | 0.995% | 0.995% | 0.995% | 0.995% | 0.995% | 0.995% | 0.995% | 0.995% | 0.995% | 0.995% | 0.995% | 0.995% | 0.995% | 0.995% | 0.995% | 0.995% | 0.995% | 0.995% | 0.995% | 0.995% | 0.995% | 0.995% | 0.995% | 0.995% | 0.995% | 0.995% | 0.995% | 0.995% | 0.995% | 0.995% | 0.995% | 0.995% | 0.995% | 0.995% | 0.995% | 0.995% | 0.995% | 0.995% | 0.995% | 0.995% | 0.995% | 0.995% | 0.995% | 0.995% | 0.995% | 0.995% | 0.995% | 0.995% | 0.995% | 0.995% | 0.995% | 0.995% | 0.995% | 0.995% | 0.995% | 0.995% | 0.995% | 0.995% | 0.995% | 0.995% | 0.995% | 0.995% | 0.995% | 0.995% | 0.995% | 0.995% | 0.995% | 0.995% | 0.995% | 0.995% | 0.995% | 0.995% | 0.995% | 0.995% | 0.995% | 0.995% | 0.995% | 0.995% | 0.995% | 0.995% | 0.995% | 0.995% | 0.995% | 0.995% | 0.995% | 0.995% | 0.995% | 0.995% | 0.995% | 0.995% | 0.995% | 0.995% | 0.995% | 0.995% | 0.995% | 0.995% | 0.995% | 0.995% | 0.995% | 0.995% | 0.995% | 0.995% | 0.995% | 0.995% | 0.995% | 0.995% | 0.995% | 0.995% | 0.995% | 0.995% | 0.995% | 0.995% | 0.995% | 0.995% | 0.995% | 0.995% | 0.995% | 0.995% | 0.995% | 0.995% | 0.995% | 0.995% | 0.995% | 0.995% | 0.995% | 0.995% | 0.995% | 0.995% | 0.995% | 0.995% | 0.995% | 0.995% | 0.995% | 0.995% | 0.995% | 0.995% | 0.995% | 0.995%
|  | Inflation Index | Index |  |  |  | 1 | 1 | 1 | 1 | 1 | 1 | 1 | 1 | 1 | 1 | 1 | 1 | 1 | 1.01 | 1.02 | 1.0301 | 1.0404 | 1.0508 | 1.0612 | 1.0718 | 1.0824 | 1.0932 | 1.1041 | 1.1151 | 1.1262 | 1.1374 | 1.1487 | 1.1601 | 1.1717 | 1.1833 | 1.1951 | 1.207 | 1.219 | 1.2311 | 1.2434 | 1.2557 | 1.2682 | 1.2809 | 1.2936 | 1.3065 | 1.3195 | 1.3326 | 1.3459 | 1.3593 | 1.3728 | 1.3864 | 1.4002 | 1.4142 | 1.4282 | 1.4425 | 1.4568 | 1.4713 | 1.4859 | 1.5007 | 1.5157 | 1.5307 | 1.546 | 1.5614 | 1.5769 | 1.5926 | 1.6084 | 1.6244 | 1.6406 | 1.6569 | 1.6734 | 1.6901 | 1.7069 | 1.7239 | 1.741 | 1.7583 | 1.7758 | 1.7935 | 1.8114 | 1.8294 | 1.8476 | 1.866 | 1.8845 | 1.9033 | 1.9222 | 1.9414 | 1.9607 | 1.9802 | 1.9999 | 1.9999 | 1.9999 | 1.9999 | 1.9999 | 1.9999 | 1.9999 | 1.9999 | 1.9999 | 1.9999 | 1.9999 | 1.9999 | 1.9999 | 1.9999 | 1.9999 | 1.9999 | 1.9999 | 1.9999 | 1.9999 | 1.9999 | 1.9999 | 1.9999 | 1.9999 | 1.9999 | 1.9999 | 1.9999 | 1.9999 | 1.9999 | 1.9999 | 1.9999 | 1.9999 | 1.9999 | 1.9999 | 1.9999 | 1.9999 | 1.9999 | 1.9999 | 1.9999 | 1.9999 | 1.9999 | 1.9999 | 1.9999 | 1.9999 | 1.9999 | 1.9999 | 1.9999 | 1.9999 | 1.9999 | 1.9999 | 1.9999 | 1.9999 | 1.9999 | 1.9999 | 1.9999 | 1.9999 | 1.9999 | 1.9999 | 1.9999 | 1.9999 | 1.9999 | 1.9999 | 1.9999 | 1.9999 | 1.9999 | 1.9999 | 1.9999 | 1.9999 | 1.9999 | 1.9999
|  | Inflated Price | USD/MWH |  |  |  |  | 60 | 60 | 60 | 60 | 60 | 60 | 60 | 60 | 60 | 60 | 60 | 60 | 60.597 | 61.2 | 61.809 | 62.424 | 63.0451 | 63.6725 | 64.3061 | 64.9459 | 65.5922 | 66.2448 | 66.904 | 67.5697 | 68.2421 | 68.9211 | 69.6069 | 70.2996 | 70.9991 | 71.7056 | 72.4191 | 73.1397 | 73.8674 | 74.6025 | 75.3448 | 76.0945 | 76.8517 | 77.6164 | 78.3887 | 79.1687 | 79.9565 | 80.7521 | 81.5556 | 82.3671 | 83.1867 | 84.0145 | 84.8505 | 85.6948 | 86.5475 | 87.4087 | 88.2784 | 89.1568 | 90.044 | 90.94 | 91.8449 | 92.7588 | 93.6818 | 94.614 | 95.5554 | 96.5062 | 97.4665 | 98.4364 | 99.4159 | 100.4051 | 101.4042 | 102.4132 | 103.4323 | 104.4615 | 105.5009 | 106.5507 | 107.6109 | 108.6817 | 109.7631 | 110.8553 | 111.9584 | 113.0724 | 114.1976 | 115.3339 | 116.4815 | 117.6406 | 118.8111 | 119.9934 | 119.9934 | 119.9934 | 119.9934 | 119.9934 | 119.9934 | 119.9934 | 119.9934 | 119.9934 | 119.9934 | 119.9934 | 119.9934 | 119.9934 | 119.9934 | 119.9934 | 119.9934 | 119.9934 | 119.9934 | 119.9934 | 119.9934 | 119.9934 | 119.9934 | 119.9934 | 119.9934 | 119.9934 | 119.9934 | 119.9934 | 119.9934 | 119.9934 | 119.9934 | 119.9934 | 119.9934 | 119.9934 | 119.9934 | 119.9934 | 119.9934 | 119.9934 | 119.9934 | 119.9934 | 119.9934 | 119.9934 | 119.9934 | 119.9934 | 119.9934 | 119.9934 | 119.9934 | 119.9934 | 119.9934 | 119.9934 | 119.9934 | 119.9934 | 119.9934 | 119.9934 | 119.9934 | 119.9934 | 119.9934 | 119.9934 | 119.9934 | 119.9934 | 119.9934 | 119.9934 | 119.9934 | 119.9934 | 119.9934 | 119.9934 | 119.9934 | 119.9934 | 119.9934 | 119.9934
|  | PPA Generation | MWH |  |  | 1056323.9833 |  | 0 | 0 | 0 | 0 | 0 | 0 | 0 | 0 | 0 | 0 | 0 | 0 | 27761.9348 | 27690.2985 | 27618.8406 | 27547.5607 | 27476.4583 | 27405.533 | 27334.7844 | 27264.212 | 27193.8153 | 27123.594 | 27053.5476 | 26983.6756 | 26913.9777 | 26844.4534 | 26775.1022 | 26705.9237 | 26636.9176 | 26568.0833 | 26499.4205 | 26430.9287 | 26362.6075 | 26294.4564 | 26226.4751 | 26158.6631 | 26091.02 | 26023.5454 | 25956.2388 | 25889.0999 | 25822.1282 | 25755.3232 | 25688.6847 | 25622.2122 | 25555.9052 | 25489.7634 | 25423.7863 | 25357.9735 | 25292.3246 | 25226.8393 | 25161.5171 | 25096.3575 | 0 | 0 | 0 | 0 | 0 | 0 | 0 | 0 | 0 | 0 | 0 | 0 | 0 | 0 | 0 | 0 | 0 | 0 | 0 | 0 | 0 | 0 | 0 | 0 | 0 | 0 | 0 | 0 | 0 | 0 | 0 | 0 | 0 | 0 | 0 | 0 | 0 | 0 | 0 | 0 | 0 | 0 | 0 | 0 | 0 | 0 | 0 | 0 | 0 | 0 | 0 | 0 | 0 | 0 | 0 | 0 | 0 | 0 | 0 | 0 | 0 | 0 | 0 | 0 | 0 | 0 | 0 | 0 | 0 | 0 | 0 | 0 | 0 | 0 | 0 | 0 | 0 | 0 | 0 | 0 | 0 | 0 | 0 | 0 | 0 | 0 | 0 | 0 | 0 | 0 | 0 | 0 | 0 | 0 | 0 | 0 | 0 | 0
|  | PPA Revenues | USD |  |  | 77884791.966 |  | 0 | 0 | 0 | 0 | 0 | 0 | 0 | 0 | 0 | 0 | 0 | 0 | 1682290.7869 | 1694646.2687 | 1707092.0973 | 1719628.9294 | 1732257.4263 | 1744978.2543 | 1757792.0842 | 1770699.5918 | 1783701.4577 | 1796798.3675 | 1809991.0117 | 1823280.0857 | 1836666.29 | 1850150.3301 | 1863732.9165 | 1877414.7651 | 1891196.5965 | 1905079.1369 | 1919063.1175 | 1933149.2749 | 1947338.3509 | 1961631.0927 | 1976028.2527 | 1990530.5891 | 2005138.865 | 2019853.8496 | 2034676.3172 | 2049607.0477 | 2064646.8269 | 2079796.4459 | 2095056.7018 | 2110428.3972 | 2125912.3405 | 2141509.346 | 2157220.2337 | 2173045.8299 | 2188986.9662 | 2205044.4807 | 2221219.2173 | 2237512.026 | 0 | 0 | 0 | 0 | 0 | 0 | 0 | 0 | 0 | 0 | 0 | 0 | 0 | 0 | 0 | 0 | 0 | 0 | 0 | 0 | 0 | 0 | 0 | 0 | 0 | 0 | 0 | 0 | 0 | 0 | 0 | 0 | 0 | 0 | 0 | 0 | 0 | 0 | 0 | 0 | 0 | 0 | 0 | 0 | 0 | 0 | 0 | 0 | 0 | 0 | 0 | 0 | 0 | 0 | 0 | 0 | 0 | 0 | 0 | 0 | 0 | 0 | 0 | 0 | 0 | 0 | 0 | 0 | 0 | 0 | 0 | 0 | 0 | 0 | 0 | 0 | 0 | 0 | 0 | 0 | 0 | 0 | 0 | 0 | 0 | 0 | 0 | 0 | 0 | 0 | 0 | 0 | 0 | 0 | 0 | 0 | 0 | 0
Merchant Revenues
|  | Merchant Price | USD/MWH | 40 |  |  |  | 40 | 40 | 40 | 40 | 40 | 40 | 40 | 40 | 40 | 40 | 40 | 40 | 40 | 40 | 40 | 40 | 40 | 40 | 40 | 40 | 40 | 40 | 40 | 40 | 40 | 40 | 40 | 40 | 40 | 40 | 40 | 40 | 40 | 40 | 40 | 40 | 40 | 40 | 40 | 40 | 40 | 40 | 40 | 40 | 40 | 40 | 40 | 40 | 40 | 40 | 40 | 40 | 40 | 40 | 40 | 40 | 40 | 40 | 40 | 40 | 40 | 40 | 40 | 40 | 40 | 40 | 40 | 40 | 40 | 40 | 40 | 40 | 40 | 40 | 40 | 40 | 40 | 40 | 40 | 40 | 40 | 40 | 40 | 40 | 40 | 40 | 40 | 40 | 40 | 40 | 40 | 40 | 40 | 40 | 40 | 40 | 40 | 40 | 40 | 40 | 40 | 40 | 40 | 40 | 40 | 40 | 40 | 40 | 40 | 40 | 40 | 40 | 40 | 40 | 40 | 40 | 40 | 40 | 40 | 40 | 40 | 40 | 40 | 40 | 40 | 40 | 40 | 40 | 40 | 40 | 40 | 40 | 40 | 40 | 40 | 40 | 40 | 40 | 40 | 40 | 40 | 40 | 40 | 40 | 40 | 40 | 40 | 40 | 40 | 40
|  | Merchant Generation | MWH |  |  |  |  | 0 | 0 | 0 | 0 | 0 | 0 | 0 | 0 | 0 | 0 | 0 | 0 | 0 | 0 | 0 | 0 | 0 | 0 | 0 | 0 | 0 | 0 | 0 | 0 | 0 | 0 | 0 | 0 | 0 | 0 | 0 | 0 | 0 | 0 | 0 | 0 | 0 | 0 | 0 | 0 | 0 | 0 | 0 | 0 | 0 | 0 | 0 | 0 | 0 | 0 | 0 | 0 | 25031.3603 | 24966.5249 | 24901.851 | 24837.3382 | 24772.9861 | 24708.7942 | 24644.7623 | 24580.8898 | 24517.1764 | 24453.6217 | 24390.2253 | 24326.9867 | 24263.9057 | 24200.9818 | 24138.2147 | 24075.6038 | 24013.1489 | 23950.8496 | 23888.7054 | 23826.716 | 23764.881 | 23703.2 | 23641.6726 | 23580.2985 | 23519.0772 | 23458.0084 | 23397.0918 | 23336.3268 | 23275.7132 | 23215.2506 | 0 | 0 | 0 | 0 | 0 | 0 | 0 | 0 | 0 | 0 | 0 | 0 | 0 | 0 | 0 | 0 | 0 | 0 | 0 | 0 | 0 | 0 | 0 | 0 | 0 | 0 | 0 | 0 | 0 | 0 | 0 | 0 | 0 | 0 | 0 | 0 | 0 | 0 | 0 | 0 | 0 | 0 | 0 | 0 | 0 | 0 | 0 | 0 | 0 | 0 | 0 | 0 | 0 | 0 | 0 | 0 | 0 | 0 | 0 | 0 | 0 | 0 | 0 | 0 | 0 | 0 | 0 | 0
|  | Merchant Revenues | USD |  |  |  |  | 0 | 0 | 0 | 0 | 0 | 0 | 0 | 0 | 0 | 0 | 0 | 0 | 0 | 0 | 0 | 0 | 0 | 0 | 0 | 0 | 0 | 0 | 0 | 0 | 0 | 0 | 0 | 0 | 0 | 0 | 0 | 0 | 0 | 0 | 0 | 0 | 0 | 0 | 0 | 0 | 0 | 0 | 0 | 0 | 0 | 0 | 0 | 0 | 0 | 0 | 0 | 0 | 1001254.4104 | 998660.9957 | 996074.0402 | 993493.528 | 990919.443 | 988351.7692 | 985790.4906 | 983235.5912 | 980687.0553 | 978144.8669 | 975609.0102 | 973079.4695 | 970556.2291 | 968039.2732 | 965528.5861 | 963024.1524 | 960525.9564 | 958033.9825 | 955548.2153 | 953068.6393 | 950595.2391 | 948127.9993 | 945666.9046 | 943211.9396 | 940763.0891 | 938320.3379 | 935883.6708 | 933453.0725 | 931028.5281 | 928610.0224 | 0 | 0 | 0 | 0 | 0 | 0 | 0 | 0 | 0 | 0 | 0 | 0 | 0 | 0 | 0 | 0 | 0 | 0 | 0 | 0 | 0 | 0 | 0 | 0 | 0 | 0 | 0 | 0 | 0 | 0 | 0 | 0 | 0 | 0 | 0 | 0 | 0 | 0 | 0 | 0 | 0 | 0 | 0 | 0 | 0 | 0 | 0 | 0 | 0 | 0 | 0 | 0 | 0 | 0 | 0 | 0 | 0 | 0 | 0 | 0 | 0 | 0 | 0 | 0 | 0 | 0 | 0 | 0
|  | Total Revenues | USD |  |  | 106820078.4739 |  | 0 | 0 | 0 | 0 | 0 | 0 | 0 | 0 | 0 | 0 | 0 | 0 | 1682290.7869 | 1694646.2687 | 1707092.0973 | 1719628.9294 | 1732257.4263 | 1744978.2543 | 1757792.0842 | 1770699.5918 | 1783701.4577 | 1796798.3675 | 1809991.0117 | 1823280.0857 | 1836666.29 | 1850150.3301 | 1863732.9165 | 1877414.7651 | 1891196.5965 | 1905079.1369 | 1919063.1175 | 1933149.2749 | 1947338.3509 | 1961631.0927 | 1976028.2527 | 1990530.5891 | 2005138.865 | 2019853.8496 | 2034676.3172 | 2049607.0477 | 2064646.8269 | 2079796.4459 | 2095056.7018 | 2110428.3972 | 2125912.3405 | 2141509.346 | 2157220.2337 | 2173045.8299 | 2188986.9662 | 2205044.4807 | 2221219.2173 | 2237512.026 | 1001254.4104 | 998660.9957 | 996074.0402 | 993493.528 | 990919.443 | 988351.7692 | 985790.4906 | 983235.5912 | 980687.0553 | 978144.8669 | 975609.0102 | 973079.4695 | 970556.2291 | 968039.2732 | 965528.5861 | 963024.1524 | 960525.9564 | 958033.9825 | 955548.2153 | 953068.6393 | 950595.2391 | 948127.9993 | 945666.9046 | 943211.9396 | 940763.0891 | 938320.3379 | 935883.6708 | 933453.0725 | 931028.5281 | 928610.0224 | 0 | 0 | 0 | 0 | 0 | 0 | 0 | 0 | 0 | 0 | 0 | 0 | 0 | 0 | 0 | 0 | 0 | 0 | 0 | 0 | 0 | 0 | 0 | 0 | 0 | 0 | 0 | 0 | 0 | 0 | 0 | 0 | 0 | 0 | 0 | 0 | 0 | 0 | 0 | 0 | 0 | 0 | 0 | 0 | 0 | 0 | 0 | 0 | 0 | 0 | 0 | 0 | 0 | 0 | 0 | 0 | 0 | 0 | 0 | 0 | 0 | 0 | 0 | 0 | 0 | 0 | 0 | 0
| O&M Expense before Inflation |  | USD | 169000 |  | 5915000 |  | 0 | 0 | 0 | 0 | 0 | 0 | 0 | 0 | 0 | 0 | 0 | 0 | 84500 | 84500 | 84500 | 84500 | 84500 | 84500 | 84500 | 84500 | 84500 | 84500 | 84500 | 84500 | 84500 | 84500 | 84500 | 84500 | 84500 | 84500 | 84500 | 84500 | 84500 | 84500 | 84500 | 84500 | 84500 | 84500 | 84500 | 84500 | 84500 | 84500 | 84500 | 84500 | 84500 | 84500 | 84500 | 84500 | 84500 | 84500 | 84500 | 84500 | 84500 | 84500 | 84500 | 84500 | 84500 | 84500 | 84500 | 84500 | 84500 | 84500 | 84500 | 84500 | 84500 | 84500 | 84500 | 84500 | 84500 | 84500 | 84500 | 84500 | 84500 | 84500 | 84500 | 84500 | 84500 | 84500 | 84500 | 84500 | 84500 | 84500 | 0 | 0 | 0 | 0 | 0 | 0 | 0 | 0 | 0 | 0 | 0 | 0 | 0 | 0 | 0 | 0 | 0 | 0 | 0 | 0 | 0 | 0 | 0 | 0 | 0 | 0 | 0 | 0 | 0 | 0 | 0 | 0 | 0 | 0 | 0 | 0 | 0 | 0 | 0 | 0 | 0 | 0 | 0 | 0 | 0 | 0 | 0 | 0 | 0 | 0 | 0 | 0 | 0 | 0 | 0 | 0 | 0 | 0 | 0 | 0 | 0 | 0 | 0 | 0 | 0 | 0 | 0 | 0
| Other Expenses |  | USD | 375000 |  | 13125000 |  | 0 | 0 | 0 | 0 | 0 | 0 | 0 | 0 | 0 | 0 | 0 | 0 | 187500 | 187500 | 187500 | 187500 | 187500 | 187500 | 187500 | 187500 | 187500 | 187500 | 187500 | 187500 | 187500 | 187500 | 187500 | 187500 | 187500 | 187500 | 187500 | 187500 | 187500 | 187500 | 187500 | 187500 | 187500 | 187500 | 187500 | 187500 | 187500 | 187500 | 187500 | 187500 | 187500 | 187500 | 187500 | 187500 | 187500 | 187500 | 187500 | 187500 | 187500 | 187500 | 187500 | 187500 | 187500 | 187500 | 187500 | 187500 | 187500 | 187500 | 187500 | 187500 | 187500 | 187500 | 187500 | 187500 | 187500 | 187500 | 187500 | 187500 | 187500 | 187500 | 187500 | 187500 | 187500 | 187500 | 187500 | 187500 | 187500 | 187500 | 0 | 0 | 0 | 0 | 0 | 0 | 0 | 0 | 0 | 0 | 0 | 0 | 0 | 0 | 0 | 0 | 0 | 0 | 0 | 0 | 0 | 0 | 0 | 0 | 0 | 0 | 0 | 0 | 0 | 0 | 0 | 0 | 0 | 0 | 0 | 0 | 0 | 0 | 0 | 0 | 0 | 0 | 0 | 0 | 0 | 0 | 0 | 0 | 0 | 0 | 0 | 0 | 0 | 0 | 0 | 0 | 0 | 0 | 0 | 0 | 0 | 0 | 0 | 0 | 0 | 0 | 0 | 0
| Land Lease |  | USD | 234000 |  | 8190000 |  | 0 | 0 | 0 | 0 | 0 | 0 | 0 | 0 | 0 | 0 | 0 | 0 | 117000 | 117000 | 117000 | 117000 | 117000 | 117000 | 117000 | 117000 | 117000 | 117000 | 117000 | 117000 | 117000 | 117000 | 117000 | 117000 | 117000 | 117000 | 117000 | 117000 | 117000 | 117000 | 117000 | 117000 | 117000 | 117000 | 117000 | 117000 | 117000 | 117000 | 117000 | 117000 | 117000 | 117000 | 117000 | 117000 | 117000 | 117000 | 117000 | 117000 | 117000 | 117000 | 117000 | 117000 | 117000 | 117000 | 117000 | 117000 | 117000 | 117000 | 117000 | 117000 | 117000 | 117000 | 117000 | 117000 | 117000 | 117000 | 117000 | 117000 | 117000 | 117000 | 117000 | 117000 | 117000 | 117000 | 117000 | 117000 | 117000 | 117000 | 0 | 0 | 0 | 0 | 0 | 0 | 0 | 0 | 0 | 0 | 0 | 0 | 0 | 0 | 0 | 0 | 0 | 0 | 0 | 0 | 0 | 0 | 0 | 0 | 0 | 0 | 0 | 0 | 0 | 0 | 0 | 0 | 0 | 0 | 0 | 0 | 0 | 0 | 0 | 0 | 0 | 0 | 0 | 0 | 0 | 0 | 0 | 0 | 0 | 0 | 0 | 0 | 0 | 0 | 0 | 0 | 0 | 0 | 0 | 0 | 0 | 0 | 0 | 0 | 0 | 0 | 0 | 0
| Total Without Inflation |  | USD |  |  | 27230000 |  | 0 | 0 | 0 | 0 | 0 | 0 | 0 | 0 | 0 | 0 | 0 | 0 | 389000 | 389000 | 389000 | 389000 | 389000 | 389000 | 389000 | 389000 | 389000 | 389000 | 389000 | 389000 | 389000 | 389000 | 389000 | 389000 | 389000 | 389000 | 389000 | 389000 | 389000 | 389000 | 389000 | 389000 | 389000 | 389000 | 389000 | 389000 | 389000 | 389000 | 389000 | 389000 | 389000 | 389000 | 389000 | 389000 | 389000 | 389000 | 389000 | 389000 | 389000 | 389000 | 389000 | 389000 | 389000 | 389000 | 389000 | 389000 | 389000 | 389000 | 389000 | 389000 | 389000 | 389000 | 389000 | 389000 | 389000 | 389000 | 389000 | 389000 | 389000 | 389000 | 389000 | 389000 | 389000 | 389000 | 389000 | 389000 | 389000 | 389000 | 0 | 0 | 0 | 0 | 0 | 0 | 0 | 0 | 0 | 0 | 0 | 0 | 0 | 0 | 0 | 0 | 0 | 0 | 0 | 0 | 0 | 0 | 0 | 0 | 0 | 0 | 0 | 0 | 0 | 0 | 0 | 0 | 0 | 0 | 0 | 0 | 0 | 0 | 0 | 0 | 0 | 0 | 0 | 0 | 0 | 0 | 0 | 0 | 0 | 0 | 0 | 0 | 0 | 0 | 0 | 0 | 0 | 0 | 0 | 0 | 0 | 0 | 0 | 0 | 0 | 0 | 0 | 0
| Inflation Rate |  | % | 2% |  |  |  | 0.1652% | 0.1652% | 0.1652% | 0.1652% | 0.1652% | 0.1652% | 0.1652% | 0.1652% | 0.1652% | 0.1652% | 0.1652% | 0.1652% | 0.995% | 0.995% | 0.995% | 0.995% | 0.995% | 0.995% | 0.995% | 0.995% | 0.995% | 0.995% | 0.995% | 0.995% | 0.995% | 0.995% | 0.995% | 0.995% | 0.995% | 0.995% | 0.995% | 0.995% | 0.995% | 0.995% | 0.995% | 0.995% | 0.995% | 0.995% | 0.995% | 0.995% | 0.995% | 0.995% | 0.995% | 0.995% | 0.995% | 0.995% | 0.995% | 0.995% | 0.995% | 0.995% | 0.995% | 0.995% | 0.995% | 0.995% | 0.995% | 0.995% | 0.995% | 0.995% | 0.995% | 0.995% | 0.995% | 0.995% | 0.995% | 0.995% | 0.995% | 0.995% | 0.995% | 0.995% | 0.995% | 0.995% | 0.995% | 0.995% | 0.995% | 0.995% | 0.995% | 0.995% | 0.995% | 0.995% | 0.995% | 0.995% | 0.995% | 0.995% | 0.995% | 0.995% | 0.995% | 0.995% | 0.995% | 0.995% | 0.995% | 0.995% | 0.995% | 0.995% | 0.995% | 0.995% | 0.995% | 0.995% | 0.995% | 0.995% | 0.995% | 0.995% | 0.995% | 0.995% | 0.995% | 0.995% | 0.995% | 0.995% | 0.995% | 0.995% | 0.995% | 0.995% | 0.995% | 0.995% | 0.995% | 0.995% | 0.995% | 0.995% | 0.995% | 0.995% | 0.995% | 0.995% | 0.995% | 0.995% | 0.995% | 0.995% | 0.995% | 0.995% | 0.995% | 0.995% | 0.995% | 0.995% | 0.995% | 0.995% | 0.995% | 0.995% | 0.995% | 0.995% | 0.995% | 0.995% | 0.995% | 0.995% | 0.995% | 0.995% | 0.995% | 0.995% | 0.995% | 0.995% | 0.995% | 0.995% | 0.995% | 0.995%
| Inflation Index |  | Index |  |  |  | 1 | 1 | 1 | 1 | 1 | 1 | 1 | 1 | 1 | 1 | 1 | 1 | 1 | 1.01 | 1.02 | 1.0301 | 1.0404 | 1.0508 | 1.0612 | 1.0718 | 1.0824 | 1.0932 | 1.1041 | 1.1151 | 1.1262 | 1.1374 | 1.1487 | 1.1601 | 1.1717 | 1.1833 | 1.1951 | 1.207 | 1.219 | 1.2311 | 1.2434 | 1.2557 | 1.2682 | 1.2809 | 1.2936 | 1.3065 | 1.3195 | 1.3326 | 1.3459 | 1.3593 | 1.3728 | 1.3864 | 1.4002 | 1.4142 | 1.4282 | 1.4425 | 1.4568 | 1.4713 | 1.4859 | 1.5007 | 1.5157 | 1.5307 | 1.546 | 1.5614 | 1.5769 | 1.5926 | 1.6084 | 1.6244 | 1.6406 | 1.6569 | 1.6734 | 1.6901 | 1.7069 | 1.7239 | 1.741 | 1.7583 | 1.7758 | 1.7935 | 1.8114 | 1.8294 | 1.8476 | 1.866 | 1.8845 | 1.9033 | 1.9222 | 1.9414 | 1.9607 | 1.9802 | 1.9999 | 1.9999 | 1.9999 | 1.9999 | 1.9999 | 1.9999 | 1.9999 | 1.9999 | 1.9999 | 1.9999 | 1.9999 | 1.9999 | 1.9999 | 1.9999 | 1.9999 | 1.9999 | 1.9999 | 1.9999 | 1.9999 | 1.9999 | 1.9999 | 1.9999 | 1.9999 | 1.9999 | 1.9999 | 1.9999 | 1.9999 | 1.9999 | 1.9999 | 1.9999 | 1.9999 | 1.9999 | 1.9999 | 1.9999 | 1.9999 | 1.9999 | 1.9999 | 1.9999 | 1.9999 | 1.9999 | 1.9999 | 1.9999 | 1.9999 | 1.9999 | 1.9999 | 1.9999 | 1.9999 | 1.9999 | 1.9999 | 1.9999 | 1.9999 | 1.9999 | 1.9999 | 1.9999 | 1.9999 | 1.9999 | 1.9999 | 1.9999 | 1.9999 | 1.9999 | 1.9999 | 1.9999 | 1.9999 | 1.9999 | 1.9999 | 1.9999 | 1.9999 | 1.9999 | 1.9999
| Inflated O&M Expense |  | USD |  |  | 39478176.364 |  | 0 | 0 | 0 | 0 | 0 | 0 | 0 | 0 | 0 | 0 | 0 | 0 | 392870.7421 | 396780 | 400728.1569 | 404715.6 | 408742.7201 | 412809.912 | 416917.5745 | 421066.1102 | 425255.926 | 429487.4324 | 433761.0445 | 438077.1811 | 442436.2654 | 446838.7247 | 451284.9907 | 455775.4992 | 460310.6905 | 464891.0092 | 469516.9043 | 474188.8294 | 478907.2424 | 483672.606 | 488485.3872 | 493346.0581 | 498255.095 | 503212.9792 | 508220.1969 | 513277.2388 | 518384.6008 | 523542.7836 | 528752.2928 | 534013.6393 | 539327.3387 | 544693.9121 | 550113.8855 | 555587.7903 | 561116.1632 | 566699.5461 | 572338.4865 | 578033.537 | 583785.2562 | 589594.2078 | 595460.9613 | 601386.0919 | 607370.1805 | 613413.8138 | 619517.5841 | 625682.09 | 631907.9358 | 638195.7318 | 644546.0945 | 650959.6465 | 657437.0164 | 663978.8394 | 670585.7568 | 677258.4162 | 683997.4719 | 690803.5845 | 697677.4213 | 704619.6562 | 711630.9698 | 718712.0493 | 725863.5892 | 733086.2903 | 740380.8609 | 747748.0161 | 755188.4782 | 762702.9765 | 770292.2477 | 777957.036 | 0 | 0 | 0 | 0 | 0 | 0 | 0 | 0 | 0 | 0 | 0 | 0 | 0 | 0 | 0 | 0 | 0 | 0 | 0 | 0 | 0 | 0 | 0 | 0 | 0 | 0 | 0 | 0 | 0 | 0 | 0 | 0 | 0 | 0 | 0 | 0 | 0 | 0 | 0 | 0 | 0 | 0 | 0 | 0 | 0 | 0 | 0 | 0 | 0 | 0 | 0 | 0 | 0 | 0 | 0 | 0 | 0 | 0 | 0 | 0 | 0 | 0 | 0 | 0 | 0 | 0 | 0 | 0
| Cost of PPA Security LC |  | USD | 80000 |  | 1600000 |  | 0 | 0 | 0 | 0 | 0 | 0 | 0 | 0 | 0 | 0 | 0 | 0 | 40000 | 40000 | 40000 | 40000 | 40000 | 40000 | 40000 | 40000 | 40000 | 40000 | 40000 | 40000 | 40000 | 40000 | 40000 | 40000 | 40000 | 40000 | 40000 | 40000 | 40000 | 40000 | 40000 | 40000 | 40000 | 40000 | 40000 | 40000 | 40000 | 40000 | 40000 | 40000 | 40000 | 40000 | 40000 | 40000 | 40000 | 40000 | 40000 | 40000 | 0 | 0 | 0 | 0 | 0 | 0 | 0 | 0 | 0 | 0 | 0 | 0 | 0 | 0 | 0 | 0 | 0 | 0 | 0 | 0 | 0 | 0 | 0 | 0 | 0 | 0 | 0 | 0 | 0 | 0 | 0 | 0 | 0 | 0 | 0 | 0 | 0 | 0 | 0 | 0 | 0 | 0 | 0 | 0 | 0 | 0 | 0 | 0 | 0 | 0 | 0 | 0 | 0 | 0 | 0 | 0 | 0 | 0 | 0 | 0 | 0 | 0 | 0 | 0 | 0 | 0 | 0 | 0 | 0 | 0 | 0 | 0 | 0 | 0 | 0 | 0 | 0 | 0 | 0 | 0 | 0 | 0 | 0 | 0 | 0 | 0 | 0 | 0 | 0 | 0 | 0 | 0 | 0 | 0 | 0 | 0 | 0 | 0
| Inverter Replacement Period |  | Flag | 2045-01-01 |  | 1 |  | 0 | 0 | 0 | 0 | 0 | 0 | 0 | 0 | 0 | 0 | 0 | 0 | 0 | 0 | 0 | 0 | 0 | 0 | 0 | 0 | 0 | 0 | 0 | 0 | 0 | 0 | 0 | 0 | 0 | 0 | 0 | 0 | 0 | 0 | 0 | 0 | 0 | 0 | 0 | 0 | 0 | 0 | 0 | 0 | 0 | 0 | 0 | 0 | 0 | 0 | 1 | 0 | 0 | 0 | 0 | 0 | 0 | 0 | 0 | 0 | 0 | 0 | 0 | 0 | 0 | 0 | 0 | 0 | 0 | 0 | 0 | 0 | 0 | 0 | 0 | 0 | 0 | 0 | 0 | 0 | 0 | 0 | 0 | 0 | 0 | 0 | 0 | 0 | 0 | 0 | 0 | 0 | 0 | 0 | 0 | 0 | 0 | 0 | 0 | 0 | 0 | 0 | 0 | 0 | 0 | 0 | 0 | 0 | 0 | 0 | 0 | 0 | 0 | 0 | 0 | 0 | 0 | 0 | 0 | 0 | 0 | 0 | 0 | 0 | 0 | 0 | 0 | 0 | 0 | 0 | 0 | 0 | 0 | 0 | 0 | 0 | 0 | 0 | 0 | 0 | 0 | 0 | 0 | 0 | 0 | 0 | 0 | 0 | 0 | 0
| Contriubution Period |  | Flag | 2036-01-01 | 2045-01-01 | 19 |  | 0 | 0 | 0 | 0 | 0 | 0 | 0 | 0 | 0 | 0 | 0 | 0 | 0 | 0 | 0 | 0 | 0 | 0 | 0 | 0 | 0 | 0 | 0 | 0 | 0 | 0 | 0 | 0 | 0 | 0 | 0 | 0 | 1 | 1 | 1 | 1 | 1 | 1 | 1 | 1 | 1 | 1 | 1 | 1 | 1 | 1 | 1 | 1 | 1 | 1 | 1 | 0 | 0 | 0 | 0 | 0 | 0 | 0 | 0 | 0 | 0 | 0 | 0 | 0 | 0 | 0 | 0 | 0 | 0 | 0 | 0 | 0 | 0 | 0 | 0 | 0 | 0 | 0 | 0 | 0 | 0 | 0 | 0 | 0 | 0 | 0 | 0 | 0 | 0 | 0 | 0 | 0 | 0 | 0 | 0 | 0 | 0 | 0 | 0 | 0 | 0 | 0 | 0 | 0 | 0 | 0 | 0 | 0 | 0 | 0 | 0 | 0 | 0 | 0 | 0 | 0 | 0 | 0 | 0 | 0 | 0 | 0 | 0 | 0 | 0 | 0 | 0 | 0 | 0 | 0 | 0 | 0 | 0 | 0 | 0 | 0 | 0 | 0 | 0 | 0 | 0 | 0 | 0 | 0 | 0 | 0 | 0 | 0 | 0 | 0
| Inverter Replacement Amount |  | USD | 1560000 |  | 1560000 |  | 0 | 0 | 0 | 0 | 0 | 0 | 0 | 0 | 0 | 0 | 0 | 0 | 0 | 0 | 0 | 0 | 0 | 0 | 0 | 0 | 0 | 0 | 0 | 0 | 0 | 0 | 0 | 0 | 0 | 0 | 0 | 0 | 82105.2632 | 82105.2632 | 82105.2632 | 82105.2632 | 82105.2632 | 82105.2632 | 82105.2632 | 82105.2632 | 82105.2632 | 82105.2632 | 82105.2632 | 82105.2632 | 82105.2632 | 82105.2632 | 82105.2632 | 82105.2632 | 82105.2632 | 82105.2632 | 82105.2632 | 0 | 0 | 0 | 0 | 0 | 0 | 0 | 0 | 0 | 0 | 0 | 0 | 0 | 0 | 0 | 0 | 0 | 0 | 0 | 0 | 0 | 0 | 0 | 0 | 0 | 0 | 0 | 0 | 0 | 0 | 0 | 0 | 0 | 0 | 0 | 0 | 0 | 0 | 0 | 0 | 0 | 0 | 0 | 0 | 0 | 0 | 0 | 0 | 0 | 0 | 0 | 0 | 0 | 0 | 0 | 0 | 0 | 0 | 0 | 0 | 0 | 0 | 0 | 0 | 0 | 0 | 0 | 0 | 0 | 0 | 0 | 0 | 0 | 0 | 0 | 0 | 0 | 0 | 0 | 0 | 0 | 0 | 0 | 0 | 0 | 0 | 0 | 0 | 0 | 0 | 0 | 0 | 0 | 0 | 0 | 0 | 0 | 0 | 0
| Inverter Contribution |  | USD | 82105.2632 |  | 1560000 |  | 0 | 0 | 0 | 0 | 0 | 0 | 0 | 0 | 0 | 0 | 0 | 0 | 0 | 0 | 0 | 0 | 0 | 0 | 0 | 0 | 0 | 0 | 0 | 0 | 0 | 0 | 0 | 0 | 0 | 0 | 0 | 0 | 82105.2632 | 82105.2632 | 82105.2632 | 82105.2632 | 82105.2632 | 82105.2632 | 82105.2632 | 82105.2632 | 82105.2632 | 82105.2632 | 82105.2632 | 82105.2632 | 82105.2632 | 82105.2632 | 82105.2632 | 82105.2632 | 82105.2632 | 82105.2632 | 82105.2632 | 0 | 0 | 0 | 0 | 0 | 0 | 0 | 0 | 0 | 0 | 0 | 0 | 0 | 0 | 0 | 0 | 0 | 0 | 0 | 0 | 0 | 0 | 0 | 0 | 0 | 0 | 0 | 0 | 0 | 0 | 0 | 0 | 0 | 0 | 0 | 0 | 0 | 0 | 0 | 0 | 0 | 0 | 0 | 0 | 0 | 0 | 0 | 0 | 0 | 0 | 0 | 0 | 0 | 0 | 0 | 0 | 0 | 0 | 0 | 0 | 0 | 0 | 0 | 0 | 0 | 0 | 0 | 0 | 0 | 0 | 0 | 0 | 0 | 0 | 0 | 0 | 0 | 0 | 0 | 0 | 0 | 0 | 0 | 0 | 0 | 0 | 0 | 0 | 0 | 0 | 0 | 0 | 0 | 0 | 0 | 0 | 0 | 0 | 0
| Inverter Reserve - Opening |  | USD |  |  |  |  | 0 | 0 | 0 | 0 | 0 | 0 | 0 | 0 | 0 | 0 | 0 | 0 | 0 | 0 | 0 | 0 | 0 | 0 | 0 | 0 | 0 | 0 | 0 | 0 | 0 | 0 | 0 | 0 | 0 | 0 | 0 | 0 | 0 | 0 | 0 | 0 | 0 | 0 | 0 | 0 | 0 | 0 | 0 | 0 | 0 | 0 | 0 | 0 | 0 | 0 | 0 | 0 | 0 | 0 | 0 | 0 | 0 | 0 | 0 | 0 | 0 | 0 | 0 | 0 | 0 | 0 | 0 | 0 | 0 | 0 | 0 | 0 | 0 | 0 | 0 | 0 | 0 | 0 | 0 | 0 | 0 | 0 | 0 | 0 | 0 | 0 | 0 | 0 | 0 | 0 | 0 | 0 | 0 | 0 | 0 | 0 | 0 | 0 | 0 | 0 | 0 | 0 | 0 | 0 | 0 | 0 | 0 | 0 | 0 | 0 | 0 | 0 | 0 | 0 | 0 | 0 | 0 | 0 | 0 | 0 | 0 | 0 | 0 | 0 | 0 | 0 | 0 | 0 | 0 | 0 | 0 | 0 | 0 | 0 | 0 | 0 | 0 | 0 | 0 | 0 | 0 | 0 | 0 | 0 | 0 | 0 | 0 | 0 | 0 | 0
| Contribution |  | USD |  |  | 1560000 |  | 0 | 0 | 0 | 0 | 0 | 0 | 0 | 0 | 0 | 0 | 0 | 0 | 0 | 0 | 0 | 0 | 0 | 0 | 0 | 0 | 0 | 0 | 0 | 0 | 0 | 0 | 0 | 0 | 0 | 0 | 0 | 0 | 82105.2632 | 82105.2632 | 82105.2632 | 82105.2632 | 82105.2632 | 82105.2632 | 82105.2632 | 82105.2632 | 82105.2632 | 82105.2632 | 82105.2632 | 82105.2632 | 82105.2632 | 82105.2632 | 82105.2632 | 82105.2632 | 82105.2632 | 82105.2632 | 82105.2632 | 0 | 0 | 0 | 0 | 0 | 0 | 0 | 0 | 0 | 0 | 0 | 0 | 0 | 0 | 0 | 0 | 0 | 0 | 0 | 0 | 0 | 0 | 0 | 0 | 0 | 0 | 0 | 0 | 0 | 0 | 0 | 0 | 0 | 0 | 0 | 0 | 0 | 0 | 0 | 0 | 0 | 0 | 0 | 0 | 0 | 0 | 0 | 0 | 0 | 0 | 0 | 0 | 0 | 0 | 0 | 0 | 0 | 0 | 0 | 0 | 0 | 0 | 0 | 0 | 0 | 0 | 0 | 0 | 0 | 0 | 0 | 0 | 0 | 0 | 0 | 0 | 0 | 0 | 0 | 0 | 0 | 0 | 0 | 0 | 0 | 0 | 0 | 0 | 0 | 0 | 0 | 0 | 0 | 0 | 0 | 0 | 0 | 0 | 0
| Withdrawl |  | USD |  |  | 1560000 |  | 0 | 0 | 0 | 0 | 0 | 0 | 0 | 0 | 0 | 0 | 0 | 0 | 0 | 0 | 0 | 0 | 0 | 0 | 0 | 0 | 0 | 0 | 0 | 0 | 0 | 0 | 0 | 0 | 0 | 0 | 0 | 0 | 82105.2632 | 82105.2632 | 82105.2632 | 82105.2632 | 82105.2632 | 82105.2632 | 82105.2632 | 82105.2632 | 82105.2632 | 82105.2632 | 82105.2632 | 82105.2632 | 82105.2632 | 82105.2632 | 82105.2632 | 82105.2632 | 82105.2632 | 82105.2632 | 82105.2632 | 0 | 0 | 0 | 0 | 0 | 0 | 0 | 0 | 0 | 0 | 0 | 0 | 0 | 0 | 0 | 0 | 0 | 0 | 0 | 0 | 0 | 0 | 0 | 0 | 0 | 0 | 0 | 0 | 0 | 0 | 0 | 0 | 0 | 0 | 0 | 0 | 0 | 0 | 0 | 0 | 0 | 0 | 0 | 0 | 0 | 0 | 0 | 0 | 0 | 0 | 0 | 0 | 0 | 0 | 0 | 0 | 0 | 0 | 0 | 0 | 0 | 0 | 0 | 0 | 0 | 0 | 0 | 0 | 0 | 0 | 0 | 0 | 0 | 0 | 0 | 0 | 0 | 0 | 0 | 0 | 0 | 0 | 0 | 0 | 0 | 0 | 0 | 0 | 0 | 0 | 0 | 0 | 0 | 0 | 0 | 0 | 0 | 0 | 0
| Closing Balance |  | USD |  |  |  |  | 0 | 0 | 0 | 0 | 0 | 0 | 0 | 0 | 0 | 0 | 0 | 0 | 0 | 0 | 0 | 0 | 0 | 0 | 0 | 0 | 0 | 0 | 0 | 0 | 0 | 0 | 0 | 0 | 0 | 0 | 0 | 0 | 0 | 0 | 0 | 0 | 0 | 0 | 0 | 0 | 0 | 0 | 0 | 0 | 0 | 0 | 0 | 0 | 0 | 0 | 0 | 0 | 0 | 0 | 0 | 0 | 0 | 0 | 0 | 0 | 0 | 0 | 0 | 0 | 0 | 0 | 0 | 0 | 0 | 0 | 0 | 0 | 0 | 0 | 0 | 0 | 0 | 0 | 0 | 0 | 0 | 0 | 0 | 0 | 0 | 0 | 0 | 0 | 0 | 0 | 0 | 0 | 0 | 0 | 0 | 0 | 0 | 0 | 0 | 0 | 0 | 0 | 0 | 0 | 0 | 0 | 0 | 0 | 0 | 0 | 0 | 0 | 0 | 0 | 0 | 0 | 0 | 0 | 0 | 0 | 0 | 0 | 0 | 0 | 0 | 0 | 0 | 0 | 0 | 0 | 0 | 0 | 0 | 0 | 0 | 0 | 0 | 0 | 0 | 0 | 0 | 0 | 0 | 0 | 0 | 0 | 0 | 0 | 0 | 0
| Total Operating Cost |  | USD |  |  | 42638176.364 |  | 0 | 0 | 0 | 0 | 0 | 0 | 0 | 0 | 0 | 0 | 0 | 0 | 432870.7421 | 436780 | 440728.1569 | 444715.6 | 448742.7201 | 452809.912 | 456917.5745 | 461066.1102 | 465255.926 | 469487.4324 | 473761.0445 | 478077.1811 | 482436.2654 | 486838.7247 | 491284.9907 | 495775.4992 | 500310.6905 | 504891.0092 | 509516.9043 | 514188.8294 | 601012.5056 | 605777.8691 | 610590.6504 | 615451.3212 | 620360.3582 | 625318.2424 | 630325.4601 | 635382.502 | 640489.864 | 645648.0468 | 650857.556 | 656118.9024 | 661432.6019 | 666799.1752 | 672219.1486 | 677693.0535 | 683221.4263 | 688804.8093 | 694443.7496 | 618033.537 | 583785.2562 | 589594.2078 | 595460.9613 | 601386.0919 | 607370.1805 | 613413.8138 | 619517.5841 | 625682.09 | 631907.9358 | 638195.7318 | 644546.0945 | 650959.6465 | 657437.0164 | 663978.8394 | 670585.7568 | 677258.4162 | 683997.4719 | 690803.5845 | 697677.4213 | 704619.6562 | 711630.9698 | 718712.0493 | 725863.5892 | 733086.2903 | 740380.8609 | 747748.0161 | 755188.4782 | 762702.9765 | 770292.2477 | 777957.036 | 0 | 0 | 0 | 0 | 0 | 0 | 0 | 0 | 0 | 0 | 0 | 0 | 0 | 0 | 0 | 0 | 0 | 0 | 0 | 0 | 0 | 0 | 0 | 0 | 0 | 0 | 0 | 0 | 0 | 0 | 0 | 0 | 0 | 0 | 0 | 0 | 0 | 0 | 0 | 0 | 0 | 0 | 0 | 0 | 0 | 0 | 0 | 0 | 0 | 0 | 0 | 0 | 0 | 0 | 0 | 0 | 0 | 0 | 0 | 0 | 0 | 0 | 0 | 0 | 0 | 0 | 0 | 0
[8 empty] | #N/A | #N/A | #N/A | #N/A | #N/A | #N/A | #N/A | #N/A | #N/A | #N/A | #N/A | #N/A | [70 empty] | #N/A | #N/A | #N/A | #N/A | #N/A | #N/A | #N/A | #N/A | #N/A | #N/A | #N/A | #N/A | #N/A | #N/A | #N/A | #N/A | #N/A | #N/A | #N/A | #N/A | #N/A | #N/A | #N/A | #N/A | #N/A | #N/A | #N/A | #N/A | #N/A | #N/A | #N/A | #N/A | #N/A | #N/A | #N/A | #N/A | #N/A | #N/A | #N/A | #N/A | #N/A | #N/A | #N/A | #N/A | #N/A | #N/A | #N/A | #N/A | #N/A | #N/A | #N/A | #N/A | #N/A | #N/A | #N/A | #N/A | #N/A | #N/A | #N/A | #N/A | #N/A | #N/A | #N/A | #N/A | #N/A | #N/A | #N/A | #N/A | time axis 2026-06-30 to 2060-12-31
| EBITDA |  | USD |  |  | 64181902.1099 |  | 0 | 0 | 0 | 0 | 0 | 0 | 0 | 0 | 0 | 0 | 0 | 0 | 1249420.0448 | 1257866.2687 | 1266363.9403 | 1274913.3294 | 1283514.7063 | 1292168.3423 | 1300874.5097 | 1309633.4815 | 1318445.5317 | 1327310.9351 | 1336229.9672 | 1345202.9046 | 1354230.0246 | 1363311.6054 | 1372447.9258 | 1381639.2658 | 1390885.906 | 1400188.1277 | 1409546.2132 | 1418960.4456 | 1346325.8454 | 1355853.2236 | 1365437.6023 | 1375079.2678 | 1384778.5069 | 1394535.6072 | 1404350.8571 | 1414224.5457 | 1424156.9629 | 1434148.3992 | 1444199.1458 | 1454309.4947 | 1464479.7386 | 1474710.1707 | 1485001.0851 | 1495352.7764 | 1505765.5398 | 1516239.6714 | 1526775.4677 | 1619478.4889 | 417469.1542 | 409066.7879 | 400613.0789 | 392107.4361 | 383549.2625 | 374937.9554 | 366272.9064 | 357553.5012 | 348779.1194 | 339949.135 | 331062.9157 | 322119.823 | 313119.2126 | 304060.4338 | 294942.8294 | 285765.7362 | 276528.4845 | 267230.398 | 257870.794 | 248448.9831 | 238964.2693 | 229415.95 | 219803.3154 | 210125.6493 | 200382.2282 | 190572.3218 | 180695.1926 | 170750.0961 | 160736.2804 | 150652.9865 | 0 | 0 | 0 | 0 | 0 | 0 | 0 | 0 | 0 | 0 | 0 | 0 | 0 | 0 | 0 | 0 | 0 | 0 | 0 | 0 | 0 | 0 | 0 | 0 | 0 | 0 | 0 | 0 | 0 | 0 | 0 | 0 | 0 | 0 | 0 | 0 | 0 | 0 | 0 | 0 | 0 | 0 | 0 | 0 | 0 | 0 | 0 | 0 | 0 | 0 | 0 | 0 | 0 | 0 | 0 | 0 | 0 | 0 | 0 | 0 | 0 | 0 | 0 | 0 | 0 | 0 | 0 | 0
| Total CAPEX |  | USD | 26520000 |  |  |  | 26520000 | 26520000 | 26520000 | 26520000 | 26520000 | 26520000 | 26520000 | 26520000 | 26520000 | 26520000 | 26520000 | 26520000 | 26520000 | 26520000 | 26520000 | 26520000 | 26520000 | 26520000 | 26520000 | 26520000 | 26520000 | 26520000 | 26520000 | 26520000 | 26520000 | 26520000 | 26520000 | 26520000 | 26520000 | 26520000 | 26520000 | 26520000 | 26520000 | 26520000 | 26520000 | 26520000 | 26520000 | 26520000 | 26520000 | 26520000 | 26520000 | 26520000 | 26520000 | 26520000 | 26520000 | 26520000 | 26520000 | 26520000 | 26520000 | 26520000 | 26520000 | 26520000 | 26520000 | 26520000 | 26520000 | 26520000 | 26520000 | 26520000 | 26520000 | 26520000 | 26520000 | 26520000 | 26520000 | 26520000 | 26520000 | 26520000 | 26520000 | 26520000 | 26520000 | 26520000 | 26520000 | 26520000 | 26520000 | 26520000 | 26520000 | 26520000 | 26520000 | 26520000 | 26520000 | 26520000 | 26520000 | 26520000 | 26520000 | 26520000 | 26520000 | 26520000 | 26520000 | 26520000 | 26520000 | 26520000 | 26520000 | 26520000 | 26520000 | 26520000 | 26520000 | 26520000 | 26520000 | 26520000 | 26520000 | 26520000 | 26520000 | 26520000 | 26520000 | 26520000 | 26520000 | 26520000 | 26520000 | 26520000 | 26520000 | 26520000 | 26520000 | 26520000 | 26520000 | 26520000 | 26520000 | 26520000 | 26520000 | 26520000 | 26520000 | 26520000 | 26520000 | 26520000 | 26520000 | 26520000 | 26520000 | 26520000 | 26520000 | 26520000 | 26520000 | 26520000 | 26520000 | 26520000 | 26520000 | 26520000 | 26520000 | 26520000 | 26520000 | 26520000 | 26520000 | 26520000 | 26520000 | 26520000 | 26520000 | 26520000 | 26520000 | 26520000 | 26520000 | 26520000 | 26520000 | 26520000
| S-Curve |  | % | 8.333% |  |  |  | 8.333% | 8.333% | 8.333% | 8.333% | 8.333% | 8.333% | 8.333% | 8.333% | 8.333% | 8.333% | 8.333% | 8.333% | [70 empty] | 0% | 0% | 0% | 0% | 0% | 0% | 0% | 0% | 0% | 0% | 0% | 0% | 0% | 0% | 0% | 0% | 0% | 0% | 0% | 0% | 0% | 0% | 0% | 0% | 0% | 0% | 0% | 0% | 0% | 0% | 0% | 0% | 0% | 0% | 0% | 0% | 0% | 0% | 0% | 0% | 0% | 0% | 0% | 0% | 0% | 0% | 0% | 0% | 0% | 0% | 0% | 0% | 0% | 0% | 0% | 0% | 0% | 0% | 0% | 0% | 0% | 0% | 0% | 0% | 0% | 0% | 0% | 0% | bar: 2026-06-30 to 2060-12-31
| CAPEX per period |  | USD |  |  | 26520000 |  | 2210000 | 2210000 | 2210000 | 2210000 | 2210000 | 2210000 | 2210000 | 2210000 | 2210000 | 2210000 | 2210000 | 2210000 | 0 | 0 | 0 | 0 | 0 | 0 | 0 | 0 | 0 | 0 | 0 | 0 | 0 | 0 | 0 | 0 | 0 | 0 | 0 | 0 | 0 | 0 | 0 | 0 | 0 | 0 | 0 | 0 | 0 | 0 | 0 | 0 | 0 | 0 | 0 | 0 | 0 | 0 | 0 | 0 | 0 | 0 | 0 | 0 | 0 | 0 | 0 | 0 | 0 | 0 | 0 | 0 | 0 | 0 | 0 | 0 | 0 | 0 | 0 | 0 | 0 | 0 | 0 | 0 | 0 | 0 | 0 | 0 | 0 | 0 | 0 | 0 | 0 | 0 | 0 | 0 | 0 | 0 | 0 | 0 | 0 | 0 | 0 | 0 | 0 | 0 | 0 | 0 | 0 | 0 | 0 | 0 | 0 | 0 | 0 | 0 | 0 | 0 | 0 | 0 | 0 | 0 | 0 | 0 | 0 | 0 | 0 | 0 | 0 | 0 | 0 | 0 | 0 | 0 | 0 | 0 | 0 | 0 | 0 | 0 | 0 | 0 | 0 | 0 | 0 | 0 | 0 | 0 | 0 | 0 | 0 | 0 | 0 | 0 | 0 | 0 | 0 | 0
| Free Cash Flow - Pre-tax |  | USD |  |  | 37661902.1099 |  | -2210000 | -2210000 | -2210000 | -2210000 | -2210000 | -2210000 | -2210000 | -2210000 | -2210000 | -2210000 | -2210000 | -2210000 | 1249420.0448 | 1257866.2687 | 1266363.9403 | 1274913.3294 | 1283514.7063 | 1292168.3423 | 1300874.5097 | 1309633.4815 | 1318445.5317 | 1327310.9351 | 1336229.9672 | 1345202.9046 | 1354230.0246 | 1363311.6054 | 1372447.9258 | 1381639.2658 | 1390885.906 | 1400188.1277 | 1409546.2132 | 1418960.4456 | 1346325.8454 | 1355853.2236 | 1365437.6023 | 1375079.2678 | 1384778.5069 | 1394535.6072 | 1404350.8571 | 1414224.5457 | 1424156.9629 | 1434148.3992 | 1444199.1458 | 1454309.4947 | 1464479.7386 | 1474710.1707 | 1485001.0851 | 1495352.7764 | 1505765.5398 | 1516239.6714 | 1526775.4677 | 1619478.4889 | 417469.1542 | 409066.7879 | 400613.0789 | 392107.4361 | 383549.2625 | 374937.9554 | 366272.9064 | 357553.5012 | 348779.1194 | 339949.135 | 331062.9157 | 322119.823 | 313119.2126 | 304060.4338 | 294942.8294 | 285765.7362 | 276528.4845 | 267230.398 | 257870.794 | 248448.9831 | 238964.2693 | 229415.95 | 219803.3154 | 210125.6493 | 200382.2282 | 190572.3218 | 180695.1926 | 170750.0961 | 160736.2804 | 150652.9865 | 0 | 0 | 0 | 0 | 0 | 0 | 0 | 0 | 0 | 0 | 0 | 0 | 0 | 0 | 0 | 0 | 0 | 0 | 0 | 0 | 0 | 0 | 0 | 0 | 0 | 0 | 0 | 0 | 0 | 0 | 0 | 0 | 0 | 0 | 0 | 0 | 0 | 0 | 0 | 0 | 0 | 0 | 0 | 0 | 0 | 0 | 0 | 0 | 0 | 0 | 0 | 0 | 0 | 0 | 0 | 0 | 0 | 0 | 0 | 0 | 0 | 0 | 0 | 0 | 0 | 0 | 0 | 0
| Project IRR |  | % p.a. | 8.35%
Valuation from Pre-tax IRR
| Target IRR for Buyer |  | % | 8%
| Value to Buyer |  | USD | 773311.8207
| Development Fee |  | USD | 773311.8207 |  |  |  | 773311.8207 | 0 | 0 | 0 | 0 | 0 | 0 | 0 | 0 | 0 | 0 | 0 | 0 | 0 | 0 | 0 | 0 | 0 | 0 | 0 | 0 | 0 | 0 | 0 | 0 | 0 | 0 | 0 | 0 | 0 | 0 | 0 | 0 | 0 | 0 | 0 | 0 | 0 | 0 | 0 | 0 | 0 | 0 | 0 | 0 | 0 | 0 | 0 | 0 | 0 | 0 | 0 | 0 | 0 | 0 | 0 | 0 | 0 | 0 | 0 | 0 | 0 | 0 | 0 | 0 | 0 | 0 | 0 | 0 | 0 | 0 | 0 | 0 | 0 | 0 | 0 | 0 | 0 | 0 | 0 | 0 | 0 | 0 | 0 | 0 | 0 | 0 | 0 | 0 | 0 | 0 | 0 | 0 | 0 | 0 | 0 | 0 | 0 | 0 | 0 | 0 | 0 | 0 | 0 | 0 | 0 | 0 | 0 | 0 | 0 | 0 | 0 | 0 | 0 | 0 | 0 | 0 | 0 | 0 | 0 | 0 | 0 | 0 | 0 | 0 | 0 | 0 | 0 | 0 | 0 | 0 | 0 | 0 | 0 | 0 | 0 | 0 | 0 | 0 | 0 | 0 | 0 | 0 | 0 | 0 | 0 | 0 | 0 | 0 | 0
| Cash Flow to PE |  | USD |  |  |  |  | -2983311.8207 | -2210000 | -2210000 | -2210000 | -2210000 | -2210000 | -2210000 | -2210000 | -2210000 | -2210000 | -2210000 | -2210000 | 1249420.0448 | 1257866.2687 | 1266363.9403 | 1274913.3294 | 1283514.7063 | 1292168.3423 | 1300874.5097 | 1309633.4815 | 1318445.5317 | 1327310.9351 | 1336229.9672 | 1345202.9046 | 1354230.0246 | 1363311.6054 | 1372447.9258 | 1381639.2658 | 1390885.906 | 1400188.1277 | 1409546.2132 | 1418960.4456 | 1346325.8454 | 1355853.2236 | 1365437.6023 | 1375079.2678 | 1384778.5069 | 1394535.6072 | 1404350.8571 | 1414224.5457 | 1424156.9629 | 1434148.3992 | 1444199.1458 | 1454309.4947 | 1464479.7386 | 1474710.1707 | 1485001.0851 | 1495352.7764 | 1505765.5398 | 1516239.6714 | 1526775.4677 | 1619478.4889 | 417469.1542 | 409066.7879 | 400613.0789 | 392107.4361 | 383549.2625 | 374937.9554 | 366272.9064 | 357553.5012 | 348779.1194 | 339949.135 | 331062.9157 | 322119.823 | 313119.2126 | 304060.4338 | 294942.8294 | 285765.7362 | 276528.4845 | 267230.398 | 257870.794 | 248448.9831 | 238964.2693 | 229415.95 | 219803.3154 | 210125.6493 | 200382.2282 | 190572.3218 | 180695.1926 | 170750.0961 | 160736.2804 | 150652.9865 | 0 | 0 | 0 | 0 | 0 | 0 | 0 | 0 | 0 | 0 | 0 | 0 | 0 | 0 | 0 | 0 | 0 | 0 | 0 | 0 | 0 | 0 | 0 | 0 | 0 | 0 | 0 | 0 | 0 | 0 | 0 | 0 | 0 | 0 | 0 | 0 | 0 | 0 | 0 | 0 | 0 | 0 | 0 | 0 | 0 | 0 | 0 | 0 | 0 | 0 | 0 | 0 | 0 | 0 | 0 | 0 | 0 | 0 | 0 | 0 | 0 | 0 | 0 | 0 | 0 | 0 | 0 | 0
| IRR to PE (pre-tax method) |  | % | 8%
Valuation with Changing Rate
|  | Buyer Rate | % |  |  |  |  | 8% | 8% | 8% | 8% | 8% | 8% | 8% | 8% | 8% | 8% | 8% | 8% | [70 empty] | 5% | 5% | 5% | 5% | 5% | 5% | 5% | 5% | 5% | 5% | 5% | 5% | 5% | 5% | 5% | 5% | 5% | 5% | 5% | 5% | 5% | 5% | 5% | 5% | 5% | 5% | 5% | 5% | 5% | 5% | 5% | 5% | 5% | 5% | 5% | 5% | 5% | 5% | 5% | 5% | 5% | 5% | 5% | 5% | 5% | 5% | 5% | 5% | 5% | 5% | 5% | 5% | 5% | 5% | 5% | 5% | 5% | 5% | 5% | 5% | 5% | 5% | 5% | 5% | 5% | 5% | 5% | 5% | bar: 2026-06-30 to 2060-12-31
|  | Value of Project | USD |  |  |  |  | 773311.8207 | 3000976.9731 | 5245149.6544 | 7502457.1539 | 9776149.7597 | 12062209.2354 | 14365803.9029 | 16684505.1438 | 19014402.3738 | 21363588.3155 | 23723177.1996 | 26103242.4681 | 34605622.7139 | 34350537.1973 | 34062832.3202 | 33774117.4616 | 36320839.9781 | 35909774.1613 | 35465378.4581 | 35015219.1013 | 34531023.2142 | 34039589.3419 | 33513390.267 | 32978389.4904 | 32412204.1821 | 31831334.9906 | 31214174.2521 | 30584801.9118 | 29918337.5311 | 29237801.0395 | 28519345.9781 | 27784848.8594 | 27015190.4044 | 26308033.5653 | 25563250.2086 | 24800351.6006 | 23998948.7751 | 23177275.6874 | 22316191.5021 | 21432557.1096 | 20511315.883 | 19562439.7948 | 18572246.6916 | 17554545.4575 | 16494524.9151 | 15404301.6622 | 14270722.1462 | 13104092.6278 | 11894623.5575 | 10647546.3613 | 9354929.0863 | 8023078.9983 | 6560422.3685 | 6295916.1664 | 6031016.1895 | 5770603.28 | 5510949.8695 | 5255075.7343 | 4999650.5871 | 4748751.3624 | 4498736.7077 | 4253293.8407 | 4009181.1014 | 3769705.3745 | 3532487.8361 | 3299532.693 | 3068830.2908 | 2842958.8023 | 2619817.7989 | 2401638.5218 | 2186679.0064 | 1976836.6099 | 1770951.9246 | 1570135.0001 | 1373552.7745 | 1182478.4624 | 996165.3816 | 815598.5966 | 640332.9421 | 471082.9852 | 307729.0648 | 150652.9865 | 0 | 0 | 0 | 0 | 0 | 0 | 0 | 0 | 0 | 0 | 0 | 0 | 0 | 0 | 0 | 0 | 0 | 0 | 0 | 0 | 0 | 0 | 0 | 0 | 0 | 0 | 0 | 0 | 0 | 0 | 0 | 0 | 0 | 0 | 0 | 0 | 0 | 0 | 0 | 0 | 0 | 0 | 0 | 0 | 0 | 0 | 0 | 0 | 0 | 0 | 0 | 0 | 0 | 0 | 0 | 0 | 0 | 0 | 0 | 0 | 0 | 0 | 0 | 0 | 0 | 0 | 0 | 0
|  | Sale Period | Flag | 2029-01-01 |  | 1 |  | 0 | 0 | 0 | 0 | 0 | 0 | 0 | 0 | 0 | 0 | 0 | 0 | 0 | 0 | 0 | 0 | 0 | 0 | 1 | 0 | 0 | 0 | 0 | 0 | 0 | 0 | 0 | 0 | 0 | 0 | 0 | 0 | 0 | 0 | 0 | 0 | 0 | 0 | 0 | 0 | 0 | 0 | 0 | 0 | 0 | 0 | 0 | 0 | 0 | 0 | 0 | 0 | 0 | 0 | 0 | 0 | 0 | 0 | 0 | 0 | 0 | 0 | 0 | 0 | 0 | 0 | 0 | 0 | 0 | 0 | 0 | 0 | 0 | 0 | 0 | 0 | 0 | 0 | 0 | 0 | 0 | 0 | 0 | 0 | 0 | 0 | 0 | 0 | 0 | 0 | 0 | 0 | 0 | 0 | 0 | 0 | 0 | 0 | 0 | 0 | 0 | 0 | 0 | 0 | 0 | 0 | 0 | 0 | 0 | 0 | 0 | 0 | 0 | 0 | 0 | 0 | 0 | 0 | 0 | 0 | 0 | 0 | 0 | 0 | 0 | 0 | 0 | 0 | 0 | 0 | 0 | 0 | 0 | 0 | 0 | 0 | 0 | 0 | 0 | 0 | 0 | 0 | 0 | 0 | 0 | 0 | 0 | 0 | 0 | 0
|  | Holding Period | Flag | 2029-01-01 |  | 19 |  | 1 | 1 | 1 | 1 | 1 | 1 | 1 | 1 | 1 | 1 | 1 | 1 | 1 | 1 | 1 | 1 | 1 | 1 | 1 | 0 | 0 | 0 | 0 | 0 | 0 | 0 | 0 | 0 | 0 | 0 | 0 | 0 | 0 | 0 | 0 | 0 | 0 | 0 | 0 | 0 | 0 | 0 | 0 | 0 | 0 | 0 | 0 | 0 | 0 | 0 | 0 | 0 | 0 | 0 | 0 | 0 | 0 | 0 | 0 | 0 | 0 | 0 | 0 | 0 | 0 | 0 | 0 | 0 | 0 | 0 | 0 | 0 | 0 | 0 | 0 | 0 | 0 | 0 | 0 | 0 | 0 | 0 | 0 | 0 | 0 | 0 | 0 | 0 | 0 | 0 | 0 | 0 | 0 | 0 | 0 | 0 | 0 | 0 | 0 | 0 | 0 | 0 | 0 | 0 | 0 | 0 | 0 | 0 | 0 | 0 | 0 | 0 | 0 | 0 | 0 | 0 | 0 | 0 | 0 | 0 | 0 | 0 | 0 | 0 | 0 | 0 | 0 | 0 | 0 | 0 | 0 | 0 | 0 | 0 | 0 | 0 | 0 | 0 | 0 | 0 | 0 | 0 | 0 | 0 | 0 | 0 | 0 | 0 | 0 | 0
|  | Cash Flow Holding | USD | 14.3% |  |  |  | -2983311.8207 | -2210000 | -2210000 | -2210000 | -2210000 | -2210000 | -2210000 | -2210000 | -2210000 | -2210000 | -2210000 | -2210000 | 1249420.0448 | 1257866.2687 | 1266363.9403 | 1274913.3294 | 1283514.7063 | 1292168.3423 | 36766252.9678 | 0 | 0 | 0 | 0 | 0 | 0 | 0 | 0 | 0 | 0 | 0 | 0 | 0 | 0 | 0 | 0 | 0 | 0 | 0 | 0 | 0 | 0 | 0 | 0 | 0 | 0 | 0 | 0 | 0 | 0 | 0 | 0 | 0 | 0 | 0 | 0 | 0 | 0 | 0 | 0 | 0 | 0 | 0 | 0 | 0 | 0 | 0 | 0 | 0 | 0 | 0 | 0 | 0 | 0 | 0 | 0 | 0 | 0 | 0 | 0 | 0 | 0 | 0 | 0 | 0 | 0 | 0 | 0 | 0 | 0 | 0 | 0 | 0 | 0 | 0 | 0 | 0 | 0 | 0 | 0 | 0 | 0 | 0 | 0 | 0 | 0 | 0 | 0 | 0 | 0 | 0 | 0 | 0 | 0 | 0 | 0 | 0 | 0 | 0 | 0 | 0 | 0 | 0 | 0 | 0 | 0 | 0 | 0 | 0 | 0 | 0 | 0 | 0 | 0 | 0 | 0 | 0 | 0 | 0 | 0 | 0 | 0 | 0 | 0 | 0 | 0 | 0 | 0 | 0 | 0 | 0
Taxes and Depreciation
| Depreciation Base - Total Cap Exp |  | USD |  |  |  |  | 2210000 | 4420000 | 6630000 | 8840000 | 11050000 | 13260000 | 15470000 | 17680000 | 19890000 | 22100000 | 24310000 | 26520000 | 26520000 | 26520000 | 26520000 | 26520000 | 26520000 | 26520000 | 26520000 | 26520000 | 26520000 | 26520000 | 26520000 | 26520000 | 26520000 | 26520000 | 26520000 | 26520000 | 26520000 | 26520000 | 26520000 | 26520000 | 26520000 | 26520000 | 26520000 | 26520000 | 26520000 | 26520000 | 26520000 | 26520000 | 26520000 | 26520000 | 26520000 | 26520000 | 26520000 | 26520000 | 26520000 | 26520000 | 26520000 | 26520000 | 26520000 | 26520000 | 26520000 | 26520000 | 26520000 | 26520000 | 26520000 | 26520000 | 26520000 | 26520000 | 26520000 | 26520000 | 26520000 | 26520000 | 26520000 | 26520000 | 26520000 | 26520000 | 26520000 | 26520000 | 26520000 | 26520000 | 26520000 | 26520000 | 26520000 | 26520000 | 26520000 | 26520000 | 26520000 | 26520000 | 26520000 | 26520000 | 26520000 | 26520000 | 26520000 | 26520000 | 26520000 | 26520000 | 26520000 | 26520000 | 26520000 | 26520000 | 26520000 | 26520000 | 26520000 | 26520000 | 26520000 | 26520000 | 26520000 | 26520000 | 26520000 | 26520000 | 26520000 | 26520000 | 26520000 | 26520000 | 26520000 | 26520000 | 26520000 | 26520000 | 26520000 | 26520000 | 26520000 | 26520000 | 26520000 | 26520000 | 26520000 | 26520000 | 26520000 | 26520000 | 26520000 | 26520000 | 26520000 | 26520000 | 26520000 | 26520000 | 26520000 | 26520000 | 26520000 | 26520000 | 26520000 | 26520000 | 26520000 | 26520000 | 26520000 | 26520000 | 26520000 | 26520000 | 26520000 | 26520000 | 26520000 | 26520000 | 26520000 | 26520000 | 26520000 | 26520000 | 26520000 | 26520000 | 26520000 | 26520000
| Percent Subject to ITC and MACRS Depreciation |  | USD | 95% |  |  |  | 95% | 95% | 95% | 95% | 95% | 95% | 95% | 95% | 95% | 95% | 95% | 95% | 95% | 95% | 95% | 95% | 95% | 95% | 95% | 95% | 95% | 95% | 95% | 95% | 95% | 95% | 95% | 95% | 95% | 95% | 95% | 95% | 95% | 95% | 95% | 95% | 95% | 95% | 95% | 95% | 95% | 95% | 95% | 95% | 95% | 95% | 95% | 95% | 95% | 95% | 95% | 95% | 95% | 95% | 95% | 95% | 95% | 95% | 95% | 95% | 95% | 95% | 95% | 95% | 95% | 95% | 95% | 95% | 95% | 95% | 95% | 95% | 95% | 95% | 95% | 95% | 95% | 95% | 95% | 95% | 95% | 95% | 95% | 95% | 95% | 95% | 95% | 95% | 95% | 95% | 95% | 95% | 95% | 95% | 95% | 95% | 95% | 95% | 95% | 95% | 95% | 95% | 95% | 95% | 95% | 95% | 95% | 95% | 95% | 95% | 95% | 95% | 95% | 95% | 95% | 95% | 95% | 95% | 95% | 95% | 95% | 95% | 95% | 95% | 95% | 95% | 95% | 95% | 95% | 95% | 95% | 95% | 95% | 95% | 95% | 95% | 95% | 95% | 95% | 95% | 95% | 95% | 95% | 95% | 95% | 95% | 95% | 95% | 95% | 95%
| Percent of Base for Straight Line |  | USD | 5% |  |  |  | 110500 | 221000 | 331500 | 442000 | 552500 | 663000 | 773500 | 884000 | 994500 | 1105000 | 1215500 | 1326000 | 1326000 | 1326000 | 1326000 | 1326000 | 1326000 | 1326000 | 1326000 | 1326000 | 1326000 | 1326000 | 1326000 | 1326000 | 1326000 | 1326000 | 1326000 | 1326000 | 1326000 | 1326000 | 1326000 | 1326000 | 1326000 | 1326000 | 1326000 | 1326000 | 1326000 | 1326000 | 1326000 | 1326000 | 1326000 | 1326000 | 1326000 | 1326000 | 1326000 | 1326000 | 1326000 | 1326000 | 1326000 | 1326000 | 1326000 | 1326000 | 1326000 | 1326000 | 1326000 | 1326000 | 1326000 | 1326000 | 1326000 | 1326000 | 1326000 | 1326000 | 1326000 | 1326000 | 1326000 | 1326000 | 1326000 | 1326000 | 1326000 | 1326000 | 1326000 | 1326000 | 1326000 | 1326000 | 1326000 | 1326000 | 1326000 | 1326000 | 1326000 | 1326000 | 1326000 | 1326000 | 1326000 | 1326000 | 1326000 | 1326000 | 1326000 | 1326000 | 1326000 | 1326000 | 1326000 | 1326000 | 1326000 | 1326000 | 1326000 | 1326000 | 1326000 | 1326000 | 1326000 | 1326000 | 1326000 | 1326000 | 1326000 | 1326000 | 1326000 | 1326000 | 1326000 | 1326000 | 1326000 | 1326000 | 1326000 | 1326000 | 1326000 | 1326000 | 1326000 | 1326000 | 1326000 | 1326000 | 1326000 | 1326000 | 1326000 | 1326000 | 1326000 | 1326000 | 1326000 | 1326000 | 1326000 | 1326000 | 1326000 | 1326000 | 1326000 | 1326000 | 1326000 | 1326000 | 1326000 | 1326000 | 1326000 | 1326000 | 1326000 | 1326000 | 1326000 | 1326000 | 1326000 | 1326000 | 1326000 | 1326000 | 1326000 | 1326000 | 1326000 | 1326000
| Base for ITC |  | USD |  |  |  |  | 2099500 | 4199000 | 6298500 | 8398000 | 10497500 | 12597000 | 14696500 | 16796000 | 18895500 | 20995000 | 23094500 | 25194000 | 25194000 | 25194000 | 25194000 | 25194000 | 25194000 | 25194000 | 25194000 | 25194000 | 25194000 | 25194000 | 25194000 | 25194000 | 25194000 | 25194000 | 25194000 | 25194000 | 25194000 | 25194000 | 25194000 | 25194000 | 25194000 | 25194000 | 25194000 | 25194000 | 25194000 | 25194000 | 25194000 | 25194000 | 25194000 | 25194000 | 25194000 | 25194000 | 25194000 | 25194000 | 25194000 | 25194000 | 25194000 | 25194000 | 25194000 | 25194000 | 25194000 | 25194000 | 25194000 | 25194000 | 25194000 | 25194000 | 25194000 | 25194000 | 25194000 | 25194000 | 25194000 | 25194000 | 25194000 | 25194000 | 25194000 | 25194000 | 25194000 | 25194000 | 25194000 | 25194000 | 25194000 | 25194000 | 25194000 | 25194000 | 25194000 | 25194000 | 25194000 | 25194000 | 25194000 | 25194000 | 25194000 | 25194000 | 25194000 | 25194000 | 25194000 | 25194000 | 25194000 | 25194000 | 25194000 | 25194000 | 25194000 | 25194000 | 25194000 | 25194000 | 25194000 | 25194000 | 25194000 | 25194000 | 25194000 | 25194000 | 25194000 | 25194000 | 25194000 | 25194000 | 25194000 | 25194000 | 25194000 | 25194000 | 25194000 | 25194000 | 25194000 | 25194000 | 25194000 | 25194000 | 25194000 | 25194000 | 25194000 | 25194000 | 25194000 | 25194000 | 25194000 | 25194000 | 25194000 | 25194000 | 25194000 | 25194000 | 25194000 | 25194000 | 25194000 | 25194000 | 25194000 | 25194000 | 25194000 | 25194000 | 25194000 | 25194000 | 25194000 | 25194000 | 25194000 | 25194000 | 25194000 | 25194000 | 25194000 | 25194000 | 25194000 | 25194000 | 25194000 | 25194000
| ITC Date |  | Date | 2025-12-01 |  | 1 |  | 0 | 0 | 0 | 0 | 0 | 0 | 0 | 0 | 0 | 0 | 0 | 1 | 0 | 0 | 0 | 0 | 0 | 0 | 0 | 0 | 0 | 0 | 0 | 0 | 0 | 0 | 0 | 0 | 0 | 0 | 0 | 0 | 0 | 0 | 0 | 0 | 0 | 0 | 0 | 0 | 0 | 0 | 0 | 0 | 0 | 0 | 0 | 0 | 0 | 0 | 0 | 0 | 0 | 0 | 0 | 0 | 0 | 0 | 0 | 0 | 0 | 0 | 0 | 0 | 0 | 0 | 0 | 0 | 0 | 0 | 0 | 0 | 0 | 0 | 0 | 0 | 0 | 0 | 0 | 0 | 0 | 0 | 0 | 0 | 0 | 0 | 0 | 0 | 0 | 0 | 0 | 0 | 0 | 0 | 0 | 0 | 0 | 0 | 0 | 0 | 0 | 0 | 0 | 0 | 0 | 0 | 0 | 0 | 0 | 0 | 0 | 0 | 0 | 0 | 0 | 0 | 0 | 0 | 0 | 0 | 0 | 0 | 0 | 0 | 0 | 0 | 0 | 0 | 0 | 0 | 0 | 0 | 0 | 0 | 0 | 0 | 0 | 0 | 0 | 0 | 0 | 0 | 0 | 0 | 0 | 0 | 0 | 0 | 0 | 0
| ITC Amount |  | USD | 30% |  | 7558200 |  | 0 | 0 | 0 | 0 | 0 | 0 | 0 | 0 | 0 | 0 | 0 | 7558200 | 0 | 0 | 0 | 0 | 0 | 0 | 0 | 0 | 0 | 0 | 0 | 0 | 0 | 0 | 0 | 0 | 0 | 0 | 0 | 0 | 0 | 0 | 0 | 0 | 0 | 0 | 0 | 0 | 0 | 0 | 0 | 0 | 0 | 0 | 0 | 0 | 0 | 0 | 0 | 0 | 0 | 0 | 0 | 0 | 0 | 0 | 0 | 0 | 0 | 0 | 0 | 0 | 0 | 0 | 0 | 0 | 0 | 0 | 0 | 0 | 0 | 0 | 0 | 0 | 0 | 0 | 0 | 0 | 0 | 0 | 0 | 0 | 0 | 0 | 0 | 0 | 0 | 0 | 0 | 0 | 0 | 0 | 0 | 0 | 0 | 0 | 0 | 0 | 0 | 0 | 0 | 0 | 0 | 0 | 0 | 0 | 0 | 0 | 0 | 0 | 0 | 0 | 0 | 0 | 0 | 0 | 0 | 0 | 0 | 0 | 0 | 0 | 0 | 0 | 0 | 0 | 0 | 0 | 0 | 0 | 0 | 0 | 0 | 0 | 0 | 0 | 0 | 0 | 0 | 0 | 0 | 0 | 0 | 0 | 0 | 0 | 0 | 0
| Basis Adjustment for ITC |  | USD | 50% | 7558200 |  |  | 0 | 0 | 0 | 0 | 0 | 0 | 0 | 0 | 0 | 0 | 0 | 3779100 | 0 | 0 | 0 | 0 | 0 | 0 | 0 | 0 | 0 | 0 | 0 | 0 | 0 | 0 | 0 | 0 | 0 | 0 | 0 | 0 | 0 | 0 | 0 | 0 | 0 | 0 | 0 | 0 | 0 | 0 | 0 | 0 | 0 | 0 | 0 | 0 | 0 | 0 | 0 | 0 | 0 | 0 | 0 | 0 | 0 | 0 | 0 | 0 | 0 | 0 | 0 | 0 | 0 | 0 | 0 | 0 | 0 | 0 | 0 | 0 | 0 | 0 | 0 | 0 | 0 | 0 | 0 | 0 | 0 | 0 | 0 | 0 | 0 | 0 | 0 | 0 | 0 | 0 | 0 | 0 | 0 | 0 | 0 | 0 | 0 | 0 | 0 | 0 | 0 | 0 | 0 | 0 | 0 | 0 | 0 | 0 | 0 | 0 | 0 | 0 | 0 | 0 | 0 | 0 | 0 | 0 | 0 | 0 | 0 | 0 | 0 | 0 | 0 | 0 | 0 | 0 | 0 | 0 | 0 | 0 | 0 | 0 | 0 | 0 | 0 | 0 | 0 | 0 | 0 | 0 | 0 | 0 | 0 | 0 | 0 | 0 | 0 | 0
| Accumulated Basis Adjustment |  | USD |  |  |  |  | 0 | 0 | 0 | 0 | 0 | 0 | 0 | 0 | 0 | 0 | 0 | 3779100 | 3779100 | 3779100 | 3779100 | 3779100 | 3779100 | 3779100 | 3779100 | 3779100 | 3779100 | 3779100 | 3779100 | 3779100 | 3779100 | 3779100 | 3779100 | 3779100 | 3779100 | 3779100 | 3779100 | 3779100 | 3779100 | 3779100 | 3779100 | 3779100 | 3779100 | 3779100 | 3779100 | 3779100 | 3779100 | 3779100 | 3779100 | 3779100 | 3779100 | 3779100 | 3779100 | 3779100 | 3779100 | 3779100 | 3779100 | 3779100 | 3779100 | 3779100 | 3779100 | 3779100 | 3779100 | 3779100 | 3779100 | 3779100 | 3779100 | 3779100 | 3779100 | 3779100 | 3779100 | 3779100 | 3779100 | 3779100 | 3779100 | 3779100 | 3779100 | 3779100 | 3779100 | 3779100 | 3779100 | 3779100 | 3779100 | 3779100 | 3779100 | 3779100 | 3779100 | 3779100 | 3779100 | 3779100 | 3779100 | 3779100 | 3779100 | 3779100 | 3779100 | 3779100 | 3779100 | 3779100 | 3779100 | 3779100 | 3779100 | 3779100 | 3779100 | 3779100 | 3779100 | 3779100 | 3779100 | 3779100 | 3779100 | 3779100 | 3779100 | 3779100 | 3779100 | 3779100 | 3779100 | 3779100 | 3779100 | 3779100 | 3779100 | 3779100 | 3779100 | 3779100 | 3779100 | 3779100 | 3779100 | 3779100 | 3779100 | 3779100 | 3779100 | 3779100 | 3779100 | 3779100 | 3779100 | 3779100 | 3779100 | 3779100 | 3779100 | 3779100 | 3779100 | 3779100 | 3779100 | 3779100 | 3779100 | 3779100 | 3779100 | 3779100 | 3779100 | 3779100 | 3779100 | 3779100 | 3779100 | 3779100 | 3779100 | 3779100 | 3779100 | 3779100
| Tax Depreciation Base MACRA |  | USD |  |  |  |  | 2099500 | 4199000 | 6298500 | 8398000 | 10497500 | 12597000 | 14696500 | 16796000 | 18895500 | 20995000 | 23094500 | 21414900 | 21414900 | 21414900 | 21414900 | 21414900 | 21414900 | 21414900 | 21414900 | 21414900 | 21414900 | 21414900 | 21414900 | 21414900 | 21414900 | 21414900 | 21414900 | 21414900 | 21414900 | 21414900 | 21414900 | 21414900 | 21414900 | 21414900 | 21414900 | 21414900 | 21414900 | 21414900 | 21414900 | 21414900 | 21414900 | 21414900 | 21414900 | 21414900 | 21414900 | 21414900 | 21414900 | 21414900 | 21414900 | 21414900 | 21414900 | 21414900 | 21414900 | 21414900 | 21414900 | 21414900 | 21414900 | 21414900 | 21414900 | 21414900 | 21414900 | 21414900 | 21414900 | 21414900 | 21414900 | 21414900 | 21414900 | 21414900 | 21414900 | 21414900 | 21414900 | 21414900 | 21414900 | 21414900 | 21414900 | 21414900 | 21414900 | 21414900 | 21414900 | 21414900 | 21414900 | 21414900 | 21414900 | 21414900 | 21414900 | 21414900 | 21414900 | 21414900 | 21414900 | 21414900 | 21414900 | 21414900 | 21414900 | 21414900 | 21414900 | 21414900 | 21414900 | 21414900 | 21414900 | 21414900 | 21414900 | 21414900 | 21414900 | 21414900 | 21414900 | 21414900 | 21414900 | 21414900 | 21414900 | 21414900 | 21414900 | 21414900 | 21414900 | 21414900 | 21414900 | 21414900 | 21414900 | 21414900 | 21414900 | 21414900 | 21414900 | 21414900 | 21414900 | 21414900 | 21414900 | 21414900 | 21414900 | 21414900 | 21414900 | 21414900 | 21414900 | 21414900 | 21414900 | 21414900 | 21414900 | 21414900 | 21414900 | 21414900 | 21414900 | 21414900 | 21414900 | 21414900 | 21414900 | 21414900 | 21414900 | 21414900 | 21414900 | 21414900 | 21414900 | 21414900
| Age in Years |  | Counter |  |  |  |  | 0 | 0 | 0 | 0 | 0 | 0 | 0 | 0 | 0 | 0 | 0 | 0 | 1 | 1 | 2 | 2 | 3 | 3 | 4 | 4 | 5 | 5 | 6 | 6 | 7 | 7 | 8 | 8 | 9 | 9 | 10 | 10 | 11 | 11 | 12 | 12 | 13 | 13 | 14 | 14 | 15 | 15 | 16 | 16 | 17 | 17 | 18 | 18 | 19 | 19 | 20 | 20 | 21 | 21 | 22 | 22 | 23 | 23 | 24 | 24 | 25 | 25 | 26 | 26 | 27 | 27 | 28 | 28 | 29 | 29 | 30 | 30 | 31 | 31 | 32 | 32 | 33 | 33 | 34 | 34 | 35 | 35 | 35 | 35 | 35 | 35 | 35 | 35 | 35 | 35 | 35 | 35 | 35 | 35 | 35 | 35 | 35 | 35 | 35 | 35 | 35 | 35 | 35 | 35 | 35 | 35 | 35 | 35 | 35 | 35 | 35 | 35 | 35 | 35 | 35 | 35 | 35 | 35 | 35 | 35 | 35 | 35 | 35 | 35 | 35 | 35 | 35 | 35 | 35 | 35 | 35 | 35 | 35 | 35 | 35 | 35 | 35 | 35 | 35 | 35 | 35 | 35 | 35 | 35 | 35 | 35 | 35 | 35 | 35 | 35
| Depreciation Rate |  | % |  |  | 100% |  | 0% | 0% | 0% | 0% | 0% | 0% | 0% | 0% | 0% | 0% | 0% | 0% | 10% | 10% | 16% | 16% | 9.6% | 9.6% | 5.76% | 5.76% | 5.76% | 5.76% | 2.88% | 2.88% | 0% | 0% | 0% | 0% | 0% | 0% | 0% | 0% | 0% | 0% | 0% | 0% | 0% | 0% | 0% | 0% | 0% | 0% | 0% | 0% | 0% | 0% | 0% | 0% | 0% | 0% | 0% | 0% | 0% | 0% | 0% | 0% | 0% | 0% | 0% | 0% | 0% | 0% | 0% | 0% | 0% | 0% | 0% | 0% | 0% | 0% | 0% | 0% | 0% | 0% | 0% | 0% | 0% | 0% | 0% | 0% | 0% | 0% | 0% | 0% | 0% | 0% | 0% | 0% | 0% | 0% | 0% | 0% | 0% | 0% | 0% | 0% | 0% | 0% | 0% | 0% | 0% | 0% | 0% | 0% | 0% | 0% | 0% | 0% | 0% | 0% | 0% | 0% | 0% | 0% | 0% | 0% | 0% | 0% | 0% | 0% | 0% | 0% | 0% | 0% | 0% | 0% | 0% | 0% | 0% | 0% | 0% | 0% | 0% | 0% | 0% | 0% | 0% | 0% | 0% | 0% | 0% | 0% | 0% | 0% | 0% | 0% | 0% | 0% | 0% | 0%
| Tax Depreciation MACRS |  | USD |  |  | 21414900 |  | 0 | 0 | 0 | 0 | 0 | 0 | 0 | 0 | 0 | 0 | 0 | 0 | 2141490 | 2141490 | 3426384 | 3426384 | 2055830.4 | 2055830.4 | 1233498.24 | 1233498.24 | 1233498.24 | 1233498.24 | 616749.12 | 616749.12 | 0 | 0 | 0 | 0 | 0 | 0 | 0 | 0 | 0 | 0 | 0 | 0 | 0 | 0 | 0 | 0 | 0 | 0 | 0 | 0 | 0 | 0 | 0 | 0 | 0 | 0 | 0 | 0 | 0 | 0 | 0 | 0 | 0 | 0 | 0 | 0 | 0 | 0 | 0 | 0 | 0 | 0 | 0 | 0 | 0 | 0 | 0 | 0 | 0 | 0 | 0 | 0 | 0 | 0 | 0 | 0 | 0 | 0 | 0 | 0 | 0 | 0 | 0 | 0 | 0 | 0 | 0 | 0 | 0 | 0 | 0 | 0 | 0 | 0 | 0 | 0 | 0 | 0 | 0 | 0 | 0 | 0 | 0 | 0 | 0 | 0 | 0 | 0 | 0 | 0 | 0 | 0 | 0 | 0 | 0 | 0 | 0 | 0 | 0 | 0 | 0 | 0 | 0 | 0 | 0 | 0 | 0 | 0 | 0 | 0 | 0 | 0 | 0 | 0 | 0 | 0 | 0 | 0 | 0 | 0 | 0 | 0 | 0 | 0 | 0 | 0
| Straight Line Depreciation Period |  | Flag | 1 | 15 | 30 |  | 0 | 0 | 0 | 0 | 0 | 0 | 0 | 0 | 0 | 0 | 0 | 0 | 1 | 1 | 1 | 1 | 1 | 1 | 1 | 1 | 1 | 1 | 1 | 1 | 1 | 1 | 1 | 1 | 1 | 1 | 1 | 1 | 1 | 1 | 1 | 1 | 1 | 1 | 1 | 1 | 1 | 1 | 0 | 0 | 0 | 0 | 0 | 0 | 0 | 0 | 0 | 0 | 0 | 0 | 0 | 0 | 0 | 0 | 0 | 0 | 0 | 0 | 0 | 0 | 0 | 0 | 0 | 0 | 0 | 0 | 0 | 0 | 0 | 0 | 0 | 0 | 0 | 0 | 0 | 0 | 0 | 0 | 0 | 0 | 0 | 0 | 0 | 0 | 0 | 0 | 0 | 0 | 0 | 0 | 0 | 0 | 0 | 0 | 0 | 0 | 0 | 0 | 0 | 0 | 0 | 0 | 0 | 0 | 0 | 0 | 0 | 0 | 0 | 0 | 0 | 0 | 0 | 0 | 0 | 0 | 0 | 0 | 0 | 0 | 0 | 0 | 0 | 0 | 0 | 0 | 0 | 0 | 0 | 0 | 0 | 0 | 0 | 0 | 0 | 0 | 0 | 0 | 0 | 0 | 0 | 0 | 0 | 0 | 0 | 0
| Straight Line Depreciation Rate |  | % | 3.333% |  | 100% |  | 0% | 0% | 0% | 0% | 0% | 0% | 0% | 0% | 0% | 0% | 0% | 0% | 3.333% | 3.333% | 3.333% | 3.333% | 3.333% | 3.333% | 3.333% | 3.333% | 3.333% | 3.333% | 3.333% | 3.333% | 3.333% | 3.333% | 3.333% | 3.333% | 3.333% | 3.333% | 3.333% | 3.333% | 3.333% | 3.333% | 3.333% | 3.333% | 3.333% | 3.333% | 3.333% | 3.333% | 3.333% | 3.333% | 0% | 0% | 0% | 0% | 0% | 0% | 0% | 0% | 0% | 0% | 0% | 0% | 0% | 0% | 0% | 0% | 0% | 0% | 0% | 0% | 0% | 0% | 0% | 0% | 0% | 0% | 0% | 0% | 0% | 0% | 0% | 0% | 0% | 0% | 0% | 0% | 0% | 0% | 0% | 0% | 0% | 0% | 0% | 0% | 0% | 0% | 0% | 0% | 0% | 0% | 0% | 0% | 0% | 0% | 0% | 0% | 0% | 0% | 0% | 0% | 0% | 0% | 0% | 0% | 0% | 0% | 0% | 0% | 0% | 0% | 0% | 0% | 0% | 0% | 0% | 0% | 0% | 0% | 0% | 0% | 0% | 0% | 0% | 0% | 0% | 0% | 0% | 0% | 0% | 0% | 0% | 0% | 0% | 0% | 0% | 0% | 0% | 0% | 0% | 0% | 0% | 0% | 0% | 0% | 0% | 0% | 0% | 0%
| Straight Line Depreciation |  | USD |  |  | 1326000 |  | 0 | 0 | 0 | 0 | 0 | 0 | 0 | 0 | 0 | 0 | 0 | 0 | 44200 | 44200 | 44200 | 44200 | 44200 | 44200 | 44200 | 44200 | 44200 | 44200 | 44200 | 44200 | 44200 | 44200 | 44200 | 44200 | 44200 | 44200 | 44200 | 44200 | 44200 | 44200 | 44200 | 44200 | 44200 | 44200 | 44200 | 44200 | 44200 | 44200 | 0 | 0 | 0 | 0 | 0 | 0 | 0 | 0 | 0 | 0 | 0 | 0 | 0 | 0 | 0 | 0 | 0 | 0 | 0 | 0 | 0 | 0 | 0 | 0 | 0 | 0 | 0 | 0 | 0 | 0 | 0 | 0 | 0 | 0 | 0 | 0 | 0 | 0 | 0 | 0 | 0 | 0 | 0 | 0 | 0 | 0 | 0 | 0 | 0 | 0 | 0 | 0 | 0 | 0 | 0 | 0 | 0 | 0 | 0 | 0 | 0 | 0 | 0 | 0 | 0 | 0 | 0 | 0 | 0 | 0 | 0 | 0 | 0 | 0 | 0 | 0 | 0 | 0 | 0 | 0 | 0 | 0 | 0 | 0 | 0 | 0 | 0 | 0 | 0 | 0 | 0 | 0 | 0 | 0 | 0 | 0 | 0 | 0 | 0 | 0 | 0 | 0 | 0 | 0 | 0 | 0 | 0 | 0
| Total Depreciation |  | USD |  |  | 22740900 |  | 0 | 0 | 0 | 0 | 0 | 0 | 0 | 0 | 0 | 0 | 0 | 0 | 2185690 | 2185690 | 3470584 | 3470584 | 2100030.4 | 2100030.4 | 1277698.24 | 1277698.24 | 1277698.24 | 1277698.24 | 660949.12 | 660949.12 | 44200 | 44200 | 44200 | 44200 | 44200 | 44200 | 44200 | 44200 | 44200 | 44200 | 44200 | 44200 | 44200 | 44200 | 44200 | 44200 | 44200 | 44200 | 0 | 0 | 0 | 0 | 0 | 0 | 0 | 0 | 0 | 0 | 0 | 0 | 0 | 0 | 0 | 0 | 0 | 0 | 0 | 0 | 0 | 0 | 0 | 0 | 0 | 0 | 0 | 0 | 0 | 0 | 0 | 0 | 0 | 0 | 0 | 0 | 0 | 0 | 0 | 0 | 0 | 0 | 0 | 0 | 0 | 0 | 0 | 0 | 0 | 0 | 0 | 0 | 0 | 0 | 0 | 0 | 0 | 0 | 0 | 0 | 0 | 0 | 0 | 0 | 0 | 0 | 0 | 0 | 0 | 0 | 0 | 0 | 0 | 0 | 0 | 0 | 0 | 0 | 0 | 0 | 0 | 0 | 0 | 0 | 0 | 0 | 0 | 0 | 0 | 0 | 0 | 0 | 0 | 0 | 0 | 0 | 0 | 0 | 0 | 0 | 0 | 0 | 0 | 0 | 0 | 0 | 0 | 0
| Pre-tax Cash Flow Repeated |  | USD |  |  | 37661902.1099 |  | -2210000 | -2210000 | -2210000 | -2210000 | -2210000 | -2210000 | -2210000 | -2210000 | -2210000 | -2210000 | -2210000 | -2210000 | 1249420.0448 | 1257866.2687 | 1266363.9403 | 1274913.3294 | 1283514.7063 | 1292168.3423 | 1300874.5097 | 1309633.4815 | 1318445.5317 | 1327310.9351 | 1336229.9672 | 1345202.9046 | 1354230.0246 | 1363311.6054 | 1372447.9258 | 1381639.2658 | 1390885.906 | 1400188.1277 | 1409546.2132 | 1418960.4456 | 1346325.8454 | 1355853.2236 | 1365437.6023 | 1375079.2678 | 1384778.5069 | 1394535.6072 | 1404350.8571 | 1414224.5457 | 1424156.9629 | 1434148.3992 | 1444199.1458 | 1454309.4947 | 1464479.7386 | 1474710.1707 | 1485001.0851 | 1495352.7764 | 1505765.5398 | 1516239.6714 | 1526775.4677 | 1619478.4889 | 417469.1542 | 409066.7879 | 400613.0789 | 392107.4361 | 383549.2625 | 374937.9554 | 366272.9064 | 357553.5012 | 348779.1194 | 339949.135 | 331062.9157 | 322119.823 | 313119.2126 | 304060.4338 | 294942.8294 | 285765.7362 | 276528.4845 | 267230.398 | 257870.794 | 248448.9831 | 238964.2693 | 229415.95 | 219803.3154 | 210125.6493 | 200382.2282 | 190572.3218 | 180695.1926 | 170750.0961 | 160736.2804 | 150652.9865 | 0 | 0 | 0 | 0 | 0 | 0 | 0 | 0 | 0 | 0 | 0 | 0 | 0 | 0 | 0 | 0 | 0 | 0 | 0 | 0 | 0 | 0 | 0 | 0 | 0 | 0 | 0 | 0 | 0 | 0 | 0 | 0 | 0 | 0 | 0 | 0 | 0 | 0 | 0 | 0 | 0 | 0 | 0 | 0 | 0 | 0 | 0 | 0 | 0 | 0 | 0 | 0 | 0 | 0 | 0 | 0 | 0 | 0 | 0 | 0 | 0 | 0 | 0 | 0 | 0 | 0 | 0 | 0
| EBIT |  | USD |  |  | 41441002.1099 |  | 0 | 0 | 0 | 0 | 0 | 0 | 0 | 0 | 0 | 0 | 0 | 0 | -936269.9552 | -927823.7313 | -2204220.0597 | -2195670.6706 | -816515.6937 | -807862.0577 | 23176.2697 | 31935.2415 | 40747.2917 | 49612.6951 | 675280.8472 | 684253.7846 | 1310030.0246 | 1319111.6054 | 1328247.9258 | 1337439.2658 | 1346685.906 | 1355988.1277 | 1365346.2132 | 1374760.4456 | 1302125.8454 | 1311653.2236 | 1321237.6023 | 1330879.2678 | 1340578.5069 | 1350335.6072 | 1360150.8571 | 1370024.5457 | 1379956.9629 | 1389948.3992 | 1444199.1458 | 1454309.4947 | 1464479.7386 | 1474710.1707 | 1485001.0851 | 1495352.7764 | 1505765.5398 | 1516239.6714 | 1526775.4677 | 1619478.4889 | 417469.1542 | 409066.7879 | 400613.0789 | 392107.4361 | 383549.2625 | 374937.9554 | 366272.9064 | 357553.5012 | 348779.1194 | 339949.135 | 331062.9157 | 322119.823 | 313119.2126 | 304060.4338 | 294942.8294 | 285765.7362 | 276528.4845 | 267230.398 | 257870.794 | 248448.9831 | 238964.2693 | 229415.95 | 219803.3154 | 210125.6493 | 200382.2282 | 190572.3218 | 180695.1926 | 170750.0961 | 160736.2804 | 150652.9865 | 0 | 0 | 0 | 0 | 0 | 0 | 0 | 0 | 0 | 0 | 0 | 0 | 0 | 0 | 0 | 0 | 0 | 0 | 0 | 0 | 0 | 0 | 0 | 0 | 0 | 0 | 0 | 0 | 0 | 0 | 0 | 0 | 0 | 0 | 0 | 0 | 0 | 0 | 0 | 0 | 0 | 0 | 0 | 0 | 0 | 0 | 0 | 0 | 0 | 0 | 0 | 0 | 0 | 0 | 0 | 0 | 0 | 0 | 0 | 0 | 0 | 0 | 0 | 0 | 0 | 0 | 0 | 0
| Taxes on EBIT |  | USD | 21% |  | 8702610.4431 |  | 0 | 0 | 0 | 0 | 0 | 0 | 0 | 0 | 0 | 0 | 0 | 0 | -196616.6906 | -194842.9836 | -462886.2125 | -461090.8408 | -171468.2957 | -169651.0321 | 4867.0166 | 6706.4007 | 8556.9313 | 10418.666 | 141808.9779 | 143693.2948 | 275106.3052 | 277013.4371 | 278932.0644 | 280862.2458 | 282804.0403 | 284757.5068 | 286722.7048 | 288699.6936 | 273446.4275 | 275447.1769 | 277459.8965 | 279484.6462 | 281521.4864 | 283570.4775 | 285631.68 | 287705.1546 | 289790.9622 | 291889.1638 | 303281.8206 | 305404.9939 | 307540.7451 | 309689.1359 | 311850.2279 | 314024.083 | 316210.7634 | 318410.331 | 320622.8482 | 340090.4827 | 87668.5224 | 85904.0255 | 84128.7466 | 82342.5616 | 80545.3451 | 78736.9706 | 76917.3103 | 75086.2352 | 73243.6151 | 71389.3184 | 69523.2123 | 67645.1628 | 65755.0347 | 63852.6911 | 61937.9942 | 60010.8046 | 58070.9817 | 56118.3836 | 54152.8667 | 52174.2864 | 50182.4966 | 48177.3495 | 46158.6962 | 44126.3863 | 42080.2679 | 40020.1876 | 37945.9904 | 35857.5202 | 33754.6189 | 31637.1272 | 0 | 0 | 0 | 0 | 0 | 0 | 0 | 0 | 0 | 0 | 0 | 0 | 0 | 0 | 0 | 0 | 0 | 0 | 0 | 0 | 0 | 0 | 0 | 0 | 0 | 0 | 0 | 0 | 0 | 0 | 0 | 0 | 0 | 0 | 0 | 0 | 0 | 0 | 0 | 0 | 0 | 0 | 0 | 0 | 0 | 0 | 0 | 0 | 0 | 0 | 0 | 0 | 0 | 0 | 0 | 0 | 0 | 0 | 0 | 0 | 0 | 0 | 0 | 0 | 0 | 0 | 0 | 0
| ITC |  | USD |  |  | 7558200 |  | 0 | 0 | 0 | 0 | 0 | 0 | 0 | 0 | 0 | 0 | 0 | 7558200 | 0 | 0 | 0 | 0 | 0 | 0 | 0 | 0 | 0 | 0 | 0 | 0 | 0 | 0 | 0 | 0 | 0 | 0 | 0 | 0 | 0 | 0 | 0 | 0 | 0 | 0 | 0 | 0 | 0 | 0 | 0 | 0 | 0 | 0 | 0 | 0 | 0 | 0 | 0 | 0 | 0 | 0 | 0 | 0 | 0 | 0 | 0 | 0 | 0 | 0 | 0 | 0 | 0 | 0 | 0 | 0 | 0 | 0 | 0 | 0 | 0 | 0 | 0 | 0 | 0 | 0 | 0 | 0 | 0 | 0 | 0 | 0 | 0 | 0 | 0 | 0 | 0 | 0 | 0 | 0 | 0 | 0 | 0 | 0 | 0 | 0 | 0 | 0 | 0 | 0 | 0 | 0 | 0 | 0 | 0 | 0 | 0 | 0 | 0 | 0 | 0 | 0 | 0 | 0 | 0 | 0 | 0 | 0 | 0 | 0 | 0 | 0 | 0 | 0 | 0 | 0 | 0 | 0 | 0 | 0 | 0 | 0 | 0 | 0 | 0 | 0 | 0 | 0 | 0 | 0 | 0 | 0 | 0 | 0 | 0 | 0 | 0 | 0
| Free Cash Flow After Tax |  | USD |  |  | 36517491.6668 |  | -2210000 | -2210000 | -2210000 | -2210000 | -2210000 | -2210000 | -2210000 | -2210000 | -2210000 | -2210000 | -2210000 | 5348200 | 1446036.7354 | 1452709.2522 | 1729250.1529 | 1736004.1702 | 1454983.0019 | 1461819.3744 | 1296007.4931 | 1302927.0808 | 1309888.6005 | 1316892.2691 | 1194420.9893 | 1201509.6099 | 1079123.7195 | 1086298.1682 | 1093515.8614 | 1100777.02 | 1108081.8657 | 1115430.6209 | 1122823.5084 | 1130260.752 | 1072879.4178 | 1080406.0466 | 1087977.7058 | 1095594.6216 | 1103257.0204 | 1110965.1297 | 1118719.1771 | 1126519.3911 | 1134366.0007 | 1142259.2354 | 1140917.3252 | 1148904.5008 | 1156938.9935 | 1165021.0349 | 1173150.8572 | 1181328.6933 | 1189554.7765 | 1197829.3404 | 1206152.6195 | 1279388.0062 | 329800.6318 | 323162.7624 | 316484.3323 | 309764.8745 | 303003.9174 | 296200.9848 | 289355.5961 | 282467.2659 | 275535.5044 | 268559.8167 | 261539.7034 | 254474.6602 | 247364.178 | 240207.7427 | 233004.8352 | 225754.9316 | 218457.5027 | 211112.0144 | 203717.9272 | 196274.6966 | 188781.7728 | 181238.6005 | 173644.6192 | 165999.2629 | 158301.9603 | 150552.1342 | 142749.2022 | 134892.5759 | 126981.6615 | 119015.8593 | 0 | 0 | 0 | 0 | 0 | 0 | 0 | 0 | 0 | 0 | 0 | 0 | 0 | 0 | 0 | 0 | 0 | 0 | 0 | 0 | 0 | 0 | 0 | 0 | 0 | 0 | 0 | 0 | 0 | 0 | 0 | 0 | 0 | 0 | 0 | 0 | 0 | 0 | 0 | 0 | 0 | 0 | 0 | 0 | 0 | 0 | 0 | 0 | 0 | 0 | 0 | 0 | 0 | 0 | 0 | 0 | 0 | 0 | 0 | 0 | 0 | 0 | 0 | 0 | 0 | 0 | 0 | 0
| Project IRR After tax |  | % | 11.86%
| Discount Rate |  | % | 8%
| Value at Buyer Disc Rate |  | USD | 5894523.3466
| Development Fee |  | USD | 5894523.3466 |  |  |  | 5894523.3466 | 0 | 0 | 0 | 0 | 0 | 0 | 0 | 0 | 0 | 0 | 0 | 0 | 0 | 0 | 0 | 0 | 0 | 0 | 0 | 0 | 0 | 0 | 0 | 0 | 0 | 0 | 0 | 0 | 0 | 0 | 0 | 0 | 0 | 0 | 0 | 0 | 0 | 0 | 0 | 0 | 0 | 0 | 0 | 0 | 0 | 0 | 0 | 0 | 0 | 0 | 0 | 0 | 0 | 0 | 0 | 0 | 0 | 0 | 0 | 0 | 0 | 0 | 0 | 0 | 0 | 0 | 0 | 0 | 0 | 0 | 0 | 0 | 0 | 0 | 0 | 0 | 0 | 0 | 0 | 0 | 0 | 0 | 0 | 0 | 0 | 0 | 0 | 0 | 0 | 0 | 0 | 0 | 0 | 0 | 0 | 0 | 0 | 0 | 0 | 0 | 0 | 0 | 0 | 0 | 0 | 0 | 0 | 0 | 0 | 0 | 0 | 0 | 0 | 0 | 0 | 0 | 0 | 0 | 0 | 0 | 0 | 0 | 0 | 0 | 0 | 0 | 0 | 0 | 0 | 0 | 0 | 0 | 0 | 0 | 0 | 0 | 0 | 0 | 0 | 0 | 0 | 0 | 0 | 0 | 0 | 0 | 0 | 0 | 0
| Cash Flow to PE |  | USD |  |  |  |  | -8104523.3466 | -2210000 | -2210000 | -2210000 | -2210000 | -2210000 | -2210000 | -2210000 | -2210000 | -2210000 | -2210000 | 5348200 | 1446036.7354 | 1452709.2522 | 1729250.1529 | 1736004.1702 | 1454983.0019 | 1461819.3744 | 1296007.4931 | 1302927.0808 | 1309888.6005 | 1316892.2691 | 1194420.9893 | 1201509.6099 | 1079123.7195 | 1086298.1682 | 1093515.8614 | 1100777.02 | 1108081.8657 | 1115430.6209 | 1122823.5084 | 1130260.752 | 1072879.4178 | 1080406.0466 | 1087977.7058 | 1095594.6216 | 1103257.0204 | 1110965.1297 | 1118719.1771 | 1126519.3911 | 1134366.0007 | 1142259.2354 | 1140917.3252 | 1148904.5008 | 1156938.9935 | 1165021.0349 | 1173150.8572 | 1181328.6933 | 1189554.7765 | 1197829.3404 | 1206152.6195 | 1279388.0062 | 329800.6318 | 323162.7624 | 316484.3323 | 309764.8745 | 303003.9174 | 296200.9848 | 289355.5961 | 282467.2659 | 275535.5044 | 268559.8167 | 261539.7034 | 254474.6602 | 247364.178 | 240207.7427 | 233004.8352 | 225754.9316 | 218457.5027 | 211112.0144 | 203717.9272 | 196274.6966 | 188781.7728 | 181238.6005 | 173644.6192 | 165999.2629 | 158301.9603 | 150552.1342 | 142749.2022 | 134892.5759 | 126981.6615 | 119015.8593 | 0 | 0 | 0 | 0 | 0 | 0 | 0 | 0 | 0 | 0 | 0 | 0 | 0 | 0 | 0 | 0 | 0 | 0 | 0 | 0 | 0 | 0 | 0 | 0 | 0 | 0 | 0 | 0 | 0 | 0 | 0 | 0 | 0 | 0 | 0 | 0 | 0 | 0 | 0 | 0 | 0 | 0 | 0 | 0 | 0 | 0 | 0 | 0 | 0 | 0 | 0 | 0 | 0 | 0 | 0 | 0 | 0 | 0 | 0 | 0 | 0 | 0 | 0 | 0 | 0 | 0 | 0 | 0
| IRR to PE (pre-tax method) |  | % | 8%
Valuation with Changing Rate
|  | Buyer Rate | % |  |  |  |  | 8% | 8% | 8% | 8% | 8% | 8% | 8% | 8% | 8% | 8% | 8% | 8% | [70 empty] | 5% | 5% | 5% | 5% | 5% | 5% | 5% | 5% | 5% | 5% | 5% | 5% | 5% | 5% | 5% | 5% | 5% | 5% | 5% | 5% | 5% | 5% | 5% | 5% | 5% | 5% | 5% | 5% | 5% | 5% | 5% | 5% | 5% | 5% | 5% | 5% | 5% | 5% | 5% | 5% | 5% | 5% | 5% | 5% | 5% | 5% | 5% | 5% | 5% | 5% | 5% | 5% | 5% | 5% | 5% | 5% | 5% | 5% | 5% | 5% | 5% | 5% | 5% | 5% | 5% | 5% | 5% | 5% | bar: 2026-06-30 to 2060-12-31
|  | Value of Project | USD |  |  |  |  | 4.8331e-09 | 8152512.8457 | 10430468.4038 | 12720679.9328 | 15028592.7367 | 17347982.1863 | 19686240.034 | 22039831.7703 | 24403711.8341 | 26788239.9305 | 29182251.558 | 31598116.4874 | 31532056.0529 | 30982871.0401 | 30395882.869 | 29521173.1144 | 30899923.5206 | 30178135.9168 | 29419568.7427 | 28823853.5689 | 28194904.0185 | 27554467.2573 | 26880123.7047 | 26325291.0012 | 25742494.5184 | 25277502.4513 | 24783638.1216 | 24280019.4825 | 23746893.7223 | 23202530.865 | 22628005.3362 | 22040672.8179 | 21425364.2635 | 20859273.0397 | 20263244.2882 | 19652741.3868 | 19011604.5741 | 18354275.3696 | 17665592.6676 | 16958899.8449 | 16222278.036 | 15463609.4379 | 14672074.8864 | 13868090.9114 | 13030674.683 | 12169398.3131 | 11273870.4955 | 10352233.176 | 9396752.6104 | 8411561.6254 | 7390393.9782 | 6338232.4086 | 5182733.6711 | 4973773.7715 | 4764502.7897 | 4558776.5912 | 4353650.3969 | 4151509.8301 | 3949723.9638 | 3751513.5763 | 3554001.9991 | 3360102.1342 | 3167253.0701 | 2978067.2459 | 2790665.3905 | 2606630.8274 | 2424375.9298 | 2245937.4538 | 2069656.0611 | 1897294.4322 | 1727476.4151 | 1561700.9218 | 1399052.0204 | 1240406.6501 | 1085106.6918 | 934157.9853 | 786970.6515 | 644322.8913 | 505863.0243 | 372155.5583 | 243105.9612 | 119015.8593 | 0 | 0 | 0 | 0 | 0 | 0 | 0 | 0 | 0 | 0 | 0 | 0 | 0 | 0 | 0 | 0 | 0 | 0 | 0 | 0 | 0 | 0 | 0 | 0 | 0 | 0 | 0 | 0 | 0 | 0 | 0 | 0 | 0 | 0 | 0 | 0 | 0 | 0 | 0 | 0 | 0 | 0 | 0 | 0 | 0 | 0 | 0 | 0 | 0 | 0 | 0 | 0 | 0 | 0 | 0 | 0 | 0 | 0 | 0 | 0 | 0 | 0 | 0 | 0 | 0 | 0 | 0 | 0
|  | Sale Period | Flag | 2029-01-01 |  | 1 |  | 0 | 0 | 0 | 0 | 0 | 0 | 0 | 0 | 0 | 0 | 0 | 0 | 0 | 0 | 0 | 0 | 0 | 0 | 1 | 0 | 0 | 0 | 0 | 0 | 0 | 0 | 0 | 0 | 0 | 0 | 0 | 0 | 0 | 0 | 0 | 0 | 0 | 0 | 0 | 0 | 0 | 0 | 0 | 0 | 0 | 0 | 0 | 0 | 0 | 0 | 0 | 0 | 0 | 0 | 0 | 0 | 0 | 0 | 0 | 0 | 0 | 0 | 0 | 0 | 0 | 0 | 0 | 0 | 0 | 0 | 0 | 0 | 0 | 0 | 0 | 0 | 0 | 0 | 0 | 0 | 0 | 0 | 0 | 0 | 0 | 0 | 0 | 0 | 0 | 0 | 0 | 0 | 0 | 0 | 0 | 0 | 0 | 0 | 0 | 0 | 0 | 0 | 0 | 0 | 0 | 0 | 0 | 0 | 0 | 0 | 0 | 0 | 0 | 0 | 0 | 0 | 0 | 0 | 0 | 0 | 0 | 0 | 0 | 0 | 0 | 0 | 0 | 0 | 0 | 0 | 0 | 0 | 0 | 0 | 0 | 0 | 0 | 0 | 0 | 0 | 0 | 0 | 0 | 0 | 0 | 0 | 0 | 0 | 0 | 0
|  | Holding Period | Flag | 2029-01-01 |  | 19 |  | 1 | 1 | 1 | 1 | 1 | 1 | 1 | 1 | 1 | 1 | 1 | 1 | 1 | 1 | 1 | 1 | 1 | 1 | 1 | 0 | 0 | 0 | 0 | 0 | 0 | 0 | 0 | 0 | 0 | 0 | 0 | 0 | 0 | 0 | 0 | 0 | 0 | 0 | 0 | 0 | 0 | 0 | 0 | 0 | 0 | 0 | 0 | 0 | 0 | 0 | 0 | 0 | 0 | 0 | 0 | 0 | 0 | 0 | 0 | 0 | 0 | 0 | 0 | 0 | 0 | 0 | 0 | 0 | 0 | 0 | 0 | 0 | 0 | 0 | 0 | 0 | 0 | 0 | 0 | 0 | 0 | 0 | 0 | 0 | 0 | 0 | 0 | 0 | 0 | 0 | 0 | 0 | 0 | 0 | 0 | 0 | 0 | 0 | 0 | 0 | 0 | 0 | 0 | 0 | 0 | 0 | 0 | 0 | 0 | 0 | 0 | 0 | 0 | 0 | 0 | 0 | 0 | 0 | 0 | 0 | 0 | 0 | 0 | 0 | 0 | 0 | 0 | 0 | 0 | 0 | 0 | 0 | 0 | 0 | 0 | 0 | 0 | 0 | 0 | 0 | 0 | 0 | 0 | 0 | 0 | 0 | 0 | 0 | 0 | 0
|  | Cash Flow Holding | USD | 13.51% |  |  |  | -8104523.3466 | -2210000 | -2210000 | -2210000 | -2210000 | -2210000 | -2210000 | -2210000 | -2210000 | -2210000 | -2210000 | 5348200 | 1446036.7354 | 1452709.2522 | 1729250.1529 | 1736004.1702 | 1454983.0019 | 1461819.3744 | 30715576.2357 | 0 | 0 | 0 | 0 | 0 | 0 | 0 | 0 | 0 | 0 | 0 | 0 | 0 | 0 | 0 | 0 | 0 | 0 | 0 | 0 | 0 | 0 | 0 | 0 | 0 | 0 | 0 | 0 | 0 | 0 | 0 | 0 | 0 | 0 | 0 | 0 | 0 | 0 | 0 | 0 | 0 | 0 | 0 | 0 | 0 | 0 | 0 | 0 | 0 | 0 | 0 | 0 | 0 | 0 | 0 | 0 | 0 | 0 | 0 | 0 | 0 | 0 | 0 | 0 | 0 | 0 | 0 | 0 | 0 | 0 | 0 | 0 | 0 | 0 | 0 | 0 | 0 | 0 | 0 | 0 | 0 | 0 | 0 | 0 | 0 | 0 | 0 | 0 | 0 | 0 | 0 | 0 | 0 | 0 | 0 | 0 | 0 | 0 | 0 | 0 | 0 | 0 | 0 | 0 | 0 | 0 | 0 | 0 | 0 | 0 | 0 | 0 | 0 | 0 | 0 | 0 | 0 | 0 | 0 | 0 | 0 | 0 | 0 | 0 | 0 | 0 | 0 | 0 | 0 | 0 | 0
Debt Structuring - Initial Debt
| EBITDA |  | USD |  |  | 64181902.1099 |  | 0 | 0 | 0 | 0 | 0 | 0 | 0 | 0 | 0 | 0 | 0 | 0 | 1249420.0448 | 1257866.2687 | 1266363.9403 | 1274913.3294 | 1283514.7063 | 1292168.3423 | 1300874.5097 | 1309633.4815 | 1318445.5317 | 1327310.9351 | 1336229.9672 | 1345202.9046 | 1354230.0246 | 1363311.6054 | 1372447.9258 | 1381639.2658 | 1390885.906 | 1400188.1277 | 1409546.2132 | 1418960.4456 | 1346325.8454 | 1355853.2236 | 1365437.6023 | 1375079.2678 | 1384778.5069 | 1394535.6072 | 1404350.8571 | 1414224.5457 | 1424156.9629 | 1434148.3992 | 1444199.1458 | 1454309.4947 | 1464479.7386 | 1474710.1707 | 1485001.0851 | 1495352.7764 | 1505765.5398 | 1516239.6714 | 1526775.4677 | 1619478.4889 | 417469.1542 | 409066.7879 | 400613.0789 | 392107.4361 | 383549.2625 | 374937.9554 | 366272.9064 | 357553.5012 | 348779.1194 | 339949.135 | 331062.9157 | 322119.823 | 313119.2126 | 304060.4338 | 294942.8294 | 285765.7362 | 276528.4845 | 267230.398 | 257870.794 | 248448.9831 | 238964.2693 | 229415.95 | 219803.3154 | 210125.6493 | 200382.2282 | 190572.3218 | 180695.1926 | 170750.0961 | 160736.2804 | 150652.9865 | 0 | 0 | 0 | 0 | 0 | 0 | 0 | 0 | 0 | 0 | 0 | 0 | 0 | 0 | 0 | 0 | 0 | 0 | 0 | 0 | 0 | 0 | 0 | 0 | 0 | 0 | 0 | 0 | 0 | 0 | 0 | 0 | 0 | 0 | 0 | 0 | 0 | 0 | 0 | 0 | 0 | 0 | 0 | 0 | 0 | 0 | 0 | 0 | 0 | 0 | 0 | 0 | 0 | 0 | 0 | 0 | 0 | 0 | 0 | 0 | 0 | 0 | 0 | 0 | 0 | 0 | 0 | 0
| Less: Taxes Applied for CFADS |  | USD | FALSE |  | 0 |  | 0 | 0 | 0 | 0 | 0 | 0 | 0 | 0 | 0 | 0 | 0 | 0 | 0 | 0 | 0 | 0 | 0 | 0 | 0 | 0 | 0 | 0 | 0 | 0 | 0 | 0 | 0 | 0 | 0 | 0 | 0 | 0 | 0 | 0 | 0 | 0 | 0 | 0 | 0 | 0 | 0 | 0 | 0 | 0 | 0 | 0 | 0 | 0 | 0 | 0 | 0 | 0 | 0 | 0 | 0 | 0 | 0 | 0 | 0 | 0 | 0 | 0 | 0 | 0 | 0 | 0 | 0 | 0 | 0 | 0 | 0 | 0 | 0 | 0 | 0 | 0 | 0 | 0 | 0 | 0 | 0 | 0 | 0 | 0 | 0 | 0 | 0 | 0 | 0 | 0 | 0 | 0 | 0 | 0 | 0 | 0 | 0 | 0 | 0 | 0 | 0 | 0 | 0 | 0 | 0 | 0 | 0 | 0 | 0 | 0 | 0 | 0 | 0 | 0 | 0 | 0 | 0 | 0 | 0 | 0 | 0 | 0 | 0 | 0 | 0 | 0 | 0 | 0 | 0 | 0 | 0 | 0 | 0 | 0 | 0 | 0 | 0 | 0 | 0 | 0 | 0 | 0 | 0 | 0 | 0 | 0 | 0 | 0 | 0 | 0
| CFADS for Life |  | USD |  |  | 64181902.1099 |  | 0 | 0 | 0 | 0 | 0 | 0 | 0 | 0 | 0 | 0 | 0 | 0 | 1249420.0448 | 1257866.2687 | 1266363.9403 | 1274913.3294 | 1283514.7063 | 1292168.3423 | 1300874.5097 | 1309633.4815 | 1318445.5317 | 1327310.9351 | 1336229.9672 | 1345202.9046 | 1354230.0246 | 1363311.6054 | 1372447.9258 | 1381639.2658 | 1390885.906 | 1400188.1277 | 1409546.2132 | 1418960.4456 | 1346325.8454 | 1355853.2236 | 1365437.6023 | 1375079.2678 | 1384778.5069 | 1394535.6072 | 1404350.8571 | 1414224.5457 | 1424156.9629 | 1434148.3992 | 1444199.1458 | 1454309.4947 | 1464479.7386 | 1474710.1707 | 1485001.0851 | 1495352.7764 | 1505765.5398 | 1516239.6714 | 1526775.4677 | 1619478.4889 | 417469.1542 | 409066.7879 | 400613.0789 | 392107.4361 | 383549.2625 | 374937.9554 | 366272.9064 | 357553.5012 | 348779.1194 | 339949.135 | 331062.9157 | 322119.823 | 313119.2126 | 304060.4338 | 294942.8294 | 285765.7362 | 276528.4845 | 267230.398 | 257870.794 | 248448.9831 | 238964.2693 | 229415.95 | 219803.3154 | 210125.6493 | 200382.2282 | 190572.3218 | 180695.1926 | 170750.0961 | 160736.2804 | 150652.9865 | 0 | 0 | 0 | 0 | 0 | 0 | 0 | 0 | 0 | 0 | 0 | 0 | 0 | 0 | 0 | 0 | 0 | 0 | 0 | 0 | 0 | 0 | 0 | 0 | 0 | 0 | 0 | 0 | 0 | 0 | 0 | 0 | 0 | 0 | 0 | 0 | 0 | 0 | 0 | 0 | 0 | 0 | 0 | 0 | 0 | 0 | 0 | 0 | 0 | 0 | 0 | 0 | 0 | 0 | 0 | 0 | 0 | 0 | 0 | 0 | 0 | 0 | 0 | 0 | 0 | 0 | 0 | 0
| Debt Repayment Flag |  | Flag | 2026-01-01 | 2043-01-01 | 34 |  | 0 | 0 | 0 | 0 | 0 | 0 | 0 | 0 | 0 | 0 | 0 | 0 | 1 | 1 | 1 | 1 | 1 | 1 | 1 | 1 | 1 | 1 | 1 | 1 | 1 | 1 | 1 | 1 | 1 | 1 | 1 | 1 | 1 | 1 | 1 | 1 | 1 | 1 | 1 | 1 | 1 | 1 | 1 | 1 | 1 | 1 | 0 | 0 | 0 | 0 | 0 | 0 | 0 | 0 | 0 | 0 | 0 | 0 | 0 | 0 | 0 | 0 | 0 | 0 | 0 | 0 | 0 | 0 | 0 | 0 | 0 | 0 | 0 | 0 | 0 | 0 | 0 | 0 | 0 | 0 | 0 | 0 | 0 | 0 | 0 | 0 | 0 | 0 | 0 | 0 | 0 | 0 | 0 | 0 | 0 | 0 | 0 | 0 | 0 | 0 | 0 | 0 | 0 | 0 | 0 | 0 | 0 | 0 | 0 | 0 | 0 | 0 | 0 | 0 | 0 | 0 | 0 | 0 | 0 | 0 | 0 | 0 | 0 | 0 | 0 | 0 | 0 | 0 | 0 | 0 | 0 | 0 | 0 | 0 | 0 | 0 | 0 | 0 | 0 | 0 | 0 | 0 | 0 | 0 | 0 | 0 | 0 | 0 | 0 | 0
| CFADS for Debt Repayment |  | USD |  |  |  |  | 0 | 0 | 0 | 0 | 0 | 0 | 0 | 0 | 0 | 0 | 0 | 0 | 1249420.0448 | 1257866.2687 | 1266363.9403 | 1274913.3294 | 1283514.7063 | 1292168.3423 | 1300874.5097 | 1309633.4815 | 1318445.5317 | 1327310.9351 | 1336229.9672 | 1345202.9046 | 1354230.0246 | 1363311.6054 | 1372447.9258 | 1381639.2658 | 1390885.906 | 1400188.1277 | 1409546.2132 | 1418960.4456 | 1346325.8454 | 1355853.2236 | 1365437.6023 | 1375079.2678 | 1384778.5069 | 1394535.6072 | 1404350.8571 | 1414224.5457 | 1424156.9629 | 1434148.3992 | 1444199.1458 | 1454309.4947 | 1464479.7386 | 1474710.1707 | 0 | 0 | 0 | 0 | 0 | 0 | 0 | 0 | 0 | 0 | 0 | 0 | 0 | 0 | 0 | 0 | 0 | 0 | 0 | 0 | 0 | 0 | 0 | 0 | 0 | 0 | 0 | 0 | 0 | 0 | 0 | 0 | 0 | 0 | 0 | 0 | 0 | 0 | 0 | 0 | 0 | 0 | 0 | 0 | 0 | 0 | 0 | 0 | 0 | 0 | 0 | 0 | 0 | 0 | 0 | 0 | 0 | 0 | 0 | 0 | 0 | 0 | 0 | 0 | 0 | 0 | 0 | 0 | 0 | 0 | 0 | 0 | 0 | 0 | 0 | 0 | 0 | 0 | 0 | 0 | 0 | 0 | 0 | 0 | 0 | 0 | 0 | 0 | 0 | 0 | 0 | 0 | 0 | 0 | 0 | 0 | 0 | 0 | 0 | 0 | 0 | 0 | 0 | 0
| Target DSCR |  | x | 1.2 |  |  |  | 1.2 | 1.2 | 1.2 | 1.2 | 1.2 | 1.2 | 1.2 | 1.2 | 1.2 | 1.2 | 1.2 | 1.2 | 1.2 | 1.2 | 1.2 | 1.2 | 1.2 | 1.2 | 1.2 | 1.2 | 1.2 | 1.2 | 1.2 | 1.2 | 1.2 | 1.2 | 1.2 | 1.2 | 1.2 | 1.2 | 1.2 | 1.2 | 1.2 | 1.2 | 1.2 | 1.2 | 1.2 | 1.2 | 1.2 | 1.2 | 1.2 | 1.2 | 1.2 | 1.2 | 1.2 | 1.2 | 1.2 | 1.2 | 1.2 | 1.2 | 1.2 | 1.2 | 1.2 | 1.2 | 1.2 | 1.2 | 1.2 | 1.2 | 1.2 | 1.2 | 1.2 | 1.2 | 1.2 | 1.2 | 1.2 | 1.2 | 1.2 | 1.2 | 1.2 | 1.2 | 1.2 | 1.2 | 1.2 | 1.2 | 1.2 | 1.2 | 1.2 | 1.2 | 1.2 | 1.2 | 1.2 | 1.2 | 1.2 | 1.2 | 1.2 | 1.2 | 1.2 | 1.2 | 1.2 | 1.2 | 1.2 | 1.2 | 1.2 | 1.2 | 1.2 | 1.2 | 1.2 | 1.2 | 1.2 | 1.2 | 1.2 | 1.2 | 1.2 | 1.2 | 1.2 | 1.2 | 1.2 | 1.2 | 1.2 | 1.2 | 1.2 | 1.2 | 1.2 | 1.2 | 1.2 | 1.2 | 1.2 | 1.2 | 1.2 | 1.2 | 1.2 | 1.2 | 1.2 | 1.2 | 1.2 | 1.2 | 1.2 | 1.2 | 1.2 | 1.2 | 1.2 | 1.2 | 1.2 | 1.2 | 1.2 | 1.2 | 1.2 | 1.2 | 1.2 | 1.2 | 1.2 | 1.2 | 1.2 | 1.2 | 1.2 | 1.2 | 1.2 | 1.2 | 1.2 | 1.2
| Target Debt Service (CFADS/DSCR) |  | USD |  |  |  |  | FALSE | FALSE | FALSE | FALSE | FALSE | FALSE | FALSE | FALSE | FALSE | FALSE | FALSE | FALSE | 1041183.3706 | 1048221.8905 | 1055303.2836 | 1062427.7745 | 1069595.5886 | 1076806.9519 | 1084062.0914 | 1091361.2346 | 1098704.6098 | 1106092.4459 | 1113524.9727 | 1121002.4205 | 1128525.0205 | 1136093.0045 | 1143706.6049 | 1151366.0549 | 1159071.5883 | 1166823.4398 | 1174621.8444 | 1182467.038 | 1121938.2045 | 1129877.6863 | 1137864.6686 | 1145899.3898 | 1153982.0891 | 1162113.006 | 1170292.3809 | 1178520.4548 | 1186797.4691 | 1195123.666 | 1203499.2882 | 1211924.5789 | 1220399.7822 | 1228925.1423 | FALSE | FALSE | FALSE | FALSE | FALSE | FALSE | FALSE | FALSE | FALSE | FALSE | FALSE | FALSE | FALSE | FALSE | FALSE | FALSE | FALSE | FALSE | FALSE | FALSE | FALSE | FALSE | FALSE | FALSE | FALSE | FALSE | FALSE | FALSE | FALSE | FALSE | FALSE | FALSE | FALSE | FALSE | FALSE | FALSE | FALSE | FALSE | FALSE | FALSE | FALSE | FALSE | FALSE | FALSE | FALSE | FALSE | FALSE | FALSE | FALSE | FALSE | FALSE | FALSE | FALSE | FALSE | FALSE | FALSE | FALSE | FALSE | FALSE | FALSE | FALSE | FALSE | FALSE | FALSE | FALSE | FALSE | FALSE | FALSE | FALSE | FALSE | FALSE | FALSE | FALSE | FALSE | FALSE | FALSE | FALSE | FALSE | FALSE | FALSE | FALSE | FALSE | FALSE | FALSE | FALSE | FALSE | FALSE | FALSE | FALSE | FALSE | FALSE | FALSE | FALSE | FALSE | FALSE | FALSE | FALSE | FALSE | FALSE | FALSE | FALSE | FALSE | FALSE | FALSE
| Total Interest Rate |  | % p.p. | 4.7% | 2.35% |  |  | 0.3917% | 0.3917% | 0.3917% | 0.3917% | 0.3917% | 0.3917% | 0.3917% | 0.3917% | 0.3917% | 0.3917% | 0.3917% | 0.3917% | 2.35% | 2.35% | 2.35% | 2.35% | 2.35% | 2.35% | 2.35% | 2.35% | 2.35% | 2.35% | 2.35% | 2.35% | 2.35% | 2.35% | 2.35% | 2.35% | 2.35% | 2.35% | 2.35% | 2.35% | 2.35% | 2.35% | 2.35% | 2.35% | 2.35% | 2.35% | 2.35% | 2.35% | 2.35% | 2.35% | 2.35% | 2.35% | 2.35% | 2.35% | 2.35% | 2.35% | 2.35% | 2.35% | 2.35% | 2.35% | 2.35% | 2.35% | 2.35% | 2.35% | 2.35% | 2.35% | 2.35% | 2.35% | 2.35% | 2.35% | 2.35% | 2.35% | 2.35% | 2.35% | 2.35% | 2.35% | 2.35% | 2.35% | 2.35% | 2.35% | 2.35% | 2.35% | 2.35% | 2.35% | 2.35% | 2.35% | 2.35% | 2.35% | 2.35% | 2.35% | 2.35% | 2.35% | 2.35% | 2.35% | 2.35% | 2.35% | 2.35% | 2.35% | 2.35% | 2.35% | 2.35% | 2.35% | 2.35% | 2.35% | 2.35% | 2.35% | 2.35% | 2.35% | 2.35% | 2.35% | 2.35% | 2.35% | 2.35% | 2.35% | 2.35% | 2.35% | 2.35% | 2.35% | 2.35% | 2.35% | 2.35% | 2.35% | 2.35% | 2.35% | 2.35% | 2.35% | 2.35% | 2.35% | 2.35% | 2.35% | 2.35% | 2.35% | 2.35% | 2.35% | 2.35% | 2.35% | 2.35% | 2.35% | 2.35% | 2.35% | 2.35% | 2.35% | 2.35% | 2.35% | 2.35% | 2.35% | 2.35% | 2.35% | 2.35% | 2.35% | 2.35% | 2.35% | 2.35% | 2.35% | 2.35% | 2.35% | 2.35% | 2.35%
| PV of Debt Service =Debt Size |  | USD | 26168189.9606
| Total Project Cost |  | USD | 18961800
| Computed Debt to Capital Ratio from DSCR |  | % | 138%
| Maximum Debt to Capital Ratio |  | % | 85%
| Total Project Cost |  | USD | 18961800
| Debt from Maximum Debt to Capital Ratio |  | USD | 16117530
| Final Debt Applied |  | USD | 16117530
| Debt to Capital Applied |  | % | 85%
| Debt Draws |  | USD | 85% |  |  |  | 1878500 | 1878500 | 1878500 | 1878500 | 1878500 | 1878500 | 1878500 | 1878500 | 1878500 | 1878500 | 1878500 | -4545970 | 0 | 0 | 0 | 0 | 0 | 0 | 0 | 0 | 0 | 0 | 0 | 0 | 0 | 0 | 0 | 0 | 0 | 0 | 0 | 0 | 0 | 0 | 0 | 0 | 0 | 0 | 0 | 0 | 0 | 0 | 0 | 0 | 0 | 0 | 0 | 0 | 0 | 0 | 0 | 0 | 0 | 0 | 0 | 0 | 0 | 0 | 0 | 0 | 0 | 0 | 0 | 0 | 0 | 0 | 0 | 0 | 0 | 0 | 0 | 0 | 0 | 0 | 0 | 0 | 0 | 0 | 0 | 0 | 0 | 0 | 0 | 0 | 0 | 0 | 0 | 0 | 0 | 0 | 0 | 0 | 0 | 0 | 0 | 0 | 0 | 0 | 0 | 0 | 0 | 0 | 0 | 0 | 0 | 0 | 0 | 0 | 0 | 0 | 0 | 0 | 0 | 0 | 0 | 0 | 0 | 0 | 0 | 0 | 0 | 0 | 0 | 0 | 0 | 0 | 0 | 0 | 0 | 0 | 0 | 0 | 0 | 0 | 0 | 0 | 0 | 0 | 0 | 0 | 0 | 0 | 0 | 0 | 0 | 0 | 0 | 0 | 0 | 0
| Opening Balance |  | USD |  |  |  |  | 0 | 1878500 | 3757000 | 5635500 | 7514000 | 9392500 | 11271000 | 13149500 | 15028000 | 16906500 | 18785000 | 20663500 | 16117530 | 15455108.5844 | 14770081.7455 | 14061875.3829 | 13329901.68 | 12573558.7809 | 11792230.4603 | 10985285.7847 | 10152078.766 | 9291948.0073 | 8404216.3395 | 7488190.4508 | 6543160.5059 | 5568399.7572 | 4563164.1471 | 3526691.8996 | 2458203.1044 | 1356899.289 | 221962.9826 | 0 | 0 | 0 | 0 | 0 | 0 | 0 | 0 | 0 | 0 | 0 | 0 | 0 | 0 | 0 | 0 | 0 | 0 | 0 | 0 | 0 | 0 | 0 | 0 | 0 | 0 | 0 | 0 | 0 | 0 | 0 | 0 | 0 | 0 | 0 | 0 | 0 | 0 | 0 | 0 | 0 | 0 | 0 | 0 | 0 | 0 | 0 | 0 | 0 | 0 | 0 | 0 | 0 | 0 | 0 | 0 | 0 | 0 | 0 | 0 | 0 | 0 | 0 | 0 | 0 | 0 | 0 | 0 | 0 | 0 | 0 | 0 | 0 | 0 | 0 | 0 | 0 | 0 | 0 | 0 | 0 | 0 | 0 | 0 | 0 | 0 | 0 | 0 | 0 | 0 | 0 | 0 | 0 | 0 | 0 | 0 | 0 | 0 | 0 | 0 | 0 | 0 | 0 | 0 | 0 | 0 | 0 | 0 | 0 | 0 | 0 | 0 | 0 | 0 | 0 | 0 | 0 | 0 | 0
| Add: Debt Draws |  | USD |  |  |  |  | 1878500 | 1878500 | 1878500 | 1878500 | 1878500 | 1878500 | 1878500 | 1878500 | 1878500 | 1878500 | 1878500 | -4545970 | 0 | 0 | 0 | 0 | 0 | 0 | 0 | 0 | 0 | 0 | 0 | 0 | 0 | 0 | 0 | 0 | 0 | 0 | 0 | 0 | 0 | 0 | 0 | 0 | 0 | 0 | 0 | 0 | 0 | 0 | 0 | 0 | 0 | 0 | 0 | 0 | 0 | 0 | 0 | 0 | 0 | 0 | 0 | 0 | 0 | 0 | 0 | 0 | 0 | 0 | 0 | 0 | 0 | 0 | 0 | 0 | 0 | 0 | 0 | 0 | 0 | 0 | 0 | 0 | 0 | 0 | 0 | 0 | 0 | 0 | 0 | 0 | 0 | 0 | 0 | 0 | 0 | 0 | 0 | 0 | 0 | 0 | 0 | 0 | 0 | 0 | 0 | 0 | 0 | 0 | 0 | 0 | 0 | 0 | 0 | 0 | 0 | 0 | 0 | 0 | 0 | 0 | 0 | 0 | 0 | 0 | 0 | 0 | 0 | 0 | 0 | 0 | 0 | 0 | 0 | 0 | 0 | 0 | 0 | 0 | 0 | 0 | 0 | 0 | 0 | 0 | 0 | 0 | 0 | 0 | 0 | 0 | 0 | 0 | 0 | 0 | 0 | 0
| Deduct: Debt Repayments (DS-Interest) |  | USD |  |  |  |  | 0 | 0 | 0 | 0 | 0 | 0 | 0 | 0 | 0 | 0 | 0 | 0 | 662421.4156 | 685026.8388 | 708206.3626 | 731973.703 | 756342.8991 | 781328.3206 | 806944.6756 | 833207.0187 | 860130.7588 | 887731.6677 | 916025.8887 | 945029.9449 | 974760.7486 | 1005235.6102 | 1036472.2474 | 1068488.7952 | 1101303.8154 | 1134936.3065 | 221962.9826 | 0 | 0 | 0 | 0 | 0 | 0 | 0 | 0 | 0 | 0 | 0 | 0 | 0 | 0 | 0 | 0 | 0 | 0 | 0 | 0 | 0 | 0 | 0 | 0 | 0 | 0 | 0 | 0 | 0 | 0 | 0 | 0 | 0 | 0 | 0 | 0 | 0 | 0 | 0 | 0 | 0 | 0 | 0 | 0 | 0 | 0 | 0 | 0 | 0 | 0 | 0 | 0 | 0 | 0 | 0 | 0 | 0 | 0 | 0 | 0 | 0 | 0 | 0 | 0 | 0 | 0 | 0 | 0 | 0 | 0 | 0 | 0 | 0 | 0 | 0 | 0 | 0 | 0 | 0 | 0 | 0 | 0 | 0 | 0 | 0 | 0 | 0 | 0 | 0 | 0 | 0 | 0 | 0 | 0 | 0 | 0 | 0 | 0 | 0 | 0 | 0 | 0 | 0 | 0 | 0 | 0 | 0 | 0 | 0 | 0 | 0 | 0 | 0 | 0 | 0 | 0 | 0 | 0 | 0
| Closing Balance |  | USD |  |  |  |  | 1878500 | 3757000 | 5635500 | 7514000 | 9392500 | 11271000 | 13149500 | 15028000 | 16906500 | 18785000 | 20663500 | 16117530 | 15455108.5844 | 14770081.7455 | 14061875.3829 | 13329901.68 | 12573558.7809 | 11792230.4603 | 10985285.7847 | 10152078.766 | 9291948.0073 | 8404216.3395 | 7488190.4508 | 6543160.5059 | 5568399.7572 | 4563164.1471 | 3526691.8996 | 2458203.1044 | 1356899.289 | 221962.9826 | 0 | 0 | 0 | 0 | 0 | 0 | 0 | 0 | 0 | 0 | 0 | 0 | 0 | 0 | 0 | 0 | 0 | 0 | 0 | 0 | 0 | 0 | 0 | 0 | 0 | 0 | 0 | 0 | 0 | 0 | 0 | 0 | 0 | 0 | 0 | 0 | 0 | 0 | 0 | 0 | 0 | 0 | 0 | 0 | 0 | 0 | 0 | 0 | 0 | 0 | 0 | 0 | 0 | 0 | 0 | 0 | 0 | 0 | 0 | 0 | 0 | 0 | 0 | 0 | 0 | 0 | 0 | 0 | 0 | 0 | 0 | 0 | 0 | 0 | 0 | 0 | 0 | 0 | 0 | 0 | 0 | 0 | 0 | 0 | 0 | 0 | 0 | 0 | 0 | 0 | 0 | 0 | 0 | 0 | 0 | 0 | 0 | 0 | 0 | 0 | 0 | 0 | 0 | 0 | 0 | 0 | 0 | 0 | 0 | 0 | 0 | 0 | 0 | 0 | 0 | 0 | 0 | 0 | 0 | 0
| Interest Expense |  | USD |  |  |  |  | 0 | 0 | 0 | 0 | 0 | 0 | 0 | 0 | 0 | 0 | 0 | 0 | 378761.955 | 363195.0517 | 347096.921 | 330454.0715 | 313252.6895 | 295478.6314 | 277117.4158 | 258154.2159 | 238573.851 | 218360.7782 | 197499.084 | 175972.4756 | 153764.2719 | 130857.3943 | 107234.3575 | 82877.2596 | 57767.773 | 31887.1333 | 5216.1301 | 0 | 0 | 0 | 0 | 0 | 0 | 0 | 0 | 0 | 0 | 0 | 0 | 0 | 0 | 0 | 0 | 0 | 0 | 0 | 0 | 0 | 0 | 0 | 0 | 0 | 0 | 0 | 0 | 0 | 0 | 0 | 0 | 0 | 0 | 0 | 0 | 0 | 0 | 0 | 0 | 0 | 0 | 0 | 0 | 0 | 0 | 0 | 0 | 0 | 0 | 0 | 0 | 0 | 0 | 0 | 0 | 0 | 0 | 0 | 0 | 0 | 0 | 0 | 0 | 0 | 0 | 0 | 0 | 0 | 0 | 0 | 0 | 0 | 0 | 0 | 0 | 0 | 0 | 0 | 0 | 0 | 0 | 0 | 0 | 0 | 0 | 0 | 0 | 0 | 0 | 0 | 0 | 0 | 0 | 0 | 0 | 0 | 0 | 0 | 0 | 0 | 0 | 0 | 0 | 0 | 0 | 0 | 0 | 0 | 0 | 0 | 0 | 0 | 0 | 0 | 0 | 0 | 0 | 0
| Closing Balance Test |  | Test | 2043-01-01 | 0
Re-financing
| EBITDA | [6 empty] | 0 | 0 | 0 | 0 | 0 | 0 | 0 | 0 | 0 | 0 | 0 | 0 | 1249420.0448 | 1257866.2687 | 1266363.9403 | 1274913.3294 | 1283514.7063 | 1292168.3423 | 1300874.5097 | 1309633.4815 | 1318445.5317 | 1327310.9351 | 1336229.9672 | 1345202.9046 | 1354230.0246 | 1363311.6054 | 1372447.9258 | 1381639.2658 | 1390885.906 | 1400188.1277 | 1409546.2132 | 1418960.4456 | 1346325.8454 | 1355853.2236 | 1365437.6023 | 1375079.2678 | 1384778.5069 | 1394535.6072 | 1404350.8571 | 1414224.5457 | 1424156.9629 | 1434148.3992 | 1444199.1458 | 1454309.4947 | 1464479.7386 | 1474710.1707 | 1485001.0851 | 1495352.7764 | 1505765.5398 | 1516239.6714 | 1526775.4677 | 1619478.4889 | 417469.1542 | 409066.7879 | 400613.0789 | 392107.4361 | 383549.2625 | 374937.9554 | 366272.9064 | 357553.5012 | 348779.1194 | 339949.135 | 331062.9157 | 322119.823 | 313119.2126 | 304060.4338 | 294942.8294 | 285765.7362 | 276528.4845 | 267230.398 | 257870.794 | 248448.9831 | 238964.2693 | 229415.95 | 219803.3154 | 210125.6493 | 200382.2282 | 190572.3218 | 180695.1926 | 170750.0961 | 160736.2804 | 150652.9865 | 0 | 0 | 0 | 0 | 0 | 0 | 0 | 0 | 0 | 0 | 0 | 0 | 0 | 0 | 0 | 0 | 0 | 0 | 0 | 0 | 0 | 0 | 0 | 0 | 0 | 0 | 0 | 0 | 0 | 0 | 0 | 0 | 0 | 0 | 0 | 0 | 0 | 0 | 0 | 0 | 0 | 0 | 0 | 0 | 0 | 0 | 0 | 0 | 0 | 0 | 0 | 0 | 0 | 0 | 0 | 0 | 0 | 0 | 0 | 0 | 0 | 0 | 0 | 0 | 0 | 0 | 0 | 0
| Less: Taxes Applied for CFADS | [6 empty] | 0 | 0 | 0 | 0 | 0 | 0 | 0 | 0 | 0 | 0 | 0 | 0 | 0 | 0 | 0 | 0 | 0 | 0 | 0 | 0 | 0 | 0 | 0 | 0 | 0 | 0 | 0 | 0 | 0 | 0 | 0 | 0 | 0 | 0 | 0 | 0 | 0 | 0 | 0 | 0 | 0 | 0 | 0 | 0 | 0 | 0 | 0 | 0 | 0 | 0 | 0 | 0 | 0 | 0 | 0 | 0 | 0 | 0 | 0 | 0 | 0 | 0 | 0 | 0 | 0 | 0 | 0 | 0 | 0 | 0 | 0 | 0 | 0 | 0 | 0 | 0 | 0 | 0 | 0 | 0 | 0 | 0 | 0 | 0 | 0 | 0 | 0 | 0 | 0 | 0 | 0 | 0 | 0 | 0 | 0 | 0 | 0 | 0 | 0 | 0 | 0 | 0 | 0 | 0 | 0 | 0 | 0 | 0 | 0 | 0 | 0 | 0 | 0 | 0 | 0 | 0 | 0 | 0 | 0 | 0 | 0 | 0 | 0 | 0 | 0 | 0 | 0 | 0 | 0 | 0 | 0 | 0 | 0 | 0 | 0 | 0 | 0 | 0 | 0 | 0 | 0 | 0 | 0 | 0 | 0 | 0 | 0 | 0 | 0 | 0
| CFADS for Life | [6 empty] | 0 | 0 | 0 | 0 | 0 | 0 | 0 | 0 | 0 | 0 | 0 | 0 | 1249420.0448 | 1257866.2687 | 1266363.9403 | 1274913.3294 | 1283514.7063 | 1292168.3423 | 1300874.5097 | 1309633.4815 | 1318445.5317 | 1327310.9351 | 1336229.9672 | 1345202.9046 | 1354230.0246 | 1363311.6054 | 1372447.9258 | 1381639.2658 | 1390885.906 | 1400188.1277 | 1409546.2132 | 1418960.4456 | 1346325.8454 | 1355853.2236 | 1365437.6023 | 1375079.2678 | 1384778.5069 | 1394535.6072 | 1404350.8571 | 1414224.5457 | 1424156.9629 | 1434148.3992 | 1444199.1458 | 1454309.4947 | 1464479.7386 | 1474710.1707 | 1485001.0851 | 1495352.7764 | 1505765.5398 | 1516239.6714 | 1526775.4677 | 1619478.4889 | 417469.1542 | 409066.7879 | 400613.0789 | 392107.4361 | 383549.2625 | 374937.9554 | 366272.9064 | 357553.5012 | 348779.1194 | 339949.135 | 331062.9157 | 322119.823 | 313119.2126 | 304060.4338 | 294942.8294 | 285765.7362 | 276528.4845 | 267230.398 | 257870.794 | 248448.9831 | 238964.2693 | 229415.95 | 219803.3154 | 210125.6493 | 200382.2282 | 190572.3218 | 180695.1926 | 170750.0961 | 160736.2804 | 150652.9865 | 0 | 0 | 0 | 0 | 0 | 0 | 0 | 0 | 0 | 0 | 0 | 0 | 0 | 0 | 0 | 0 | 0 | 0 | 0 | 0 | 0 | 0 | 0 | 0 | 0 | 0 | 0 | 0 | 0 | 0 | 0 | 0 | 0 | 0 | 0 | 0 | 0 | 0 | 0 | 0 | 0 | 0 | 0 | 0 | 0 | 0 | 0 | 0 | 0 | 0 | 0 | 0 | 0 | 0 | 0 | 0 | 0 | 0 | 0 | 0 | 0 | 0 | 0 | 0 | 0 | 0 | 0 | 0
| Re-financing Date |  |  | 2030-01-01 |  |  |  | 0 | 0 | 0 | 0 | 0 | 0 | 0 | 0 | 0 | 0 | 0 | 0 | 0 | 0 | 0 | 0 | 0 | 0 | 0 | 0 | 1 | 0 | 0 | 0 | 0 | 0 | 0 | 0 | 0 | 0 | 0 | 0 | 0 | 0 | 0 | 0 | 0 | 0 | 0 | 0 | 0 | 0 | 0 | 0 | 0 | 0 | 0 | 0 | 0 | 0 | 0 | 0 | 0 | 0 | 0 | 0 | 0 | 0 | 0 | 0 | 0 | 0 | 0 | 0 | 0 | 0 | 0 | 0 | 0 | 0 | 0 | 0 | 0 | 0 | 0 | 0 | 0 | 0 | 0 | 0 | 0 | 0 | 0 | 0 | 0 | 0 | 0 | 0 | 0 | 0 | 0 | 0 | 0 | 0 | 0 | 0 | 0 | 0 | 0 | 0 | 0 | 0 | 0 | 0 | 0 | 0 | 0 | 0 | 0 | 0 | 0 | 0 | 0 | 0 | 0 | 0 | 0 | 0 | 0 | 0 | 0 | 0 | 0 | 0 | 0 | 0 | 0 | 0 | 0 | 0 | 0 | 0 | 0 | 0 | 0 | 0 | 0 | 0 | 0 | 0 | 0 | 0 | 0 | 0 | 0 | 0 | 0 | 0 | 0 | 0
| Debt Repayment Flag |  |  | 2030-07-01 | 2056-01-01 | 51 |  | 0 | 0 | 0 | 0 | 0 | 0 | 0 | 0 | 0 | 0 | 0 | 0 | 0 | 0 | 0 | 0 | 0 | 0 | 0 | 0 | 0 | 1 | 1 | 1 | 1 | 1 | 1 | 1 | 1 | 1 | 1 | 1 | 1 | 1 | 1 | 1 | 1 | 1 | 1 | 1 | 1 | 1 | 1 | 1 | 1 | 1 | 1 | 1 | 1 | 1 | 1 | 1 | 1 | 1 | 1 | 1 | 1 | 1 | 1 | 1 | 1 | 1 | 1 | 1 | 1 | 1 | 1 | 1 | 1 | 1 | 1 | 1 | 0 | 0 | 0 | 0 | 0 | 0 | 0 | 0 | 0 | 0 | 0 | 0 | 0 | 0 | 0 | 0 | 0 | 0 | 0 | 0 | 0 | 0 | 0 | 0 | 0 | 0 | 0 | 0 | 0 | 0 | 0 | 0 | 0 | 0 | 0 | 0 | 0 | 0 | 0 | 0 | 0 | 0 | 0 | 0 | 0 | 0 | 0 | 0 | 0 | 0 | 0 | 0 | 0 | 0 | 0 | 0 | 0 | 0 | 0 | 0 | 0 | 0 | 0 | 0 | 0 | 0 | 0 | 0 | 0 | 0 | 0 | 0 | 0 | 0 | 0 | 0 | 0 | 0
| CFADS for Debt Repayment | [6 empty] | FALSE | FALSE | FALSE | FALSE | FALSE | FALSE | FALSE | FALSE | FALSE | FALSE | FALSE | FALSE | FALSE | FALSE | FALSE | FALSE | FALSE | FALSE | FALSE | FALSE | FALSE | 1327310.9351 | 1336229.9672 | 1345202.9046 | 1354230.0246 | 1363311.6054 | 1372447.9258 | 1381639.2658 | 1390885.906 | 1400188.1277 | 1409546.2132 | 1418960.4456 | 1346325.8454 | 1355853.2236 | 1365437.6023 | 1375079.2678 | 1384778.5069 | 1394535.6072 | 1404350.8571 | 1414224.5457 | 1424156.9629 | 1434148.3992 | 1444199.1458 | 1454309.4947 | 1464479.7386 | 1474710.1707 | 1485001.0851 | 1495352.7764 | 1505765.5398 | 1516239.6714 | 1526775.4677 | 1619478.4889 | 417469.1542 | 409066.7879 | 400613.0789 | 392107.4361 | 383549.2625 | 374937.9554 | 366272.9064 | 357553.5012 | 348779.1194 | 339949.135 | 331062.9157 | 322119.823 | 313119.2126 | 304060.4338 | 294942.8294 | 285765.7362 | 276528.4845 | 267230.398 | 257870.794 | 248448.9831 | FALSE | FALSE | FALSE | FALSE | FALSE | FALSE | FALSE | FALSE | FALSE | FALSE | FALSE | FALSE | FALSE | FALSE | FALSE | FALSE | FALSE | FALSE | FALSE | FALSE | FALSE | FALSE | FALSE | FALSE | FALSE | FALSE | FALSE | FALSE | FALSE | FALSE | FALSE | FALSE | FALSE | FALSE | FALSE | FALSE | FALSE | FALSE | FALSE | FALSE | FALSE | FALSE | FALSE | FALSE | FALSE | FALSE | FALSE | FALSE | FALSE | FALSE | FALSE | FALSE | FALSE | FALSE | FALSE | FALSE | FALSE | FALSE | FALSE | FALSE | FALSE | FALSE | FALSE | FALSE | FALSE | FALSE | FALSE | FALSE | FALSE | FALSE | FALSE | FALSE | FALSE | FALSE | FALSE | FALSE | FALSE | FALSE
| Target DSCR |  |  | 1.2 |  |  |  | 1.2 | 1.2 | 1.2 | 1.2 | 1.2 | 1.2 | 1.2 | 1.2 | 1.2 | 1.2 | 1.2 | 1.2 | 1.2 | 1.2 | 1.2 | 1.2 | 1.2 | 1.2 | 1.2 | 1.2 | 1.2 | 1.2 | 1.2 | 1.2 | 1.2 | 1.2 | 1.2 | 1.2 | 1.2 | 1.2 | 1.2 | 1.2 | 1.2 | 1.2 | 1.2 | 1.2 | 1.2 | 1.2 | 1.2 | 1.2 | 1.2 | 1.2 | 1.2 | 1.2 | 1.2 | 1.2 | 1.2 | 1.2 | 1.2 | 1.2 | 1.2 | 1.2 | 1.2 | 1.2 | 1.2 | 1.2 | 1.2 | 1.2 | 1.2 | 1.2 | 1.2 | 1.2 | 1.2 | 1.2 | 1.2 | 1.2 | 1.2 | 1.2 | 1.2 | 1.2 | 1.2 | 1.2 | 1.2 | 1.2 | 1.2 | 1.2 | 1.2 | 1.2 | 1.2 | 1.2 | 1.2 | 1.2 | 1.2 | 1.2 | 1.2 | 1.2 | 1.2 | 1.2 | 1.2 | 1.2 | 1.2 | 1.2 | 1.2 | 1.2 | 1.2 | 1.2 | 1.2 | 1.2 | 1.2 | 1.2 | 1.2 | 1.2 | 1.2 | 1.2 | 1.2 | 1.2 | 1.2 | 1.2 | 1.2 | 1.2 | 1.2 | 1.2 | 1.2 | 1.2 | 1.2 | 1.2 | 1.2 | 1.2 | 1.2 | 1.2 | 1.2 | 1.2 | 1.2 | 1.2 | 1.2 | 1.2 | 1.2 | 1.2 | 1.2 | 1.2 | 1.2 | 1.2 | 1.2 | 1.2 | 1.2 | 1.2 | 1.2 | 1.2 | 1.2 | 1.2 | 1.2 | 1.2 | 1.2 | 1.2 | 1.2 | 1.2 | 1.2 | 1.2 | 1.2 | 1.2
| Target Debt Service (CFADS/DSCR) | [6 empty] | FALSE | FALSE | FALSE | FALSE | FALSE | FALSE | FALSE | FALSE | FALSE | FALSE | FALSE | FALSE | FALSE | FALSE | FALSE | FALSE | FALSE | FALSE | FALSE | FALSE | FALSE | 1106092.4459 | 1113524.9727 | 1121002.4205 | 1128525.0205 | 1136093.0045 | 1143706.6049 | 1151366.0549 | 1159071.5883 | 1166823.4398 | 1174621.8444 | 1182467.038 | 1121938.2045 | 1129877.6863 | 1137864.6686 | 1145899.3898 | 1153982.0891 | 1162113.006 | 1170292.3809 | 1178520.4548 | 1186797.4691 | 1195123.666 | 1203499.2882 | 1211924.5789 | 1220399.7822 | 1228925.1423 | 1237500.9043 | 1246127.3137 | 1254804.6165 | 1263533.0595 | 1272312.8897 | 1349565.4074 | 347890.9619 | 340888.9899 | 333844.2324 | 326756.1967 | 319624.3854 | 312448.2962 | 305227.422 | 297961.251 | 290649.2662 | 283290.9459 | 275885.7631 | 268433.1859 | 260932.6772 | 253383.6948 | 245785.6912 | 238138.1135 | 230440.4037 | 222691.9983 | 214892.3283 | 207040.8192 | FALSE | FALSE | FALSE | FALSE | FALSE | FALSE | FALSE | FALSE | FALSE | FALSE | FALSE | FALSE | FALSE | FALSE | FALSE | FALSE | FALSE | FALSE | FALSE | FALSE | FALSE | FALSE | FALSE | FALSE | FALSE | FALSE | FALSE | FALSE | FALSE | FALSE | FALSE | FALSE | FALSE | FALSE | FALSE | FALSE | FALSE | FALSE | FALSE | FALSE | FALSE | FALSE | FALSE | FALSE | FALSE | FALSE | FALSE | FALSE | FALSE | FALSE | FALSE | FALSE | FALSE | FALSE | FALSE | FALSE | FALSE | FALSE | FALSE | FALSE | FALSE | FALSE | FALSE | FALSE | FALSE | FALSE | FALSE | FALSE | FALSE | FALSE | FALSE | FALSE | FALSE | FALSE | FALSE | FALSE | FALSE | FALSE
| Total Interest Rate |  |  | 4% | 2% |  |  | 0.3333% | 0.3333% | 0.3333% | 0.3333% | 0.3333% | 0.3333% | 0.3333% | 0.3333% | 0.3333% | 0.3333% | 0.3333% | 0.3333% | [70 empty] | 2% | 2% | 2% | 2% | 2% | 2% | 2% | 2% | 2% | 2% | 2% | 2% | 2% | 2% | 2% | 2% | 2% | 2% | 2% | 2% | 2% | 2% | 2% | 2% | 2% | 2% | 2% | 2% | 2% | 2% | 2% | 2% | 2% | 2% | 2% | 2% | 2% | 2% | 2% | 2% | 2% | 2% | 2% | 2% | 2% | 2% | 2% | 2% | 2% | 2% | 2% | 2% | 2% | 2% | 2% | 2% | 2% | 2% | 2% | 2% | 2% | 2% | 2% | 2% | 2% | 2% | 2% | 2% | bar: 2026-06-30 to 2060-12-31
| PV of Debt Service =Debt Size |  |  | 29438740.7281
| Opening Balance |  | USD |  |  |  |  | 0 | 0 | 0 | 0 | 0 | 0 | 0 | 0 | 0 | 0 | 0 | 0 | 0 | 0 | 0 | 0 | 0 | 0 | 0 | 0 | 0 | 29438740.7281 | 28921423.0967 | 28386326.586 | 27833050.6971 | 27261186.6906 | 26670317.4199 | 26060017.1634 | 25429851.4518 | 24779376.8925 | 24108140.9906 | 23415681.9661 | 22701528.5674 | 22033620.9343 | 21344415.6667 | 20633439.3114 | 19900208.7078 | 19144230.7929 | 18365002.4027 | 17562010.0699 | 16734729.8165 | 15882626.9437 | 15005155.8166 | 14101759.6448 | 13171870.2587 | 12214907.8817 | 11230280.8971 | 10217385.6108 | 9175606.0093 | 8104313.513 | 7002866.7237 | 5870611.1685 | 4638457.9844 | 4383336.1822 | 4130113.916 | 3878871.9619 | 3629693.2044 | 3382662.6831 | 3137867.6406 | 2895397.5714 | 2655344.2718 | 2417801.891 | 2182866.983 | 1950638.5596 | 1721218.1449 | 1494709.8306 | 1271220.3324 | 1050859.0479 | 833738.1154 | 619972.4739 | 409679.9251 | 202981.1953 | -2.4214e-08 | -2.4699e-08 | -2.5193e-08 | -2.5697e-08 | -2.621e-08 | -2.6735e-08 | -2.7269e-08 | -2.7815e-08 | -2.8371e-08 | -2.8938e-08 | -2.9517e-08 | -3.0108e-08 | -3.071e-08 | -3.1324e-08 | -3.195e-08 | -3.2589e-08 | -3.3241e-08 | -3.3906e-08 | -3.4584e-08 | -3.5276e-08 | -3.5981e-08 | -3.6701e-08 | -3.7435e-08 | -3.8184e-08 | -3.8947e-08 | -3.9726e-08 | -4.0521e-08 | -4.1331e-08 | -4.2158e-08 | -4.3001e-08 | -4.3861e-08 | -4.4738e-08 | -4.5633e-08 | -4.6546e-08 | -4.7477e-08 | -4.8426e-08 | -4.9395e-08 | -5.0383e-08 | -5.139e-08 | -5.2418e-08 | -5.3466e-08 | -5.4536e-08 | -5.5626e-08 | -5.6739e-08 | -5.7874e-08 | -5.9031e-08 | -6.0212e-08 | -6.1416e-08 | -6.2644e-08 | -6.3897e-08 | -6.5175e-08 | -6.6479e-08 | -6.7808e-08 | -6.9164e-08 | -7.0548e-08 | -7.1959e-08 | -7.3398e-08 | -7.4866e-08 | -7.6363e-08 | -7.789e-08 | -7.9448e-08 | -8.1037e-08 | -8.2658e-08 | -8.4311e-08 | -8.5997e-08 | -8.7717e-08 | -8.9472e-08 | -9.1261e-08 | -9.3086e-08 | -9.4948e-08 | -9.6847e-08 | -9.8784e-08 | -1.0076e-07 | -1.0277e-07 | -1.0483e-07 | -1.0693e-07 | -1.0907e-07 | -1.1125e-07
| Add: Debt Draws |  | USD | 29438740.7281 |  |  |  | 0 | 0 | 0 | 0 | 0 | 0 | 0 | 0 | 0 | 0 | 0 | 0 | 0 | 0 | 0 | 0 | 0 | 0 | 0 | 0 | 29438740.7281 | 0 | 0 | 0 | 0 | 0 | 0 | 0 | 0 | 0 | 0 | 0 | 0 | 0 | 0 | 0 | 0 | 0 | 0 | 0 | 0 | 0 | 0 | 0 | 0 | 0 | 0 | 0 | 0 | 0 | 0 | 0 | 0 | 0 | 0 | 0 | 0 | 0 | 0 | 0 | 0 | 0 | 0 | 0 | 0 | 0 | 0 | 0 | 0 | 0 | 0 | 0 | 0 | 0 | 0 | 0 | 0 | 0 | 0 | 0 | 0 | 0 | 0 | 0 | 0 | 0 | 0 | 0 | 0 | 0 | 0 | 0 | 0 | 0 | 0 | 0 | 0 | 0 | 0 | 0 | 0 | 0 | 0 | 0 | 0 | 0 | 0 | 0 | 0 | 0 | 0 | 0 | 0 | 0 | 0 | 0 | 0 | 0 | 0 | 0 | 0 | 0 | 0 | 0 | 0 | 0 | 0 | 0 | 0 | 0 | 0 | 0 | 0 | 0 | 0 | 0 | 0 | 0 | 0 | 0 | 0 | 0 | 0 | 0 | 0 | 0 | 0 | 0 | 0 | 0
| Deduct: Debt Repayments (DS-Interest) |  | USD |  |  |  |  | 0 | 0 | 0 | 0 | 0 | 0 | 0 | 0 | 0 | 0 | 0 | 0 | 0 | 0 | 0 | 0 | 0 | 0 | 0 | 0 | 0 | 517317.6313 | 535096.5108 | 553275.8888 | 571864.0066 | 590869.2707 | 610300.2565 | 630165.7116 | 650474.5593 | 671235.9019 | 692459.0245 | 714153.3986 | 667907.6331 | 689205.2676 | 710976.3553 | 733230.6036 | 755977.9149 | 779228.3901 | 802992.3329 | 827280.2534 | 852102.8728 | 877471.1271 | 903396.1718 | 929889.386 | 956962.377 | 984626.9846 | 1012895.2863 | 1041779.6014 | 1071292.4964 | 1101446.7893 | 1132255.5553 | 1232153.1841 | 255121.8022 | 253222.2663 | 251241.9541 | 249178.7575 | 247030.5213 | 244795.0425 | 242470.0692 | 240053.2995 | 237542.3808 | 234934.908 | 232228.4234 | 229420.4147 | 226508.3143 | 223489.4982 | 220361.2845 | 217120.9325 | 213765.6414 | 210292.5488 | 206698.7298 | 202981.1953 | 4.8429e-10 | 4.9397e-10 | 5.0385e-10 | 5.1393e-10 | 5.2421e-10 | 5.3469e-10 | 5.4539e-10 | 5.5629e-10 | 5.6742e-10 | 5.7877e-10 | 5.9034e-10 | 6.0215e-10 | 6.1419e-10 | 6.2648e-10 | 6.3901e-10 | 6.5179e-10 | 6.6482e-10 | 6.7812e-10 | 6.9168e-10 | 7.0552e-10 | 7.1963e-10 | 7.3402e-10 | 7.487e-10 | 7.6367e-10 | 7.7895e-10 | 7.9453e-10 | 8.1042e-10 | 8.2662e-10 | 8.4316e-10 | 8.6002e-10 | 8.7722e-10 | 8.9476e-10 | 9.1266e-10 | 9.3091e-10 | 9.4953e-10 | 9.6852e-10 | 9.8789e-10 | 1.0077e-09 | 1.0278e-09 | 1.0484e-09 | 1.0693e-09 | 1.0907e-09 | 1.1125e-09 | 1.1348e-09 | 1.1575e-09 | 1.1806e-09 | 1.2042e-09 | 1.2283e-09 | 1.2529e-09 | 1.2779e-09 | 1.3035e-09 | 1.3296e-09 | 1.3562e-09 | 1.3833e-09 | 1.411e-09 | 1.4392e-09 | 1.468e-09 | 1.4973e-09 | 1.5273e-09 | 1.5578e-09 | 1.589e-09 | 1.6207e-09 | 1.6532e-09 | 1.6862e-09 | 1.7199e-09 | 1.7543e-09 | 1.7894e-09 | 1.8252e-09 | 1.8617e-09 | 1.899e-09 | 1.9369e-09 | 1.9757e-09 | 2.0152e-09 | 2.0555e-09 | 2.0966e-09 | 2.1385e-09 | 2.1813e-09 | 2.2249e-09
| Closing Balance |  | USD |  |  |  |  | 0 | 0 | 0 | 0 | 0 | 0 | 0 | 0 | 0 | 0 | 0 | 0 | 0 | 0 | 0 | 0 | 0 | 0 | 0 | 0 | 29438740.7281 | 28921423.0967 | 28386326.586 | 27833050.6971 | 27261186.6906 | 26670317.4199 | 26060017.1634 | 25429851.4518 | 24779376.8925 | 24108140.9906 | 23415681.9661 | 22701528.5674 | 22033620.9343 | 21344415.6667 | 20633439.3114 | 19900208.7078 | 19144230.7929 | 18365002.4027 | 17562010.0699 | 16734729.8165 | 15882626.9437 | 15005155.8166 | 14101759.6448 | 13171870.2587 | 12214907.8817 | 11230280.8971 | 10217385.6108 | 9175606.0093 | 8104313.513 | 7002866.7237 | 5870611.1685 | 4638457.9844 | 4383336.1822 | 4130113.916 | 3878871.9619 | 3629693.2044 | 3382662.6831 | 3137867.6406 | 2895397.5714 | 2655344.2718 | 2417801.891 | 2182866.983 | 1950638.5596 | 1721218.1449 | 1494709.8306 | 1271220.3324 | 1050859.0479 | 833738.1154 | 619972.4739 | 409679.9251 | 202981.1953 | -2.4214e-08 | -2.4699e-08 | -2.5193e-08 | -2.5697e-08 | -2.621e-08 | -2.6735e-08 | -2.7269e-08 | -2.7815e-08 | -2.8371e-08 | -2.8938e-08 | -2.9517e-08 | -3.0108e-08 | -3.071e-08 | -3.1324e-08 | -3.195e-08 | -3.2589e-08 | -3.3241e-08 | -3.3906e-08 | -3.4584e-08 | -3.5276e-08 | -3.5981e-08 | -3.6701e-08 | -3.7435e-08 | -3.8184e-08 | -3.8947e-08 | -3.9726e-08 | -4.0521e-08 | -4.1331e-08 | -4.2158e-08 | -4.3001e-08 | -4.3861e-08 | -4.4738e-08 | -4.5633e-08 | -4.6546e-08 | -4.7477e-08 | -4.8426e-08 | -4.9395e-08 | -5.0383e-08 | -5.139e-08 | -5.2418e-08 | -5.3466e-08 | -5.4536e-08 | -5.5626e-08 | -5.6739e-08 | -5.7874e-08 | -5.9031e-08 | -6.0212e-08 | -6.1416e-08 | -6.2644e-08 | -6.3897e-08 | -6.5175e-08 | -6.6479e-08 | -6.7808e-08 | -6.9164e-08 | -7.0548e-08 | -7.1959e-08 | -7.3398e-08 | -7.4866e-08 | -7.6363e-08 | -7.789e-08 | -7.9448e-08 | -8.1037e-08 | -8.2658e-08 | -8.4311e-08 | -8.5997e-08 | -8.7717e-08 | -8.9472e-08 | -9.1261e-08 | -9.3086e-08 | -9.4948e-08 | -9.6847e-08 | -9.8784e-08 | -1.0076e-07 | -1.0277e-07 | -1.0483e-07 | -1.0693e-07 | -1.0907e-07 | -1.1125e-07 | -1.1347e-07
| Interest |  | USD |  |  |  |  | 0 | 0 | 0 | 0 | 0 | 0 | 0 | 0 | 0 | 0 | 0 | 0 | 0 | 0 | 0 | 0 | 0 | 0 | 0 | 0 | 0 | 588774.8146 | 578428.4619 | 567726.5317 | 556661.0139 | 545223.7338 | 533406.3484 | 521200.3433 | 508597.029 | 495587.5379 | 482162.8198 | 468313.6393 | 454030.5713 | 440672.4187 | 426888.3133 | 412668.7862 | 398004.1742 | 382884.6159 | 367300.0481 | 351240.2014 | 334694.5963 | 317652.5389 | 300103.1163 | 282035.1929 | 263437.4052 | 244298.1576 | 224605.6179 | 204347.7122 | 183512.1202 | 162086.2703 | 140057.3345 | 117412.2234 | 92769.1597 | 87666.7236 | 82602.2783 | 77577.4392 | 72593.8641 | 67653.2537 | 62757.3528 | 57907.9514 | 53106.8854 | 48356.0378 | 43657.3397 | 39012.7712 | 34424.3629 | 29894.1966 | 25424.4066 | 21017.181 | 16674.7623 | 12399.4495 | 8193.5985 | 4059.6239 | -4.8429e-10 | -4.9397e-10 | -5.0385e-10 | -5.1393e-10 | -5.2421e-10 | -5.3469e-10 | -5.4539e-10 | -5.5629e-10 | -5.6742e-10 | -5.7877e-10 | -5.9034e-10 | -6.0215e-10 | -6.1419e-10 | -6.2648e-10 | -6.3901e-10 | -6.5179e-10 | -6.6482e-10 | -6.7812e-10 | -6.9168e-10 | -7.0552e-10 | -7.1963e-10 | -7.3402e-10 | -7.487e-10 | -7.6367e-10 | -7.7895e-10 | -7.9453e-10 | -8.1042e-10 | -8.2662e-10 | -8.4316e-10 | -8.6002e-10 | -8.7722e-10 | -8.9476e-10 | -9.1266e-10 | -9.3091e-10 | -9.4953e-10 | -9.6852e-10 | -9.8789e-10 | -1.0077e-09 | -1.0278e-09 | -1.0484e-09 | -1.0693e-09 | -1.0907e-09 | -1.1125e-09 | -1.1348e-09 | -1.1575e-09 | -1.1806e-09 | -1.2042e-09 | -1.2283e-09 | -1.2529e-09 | -1.2779e-09 | -1.3035e-09 | -1.3296e-09 | -1.3562e-09 | -1.3833e-09 | -1.411e-09 | -1.4392e-09 | -1.468e-09 | -1.4973e-09 | -1.5273e-09 | -1.5578e-09 | -1.589e-09 | -1.6207e-09 | -1.6532e-09 | -1.6862e-09 | -1.7199e-09 | -1.7543e-09 | -1.7894e-09 | -1.8252e-09 | -1.8617e-09 | -1.899e-09 | -1.9369e-09 | -1.9757e-09 | -2.0152e-09 | -2.0555e-09 | -2.0966e-09 | -2.1385e-09 | -2.1813e-09 | -2.2249e-09
Sources and Uses during Construction
Uses of Funds
|  | CAPEX | USD |  |  |  |  | 2210000 | 2210000 | 2210000 | 2210000 | 2210000 | 2210000 | 2210000 | 2210000 | 2210000 | 2210000 | 2210000 | 2210000 | 0 | 0 | 0 | 0 | 0 | 0 | 0 | 0 | 0 | 0 | 0 | 0 | 0 | 0 | 0 | 0 | 0 | 0 | 0 | 0 | 0 | 0 | 0 | 0 | 0 | 0 | 0 | 0 | 0 | 0 | 0 | 0 | 0 | 0 | 0 | 0 | 0 | 0 | 0 | 0 | 0 | 0 | 0 | 0 | 0 | 0 | 0 | 0 | 0 | 0 | 0 | 0 | 0 | 0 | 0 | 0 | 0 | 0 | 0 | 0 | 0 | 0 | 0 | 0 | 0 | 0 | 0 | 0 | 0 | 0 | 0 | 0 | 0 | 0 | 0 | 0 | 0 | 0 | 0 | 0 | 0 | 0 | 0 | 0 | 0 | 0 | 0 | 0 | 0 | 0 | 0 | 0 | 0 | 0 | 0 | 0 | 0 | 0 | 0 | 0 | 0 | 0 | 0 | 0 | 0 | 0 | 0 | 0 | 0 | 0 | 0 | 0 | 0 | 0 | 0 | 0 | 0 | 0 | 0 | 0 | 0 | 0 | 0 | 0 | 0 | 0 | 0 | 0 | 0 | 0 | 0 | 0 | 0 | 0 | 0 | 0 | 0 | 0
|  | Less: Investment Tax Credit | USD |  |  |  |  | 0 | 0 | 0 | 0 | 0 | 0 | 0 | 0 | 0 | 0 | 0 | -7558200 | 0 | 0 | 0 | 0 | 0 | 0 | 0 | 0 | 0 | 0 | 0 | 0 | 0 | 0 | 0 | 0 | 0 | 0 | 0 | 0 | 0 | 0 | 0 | 0 | 0 | 0 | 0 | 0 | 0 | 0 | 0 | 0 | 0 | 0 | 0 | 0 | 0 | 0 | 0 | 0 | 0 | 0 | 0 | 0 | 0 | 0 | 0 | 0 | 0 | 0 | 0 | 0 | 0 | 0 | 0 | 0 | 0 | 0 | 0 | 0 | 0 | 0 | 0 | 0 | 0 | 0 | 0 | 0 | 0 | 0 | 0 | 0 | 0 | 0 | 0 | 0 | 0 | 0 | 0 | 0 | 0 | 0 | 0 | 0 | 0 | 0 | 0 | 0 | 0 | 0 | 0 | 0 | 0 | 0 | 0 | 0 | 0 | 0 | 0 | 0 | 0 | 0 | 0 | 0 | 0 | 0 | 0 | 0 | 0 | 0 | 0 | 0 | 0 | 0 | 0 | 0 | 0 | 0 | 0 | 0 | 0 | 0 | 0 | 0 | 0 | 0 | 0 | 0 | 0 | 0 | 0 | 0 | 0 | 0 | 0 | 0 | 0 | 0
|  | IDC | USD
|  | Up-front Fees | USD
|  | Commitment Fees | USD
|  | Funding during Construction | USD |  |  | 18961800 |  | 2210000 | 2210000 | 2210000 | 2210000 | 2210000 | 2210000 | 2210000 | 2210000 | 2210000 | 2210000 | 2210000 | -5348200 | 0 | 0 | 0 | 0 | 0 | 0 | 0 | 0 | 0 | 0 | 0 | 0 | 0 | 0 | 0 | 0 | 0 | 0 | 0 | 0 | 0 | 0 | 0 | 0 | 0 | 0 | 0 | 0 | 0 | 0 | 0 | 0 | 0 | 0 | 0 | 0 | 0 | 0 | 0 | 0 | 0 | 0 | 0 | 0 | 0 | 0 | 0 | 0 | 0 | 0 | 0 | 0 | 0 | 0 | 0 | 0 | 0 | 0 | 0 | 0 | 0 | 0 | 0 | 0 | 0 | 0 | 0 | 0 | 0 | 0 | 0 | 0 | 0 | 0 | 0 | 0 | 0 | 0 | 0 | 0 | 0 | 0 | 0 | 0 | 0 | 0 | 0 | 0 | 0 | 0 | 0 | 0 | 0 | 0 | 0 | 0 | 0 | 0 | 0 | 0 | 0 | 0 | 0 | 0 | 0 | 0 | 0 | 0 | 0 | 0 | 0 | 0 | 0 | 0 | 0 | 0 | 0 | 0 | 0 | 0 | 0 | 0 | 0 | 0 | 0 | 0 | 0 | 0 | 0 | 0 | 0 | 0 | 0 | 0 | 0 | 0 | 0 | 0
Sources of Funds
|  | Debt | USD |  |  | 16117530 |  | 1878500 | 1878500 | 1878500 | 1878500 | 1878500 | 1878500 | 1878500 | 1878500 | 1878500 | 1878500 | 1878500 | -4545970 | 0 | 0 | 0 | 0 | 0 | 0 | 0 | 0 | 0 | 0 | 0 | 0 | 0 | 0 | 0 | 0 | 0 | 0 | 0 | 0 | 0 | 0 | 0 | 0 | 0 | 0 | 0 | 0 | 0 | 0 | 0 | 0 | 0 | 0 | 0 | 0 | 0 | 0 | 0 | 0 | 0 | 0 | 0 | 0 | 0 | 0 | 0 | 0 | 0 | 0 | 0 | 0 | 0 | 0 | 0 | 0 | 0 | 0 | 0 | 0 | 0 | 0 | 0 | 0 | 0 | 0 | 0 | 0 | 0 | 0 | 0 | 0 | 0 | 0 | 0 | 0 | 0 | 0 | 0 | 0 | 0 | 0 | 0 | 0 | 0 | 0 | 0 | 0 | 0 | 0 | 0 | 0 | 0 | 0 | 0 | 0 | 0 | 0 | 0 | 0 | 0 | 0 | 0 | 0 | 0 | 0 | 0 | 0 | 0 | 0 | 0 | 0 | 0 | 0 | 0 | 0 | 0 | 0 | 0 | 0 | 0 | 0 | 0 | 0 | 0 | 0 | 0 | 0 | 0 | 0 | 0 | 0 | 0 | 0 | 0 | 0 | 0 | 0
|  | Equity | USD |  |  | 2844270 |  | 331500 | 331500 | 331500 | 331500 | 331500 | 331500 | 331500 | 331500 | 331500 | 331500 | 331500 | -802230 | 0 | 0 | 0 | 0 | 0 | 0 | 0 | 0 | 0 | 0 | 0 | 0 | 0 | 0 | 0 | 0 | 0 | 0 | 0 | 0 | 0 | 0 | 0 | 0 | 0 | 0 | 0 | 0 | 0 | 0 | 0 | 0 | 0 | 0 | 0 | 0 | 0 | 0 | 0 | 0 | 0 | 0 | 0 | 0 | 0 | 0 | 0 | 0 | 0 | 0 | 0 | 0 | 0 | 0 | 0 | 0 | 0 | 0 | 0 | 0 | 0 | 0 | 0 | 0 | 0 | 0 | 0 | 0 | 0 | 0 | 0 | 0 | 0 | 0 | 0 | 0 | 0 | 0 | 0 | 0 | 0 | 0 | 0 | 0 | 0 | 0 | 0 | 0 | 0 | 0 | 0 | 0 | 0 | 0 | 0 | 0 | 0 | 0 | 0 | 0 | 0 | 0 | 0 | 0 | 0 | 0 | 0 | 0 | 0 | 0 | 0 | 0 | 0 | 0 | 0 | 0 | 0 | 0 | 0 | 0 | 0 | 0 | 0 | 0 | 0 | 0 | 0 | 0 | 0 | 0 | 0 | 0 | 0 | 0 | 0 | 0 | 0 | 0
|  | Total | USD |  |  | 18961800 |  | 2210000 | 2210000 | 2210000 | 2210000 | 2210000 | 2210000 | 2210000 | 2210000 | 2210000 | 2210000 | 2210000 | -5348200 | 0 | 0 | 0 | 0 | 0 | 0 | 0 | 0 | 0 | 0 | 0 | 0 | 0 | 0 | 0 | 0 | 0 | 0 | 0 | 0 | 0 | 0 | 0 | 0 | 0 | 0 | 0 | 0 | 0 | 0 | 0 | 0 | 0 | 0 | 0 | 0 | 0 | 0 | 0 | 0 | 0 | 0 | 0 | 0 | 0 | 0 | 0 | 0 | 0 | 0 | 0 | 0 | 0 | 0 | 0 | 0 | 0 | 0 | 0 | 0 | 0 | 0 | 0 | 0 | 0 | 0 | 0 | 0 | 0 | 0 | 0 | 0 | 0 | 0 | 0 | 0 | 0 | 0 | 0 | 0 | 0 | 0 | 0 | 0 | 0 | 0 | 0 | 0 | 0 | 0 | 0 | 0 | 0 | 0 | 0 | 0 | 0 | 0 | 0 | 0 | 0 | 0 | 0 | 0 | 0 | 0 | 0 | 0 | 0 | 0 | 0 | 0 | 0 | 0 | 0 | 0 | 0 | 0 | 0 | 0 | 0 | 0 | 0 | 0 | 0 | 0 | 0 | 0 | 0 | 0 | 0 | 0 | 0 | 0 | 0 | 0 | 0 | 0
Cashflow Waterfall
| Flag Before Re-financing |  | Flag |  |  |  |  | TRUE | TRUE | TRUE | TRUE | TRUE | TRUE | TRUE | TRUE | TRUE | TRUE | TRUE | TRUE | TRUE | TRUE | TRUE | TRUE | TRUE | TRUE | TRUE | TRUE | TRUE | FALSE | FALSE | FALSE | FALSE | FALSE | FALSE | FALSE | FALSE | FALSE | FALSE | FALSE | FALSE | FALSE | FALSE | FALSE | FALSE | FALSE | FALSE | FALSE | FALSE | FALSE | FALSE | FALSE | FALSE | FALSE | FALSE | FALSE | FALSE | FALSE | FALSE | FALSE | FALSE | FALSE | FALSE | FALSE | FALSE | FALSE | FALSE | FALSE | FALSE | FALSE | FALSE | FALSE | FALSE | FALSE | FALSE | FALSE | FALSE | FALSE | FALSE | FALSE | TRUE | TRUE | TRUE | TRUE | TRUE | TRUE | TRUE | TRUE | TRUE | TRUE | TRUE | TRUE | TRUE | TRUE | TRUE | TRUE | TRUE | TRUE | TRUE | TRUE | TRUE | TRUE | TRUE | TRUE | TRUE | TRUE | TRUE | TRUE | TRUE | TRUE | TRUE | TRUE | TRUE | TRUE | TRUE | TRUE | TRUE | TRUE | TRUE | TRUE | TRUE | TRUE | TRUE | TRUE | TRUE | TRUE | TRUE | TRUE | TRUE | TRUE | TRUE | TRUE | TRUE | TRUE | TRUE | TRUE | TRUE | TRUE | TRUE | TRUE | TRUE | TRUE | TRUE | TRUE | TRUE | TRUE | TRUE | TRUE | TRUE | TRUE | TRUE | TRUE | TRUE | TRUE | TRUE | TRUE | TRUE | TRUE
| Flag After Re-financing |  | Flag |  |  |  |  | FALSE | FALSE | FALSE | FALSE | FALSE | FALSE | FALSE | FALSE | FALSE | FALSE | FALSE | FALSE | FALSE | FALSE | FALSE | FALSE | FALSE | FALSE | FALSE | FALSE | FALSE | TRUE | TRUE | TRUE | TRUE | TRUE | TRUE | TRUE | TRUE | TRUE | TRUE | TRUE | TRUE | TRUE | TRUE | TRUE | TRUE | TRUE | TRUE | TRUE | TRUE | TRUE | TRUE | TRUE | TRUE | TRUE | TRUE | TRUE | TRUE | TRUE | TRUE | TRUE | TRUE | TRUE | TRUE | TRUE | TRUE | TRUE | TRUE | TRUE | TRUE | TRUE | TRUE | TRUE | TRUE | TRUE | TRUE | TRUE | TRUE | TRUE | TRUE | TRUE | FALSE | FALSE | FALSE | FALSE | FALSE | FALSE | FALSE | FALSE | FALSE | FALSE | FALSE | FALSE | FALSE | FALSE | FALSE | FALSE | FALSE | FALSE | FALSE | FALSE | FALSE | FALSE | FALSE | FALSE | FALSE | FALSE | FALSE | FALSE | FALSE | FALSE | FALSE | FALSE | FALSE | FALSE | FALSE | FALSE | FALSE | FALSE | FALSE | FALSE | FALSE | FALSE | FALSE | FALSE | FALSE | FALSE | FALSE | FALSE | FALSE | FALSE | FALSE | FALSE | FALSE | FALSE | FALSE | FALSE | FALSE | FALSE | FALSE | FALSE | FALSE | FALSE | FALSE | FALSE | FALSE | FALSE | FALSE | FALSE | FALSE | FALSE | FALSE | FALSE | FALSE | FALSE | FALSE | FALSE | FALSE | FALSE
| Repayment of Original Debt |  | USD |  |  |  |  | 0 | 0 | 0 | 0 | 0 | 0 | 0 | 0 | 0 | 0 | 0 | 0 | 0 | 0 | 0 | 0 | 0 | 0 | 0 | 0 | 9291948.0073 | 0 | 0 | 0 | 0 | 0 | 0 | 0 | 0 | 0 | 0 | 0 | 0 | 0 | 0 | 0 | 0 | 0 | 0 | 0 | 0 | 0 | 0 | 0 | 0 | 0 | 0 | 0 | 0 | 0 | 0 | 0 | 0 | 0 | 0 | 0 | 0 | 0 | 0 | 0 | 0 | 0 | 0 | 0 | 0 | 0 | 0 | 0 | 0 | 0 | 0 | 0 | 0 | 0 | 0 | 0 | 0 | 0 | 0 | 0 | 0 | 0 | 0 | 0 | 0 | 0 | 0 | 0 | 0 | 0 | 0 | 0 | 0 | 0 | 0 | 0 | 0 | 0 | 0 | 0 | 0 | 0 | 0 | 0 | 0 | 0 | 0 | 0 | 0 | 0 | 0 | 0 | 0 | 0 | 0 | 0 | 0 | 0 | 0 | 0 | 0 | 0 | 0 | 0 | 0 | 0 | 0 | 0 | 0 | 0 | 0 | 0 | 0 | 0 | 0 | 0 | 0 | 0 | 0 | 0 | 0 | 0 | 0 | 0 | 0 | 0 | 0 | 0 | 0 | 0
| EBITDA |  | USD |  |  | 64181902.1099 |  | 0 | 0 | 0 | 0 | 0 | 0 | 0 | 0 | 0 | 0 | 0 | 0 | 1249420.0448 | 1257866.2687 | 1266363.9403 | 1274913.3294 | 1283514.7063 | 1292168.3423 | 1300874.5097 | 1309633.4815 | 1318445.5317 | 1327310.9351 | 1336229.9672 | 1345202.9046 | 1354230.0246 | 1363311.6054 | 1372447.9258 | 1381639.2658 | 1390885.906 | 1400188.1277 | 1409546.2132 | 1418960.4456 | 1346325.8454 | 1355853.2236 | 1365437.6023 | 1375079.2678 | 1384778.5069 | 1394535.6072 | 1404350.8571 | 1414224.5457 | 1424156.9629 | 1434148.3992 | 1444199.1458 | 1454309.4947 | 1464479.7386 | 1474710.1707 | 1485001.0851 | 1495352.7764 | 1505765.5398 | 1516239.6714 | 1526775.4677 | 1619478.4889 | 417469.1542 | 409066.7879 | 400613.0789 | 392107.4361 | 383549.2625 | 374937.9554 | 366272.9064 | 357553.5012 | 348779.1194 | 339949.135 | 331062.9157 | 322119.823 | 313119.2126 | 304060.4338 | 294942.8294 | 285765.7362 | 276528.4845 | 267230.398 | 257870.794 | 248448.9831 | 238964.2693 | 229415.95 | 219803.3154 | 210125.6493 | 200382.2282 | 190572.3218 | 180695.1926 | 170750.0961 | 160736.2804 | 150652.9865 | 0 | 0 | 0 | 0 | 0 | 0 | 0 | 0 | 0 | 0 | 0 | 0 | 0 | 0 | 0 | 0 | 0 | 0 | 0 | 0 | 0 | 0 | 0 | 0 | 0 | 0 | 0 | 0 | 0 | 0 | 0 | 0 | 0 | 0 | 0 | 0 | 0 | 0 | 0 | 0 | 0 | 0 | 0 | 0 | 0 | 0 | 0 | 0 | 0 | 0 | 0 | 0 | 0 | 0 | 0 | 0 | 0 | 0 | 0 | 0 | 0 | 0 | 0 | 0 | 0 | 0 | 0 | 0
| Less: Taxes |  | USD |  |  | 0 |  | 0 | 0 | 0 | 0 | 0 | 0 | 0 | 0 | 0 | 0 | 0 | 0 | 0 | 0 | 0 | 0 | 0 | 0 | 0 | 0 | 0 | 0 | 0 | 0 | 0 | 0 | 0 | 0 | 0 | 0 | 0 | 0 | 0 | 0 | 0 | 0 | 0 | 0 | 0 | 0 | 0 | 0 | 0 | 0 | 0 | 0 | 0 | 0 | 0 | 0 | 0 | 0 | 0 | 0 | 0 | 0 | 0 | 0 | 0 | 0 | 0 | 0 | 0 | 0 | 0 | 0 | 0 | 0 | 0 | 0 | 0 | 0 | 0 | 0 | 0 | 0 | 0 | 0 | 0 | 0 | 0 | 0 | 0 | 0 | 0 | 0 | 0 | 0 | 0 | 0 | 0 | 0 | 0 | 0 | 0 | 0 | 0 | 0 | 0 | 0 | 0 | 0 | 0 | 0 | 0 | 0 | 0 | 0 | 0 | 0 | 0 | 0 | 0 | 0 | 0 | 0 | 0 | 0 | 0 | 0 | 0 | 0 | 0 | 0 | 0 | 0 | 0 | 0 | 0 | 0 | 0 | 0 | 0 | 0 | 0 | 0 | 0 | 0 | 0 | 0 | 0 | 0 | 0 | 0 | 0 | 0 | 0 | 0 | 0 | 0
| CFADS |  | USD |  |  | 64181902.1099 |  | 0 | 0 | 0 | 0 | 0 | 0 | 0 | 0 | 0 | 0 | 0 | 0 | 1249420.0448 | 1257866.2687 | 1266363.9403 | 1274913.3294 | 1283514.7063 | 1292168.3423 | 1300874.5097 | 1309633.4815 | 1318445.5317 | 1327310.9351 | 1336229.9672 | 1345202.9046 | 1354230.0246 | 1363311.6054 | 1372447.9258 | 1381639.2658 | 1390885.906 | 1400188.1277 | 1409546.2132 | 1418960.4456 | 1346325.8454 | 1355853.2236 | 1365437.6023 | 1375079.2678 | 1384778.5069 | 1394535.6072 | 1404350.8571 | 1414224.5457 | 1424156.9629 | 1434148.3992 | 1444199.1458 | 1454309.4947 | 1464479.7386 | 1474710.1707 | 1485001.0851 | 1495352.7764 | 1505765.5398 | 1516239.6714 | 1526775.4677 | 1619478.4889 | 417469.1542 | 409066.7879 | 400613.0789 | 392107.4361 | 383549.2625 | 374937.9554 | 366272.9064 | 357553.5012 | 348779.1194 | 339949.135 | 331062.9157 | 322119.823 | 313119.2126 | 304060.4338 | 294942.8294 | 285765.7362 | 276528.4845 | 267230.398 | 257870.794 | 248448.9831 | 238964.2693 | 229415.95 | 219803.3154 | 210125.6493 | 200382.2282 | 190572.3218 | 180695.1926 | 170750.0961 | 160736.2804 | 150652.9865 | 0 | 0 | 0 | 0 | 0 | 0 | 0 | 0 | 0 | 0 | 0 | 0 | 0 | 0 | 0 | 0 | 0 | 0 | 0 | 0 | 0 | 0 | 0 | 0 | 0 | 0 | 0 | 0 | 0 | 0 | 0 | 0 | 0 | 0 | 0 | 0 | 0 | 0 | 0 | 0 | 0 | 0 | 0 | 0 | 0 | 0 | 0 | 0 | 0 | 0 | 0 | 0 | 0 | 0 | 0 | 0 | 0 | 0 | 0 | 0 | 0 | 0 | 0 | 0 | 0 | 0 | 0 | 0
| Less: Interest - Original |  | USD |  |  | -2802084.8028 |  | 0 | 0 | 0 | 0 | 0 | 0 | 0 | 0 | 0 | 0 | 0 | 0 | -378761.955 | -363195.0517 | -347096.921 | -330454.0715 | -313252.6895 | -295478.6314 | -277117.4158 | -258154.2159 | -238573.851 | 0 | 0 | 0 | 0 | 0 | 0 | 0 | 0 | 0 | 0 | 0 | 0 | 0 | 0 | 0 | 0 | 0 | 0 | 0 | 0 | 0 | 0 | 0 | 0 | 0 | 0 | 0 | 0 | 0 | 0 | 0 | 0 | 0 | 0 | 0 | 0 | 0 | 0 | 0 | 0 | 0 | 0 | 0 | 0 | 0 | 0 | 0 | 0 | 0 | 0 | 0 | 0 | 0 | 0 | 0 | 0 | 0 | 0 | 0 | 0 | 0 | 0 | 0 | 0 | 0 | 0 | 0 | 0 | 0 | 0 | 0 | 0 | 0 | 0 | 0 | 0 | 0 | 0 | 0 | 0 | 0 | 0 | 0 | 0 | 0 | 0 | 0 | 0 | 0 | 0 | 0 | 0 | 0 | 0 | 0 | 0 | 0 | 0 | 0 | 0 | 0 | 0 | 0 | 0 | 0 | 0 | 0 | 0 | 0 | 0 | 0 | 0 | 0 | 0 | 0 | 0 | 0 | 0 | 0 | 0 | 0 | 0 | 0 | 0 | 0 | 0 | 0 | 0 | 0
| Less: Repayments - Original |  | USD |  |  | -6825581.9927 |  | 0 | 0 | 0 | 0 | 0 | 0 | 0 | 0 | 0 | 0 | 0 | 0 | -662421.4156 | -685026.8388 | -708206.3626 | -731973.703 | -756342.8991 | -781328.3206 | -806944.6756 | -833207.0187 | -860130.7588 | 0 | 0 | 0 | 0 | 0 | 0 | 0 | 0 | 0 | 0 | 0 | 0 | 0 | 0 | 0 | 0 | 0 | 0 | 0 | 0 | 0 | 0 | 0 | 0 | 0 | 0 | 0 | 0 | 0 | 0 | 0 | 0 | 0 | 0 | 0 | 0 | 0 | 0 | 0 | 0 | 0 | 0 | 0 | 0 | 0 | 0 | 0 | 0 | 0 | 0 | 0 | 0 | 0 | 0 | 0 | 0 | 0 | 0 | 0 | 0 | 0 | 0 | 0 | 0 | 0 | 0 | 0 | 0 | 0 | 0 | 0 | 0 | 0 | 0 | 0 | 0 | 0 | 0 | 0 | 0 | 0 | 0 | 0 | 0 | 0 | 0 | 0 | 0 | 0 | 0 | 0 | 0 | 0 | 0 | 0 | 0 | 0 | 0 | 0 | 0 | 0 | 0 | 0 | 0 | 0 | 0 | 0 | 0 | 0 | 0 | 0 | 0 | 0 | 0 | 0 | 0 | 0 | 0 | 0 | 0 | 0 | 0 | 0 | 0 | 0 | 0 | 0 | 0 | 0
| Less: Repayments - Refinancing |  | USD |  |  | -29438740.7281 |  | 0 | 0 | 0 | 0 | 0 | 0 | 0 | 0 | 0 | 0 | 0 | 0 | 0 | 0 | 0 | 0 | 0 | 0 | 0 | 0 | 0 | -517317.6313 | -535096.5108 | -553275.8888 | -571864.0066 | -590869.2707 | -610300.2565 | -630165.7116 | -650474.5593 | -671235.9019 | -692459.0245 | -714153.3986 | -667907.6331 | -689205.2676 | -710976.3553 | -733230.6036 | -755977.9149 | -779228.3901 | -802992.3329 | -827280.2534 | -852102.8728 | -877471.1271 | -903396.1718 | -929889.386 | -956962.377 | -984626.9846 | -1012895.2863 | -1041779.6014 | -1071292.4964 | -1101446.7893 | -1132255.5553 | -1232153.1841 | -255121.8022 | -253222.2663 | -251241.9541 | -249178.7575 | -247030.5213 | -244795.0425 | -242470.0692 | -240053.2995 | -237542.3808 | -234934.908 | -232228.4234 | -229420.4147 | -226508.3143 | -223489.4982 | -220361.2845 | -217120.9325 | -213765.6414 | -210292.5488 | -206698.7298 | -202981.1953 | 0 | 0 | 0 | 0 | 0 | 0 | 0 | 0 | 0 | 0 | 0 | 0 | 0 | 0 | 0 | 0 | 0 | 0 | 0 | 0 | 0 | 0 | 0 | 0 | 0 | 0 | 0 | 0 | 0 | 0 | 0 | 0 | 0 | 0 | 0 | 0 | 0 | 0 | 0 | 0 | 0 | 0 | 0 | 0 | 0 | 0 | 0 | 0 | 0 | 0 | 0 | 0 | 0 | 0 | 0 | 0 | 0 | 0 | 0 | 0 | 0 | 0 | 0 | 0 | 0 | 0 | 0 | 0 | 0 | 0 | 0 | 0 | 0 | 0 | 0 | 0 | 0 | 0
| Less: Interest - Refiancning |  | USD |  |  | -12791762.3267 |  | 0 | 0 | 0 | 0 | 0 | 0 | 0 | 0 | 0 | 0 | 0 | 0 | 0 | 0 | 0 | 0 | 0 | 0 | 0 | 0 | 0 | -588774.8146 | -578428.4619 | -567726.5317 | -556661.0139 | -545223.7338 | -533406.3484 | -521200.3433 | -508597.029 | -495587.5379 | -482162.8198 | -468313.6393 | -454030.5713 | -440672.4187 | -426888.3133 | -412668.7862 | -398004.1742 | -382884.6159 | -367300.0481 | -351240.2014 | -334694.5963 | -317652.5389 | -300103.1163 | -282035.1929 | -263437.4052 | -244298.1576 | -224605.6179 | -204347.7122 | -183512.1202 | -162086.2703 | -140057.3345 | -117412.2234 | -92769.1597 | -87666.7236 | -82602.2783 | -77577.4392 | -72593.8641 | -67653.2537 | -62757.3528 | -57907.9514 | -53106.8854 | -48356.0378 | -43657.3397 | -39012.7712 | -34424.3629 | -29894.1966 | -25424.4066 | -21017.181 | -16674.7623 | -12399.4495 | -8193.5985 | -4059.6239 | 4.8429e-10 | 4.9397e-10 | 5.0385e-10 | 5.1393e-10 | 5.2421e-10 | 5.3469e-10 | 5.4539e-10 | 5.5629e-10 | 5.6742e-10 | 5.7877e-10 | 5.9034e-10 | 6.0215e-10 | 6.1419e-10 | 6.2648e-10 | 6.3901e-10 | 6.5179e-10 | 6.6482e-10 | 6.7812e-10 | 6.9168e-10 | 7.0552e-10 | 7.1963e-10 | 7.3402e-10 | 7.487e-10 | 7.6367e-10 | 7.7895e-10 | 7.9453e-10 | 8.1042e-10 | 8.2662e-10 | 8.4316e-10 | 8.6002e-10 | 8.7722e-10 | 8.9476e-10 | 9.1266e-10 | 9.3091e-10 | 9.4953e-10 | 9.6852e-10 | 9.8789e-10 | 1.0077e-09 | 1.0278e-09 | 1.0484e-09 | 1.0693e-09 | 1.0907e-09 | 1.1125e-09 | 1.1348e-09 | 1.1575e-09 | 1.1806e-09 | 1.2042e-09 | 1.2283e-09 | 1.2529e-09 | 1.2779e-09 | 1.3035e-09 | 1.3296e-09 | 1.3562e-09 | 1.3833e-09 | 1.411e-09 | 1.4392e-09 | 1.468e-09 | 1.4973e-09 | 1.5273e-09 | 1.5578e-09 | 1.589e-09 | 1.6207e-09 | 1.6532e-09 | 1.6862e-09 | 1.7199e-09 | 1.7543e-09 | 1.7894e-09 | 1.8252e-09 | 1.8617e-09 | 1.899e-09 | 1.9369e-09 | 1.9757e-09 | 2.0152e-09 | 2.0555e-09 | 2.0966e-09 | 2.1385e-09 | 2.1813e-09 | 2.2249e-09
| Less: Repayment of Original Debt |  | USD |  |  | -9291948.0073 |  | 0 | 0 | 0 | 0 | 0 | 0 | 0 | 0 | 0 | 0 | 0 | 0 | 0 | 0 | 0 | 0 | 0 | 0 | 0 | 0 | -9291948.0073 | 0 | 0 | 0 | 0 | 0 | 0 | 0 | 0 | 0 | 0 | 0 | 0 | 0 | 0 | 0 | 0 | 0 | 0 | 0 | 0 | 0 | 0 | 0 | 0 | 0 | 0 | 0 | 0 | 0 | 0 | 0 | 0 | 0 | 0 | 0 | 0 | 0 | 0 | 0 | 0 | 0 | 0 | 0 | 0 | 0 | 0 | 0 | 0 | 0 | 0 | 0 | 0 | 0 | 0 | 0 | 0 | 0 | 0 | 0 | 0 | 0 | 0 | 0 | 0 | 0 | 0 | 0 | 0 | 0 | 0 | 0 | 0 | 0 | 0 | 0 | 0 | 0 | 0 | 0 | 0 | 0 | 0 | 0 | 0 | 0 | 0 | 0 | 0 | 0 | 0 | 0 | 0 | 0 | 0 | 0 | 0 | 0 | 0 | 0 | 0 | 0 | 0 | 0 | 0 | 0 | 0 | 0 | 0 | 0 | 0 | 0 | 0 | 0 | 0 | 0 | 0 | 0 | 0 | 0 | 0 | 0 | 0 | 0 | 0 | 0 | 0 | 0 | 0 | 0
| Add: New Debt |  | USD |  |  | 29438740.7281 |  | 0 | 0 | 0 | 0 | 0 | 0 | 0 | 0 | 0 | 0 | 0 | 0 | 0 | 0 | 0 | 0 | 0 | 0 | 0 | 0 | 29438740.7281 | 0 | 0 | 0 | 0 | 0 | 0 | 0 | 0 | 0 | 0 | 0 | 0 | 0 | 0 | 0 | 0 | 0 | 0 | 0 | 0 | 0 | 0 | 0 | 0 | 0 | 0 | 0 | 0 | 0 | 0 | 0 | 0 | 0 | 0 | 0 | 0 | 0 | 0 | 0 | 0 | 0 | 0 | 0 | 0 | 0 | 0 | 0 | 0 | 0 | 0 | 0 | 0 | 0 | 0 | 0 | 0 | 0 | 0 | 0 | 0 | 0 | 0 | 0 | 0 | 0 | 0 | 0 | 0 | 0 | 0 | 0 | 0 | 0 | 0 | 0 | 0 | 0 | 0 | 0 | 0 | 0 | 0 | 0 | 0 | 0 | 0 | 0 | 0 | 0 | 0 | 0 | 0 | 0 | 0 | 0 | 0 | 0 | 0 | 0 | 0 | 0 | 0 | 0 | 0 | 0 | 0 | 0 | 0 | 0 | 0 | 0 | 0 | 0 | 0 | 0 | 0 | 0 | 0 | 0 | 0 | 0 | 0 | 0 | 0 | 0 | 0 | 0 | 0 | 0
| Net Cashflow |  | USD |  |  | 32470524.9804 |  | 0 | 0 | 0 | 0 | 0 | 0 | 0 | 0 | 0 | 0 | 0 | 0 | 208236.6741 | 209644.3781 | 211060.6567 | 212485.5549 | 213919.1177 | 215361.3904 | 216812.4183 | 218272.2469 | 20366533.6427 | 221218.4892 | 222704.9945 | 224200.4841 | 225705.0041 | 227218.6009 | 228741.321 | 230273.211 | 231814.3177 | 233364.688 | 234924.3689 | 236493.4076 | 224387.6409 | 225975.5373 | 227572.9337 | 229179.878 | 230796.4178 | 232422.6012 | 234058.4762 | 235704.091 | 237359.4938 | 239024.7332 | 240699.8576 | 242384.9158 | 244079.9564 | 245785.0285 | 247500.1809 | 249225.4627 | 250960.9233 | 252706.6119 | 254462.5779 | 269913.0815 | 69578.1924 | 68177.798 | 66768.8465 | 65351.2393 | 63924.8771 | 62489.6592 | 61045.4844 | 59592.2502 | 58129.8532 | 56658.1892 | 55177.1526 | 53686.6372 | 52186.5354 | 50676.739 | 49157.1382 | 47627.6227 | 46088.0807 | 44538.3997 | 42978.4657 | 41408.1638 | 238964.2693 | 229415.95 | 219803.3154 | 210125.6493 | 200382.2282 | 190572.3218 | 180695.1926 | 170750.0961 | 160736.2804 | 150652.9865 | 5.9034e-10 | 6.0215e-10 | 6.1419e-10 | 6.2648e-10 | 6.3901e-10 | 6.5179e-10 | 6.6482e-10 | 6.7812e-10 | 6.9168e-10 | 7.0552e-10 | 7.1963e-10 | 7.3402e-10 | 7.487e-10 | 7.6367e-10 | 7.7895e-10 | 7.9453e-10 | 8.1042e-10 | 8.2662e-10 | 8.4316e-10 | 8.6002e-10 | 8.7722e-10 | 8.9476e-10 | 9.1266e-10 | 9.3091e-10 | 9.4953e-10 | 9.6852e-10 | 9.8789e-10 | 1.0077e-09 | 1.0278e-09 | 1.0484e-09 | 1.0693e-09 | 1.0907e-09 | 1.1125e-09 | 1.1348e-09 | 1.1575e-09 | 1.1806e-09 | 1.2042e-09 | 1.2283e-09 | 1.2529e-09 | 1.2779e-09 | 1.3035e-09 | 1.3296e-09 | 1.3562e-09 | 1.3833e-09 | 1.411e-09 | 1.4392e-09 | 1.468e-09 | 1.4973e-09 | 1.5273e-09 | 1.5578e-09 | 1.589e-09 | 1.6207e-09 | 1.6532e-09 | 1.6862e-09 | 1.7199e-09 | 1.7543e-09 | 1.7894e-09 | 1.8252e-09 | 1.8617e-09 | 1.899e-09 | 1.9369e-09 | 1.9757e-09 | 2.0152e-09 | 2.0555e-09 | 2.0966e-09 | 2.1385e-09 | 2.1813e-09 | 2.2249e-09
Outputs
| Equity Flow |  | USD |  |  |  |  | -331500 | -331500 | -331500 | -331500 | -331500 | -331500 | -331500 | -331500 | -331500 | -331500 | -331500 | 802230 | 208236.6741 | 209644.3781 | 211060.6567 | 212485.5549 | 213919.1177 | 215361.3904 | 216812.4183 | 218272.2469 | 20366533.6427 | 221218.4892 | 222704.9945 | 224200.4841 | 225705.0041 | 227218.6009 | 228741.321 | 230273.211 | 231814.3177 | 233364.688 | 234924.3689 | 236493.4076 | 224387.6409 | 225975.5373 | 227572.9337 | 229179.878 | 230796.4178 | 232422.6012 | 234058.4762 | 235704.091 | 237359.4938 | 239024.7332 | 240699.8576 | 242384.9158 | 244079.9564 | 245785.0285 | 247500.1809 | 249225.4627 | 250960.9233 | 252706.6119 | 254462.5779 | 269913.0815 | 69578.1924 | 68177.798 | 66768.8465 | 65351.2393 | 63924.8771 | 62489.6592 | 61045.4844 | 59592.2502 | 58129.8532 | 56658.1892 | 55177.1526 | 53686.6372 | 52186.5354 | 50676.739 | 49157.1382 | 47627.6227 | 46088.0807 | 44538.3997 | 42978.4657 | 41408.1638 | 238964.2693 | 229415.95 | 219803.3154 | 210125.6493 | 200382.2282 | 190572.3218 | 180695.1926 | 170750.0961 | 160736.2804 | 150652.9865 | 5.9034e-10 | 6.0215e-10 | 6.1419e-10 | 6.2648e-10 | 6.3901e-10 | 6.5179e-10 | 6.6482e-10 | 6.7812e-10 | 6.9168e-10 | 7.0552e-10 | 7.1963e-10 | 7.3402e-10 | 7.487e-10 | 7.6367e-10 | 7.7895e-10 | 7.9453e-10 | 8.1042e-10 | 8.2662e-10 | 8.4316e-10 | 8.6002e-10 | 8.7722e-10 | 8.9476e-10 | 9.1266e-10 | 9.3091e-10 | 9.4953e-10 | 9.6852e-10 | 9.8789e-10 | 1.0077e-09 | 1.0278e-09 | 1.0484e-09 | 1.0693e-09 | 1.0907e-09 | 1.1125e-09 | 1.1348e-09 | 1.1575e-09 | 1.1806e-09 | 1.2042e-09 | 1.2283e-09 | 1.2529e-09 | 1.2779e-09 | 1.3035e-09 | 1.3296e-09 | 1.3562e-09 | 1.3833e-09 | 1.411e-09 | 1.4392e-09 | 1.468e-09 | 1.4973e-09 | 1.5273e-09 | 1.5578e-09 | 1.589e-09 | 1.6207e-09 | 1.6532e-09 | 1.6862e-09 | 1.7199e-09 | 1.7543e-09 | 1.7894e-09 | 1.8252e-09 | 1.8617e-09 | 1.899e-09 | 1.9369e-09 | 1.9757e-09 | 2.0152e-09 | 2.0555e-09 | 2.0966e-09 | 2.1385e-09 | 2.1813e-09 | 2.2249e-09
| Equity IRR |  | % | 54.17%
[8 empty] | #N/A | #N/A | #N/A | #N/A | #N/A | #N/A | #N/A | #N/A | #N/A | #N/A | #N/A | #N/A | [70 empty] | #N/A | #N/A | #N/A | #N/A | #N/A | #N/A | #N/A | #N/A | #N/A | #N/A | #N/A | #N/A | #N/A | #N/A | #N/A | #N/A | #N/A | #N/A | #N/A | #N/A | #N/A | #N/A | #N/A | #N/A | #N/A | #N/A | #N/A | #N/A | #N/A | #N/A | #N/A | #N/A | #N/A | #N/A | #N/A | #N/A | #N/A | #N/A | #N/A | #N/A | #N/A | #N/A | #N/A | #N/A | #N/A | #N/A | #N/A | #N/A | #N/A | #N/A | #N/A | #N/A | #N/A | #N/A | #N/A | #N/A | #N/A | #N/A | #N/A | #N/A | #N/A | #N/A | #N/A | #N/A | #N/A | #N/A | #N/A | #N/A | time axis 2026-06-30 to 2060-12-31
| CFADS | [6 empty] | 0 | 0 | 0 | 0 | 0 | 0 | 0 | 0 | 0 | 0 | 0 | 0 | 1249420.0448 | 1257866.2687 | 1266363.9403 | 1274913.3294 | 1283514.7063 | 1292168.3423 | 1300874.5097 | 1309633.4815 | 1318445.5317 | 1327310.9351 | 1336229.9672 | 1345202.9046 | 1354230.0246 | 1363311.6054 | 1372447.9258 | 1381639.2658 | 1390885.906 | 1400188.1277 | 1409546.2132 | 1418960.4456 | 1346325.8454 | 1355853.2236 | 1365437.6023 | 1375079.2678 | 1384778.5069 | 1394535.6072 | 1404350.8571 | 1414224.5457 | 1424156.9629 | 1434148.3992 | 1444199.1458 | 1454309.4947 | 1464479.7386 | 1474710.1707 | 1485001.0851 | 1495352.7764 | 1505765.5398 | 1516239.6714 | 1526775.4677 | 1619478.4889 | 417469.1542 | 409066.7879 | 400613.0789 | 392107.4361 | 383549.2625 | 374937.9554 | 366272.9064 | 357553.5012 | 348779.1194 | 339949.135 | 331062.9157 | 322119.823 | 313119.2126 | 304060.4338 | 294942.8294 | 285765.7362 | 276528.4845 | 267230.398 | 257870.794 | 248448.9831 | 238964.2693 | 229415.95 | 219803.3154 | 210125.6493 | 200382.2282 | 190572.3218 | 180695.1926 | 170750.0961 | 160736.2804 | 150652.9865 | 0 | 0 | 0 | 0 | 0 | 0 | 0 | 0 | 0 | 0 | 0 | 0 | 0 | 0 | 0 | 0 | 0 | 0 | 0 | 0 | 0 | 0 | 0 | 0 | 0 | 0 | 0 | 0 | 0 | 0 | 0 | 0 | 0 | 0 | 0 | 0 | 0 | 0 | 0 | 0 | 0 | 0 | 0 | 0 | 0 | 0 | 0 | 0 | 0 | 0 | 0 | 0 | 0 | 0 | 0 | 0 | 0 | 0 | 0 | 0 | 0 | 0 | 0 | 0 | 0 | 0 | 0 | 0
[8 empty] | #N/A | #N/A | #N/A | #N/A | #N/A | #N/A | #N/A | #N/A | #N/A | #N/A | #N/A | #N/A | [70 empty] | #N/A | #N/A | #N/A | #N/A | #N/A | #N/A | #N/A | #N/A | #N/A | #N/A | #N/A | #N/A | #N/A | #N/A | #N/A | #N/A | #N/A | #N/A | #N/A | #N/A | #N/A | #N/A | #N/A | #N/A | #N/A | #N/A | #N/A | #N/A | #N/A | #N/A | #N/A | #N/A | #N/A | #N/A | #N/A | #N/A | #N/A | #N/A | #N/A | #N/A | #N/A | #N/A | #N/A | #N/A | #N/A | #N/A | #N/A | #N/A | #N/A | #N/A | #N/A | #N/A | #N/A | #N/A | #N/A | #N/A | #N/A | #N/A | #N/A | #N/A | #N/A | #N/A | #N/A | #N/A | #N/A | #N/A | #N/A | #N/A | time axis 2026-06-30 to 2060-12-31
| Debt Service - Original | [6 empty] | 0 | 0 | 0 | 0 | 0 | 0 | 0 | 0 | 0 | 0 | 0 | 0 | 1041183.3706 | 1048221.8905 | 1055303.2836 | 1062427.7745 | 1069595.5886 | 1076806.9519 | 1084062.0914 | 1091361.2346 | 1098704.6098 | 0 | 0 | 0 | 0 | 0 | 0 | 0 | 0 | 0 | 0 | 0 | 0 | 0 | 0 | 0 | 0 | 0 | 0 | 0 | 0 | 0 | 0 | 0 | 0 | 0 | 0 | 0 | 0 | 0 | 0 | 0 | 0 | 0 | 0 | 0 | 0 | 0 | 0 | 0 | 0 | 0 | 0 | 0 | 0 | 0 | 0 | 0 | 0 | 0 | 0 | 0 | 0 | 0 | 0 | 0 | 0 | 0 | 0 | 0 | 0 | 0 | 0 | 0 | 0 | 0 | 0 | 0 | 0 | 0 | 0 | 0 | 0 | 0 | 0 | 0 | 0 | 0 | 0 | 0 | 0 | 0 | 0 | 0 | 0 | 0 | 0 | 0 | 0 | 0 | 0 | 0 | 0 | 0 | 0 | 0 | 0 | 0 | 0 | 0 | 0 | 0 | 0 | 0 | 0 | 0 | 0 | 0 | 0 | 0 | 0 | 0 | 0 | 0 | 0 | 0 | 0 | 0 | 0 | 0 | 0 | 0 | 0 | 0 | 0 | 0 | 0 | 0 | 0 | 0
| Debt Service - Refinanced | [6 empty] | 0 | 0 | 0 | 0 | 0 | 0 | 0 | 0 | 0 | 0 | 0 | 0 | 0 | 0 | 0 | 0 | 0 | 0 | 0 | 0 | 0 | 1106092.4459 | 1113524.9727 | 1121002.4205 | 1128525.0205 | 1136093.0045 | 1143706.6049 | 1151366.0549 | 1159071.5883 | 1166823.4398 | 1174621.8444 | 1182467.038 | 1121938.2045 | 1129877.6863 | 1137864.6686 | 1145899.3898 | 1153982.0891 | 1162113.006 | 1170292.3809 | 1178520.4548 | 1186797.4691 | 1195123.666 | 1203499.2882 | 1211924.5789 | 1220399.7822 | 1228925.1423 | 1237500.9043 | 1246127.3137 | 1254804.6165 | 1263533.0595 | 1272312.8897 | 1349565.4074 | 347890.9619 | 340888.9899 | 333844.2324 | 326756.1967 | 319624.3854 | 312448.2962 | 305227.422 | 297961.251 | 290649.2662 | 283290.9459 | 275885.7631 | 268433.1859 | 260932.6772 | 253383.6948 | 245785.6912 | 238138.1135 | 230440.4037 | 222691.9983 | 214892.3283 | 207040.8192 | -4.8429e-10 | -4.9397e-10 | -5.0385e-10 | -5.1393e-10 | -5.2421e-10 | -5.3469e-10 | -5.4539e-10 | -5.5629e-10 | -5.6742e-10 | -5.7877e-10 | -5.9034e-10 | -6.0215e-10 | -6.1419e-10 | -6.2648e-10 | -6.3901e-10 | -6.5179e-10 | -6.6482e-10 | -6.7812e-10 | -6.9168e-10 | -7.0552e-10 | -7.1963e-10 | -7.3402e-10 | -7.487e-10 | -7.6367e-10 | -7.7895e-10 | -7.9453e-10 | -8.1042e-10 | -8.2662e-10 | -8.4316e-10 | -8.6002e-10 | -8.7722e-10 | -8.9476e-10 | -9.1266e-10 | -9.3091e-10 | -9.4953e-10 | -9.6852e-10 | -9.8789e-10 | -1.0077e-09 | -1.0278e-09 | -1.0484e-09 | -1.0693e-09 | -1.0907e-09 | -1.1125e-09 | -1.1348e-09 | -1.1575e-09 | -1.1806e-09 | -1.2042e-09 | -1.2283e-09 | -1.2529e-09 | -1.2779e-09 | -1.3035e-09 | -1.3296e-09 | -1.3562e-09 | -1.3833e-09 | -1.411e-09 | -1.4392e-09 | -1.468e-09 | -1.4973e-09 | -1.5273e-09 | -1.5578e-09 | -1.589e-09 | -1.6207e-09 | -1.6532e-09 | -1.6862e-09 | -1.7199e-09 | -1.7543e-09 | -1.7894e-09 | -1.8252e-09 | -1.8617e-09 | -1.899e-09 | -1.9369e-09 | -1.9757e-09 | -2.0152e-09 | -2.0555e-09 | -2.0966e-09 | -2.1385e-09 | -2.1813e-09 | -2.2249e-09
| Divididends | [6 empty] | 0 | 0 | 0 | 0 | 0 | 0 | 0 | 0 | 0 | 0 | 0 | 0 | 208236.6741 | 209644.3781 | 211060.6567 | 212485.5549 | 213919.1177 | 215361.3904 | 216812.4183 | 218272.2469 | 219740.922 | 221218.4892 | 222704.9945 | 224200.4841 | 225705.0041 | 227218.6009 | 228741.321 | 230273.211 | 231814.3177 | 233364.688 | 234924.3689 | 236493.4076 | 224387.6409 | 225975.5373 | 227572.9337 | 229179.878 | 230796.4178 | 232422.6012 | 234058.4762 | 235704.091 | 237359.4938 | 239024.7332 | 240699.8576 | 242384.9158 | 244079.9564 | 245785.0285 | 247500.1809 | 249225.4627 | 250960.9233 | 252706.6119 | 254462.5779 | 269913.0815 | 69578.1924 | 68177.798 | 66768.8465 | 65351.2393 | 63924.8771 | 62489.6592 | 61045.4844 | 59592.2502 | 58129.8532 | 56658.1892 | 55177.1526 | 53686.6372 | 52186.5354 | 50676.739 | 49157.1382 | 47627.6227 | 46088.0807 | 44538.3997 | 42978.4657 | 41408.1638 | 238964.2693 | 229415.95 | 219803.3154 | 210125.6493 | 200382.2282 | 190572.3218 | 180695.1926 | 170750.0961 | 160736.2804 | 150652.9865 | 5.9034e-10 | 6.0215e-10 | 6.1419e-10 | 6.2648e-10 | 6.3901e-10 | 6.5179e-10 | 6.6482e-10 | 6.7812e-10 | 6.9168e-10 | 7.0552e-10 | 7.1963e-10 | 7.3402e-10 | 7.487e-10 | 7.6367e-10 | 7.7895e-10 | 7.9453e-10 | 8.1042e-10 | 8.2662e-10 | 8.4316e-10 | 8.6002e-10 | 8.7722e-10 | 8.9476e-10 | 9.1266e-10 | 9.3091e-10 | 9.4953e-10 | 9.6852e-10 | 9.8789e-10 | 1.0077e-09 | 1.0278e-09 | 1.0484e-09 | 1.0693e-09 | 1.0907e-09 | 1.1125e-09 | 1.1348e-09 | 1.1575e-09 | 1.1806e-09 | 1.2042e-09 | 1.2283e-09 | 1.2529e-09 | 1.2779e-09 | 1.3035e-09 | 1.3296e-09 | 1.3562e-09 | 1.3833e-09 | 1.411e-09 | 1.4392e-09 | 1.468e-09 | 1.4973e-09 | 1.5273e-09 | 1.5578e-09 | 1.589e-09 | 1.6207e-09 | 1.6532e-09 | 1.6862e-09 | 1.7199e-09 | 1.7543e-09 | 1.7894e-09 | 1.8252e-09 | 1.8617e-09 | 1.899e-09 | 1.9369e-09 | 1.9757e-09 | 2.0152e-09 | 2.0555e-09 | 2.0966e-09 | 2.1385e-09 | 2.1813e-09 | 2.2249e-09
| DSCR |  |  | 1.2 |  |  |  | FALSE | FALSE | FALSE | FALSE | FALSE | FALSE | FALSE | FALSE | FALSE | FALSE | FALSE | FALSE | 1.2 | 1.2 | 1.2 | 1.2 | 1.2 | 1.2 | 1.2 | 1.2 | 1.2 | FALSE | FALSE | FALSE | FALSE | FALSE | FALSE | FALSE | FALSE | FALSE | FALSE | FALSE | FALSE | FALSE | FALSE | FALSE | FALSE | FALSE | FALSE | FALSE | FALSE | FALSE | FALSE | FALSE | FALSE | FALSE | FALSE | FALSE | FALSE | FALSE | FALSE | FALSE | FALSE | FALSE | FALSE | FALSE | FALSE | FALSE | FALSE | FALSE | FALSE | FALSE | FALSE | FALSE | FALSE | FALSE | FALSE | FALSE | FALSE | FALSE | FALSE | FALSE | FALSE | FALSE | FALSE | FALSE | FALSE | FALSE | FALSE | FALSE | FALSE | FALSE | FALSE | FALSE | FALSE | FALSE | FALSE | FALSE | FALSE | FALSE | FALSE | FALSE | FALSE | FALSE | FALSE | FALSE | FALSE | FALSE | FALSE | FALSE | FALSE | FALSE | FALSE | FALSE | FALSE | FALSE | FALSE | FALSE | FALSE | FALSE | FALSE | FALSE | FALSE | FALSE | FALSE | FALSE | FALSE | FALSE | FALSE | FALSE | FALSE | FALSE | FALSE | FALSE | FALSE | FALSE | FALSE | FALSE | FALSE | FALSE | FALSE | FALSE | FALSE | FALSE | FALSE | FALSE | FALSE | FALSE | FALSE | FALSE | FALSE | FALSE | FALSE | FALSE | FALSE | FALSE | FALSE | FALSE | FALSE | FALSE
Project Value
Basic Valuation
|  | Target IRR for Buyer |  | 8%
|  | Value for Buyer without Dev Fee |  | 15018749.8521
|  | Cash Flow with Development |  | 15018749.8521 |  |  |  | -15350249.8521 | -331500 | -331500 | -331500 | -331500 | -331500 | -331500 | -331500 | -331500 | -331500 | -331500 | 802230 | 208236.6741 | 209644.3781 | 211060.6567 | 212485.5549 | 213919.1177 | 215361.3904 | 216812.4183 | 218272.2469 | 20366533.6427 | 221218.4892 | 222704.9945 | 224200.4841 | 225705.0041 | 227218.6009 | 228741.321 | 230273.211 | 231814.3177 | 233364.688 | 234924.3689 | 236493.4076 | 224387.6409 | 225975.5373 | 227572.9337 | 229179.878 | 230796.4178 | 232422.6012 | 234058.4762 | 235704.091 | 237359.4938 | 239024.7332 | 240699.8576 | 242384.9158 | 244079.9564 | 245785.0285 | 247500.1809 | 249225.4627 | 250960.9233 | 252706.6119 | 254462.5779 | 269913.0815 | 69578.1924 | 68177.798 | 66768.8465 | 65351.2393 | 63924.8771 | 62489.6592 | 61045.4844 | 59592.2502 | 58129.8532 | 56658.1892 | 55177.1526 | 53686.6372 | 52186.5354 | 50676.739 | 49157.1382 | 47627.6227 | 46088.0807 | 44538.3997 | 42978.4657 | 41408.1638 | 238964.2693 | 229415.95 | 219803.3154 | 210125.6493 | 200382.2282 | 190572.3218 | 180695.1926 | 170750.0961 | 160736.2804 | 150652.9865 | 5.9034e-10 | 6.0215e-10 | 6.1419e-10 | 6.2648e-10 | 6.3901e-10 | 6.5179e-10 | 6.6482e-10 | 6.7812e-10 | 6.9168e-10 | 7.0552e-10 | 7.1963e-10 | 7.3402e-10 | 7.487e-10 | 7.6367e-10 | 7.7895e-10 | 7.9453e-10 | 8.1042e-10 | 8.2662e-10 | 8.4316e-10 | 8.6002e-10 | 8.7722e-10 | 8.9476e-10 | 9.1266e-10 | 9.3091e-10 | 9.4953e-10 | 9.6852e-10 | 9.8789e-10 | 1.0077e-09 | 1.0278e-09 | 1.0484e-09 | 1.0693e-09 | 1.0907e-09 | 1.1125e-09 | 1.1348e-09 | 1.1575e-09 | 1.1806e-09 | 1.2042e-09 | 1.2283e-09 | 1.2529e-09 | 1.2779e-09 | 1.3035e-09 | 1.3296e-09 | 1.3562e-09 | 1.3833e-09 | 1.411e-09 | 1.4392e-09 | 1.468e-09 | 1.4973e-09 | 1.5273e-09 | 1.5578e-09 | 1.589e-09 | 1.6207e-09 | 1.6532e-09 | 1.6862e-09 | 1.7199e-09 | 1.7543e-09 | 1.7894e-09 | 1.8252e-09 | 1.8617e-09 | 1.899e-09 | 1.9369e-09 | 1.9757e-09 | 2.0152e-09 | 2.0555e-09 | 2.0966e-09 | 2.1385e-09 | 2.1813e-09 | 2.2249e-09
|  | Equity IRR |  | 8%
Valuation with Changing Rate
|  | Buyer Rate | % |  |  |  |  | 8% | 8% | 8% | 8% | 8% | 8% | 8% | 8% | 8% | 8% | 8% | 8% | [70 empty] | 5% | 5% | 5% | 5% | 5% | 5% | 5% | 5% | 5% | 5% | 5% | 5% | 5% | 5% | 5% | 5% | 5% | 5% | 5% | 5% | 5% | 5% | 5% | 5% | 5% | 5% | 5% | 5% | 5% | 5% | 5% | 5% | 5% | 5% | 5% | 5% | 5% | 5% | 5% | 5% | 5% | 5% | 5% | 5% | 5% | 5% | 5% | 5% | 5% | 5% | 5% | 5% | 5% | 5% | 5% | 5% | 5% | 5% | 5% | 5% | 5% | 5% | 5% | 5% | 5% | 5% | 5% | 5% | bar: 2026-06-30 to 2060-12-31
|  | Value of Project | USD |  |  |  |  | 1.332e-09 | 15441143.6369 | 15876077.8924 | 16310424.9201 | 16751059.7712 | 17190959.0959 | 17637368.337 | 18086705.0523 | 18535079.866 | 18990303.6175 | 19444412.3185 | 19905599.3142 | 21975155.234 | 22415781.3489 | 22857143.2553 | 23321152.902 | 24703321.6022 | 25099202.229 | 25493237.0958 | 25905821.7125 | 26316628.2562 | 6098255.2791 | 6020963.2942 | 5942638.1567 | 5859263.307 | 5773837.0384 | 5682453.1158 | 5589512.2523 | 5490484.866 | 5389614.3703 | 5282524.3711 | 5173288.0501 | 5058371.0725 | 4954352.3081 | 4844173.0068 | 4731555.983 | 4612637.6665 | 4490951.5333 | 4362818.7645 | 4231568.7162 | 4094269.1552 | 3952948.8574 | 3804876.782 | 3652926.9125 | 3494064.936 | 3330911.4134 | 3160680.0137 | 2985719.6311 | 2803884.6953 | 2616492.994 | 2421674.6552 | 2221176.8635 | 1999049.5259 | 1977516.243 | 1956097.4526 | 1936373.9394 | 1917099.6137 | 1899319.8184 | 1881813.4651 | 1866106.1162 | 1850754.7369 | 1837262.2404 | 1824210.4001 | 1813083.1594 | 1802724.4635 | 1794127.2962 | 1786147.0305 | 1780241.9068 | 1775045.3809 | 1772009.2987 | 1769776.0362 | 1769795.7906 | 1770951.9246 | 1570135.0001 | 1373552.7745 | 1182478.4624 | 996165.3816 | 815598.5966 | 640332.9421 | 471082.9852 | 307729.0648 | 150652.9865 | 3.4538e-08 | 3.4793e-08 | 3.5028e-08 | 3.5271e-08 | 3.5493e-08 | 3.5722e-08 | 3.5934e-08 | 3.6147e-08 | 3.6338e-08 | 3.6534e-08 | 3.6705e-08 | 3.6882e-08 | 3.7033e-08 | 3.7188e-08 | 3.7321e-08 | 3.7452e-08 | 3.7555e-08 | 3.766e-08 | 3.7735e-08 | 3.7811e-08 | 3.7856e-08 | 3.7899e-08 | 3.7916e-08 | 3.7925e-08 | 3.79e-08 | 3.787e-08 | 3.7805e-08 | 3.7734e-08 | 3.7626e-08 | 3.751e-08 | 3.7359e-08 | 3.7193e-08 | 3.6987e-08 | 3.6768e-08 | 3.6506e-08 | 3.6228e-08 | 3.5906e-08 | 3.5566e-08 | 3.5183e-08 | 3.4775e-08 | 3.4317e-08 | 3.3836e-08 | 3.3303e-08 | 3.2742e-08 | 3.2127e-08 | 3.148e-08 | 3.0781e-08 | 3.0043e-08 | 2.9245e-08 | 2.8408e-08 | 2.7507e-08 | 2.6564e-08 | 2.5554e-08 | 2.4496e-08 | 2.3371e-08 | 2.2191e-08 | 2.0937e-08 | 1.9624e-08 | 1.8235e-08 | 1.6781e-08 | 1.5246e-08 | 1.3641e-08 | 1.1952e-08 | 1.0185e-08 | 8.3281e-09 | 6.3867e-09 | 4.3522e-09 | 2.2249e-09
|  | Sale Period | Flag | 2029-01-01 |  | 1 |  | 0 | 0 | 0 | 0 | 0 | 0 | 0 | 0 | 0 | 0 | 0 | 0 | 0 | 0 | 0 | 0 | 0 | 0 | 1 | 0 | 0 | 0 | 0 | 0 | 0 | 0 | 0 | 0 | 0 | 0 | 0 | 0 | 0 | 0 | 0 | 0 | 0 | 0 | 0 | 0 | 0 | 0 | 0 | 0 | 0 | 0 | 0 | 0 | 0 | 0 | 0 | 0 | 0 | 0 | 0 | 0 | 0 | 0 | 0 | 0 | 0 | 0 | 0 | 0 | 0 | 0 | 0 | 0 | 0 | 0 | 0 | 0 | 0 | 0 | 0 | 0 | 0 | 0 | 0 | 0 | 0 | 0 | 0 | 0 | 0 | 0 | 0 | 0 | 0 | 0 | 0 | 0 | 0 | 0 | 0 | 0 | 0 | 0 | 0 | 0 | 0 | 0 | 0 | 0 | 0 | 0 | 0 | 0 | 0 | 0 | 0 | 0 | 0 | 0 | 0 | 0 | 0 | 0 | 0 | 0 | 0 | 0 | 0 | 0 | 0 | 0 | 0 | 0 | 0 | 0 | 0 | 0 | 0 | 0 | 0 | 0 | 0 | 0 | 0 | 0 | 0 | 0 | 0 | 0 | 0 | 0 | 0 | 0 | 0 | 0
|  | Holding Period | Flag | 2029-01-01 |  | 19 |  | 1 | 1 | 1 | 1 | 1 | 1 | 1 | 1 | 1 | 1 | 1 | 1 | 1 | 1 | 1 | 1 | 1 | 1 | 1 | 0 | 0 | 0 | 0 | 0 | 0 | 0 | 0 | 0 | 0 | 0 | 0 | 0 | 0 | 0 | 0 | 0 | 0 | 0 | 0 | 0 | 0 | 0 | 0 | 0 | 0 | 0 | 0 | 0 | 0 | 0 | 0 | 0 | 0 | 0 | 0 | 0 | 0 | 0 | 0 | 0 | 0 | 0 | 0 | 0 | 0 | 0 | 0 | 0 | 0 | 0 | 0 | 0 | 0 | 0 | 0 | 0 | 0 | 0 | 0 | 0 | 0 | 0 | 0 | 0 | 0 | 0 | 0 | 0 | 0 | 0 | 0 | 0 | 0 | 0 | 0 | 0 | 0 | 0 | 0 | 0 | 0 | 0 | 0 | 0 | 0 | 0 | 0 | 0 | 0 | 0 | 0 | 0 | 0 | 0 | 0 | 0 | 0 | 0 | 0 | 0 | 0 | 0 | 0 | 0 | 0 | 0 | 0 | 0 | 0 | 0 | 0 | 0 | 0 | 0 | 0 | 0 | 0 | 0 | 0 | 0 | 0 | 0 | 0 | 0 | 0 | 0 | 0 | 0 | 0 | 0
|  | Cash Flow Holding | USD | 10.11% |  |  |  | -15350249.8521 | -331500 | -331500 | -331500 | -331500 | -331500 | -331500 | -331500 | -331500 | -331500 | -331500 | 802230 | 208236.6741 | 209644.3781 | 211060.6567 | 212485.5549 | 213919.1177 | 215361.3904 | 25710049.5141 | 0 | 0 | 0 | 0 | 0 | 0 | 0 | 0 | 0 | 0 | 0 | 0 | 0 | 0 | 0 | 0 | 0 | 0 | 0 | 0 | 0 | 0 | 0 | 0 | 0 | 0 | 0 | 0 | 0 | 0 | 0 | 0 | 0 | 0 | 0 | 0 | 0 | 0 | 0 | 0 | 0 | 0 | 0 | 0 | 0 | 0 | 0 | 0 | 0 | 0 | 0 | 0 | 0 | 0 | 0 | 0 | 0 | 0 | 0 | 0 | 0 | 0 | 0 | 0 | 0 | 0 | 0 | 0 | 0 | 0 | 0 | 0 | 0 | 0 | 0 | 0 | 0 | 0 | 0 | 0 | 0 | 0 | 0 | 0 | 0 | 0 | 0 | 0 | 0 | 0 | 0 | 0 | 0 | 0 | 0 | 0 | 0 | 0 | 0 | 0 | 0 | 0 | 0 | 0 | 0 | 0 | 0 | 0 | 0 | 0 | 0 | 0 | 0 | 0 | 0 | 0 | 0 | 0 | 0 | 0 | 0 | 0 | 0 | 0 | 0 | 0 | 0 | 0 | 0 | 0 | 0
Note on C180: Tomas Chua: Total Debt Service less interest
Note on C203: Tomas Chua: Total Debt Service less interest
Note on D213: Tomas Chua: Interest During Construction

## Annual Financial Statements
| 1 | 2 | 3 | 4 | 5 | 6 | 7 | 8 | 9 | 10 | 11 | 12 | 13 | 14 | 15 | 16 | 17 | 18 | 19 | 20 | 21 | 22 | 23 | 24 | 25 | 26 | 27 | 28 | 29 | 30 | 31 | 32 | 33 | 34 | 35 | 36 | 37 | 38 | 39 | 40
| 2025 | 2026 | 2027 | 2028 | 2029 | 2030 | 2031 | 2032 | 2033 | 2034 | 2035 | 2036 | 2037 | 2038 | 2039 | 2040 | 2041 | 2042 | 2043 | 2044 | 2045 | 2046 | 2047 | 2048 | 2049 | 2050 | 2051 | 2052 | 2053 | 2054 | 2055 | 2056 | 2057 | 2058 | 2059 | 2060 | 2061 | 2062 | 2063 | 2064
Revenues | 0 | 0 | 0 | 0 | 0 | 0 | 0 | 0 | 0 | 0 | 0 | 0 | 0 | 0 | 0 | 0 | 0 | 0 | 0 | 0 | 0 | 0 | 0 | 0 | 0 | 0 | 0 | 0 | 0 | 0 | 0 | 0 | 0 | 0 | 0 | 0 | 0 | 0 | 0 | 0
Ope Exp | 0 | 0 | 0 | 0 | 0 | 0 | 0 | 0 | 0 | 0 | 0 | 0 | 0 | 0 | 0 | 0 | 0 | 0 | 0 | 0 | 0 | 0 | 0 | 0 | 0 | 0 | 0 | 0 | 0 | 0 | 0 | 0 | 0 | 0 | 0 | 0 | 0 | 0 | 0 | 0
Cap Exp | 0 | 0 | 0 | 0 | 0 | 0 | 0 | 0 | 0 | 0 | 0 | 0 | 0 | 0 | 0 | 0 | 0 | 0 | 0 | 0 | 0 | 0 | 0 | 0 | 0 | 0 | 0 | 0 | 0 | 0 | 0 | 0 | 0 | 0 | 0 | 0 | 0 | 0 | 0 | 0
FCF | 0 | 0 | 0 | 0 | 0 | 0 | 0 | 0 | 0 | 0 | 0 | 0 | 0 | 0 | 0 | 0 | 0 | 0 | 0 | 0 | 0 | 0 | 0 | 0 | 0 | 0 | 0 | 0 | 0 | 0 | 0 | 0 | 0 | 0 | 0 | 0 | 0 | 0 | 0 | 0
IRR | 1 2025: #NUM!