{"text_format":"1","workbook":"xlsx","n_sheets":22,"sheets":["Contents","Input C","Lazard","Financial Model","Sensitivity","Performance Measure","Cash Flow and DS","NG Analysis","NG Chart","Monthly Prices","Sensitivity Input","FM Sensitivity","Sensitivity (2)","Timeseries","Solar Chart","Solar and Demand","Surplus Solar for Battery","Served Energy","State of Charge","Solar+Battery Analysis","Simple Battery and Solar","Hydrogen"],"not_rendered":{"charts":18,"images":8,"macros":1,"external_links":0,"defined_names":51,"comments":0,"pivot_tables":0},"unopened":[{"sheet":"Cash Flow and DS","index":6,"reason":"not_a_worksheet"},{"sheet":"NG Chart","index":8,"reason":"not_a_worksheet"},{"sheet":"Solar Chart","index":14,"reason":"not_a_worksheet"},{"sheet":"Solar and Demand","index":15,"reason":"not_a_worksheet"},{"sheet":"Surplus Solar for Battery","index":16,"reason":"not_a_worksheet"},{"sheet":"Served Energy","index":17,"reason":"not_a_worksheet"},{"sheet":"State of Charge","index":18,"reason":"not_a_worksheet"}],"bounds":{"document_bytes":16777216,"sheet_cells":100000,"rows_first":2000,"rows_last":500,"rows_between":2000,"halvings":0,"cell_chars":16384,"cell_head_chars":4096},"cells_cut":0,"cells_raw":0,"read":"whole","date_system":"1900"}

{"sheet":"Contents","index":0,"n_rows":0,"n_cols":0,"rows_kept":0,"cut":false,"hidden":false,"merged":[]}

{"sheet":"Input C","index":1,"n_rows":156,"n_cols":51,"rows_kept":156,"cut":false,"hidden":false,"merged":[]}
[null,"Scenario No.",null,null,10,null,null,{"$f":"F3","v":"Natural Gas Benchmark (Low)"},null,"LCOE",{"$f":"LCOE","v":49.122503890827112}]
[null,null,null,null,null,null,null,1,2,3,4,5,6,7,8,9,10,11,null,null,null,null,null,null,null,null,null,null,null,null,null,null,null,10,11,12,13,14,15,16,17,18,19,20,21,22,23,24,25,26,27]
[null,"Project",null,null,null,{"$f":"INDEX(H3:BD3,$E$1)","v":"Natural Gas Benchmark (Low)"},null,"Wind Project - Lazard Cost","Wind On-shore Benchmark (Low)","Wind On-shore Alternative Debt","Wind On-shore SL Depreciation and Tax","Wind On-shore No Taxes","Wind On-shore No Low Cost of Capital","Wind On-shore No Low Cost of Capital","Wind On-shore No Inflation Adjustment","Wind On-shore High","Natural Gas Benchmark (Low)","Natural Gas Mean Price (Low)",null,null,null,null,null,null,null,null,null,null,null,null,null,null,null,null,"Utility Solar Project High","Utility Solar Project Low",null,"Solar with Tracking","Hyrdo Project","Geothermal","NGCC Project - Current Fuel","NGCC Project Mean Reverted Price","Nuclear Project - Lazard Cost","Nuclear Project - Lazard Cost","Nuclear Project - Lazard Cost","Solar without BESS","Solar for BESS","Solar Subtotal","BESS Project","Solar + BESS","Hydro + BESS"]
[]
[null,null,"Financial Close Date",null,"Date",{"$f":"INDEX(H5:AZ5,$E$1)","v":"2026-01-01"},null,"2026-01-01","2026-01-01","2026-01-01","2026-01-01","2026-01-01","2026-01-01","2026-01-01","2026-01-01","2026-01-01","2026-01-01","2026-01-01",null,null,null,null,null,null,null,null,null,null,null,null,null,null,null,null,"2026-01-01","2026-01-01",null,"2026-01-01","2026-01-01","2026-01-01","2026-01-01","2026-01-01","2026-01-01","2026-01-01","2026-01-01",{"$f":"AI5","v":"2026-01-01"},{"$f":"AT5","v":"2026-01-01"},{"$f":"AU5","v":"2026-01-01"},"2026-01-01","2026-01-01","2026-01-01"]
[null,null,"Construction Period",null,"Months",{"$f":"INDEX(H6:AZ6,$E$1)","v":18},null,18,{"$f":"Lazard!G36","v":18},{"$f":"Lazard!H36","v":18},{"$f":"J6","v":18},{"$f":"K6","v":18},18,{"$f":"M6","v":18},18,{"$f":"M6","v":18},{"$f":"H6","v":18},{"$f":"I6","v":18},null,null,null,null,null,null,null,null,null,null,null,null,null,null,null,null,{"$f":"Lazard!S36","v":15},{"$f":"Lazard!T36","v":15},null,12,12,12,12,12,12,12,12,{"$f":"AI6","v":15},{"$f":"AT6","v":15},15,12,12,12]
[null,null,"Capital Expenditure Include Financing",null,"Flag",{"$f":"INDEX(H7:AZ7,$E$1)","v":true},null,true,true,true,true,true,true,true,true,true,true,true,null,null,null,null,null,null,null,null,null,null,null,null,null,null,null,null,true,true,true,true,true,true,true,true,true,true,true,true,true,true,true,true,true]
[null,null,"Commercial Operation Date",null,"Date",{"$f":"INDEX(H8:AZ8,$E$1)","v":"2027-07-01"},null,{"$f":"EDATE(H5,H6)","v":"2027-07-01"},"2027-07-01","2027-07-01","2027-07-01","2027-07-01","2027-07-01","2027-07-01","2027-07-01","2027-07-01","2027-07-01",{"$f":"EDATE(R5,R6)","v":"2027-07-01"},null,null,null,null,null,null,null,null,null,null,null,null,null,null,null,null,{"$f":"EDATE(AI5,AI6)","v":"2027-04-01"},{"$f":"EDATE(AJ5,AJ6)","v":"2027-04-01"},null,{"$f":"EDATE(AL5,AL6)","v":"2027-01-01"},"2027-01-01",{"$f":"EDATE(AN5,AN6)","v":"2027-01-01"},"2027-01-01",{"$f":"EDATE(AP5,AP6)","v":"2027-01-01"},"2027-01-01",{"$f":"EDATE(AR5,AR6)","v":"2027-01-01"},"2027-01-01","2027-04-01","2027-04-01","2027-04-01",{"$f":"EDATE(AW5,AW6)","v":"2027-01-01"},"2027-01-01","2027-01-01"]
[null,null,"Project Life",null,"Years",{"$f":"INDEX(H9:AZ9,$E$1)","v":30},null,35,30,30,30,30,30,30,30,30,30,30,null,null,null,null,null,null,null,null,null,null,null,null,null,null,null,null,35,35,null,35,80,80,25,25,70,70,70,35,35,35,15]
[null,null,"Decommissioning Date",null,"Date",{"$f":"INDEX(H10:AZ10,$E$1)","v":"2057-07-01"},null,{"$f":"EDATE(H8,H9*Months)","v":"2062-07-01"},"2057-07-01",{"$f":"EDATE(J8,J9*Months)","v":"2057-07-01"},"2057-07-01",{"$f":"EDATE(L8,L9*Months)","v":"2057-07-01"},"2057-07-01",{"$f":"EDATE(N8,N9*Months)","v":"2057-07-01"},"2057-07-01",{"$f":"EDATE(P8,P9*Months)","v":"2057-07-01"},"2057-07-01",{"$f":"EDATE(R8,R9*Months)","v":"2057-07-01"},null,null,null,null,null,null,null,null,null,null,null,null,null,null,null,null,{"$f":"EDATE(AI8,AI9*Months)","v":"2062-04-01"},{"$f":"EDATE(AJ8,AJ9*Months)","v":"2062-04-01"},null,{"$f":"EDATE(AL8,AL9*Months)","v":"2062-01-01"},"2107-01-01",{"$f":"EDATE(AN8,AN9*Months)","v":"2107-01-01"},"2052-01-01",{"$f":"EDATE(AP8,AP9*Months)","v":"2052-01-01"},"2097-01-01",{"$f":"EDATE(AR8,AR9*Months)","v":"2097-01-01"},"2097-01-01","2062-04-01","2062-04-01","2062-04-01",{"$f":"EDATE(AW8,AW9*Months)","v":"2042-01-01"}]
[null,null,"Months in Period PreCOD",null,"Months",{"$f":"INDEX(H11:AZ11,$E$1)","v":12},null,12,12,12,12,12,12,12,12,12,12,12,null,null,null,null,null,null,null,null,null,null,null,null,null,null,null,null,12,12,null,12,12,12,12,12,12,12,12,12,12,12,12]
[null,null,"Months in Period PostCOD",null,"Months",{"$f":"INDEX(H12:AZ12,$E$1)","v":12},null,12,12,12,12,12,12,12,12,12,12,12,null,null,null,null,null,null,null,null,null,null,null,null,null,null,null,null,12,12,null,12,12,12,12,12,12,12,12,12,12,12,12]
[]
[null,"Operations"]
[null,null,"Prodcution Capacity",null,"MW",{"$f":"INDEX(H15:AZ15,$E$1)","v":1225},null,300,{"$f":"Lazard!G28","v":300},{"$f":"Lazard!H28","v":300},{"$f":"J15","v":300},{"$f":"K15","v":300},300,{"$f":"M15","v":300},300,{"$f":"M15","v":300},{"$f":"Lazard!AP28","v":1225},{"$f":"Lazard!AQ28","v":750},null,null,null,null,null,null,null,null,null,null,null,null,null,null,null,null,100,100,null,100,100,100,100,100,100,100,100,100,{"$f":"(AQ17-AT17)/AT17*AT15","v":384.21052631578954},{"$f":"AT15+AU15","v":484.21052631578954},100]
[null,null,"Capacity Factor",null,"%",{"$f":"INDEX(H16:AZ16,$E$1)","v":0.9},null,{"$f":"I16","v":0.55000000000000004},{"$f":"Lazard!G34","v":0.55000000000000004},{"$f":"I16","v":0.55000000000000004},{"$f":"J16","v":0.55000000000000004},{"$f":"K16","v":0.55000000000000004},{"$f":"L16","v":0.55000000000000004},{"$f":"M16","v":0.55000000000000004},{"$f":"N16","v":0.55000000000000004},{"$f":"Lazard!H34","v":0.3},0.9,0.9,null,null,null,null,null,null,null,null,null,null,null,null,null,null,null,null,0.19,0.19,null,{"$f":"AI16*1.36","v":0.25840000000000002},0.3,0.3,0.92,0.92,0.92,0.92,0.92,{"$f":"AI16","v":0.19},{"$f":"AT16","v":0.19}]
[null,null,"Hours per Day",null,"Hrs",{"$f":"INDEX(H17:AZ17,$E$1)","v":21.6},null,{"$f":"H16*24","v":13.200000000000001},13.200000000000001,13.200000000000001,13.200000000000001,13.200000000000001,13.200000000000001,13.200000000000001,13.200000000000001,7.1999999999999993,21.6,{"$f":"R16*24","v":21.6},null,null,null,null,null,null,null,null,null,null,null,null,null,null,null,null,{"$f":"AI16*24","v":4.5600000000000005},{"$f":"AJ16*24","v":4.5600000000000005},null,6.2016000000000009,7.1999999999999993,{"$f":"AN16*24","v":7.1999999999999993},22.080000000000002,22.080000000000002,22.080000000000002,{"$f":"AR16*24","v":22.080000000000002},22.080000000000002,4.5600000000000005,{"$f":"AU15/AT15*AU16*24","v":17.520000000000003},null,{"$f":"AQ17-#REF!","v":{"$error":"#REF!"}}]
[null,null,"Hours in a Year",null,"h",{"$f":"INDEX(H18:AZ18,$E$1)","v":8760},null,8760,8760,8760,8760,8760,8760,8760,8760,8760,8760,8760,null,null,null,null,null,null,null,null,null,null,null,null,null,null,null,null,8760,8760,null,8760,8760,8760,8760,8760,8760,8760,8760,8760,8760,null,8760,8760,8760]
[null,null,"Degradation",null,"%",{"$f":"INDEX(H19:AZ19,$E$1)","v":0},null,0.01,0,0,0,0,0,0,0,0,0,0,null,null,null,null,null,null,null,null,null,null,null,null,null,null,null,null,5.0000000000000001E-3,5.0000000000000001E-3,null,5.0000000000000001E-3,0,0,0,0,0,0,0,{"$f":"AI19","v":5.0000000000000001E-3},{"$f":"AT19","v":5.0000000000000001E-3},null,0.02]
[null,null,"Availability",null,"%",{"$f":"INDEX(H20:AZ20,$E$1)","v":1},null,1,1,1,1,1,1,1,1,1,1,1,null,null,null,null,null,null,null,null,null,null,null,null,null,null,null,null,1,1,null,1,1,1,1,1,1,1,1,1,1,null,1]
[]
[null,null,"Round Trip Efficiency",null,"%",null,null,null,null,null,null,null,null,null,null,null,null,null,null,null,null,null,null,null,null,null,null,null,null,null,null,null,null,null,null,null,null,null,null,null,null,null,null,null,null,null,0.15]
[null,null,"Minimum State of Charge",null,"%",null,null,null,null,null,null,null,null,null,null,null,null,null,null,null,null,null,null,null,null,null,null,null,null,null,null,null,null,null,null,null,null,null,null,null,null,null,null,null,null,null,null,null,0.2]
[null,null,"Hours of Storage per kW",null,"Hours"]
[null,null,"kWh of Storage",null,"kWh"]
[]
[null,"Free Cashflow Assumptions"]
[]
[null,null,"Capital Expenditure",null,"USD/kW",{"$f":"INDEX(H29:AZ29,$E$1)","v":1200},null,1900,{"$f":"Lazard!G30","v":1900},{"$f":"I29","v":1900},1900,1900,1900,1900,1900,{"$f":"Lazard!H30","v":2300},{"$f":"Lazard!AP30","v":1200},{"$f":"Lazard!AQ30","v":1600},null,null,null,null,null,null,null,null,null,null,null,null,null,null,null,null,1580,1580,null,{"$f":"AL34*4","v":1784.8},10000,10000,4800,4800,26000,26000,26000,{"$f":"AI29","v":1580},{"$f":"AI29","v":1580}]
[null,null,"Panel Price",null,"USD/kWp",null,null,null,null,null,null,null,null,null,null,null,null,null,null,null,null,null,null,null,null,null,null,null,null,null,null,null,null,null,null,null,null,88]
[null,null,"Other Cost",null,"USD/kWp",null,null,null,null,null,null,null,null,null,null,null,null,null,null,null,null,null,null,null,null,null,null,null,null,null,null,null,null,null,null,null,null,300]
[null,null,"Total",null,"USD/kWp",null,null,null,null,null,null,null,null,null,null,null,null,null,null,null,null,null,null,null,null,null,null,null,null,null,null,null,null,null,null,null,null,{"$f":"AL30+AL31","v":388}]
[null,null,"With Tracking",null,"USD/kWp",null,null,null,null,null,null,null,null,null,null,null,null,null,null,null,null,null,null,null,null,null,null,null,null,null,null,null,null,null,null,null,null,{"$f":"AL32*1.15","v":446.2}]
[null,null,"Capital Expenditure",null,"USD/kW",{"$f":"INDEX(H34:AZ34,$E$1)","v":1200},null,1900,{"$f":"Lazard!G30","v":1900},{"$f":"I34","v":1900},1900,1900,1900,1900,1900,{"$f":"Lazard!H30","v":2300},{"$f":"Q29","v":1200},{"$f":"R29","v":1600},null,null,null,null,null,null,null,null,null,null,null,null,null,null,null,null,450,450,null,{"$f":"AL33","v":446.2},2500,2500,1200,1200,6500,6500,6500,6500,6500]
[null,null,null,null,null,{"$f":"INDEX(H35:AZ35,$E$1)","v":0}]
[null,null,"Battery Capital Expenditure",null,"USD/kWh",null,null,null,null,null,null,null,null,null,null,null,null,null,null,null,null,null,null,null,null,null,null,null,null,null,null,null,null,null,null,null,null,null,null,null,null,null,null,null,null,null,null,null,150]
[]
[null,null,"Total Expenditure",null,"USD ",{"$f":"INDEX(H38:AZ38,$E$1)","v":1470000000},null,{"$f":"H29*H15*1000","v":570000000},570000000,570000000,570000000,570000000,570000000,570000000,570000000,690000000,1470000000,{"$f":"R29*R15*1000","v":1200000000},null,null,null,null,null,null,null,null,null,null,null,null,null,null,null,null,{"$f":"AI29*AI15*1000","v":158000000},{"$f":"AJ29*AJ15*1000","v":158000000},null,{"$f":"AL29*AL15*1000","v":178480000},1000000000,1000000000,480000000,480000000,2600000000,2600000000,2600000000,{"$f":"AI38","v":158000000},{"$f":"AU29*AU15*1000","v":607052631.57894742}]
[null,null,null,null,null,{"$f":"INDEX(H39:AZ39,$E$1)","v":0}]
[null,null,"Variable O&M Expense",null,"USD/MWH",{"$f":"INDEX(H40:AZ40,$E$1)","v":2.75},null,null,null,null,null,null,null,null,null,null,2.75,2.75]
[null,null,"Fixed Operating Expenses",null,"USD/kW/y",{"$f":"INDEX(H41:AZ41,$E$1)","v":10},null,10,24.5,24.5,24.5,24.5,24.5,24.5,24.5,40,{"$f":"Lazard!AP31","v":10},{"$f":"Lazard!AQ31","v":25.5},null,null,null,null,null,null,null,null,null,null,null,null,null,null,null,null,10,10,null,10,30,30,15,15,200,200,200,{"$f":"AI41","v":10},200]
[null,null,"Total Fixed Expenses",null,"RM",{"$f":"INDEX(H42:AZ42,$E$1)","v":12250000},null,{"$f":"H41*H15*1000","v":3000000},7350000,7350000,7350000,7350000,7350000,7350000,7350000,12000000,12250000,{"$f":"R41*R15*1000","v":19125000},null,null,null,null,null,null,null,null,null,null,null,null,null,null,null,null,{"$f":"AI41*AI15*1000","v":1000000},1000000,0,1000000,3000000,3000000,1500000,1500000,20000000,20000000,20000000,1000000,76842105.263157904]
[]
[null,null,"Heat Rate",null,"MMBTU/MWH",{"$f":"INDEX(H44:AZ44,$E$1)","v":6.4749999999999996},null,0,0,0,0,0,0,0,0,0,{"$f":"Lazard!AP33","v":6.4749999999999996},{"$f":"Lazard!AQ33","v":6.55},null,null,null,null,null,null,null,null,null,null,null,null,null,null,null,null,0,0,null,0,0,0,6575,{"$f":"AO44*1.04","v":6838},10450,10450,10450,{"$f":"AI44","v":0},{"$f":"AT44","v":0}]
[null,null,"Current Fuel Cost",null,"USD/MMBtu",{"$f":"INDEX(H45:AZ45,$E$1)","v":3.45},null,0,0,0,0,0,0,0,0,0,{"$f":"Lazard!AP35","v":3.45},{"$f":"Lazard!AQ35","v":3.45},null,null,null,null,null,null,null,null,null,null,null,null,null,null,null,null,0,0,null,0,0,0,43.6,43.6,{"$f":"0.85*4","v":3.4},{"$f":"0.85*4","v":3.4},{"$f":"0.85*4","v":3.4},{"$f":"AI45","v":0},{"$f":"AT45","v":0}]
[null,null,"Long-term Natural Gas Cost",null,"USD/MMBtu",{"$f":"INDEX(H46:AZ46,$E$1)","v":10},null,0,0,0,0,0,0,0,0,0,10,10,null,null,null,null,null,null,null,null,null,null,null,null,null,null,null,null,0,0,null,0,0,0,16.5,16.5]
[null,null,"Conversion",null,"MMBtu/GJ",{"$f":"INDEX(H47:AZ47,$E$1)","v":0},null,0,0,0,0,0,0,0,0,0,0,0,null,null,null,null,null,null,null,null,null,null,null,null,null,null,null,null,0,0,null,0,0,0,1.0549999999999999,1.0549999999999999]
[null,null,"Fuel Cost",null,"USD/MWh",{"$f":"INDEX(H48:AZ48,$E$1)","v":22.338750000000001},null,0,0,0,0,0,0,0,0,0,{"$f":"Q45*Q44","v":22.338750000000001},{"$f":"R46*R44","v":65.5},null,null,null,null,null,null,null,null,null,null,null,null,null,null,null,null,0,0,null,0,0,0,{"$f":"AO44*AO45/1000","v":286.67},{"$f":"AP44*#REF!/1000","v":{"$error":"#REF!"}},{"$f":"AQ44*AQ45/1000","v":35.53},35.53,35.53,0,0,0,0,0,0]
[]
[null,null,"CO2 Emission",null,"Tonnes/MWh",{"$f":"INDEX(H50:AZ50,$E$1)","v":0.04},null,null,null,null,null,null,null,null,null,null,0.04,0.04]
[null,null,"Carbon Tax",null,"USD/Ton",{"$f":"INDEX(H51:AZ51,$E$1)","v":0},null,null,null,null,null,null,null,null,null,null,0,0]
[null,null,"Cost",null,"USD/MWh",{"$f":"INDEX(H52:AZ52,$E$1)","v":0},null,null,null,null,null,null,null,null,null,null,{"$f":"Q50*Q51","v":0},{"$f":"R50*R51","v":0}]
[]
[null,null,"LCOE Input",null,"USD/MWH",null,null,{"$f":"Lazard!G38","v":36.700000000000003},{"$f":"Lazard!G38","v":36.700000000000003},{"$f":"I54","v":36.700000000000003},36.700000000000003,36.700000000000003,36.700000000000003,36.700000000000003,36.700000000000003,{"$f":"Lazard!H38","v":86},{"$f":"Lazard!AP38","v":48},{"$f":"Lazard!AQ38","v":109}]
[null,null,"LCOE",null,"USD/MWH",{"$f":"INDEX(H55:AZ55,$E$1)","v":0}]
[]
[null,null,"Inflate LCOE",null,"flag",{"$f":"INDEX(H57:AZ57,$E$1)","v":false},null,false,false,false,false,false,false,false,true,false,false,false,null,null,null,null,null,null,null,null,null,null,null,null,null,null,null,null,false,false,false,false,false,false,false,false,false,false,false,false,false,false,false,false,false]
[null,null,"Apply MACRS",null,"flag",{"$f":"INDEX(H58:AZ58,$E$1)","v":false},null,true,true,true,false,false,false,false,false,true,false,false,null,null,null,null,null,null,null,null,null,null,null,null,null,null,null,null,true,true,true,true,true,true,true,true,true,true,true,true,true,true,true,true,true]
[]
[null,null,"MACRS Year",null,"Year",null,null,0,1,1,1,1,1,1,1,2,1,1,null,null,null,null,null,null,null,null,null,null,null,null,null,null,null,null,3,4,5,6,7]
[null,null,"MACRS Rate",null,"Rate",null,null,{"$f":"Lazard!G79","v":0},{"$f":"Lazard!H79","v":0.2},{"$f":"Lazard!I79","v":0.32},{"$f":"Lazard!J79","v":0.19192982456140351},{"$f":"Lazard!K79","v":0.11526315789473685},{"$f":"Lazard!L79","v":0.11526315789473685},{"$f":"Lazard!M79","v":5.7543859649122925E-2},{"$f":"Lazard!N79","v":0},{"$f":"Lazard!I79","v":0.32},{"$f":"Lazard!P79","v":0},{"$f":"Lazard!Q79","v":0},null,null,null,null,null,null,null,null,null,null,null,null,null,null,null,null,{"$f":"Lazard!J79","v":0.19192982456140351},{"$f":"Lazard!K79","v":0.11526315789473685},{"$f":"Lazard!L79","v":0.11526315789473685},{"$f":"Lazard!M79","v":5.7543859649122925E-2},{"$f":"Lazard!N79","v":0}]
[]
[null,null,"Tax Rate",null,"%",{"$f":"INDEX(H63:AZ63,$E$1)","v":0.4},null,0.4,0.4,0.4,0.4,0,0,0,0,0.4,0.4,0.4,null,null,null,null,null,null,null,null,null,null,null,null,null,null,null,null,0.4,0.4,0.4,0.4,0.4,0.4,0.4,0.4,0.4,0.4,0.4,0.4,0.4,0.4,0.4,0.4,0.4]
[]
[null,"Project Finance Debt Input"]
[null,null,"Debt Size"]
[null,null,null,"Apply Flat Debt Service (False is Sculpt)","flag",{"$f":"INDEX(H67:AZ67,$E$1)","v":true},null,{"$f":"$F$67","v":true},true,false,false,false,false,false,false,{"$f":"$F$67","v":true},true,true,null,null,null,null,null,null,null,null,null,null,null,null,null,null,null,null,true,true,true,true,true,true,true,true,true,true,true,true,true,true,true,true,true]
[null,null,null,"Debt to Capital","%",{"$f":"INDEX(H68:AZ68,$E$1)","v":0.6},null,0.83736821155598551,0.6,{"$f":"I68","v":0.6},{"$f":"J68","v":0.6},{"$f":"K68","v":0.6},0.8,0.8,0.8,0.83736821155598551,0.6,0.6,null,null,null,null,null,null,null,null,null,null,null,null,null,null,null,null,0.7383448544976754,0.7383448544976754,null,0.73875489036788211,0.43294168043407733,0.43294168043407733,0.71527552473938538,0.8,0.7967023239276001,0.7967023239276001,0.7967023239276001,{"$f":"AI68","v":0.7383448544976754},{"$f":"AL68","v":0.73875489036788211},0.43294168043407733,{"$f":"AO68","v":0.71527552473938538},0.8,0.7967023239276001]
[null,null,null,"Debt Tenure","Years",{"$f":"F9","v":30},null,{"$f":"H9","v":35},30,30,30,30,30,30,30,30,30,{"$f":"R9","v":30},null,null,null,null,null,null,null,null,null,null,null,null,null,null,null,null,{"$f":"AI9","v":35},{"$f":"AJ9","v":35},null,{"$f":"AL9","v":35},25,25,{"$f":"AO9","v":25},{"$f":"AP9","v":25},{"$f":"AQ9","v":70},{"$f":"AR9","v":70},{"$f":"AS9","v":70},{"$f":"AI69","v":35},35,25,25,25,70]
[null,null,null,"Start of Repayment","Date",{"$f":"INDEX(H70:XFD70,$E$1)","v":"2027-07-01"},null,{"$f":"H8","v":"2027-07-01"},"2027-07-01","2027-07-01","2027-07-01","2027-07-01","2027-07-01","2027-07-01","2027-07-01","2027-07-01","2027-07-01",{"$f":"R8","v":"2027-07-01"},null,null,null,null,null,null,null,null,null,null,null,null,null,null,null,null,{"$f":"AI8","v":"2027-04-01"},{"$f":"AJ8","v":"2027-04-01"},null,{"$f":"AL8","v":"2027-01-01"},"2027-01-01","2027-01-01","2027-01-01","2027-01-01","2027-01-01","2027-01-01","2027-01-01","2027-04-01","2027-01-01","2027-01-01","2027-01-01","2027-01-01","2027-01-01"]
[null,null,null,"End of Repayment","Date",{"$f":"INDEX(H71:XFD71,$E$1)","v":"2057-07-01"},null,{"$f":"EDATE(H70,H69*Months)","v":"2062-07-01"},"2057-07-01",{"$f":"EDATE(J70,J69*Months)","v":"2057-07-01"},"2057-07-01",{"$f":"EDATE(L70,L69*Months)","v":"2057-07-01"},"2057-07-01",{"$f":"EDATE(N70,N69*Months)","v":"2057-07-01"},"2057-07-01",{"$f":"EDATE(P70,P69*Months)","v":"2057-07-01"},"2057-07-01",{"$f":"EDATE(R70,R69*Months)","v":"2057-07-01"},null,null,null,null,null,null,null,null,null,null,null,null,null,null,null,null,{"$f":"EDATE(AI70,AI69*Months)","v":"2062-04-01"},{"$f":"EDATE(AJ70,AJ69*Months)","v":"2062-04-01"},null,{"$f":"EDATE(AL70,AL69*Months)","v":"2062-01-01"},"2052-01-01",{"$f":"EDATE(AN70,AN69*Months)","v":"2052-01-01"},"2052-01-01",{"$f":"EDATE(AP70,AP69*Months)","v":"2052-01-01"},{"$f":"EDATE(AQ70,AQ69*Months)","v":"2097-01-01"},"2097-01-01",{"$f":"EDATE(AS70,AS69*Months)","v":"2097-01-01"},"2062-04-01","2062-01-01","2052-01-01","2052-01-01","2052-01-01","2097-01-01"]
[null,null,null,"Interest Rate","%",{"$f":"INDEX(H72:AZ72,$E$1)","v":0.08},null,{"$f":"F72","v":0.08},0.08,0.08,0.08,0.08,5.2499999999999998E-2,5.2499999999999998E-2,5.2499999999999998E-2,{"$f":"H72","v":0.08},0.08,0.08,null,null,null,null,null,null,null,null,null,null,null,null,null,null,null,null,{"$f":"I72","v":0.08},{"$f":"P72","v":0.08},{"$f":"AI72","v":0.08},0.08,0.08,0.08,0.08,0.08,0.08,0.08,0.08,0.08,0.08,0.08,0.08,0.08,0.08]
[null,null,null,"Target DSCR for Debt Size","x",1.2,null,{"$f":"$F$73","v":1.2},1.2,1.2,1.2,1.2,1.2,1.2,1.2,1.2,1.2,1.2,null,null,null,null,null,null,null,null,null,null,null,null,null,null,null,null,{"$f":"$F$73","v":1.2},1.2,null,1.2,1.2,1.2,1.2,1.2,1.2,1.2,1.2,1.2,{"$f":"AL73","v":1.2},{"$f":"AM73","v":1.2},{"$f":"AO73","v":1.2},1.2,1.2]
[null,null,null,"Turn on Debt","Flag",{"$f":"INDEX(H74:AQ74,Scenario)","v":true},null,true,true,true,true,true,true,true,true,true,true,true,null,null,null,null,null,null,null,null,null,null,null,null,null,null,null,null,true,true,null,true,true,true,true,true,true,true,true,true,{"$f":"AL74","v":true},{"$f":"AM74","v":true},true,true,true]
[null,null,null,"Sculpt Debt","Flag",{"$f":"INDEX(H75:AQ75,Scenario)","v":false},null,{"$f":"NOT(H67)","v":false},{"$f":"NOT(I67)","v":false},true,{"$f":"NOT(K67)","v":true},true,{"$f":"NOT(M67)","v":true},true,{"$f":"NOT(O67)","v":true},false,{"$f":"NOT(Q67)","v":false},false,null,null,null,null,null,null,null,null,null,null,null,null,null,null,null,null,false,false,false,false,false,false,false,false,false,false,false,false,false,false,false,false,false]
[]
[null,null,null,"Target Project IRR","%",{"$f":"G77/100","v":9.6000000000000002E-2},{"$f":"Lazard!G46*100","v":9.6},{"$f":"$F$77","v":9.6000000000000002E-2},{"$f":"$F$77","v":9.6000000000000002E-2},{"$f":"$F$77","v":9.6000000000000002E-2},{"$f":"$F$77","v":9.6000000000000002E-2},{"$f":"$F$77","v":9.6000000000000002E-2},0.06,0.06,0.06,{"$f":"$F$77","v":9.6000000000000002E-2},{"$f":"$F$77","v":9.6000000000000002E-2},{"$f":"$F$77","v":9.6000000000000002E-2},null,null,null,null,null,null,null,null,null,null,null,null,null,null,null,null,{"$f":"$F$77","v":9.6000000000000002E-2},9.6000000000000002E-2,null,9.6000000000000002E-2,9.6000000000000002E-2,9.6000000000000002E-2,9.6000000000000002E-2,9.6000000000000002E-2,9.6000000000000002E-2,9.6000000000000002E-2,9.6000000000000002E-2,9.6000000000000002E-2,{"$f":"AL77","v":9.6000000000000002E-2},{"$f":"AM77","v":9.6000000000000002E-2},{"$f":"AO77","v":9.6000000000000002E-2},{"$f":"AP77","v":9.6000000000000002E-2},{"$f":"AQ77","v":9.6000000000000002E-2}]
[null,null,null,"Target Equity IRR",null,{"$f":"G78/100","v":0.12},{"$f":"Lazard!G43*100","v":12},{"$f":"$F$78","v":0.12},{"$f":"$F$78","v":0.12},{"$f":"$F$78","v":0.12},{"$f":"$F$78","v":0.12},{"$f":"$F$78","v":0.12},0.06,0.06,0.06,{"$f":"$F$78","v":0.12},{"$f":"$F$78","v":0.12},{"$f":"$F$78","v":0.12},null,null,null,null,null,null,null,null,null,null,null,null,null,null,null,null,{"$f":"$F$78","v":0.12},0.12,null,0.12,0.12,0.12,0.12,0.12,0.12,0.12,0.12,0.12,0.12,0.12,0.12,0.12,0.12]
[null,null,null,"Inflation Rate","%",{"$f":"G79/100","v":2.2499999999999999E-2},2.25,{"$f":"$F$79","v":2.2499999999999999E-2},2.2499999999999999E-2,2.2499999999999999E-2,2.2499999999999999E-2,2.2499999999999999E-2,2.2499999999999999E-2,2.2499999999999999E-2,2.2499999999999999E-2,2.2499999999999999E-2,2.2499999999999999E-2,2.2499999999999999E-2,null,null,null,null,null,null,null,null,null,null,null,null,null,null,null,null,{"$f":"$F$79","v":2.2499999999999999E-2},2.2499999999999999E-2,null,2.2499999999999999E-2,2.2499999999999999E-2,2.2499999999999999E-2,2.2499999999999999E-2,2.2499999999999999E-2,2.2499999999999999E-2,2.2499999999999999E-2,2.2499999999999999E-2,2.2499999999999999E-2,2.2499999999999999E-2,2.2499999999999999E-2,2.2499999999999999E-2,2.2499999999999999E-2,2.2499999999999999E-2]
[]
[null,null,null,"Required IRR at FC",0,7.0000000000000007E-2]
[null,null,null,"Required IRR at COD",1,6.6000000000000003E-2]
[null,null,null,"Required IRR at COD + 2",3,0.05]
[]
[null,null,null,"Purchase Date",2]
[]
[null,null,null,"Required CAPEX at Purchase",null,{"$f":"F38*0.1","v":147000000}]
[]
[null,null,null,"Months in Year",null,12,"Months"]
[]
[null,null,"Method 3"]
[null,null,null,"Capacity","MW",{"$f":"F15","v":1225},null,{"$f":"H15","v":300},300,300,300,300,300,300,300,300,1225,{"$f":"R15","v":750},null,null,null,null,null,null,null,null,null,null,null,null,null,null,null,null,{"$f":"AI15","v":100},{"$f":"AJ15","v":100},null,{"$f":"AL15","v":100},100,100,100,100,100,100,100,100,384.21052631578954,484.21052631578954,100,0]
[null,null,null,"Capacity Facor","%",{"$f":"F16","v":0.9},null,{"$f":"H16","v":0.55000000000000004},0.55000000000000004,0.55000000000000004,0.55000000000000004,0.55000000000000004,0.55000000000000004,0.55000000000000004,0.55000000000000004,0.3,0.9,{"$f":"R16","v":0.9},null,null,null,null,null,null,null,null,null,null,null,null,null,null,null,null,{"$f":"AI16","v":0.19},{"$f":"AJ16","v":0.19},null,{"$f":"AL16","v":0.25840000000000002},0.3,0.3,0.92,0.92,0.92,0.92,0.92,0.19,0.19,0,0]
[null,null,null,"Availability","%",{"$f":"F20","v":1},null,{"$f":"H20","v":1},1,1,1,1,1,1,1,1,1,{"$f":"R20","v":1},null,null,null,null,null,null,null,null,null,null,null,null,null,null,null,null,{"$f":"AI20","v":1},{"$f":"AJ20","v":1},null,{"$f":"AL20","v":1},1,1,1,1,1,1,1,1,1,0,1]
[null,null,null,"Generation without Degradation","MWH",{"$f":"F92*8760*F93*F94","v":9657900},null,{"$f":"H92*8760*H93*H94","v":1445400.0000000002},1445400.0000000002,{"$f":"J92*8760*J93*J94","v":1445400.0000000002},1445400.0000000002,{"$f":"L92*8760*L93*L94","v":1445400.0000000002},1445400.0000000002,{"$f":"N92*8760*N93*N94","v":1445400.0000000002},1445400.0000000002,{"$f":"P92*8760*P93*P94","v":788400},9657900,{"$f":"R92*8760*R93*R94","v":5913000},null,null,null,null,null,null,null,null,null,null,null,null,null,null,null,null,{"$f":"AI92*8760*AI93*AI94","v":166440},{"$f":"AJ92*8760*AJ93*AJ94","v":166440},null,226358.40000000002,262800,{"$f":"AN92*8760*AN93*AN94","v":262800},805920,805920,805920,{"$f":"AR92*8760*AR93*AR94","v":805920},805920,166440,639480.00000000012,0,0]
[]
[null,null,null,"Discount Rate Nominal","%",{"$f":"'Financial Model'!$F$183","v":0.10920264595949591},null,{"$f":"'Financial Model'!$F$183","v":0.10920264595949591},{"$f":"'Financial Model'!$F$183","v":0.10920264595949591},{"$f":"'Financial Model'!$F$183","v":0.10920264595949591},{"$f":"'Financial Model'!$F$183","v":0.10920264595949591},{"$f":"'Financial Model'!$F$183","v":0.10920264595949591},{"$f":"'Financial Model'!$F$183","v":0.10920264595949591},{"$f":"'Financial Model'!$F$183","v":0.10920264595949591},{"$f":"'Financial Model'!$F$183","v":0.10920264595949591},{"$f":"'Financial Model'!$F$183","v":0.10920264595949591},{"$f":"'Financial Model'!$F$183","v":0.10920264595949591},{"$f":"'Financial Model'!$F$183","v":0.10920264595949591},null,null,null,null,null,null,null,null,null,null,null,null,null,null,null,null,{"$f":"'Financial Model'!$F$183","v":0.10920264595949591},{"$f":"'Financial Model'!$F$183","v":0.10920264595949591},null,{"$f":"'Financial Model'!$F$183","v":0.10920264595949591},{"$f":"'Financial Model'!$F$183","v":0.10920264595949591},{"$f":"'Financial Model'!$F$183","v":0.10920264595949591},{"$f":"'Financial Model'!$F$183","v":0.10920264595949591},{"$f":"'Financial Model'!$F$183","v":0.10920264595949591},{"$f":"'Financial Model'!$F$183","v":0.10920264595949591},{"$f":"'Financial Model'!$F$183","v":0.10920264595949591},{"$f":"'Financial Model'!$F$183","v":0.10920264595949591},{"$f":"'Financial Model'!$F$183","v":0.10920264595949591},{"$f":"'Financial Model'!$F$183","v":0.10920264595949591},{"$f":"'Financial Model'!$F$183","v":0.10920264595949591},{"$f":"'Financial Model'!$F$183","v":0.10920264595949591}]
[null,null,null,"Inflation Rate","%",{"$f":"F79","v":2.2499999999999999E-2},null,{"$f":"H79","v":2.2499999999999999E-2},2.2499999999999999E-2,{"$f":"J79","v":2.2499999999999999E-2},2.2499999999999999E-2,{"$f":"L79","v":2.2499999999999999E-2},2.2499999999999999E-2,{"$f":"N79","v":2.2499999999999999E-2},2.2499999999999999E-2,{"$f":"P79","v":2.2499999999999999E-2},2.2499999999999999E-2,{"$f":"R79","v":2.2499999999999999E-2},null,null,null,null,null,null,null,null,null,null,null,null,null,null,null,null,{"$f":"AI79","v":2.2499999999999999E-2},{"$f":"AJ79","v":2.2499999999999999E-2},null,2.2499999999999999E-2,2.2499999999999999E-2,{"$f":"AN79","v":2.2499999999999999E-2},2.2499999999999999E-2,2.2499999999999999E-2,2.2499999999999999E-2,{"$f":"AR79","v":2.2499999999999999E-2},2.2499999999999999E-2,2.2499999999999999E-2,2.2499999999999999E-2,2.2499999999999999E-2,2.2499999999999999E-2]
[null,null,null,"Discount Rate Real","%",{"$f":"(1+F97)/(1+F98)-1","v":8.4794763774568072E-2},null,{"$f":"(1+H97)/(1+H98)-1","v":8.4794763774568072E-2},8.4794763774568072E-2,{"$f":"(1+J97)/(1+J98)-1","v":8.4794763774568072E-2},8.4794763774568072E-2,{"$f":"(1+L97)/(1+L98)-1","v":8.4794763774568072E-2},8.4794763774568072E-2,{"$f":"(1+N97)/(1+N98)-1","v":8.4794763774568072E-2},8.4794763774568072E-2,{"$f":"(1+P97)/(1+P98)-1","v":8.4794763774568072E-2},8.4794763774568072E-2,{"$f":"(1+R97)/(1+R98)-1","v":8.4794763774568072E-2},null,null,null,null,null,null,null,null,null,null,null,null,null,null,null,null,{"$f":"(1+AI97)/(1+AI98)-1","v":8.4794763774568072E-2},{"$f":"(1+AJ97)/(1+AJ98)-1","v":8.4794763774568072E-2},null,8.4794763774568072E-2,8.4794763774568072E-2,{"$f":"(1+AN97)/(1+AN98)-1","v":8.4794763774568072E-2},8.4794763774568072E-2,8.4794763774568072E-2,8.4794763774568072E-2,{"$f":"(1+AR97)/(1+AR98)-1","v":8.4794763774568072E-2},8.4794763774568072E-2,8.4794763774568072E-2,8.4794763774568072E-2,8.4794763774568072E-2,8.4794763774568072E-2]
[null,null,null,"Degradation","%",{"$f":"F19","v":0},null,{"$f":"H19","v":0.01},0,0,0,0,0,0,0,0,0,{"$f":"R19","v":0},null,null,null,null,null,null,null,null,null,null,null,null,null,null,null,null,{"$f":"AI19","v":5.0000000000000001E-3},{"$f":"AJ19","v":5.0000000000000001E-3},null,{"$f":"AL19","v":5.0000000000000001E-3},0,0,0,0,0,0,0,5.0000000000000001E-3,5.0000000000000001E-3,0,0.02]
[null,null,null,"Adjusted for Degradation","%",{"$f":"(1+F99)/(1-F100)-1","v":8.4794763774568072E-2},null,{"$f":"(1+H99)/(1-H100)-1","v":9.5752286640977902E-2},8.4794763774568072E-2,{"$f":"(1+J99)/(1-J100)-1","v":8.4794763774568072E-2},8.4794763774568072E-2,{"$f":"(1+L99)/(1-L100)-1","v":8.4794763774568072E-2},8.4794763774568072E-2,{"$f":"(1+N99)/(1-N100)-1","v":8.4794763774568072E-2},8.4794763774568072E-2,{"$f":"(1+P99)/(1-P100)-1","v":8.4794763774568072E-2},8.4794763774568072E-2,{"$f":"(1+R99)/(1-R100)-1","v":8.4794763774568072E-2},null,null,null,null,null,null,null,null,null,null,null,null,null,null,null,null,{"$f":"(1+AI99)/(1-AI100)-1","v":9.0245993743284458E-2},{"$f":"(1+AJ99)/(1-AJ100)-1","v":9.0245993743284458E-2},null,9.0245993743284458E-2,8.4794763774568072E-2,{"$f":"(1+AN99)/(1-AN100)-1","v":8.4794763774568072E-2},8.4794763774568072E-2,8.4794763774568072E-2,8.4794763774568072E-2,{"$f":"(1+AR99)/(1-AR100)-1","v":8.4794763774568072E-2},8.4794763774568072E-2,9.0245993743284458E-2,9.0245993743284458E-2,8.4794763774568072E-2,0.10693343242302866]
[null,null,null,"O&M Adjustment","Factor",{"$f":"PV(F99,F9,1)/PV(F101,F9,1)","v":1},null,{"$f":"PV(H99,H9,1)/PV(H101,H9,1)","v":1.1090040247482336},1,1,1,1,1,1,1,1,1,{"$f":"PV(R99,R9,1)/PV(R101,R9,1)","v":1},null,null,null,null,null,null,null,null,null,null,null,null,null,null,null,null,{"$f":"PV(AI99,AI9,1)/PV(AI101,AI9,1)","v":1.0538613460570616},{"$f":"PV(AJ99,AJ9,1)/PV(AJ101,AJ9,1)","v":1.0538613460570616},null,{"$f":"PV(AL99,AL9,1)/PV(AL101,AL9,1)","v":1.0538613460570616},1,1,1,1,1,1,1,1.0538613460570616,1.0538613460570616,1,1.1367475305515742]
[]
[null,null,null,"Level Capital Recovery","RM/year",{"$f":"PMT(F101,F9,-F38)","v":136527668.89669579},null,{"$f":"PMT(H101,H9,-H38)","v":56897031.18375732},52939300.184433065,52939300.184433065,52939300.184433065,52939300.184433065,52939300.184433065,52939300.184433065,52939300.184433065,64084416.012734771,136527668.89669579,{"$f":"PMT(R101,R9,-R38)","v":111451158.28301699},null,null,null,null,null,null,null,null,null,null,null,null,null,null,null,null,{"$f":"PMT(AI101,AI9,-AI38)","v":14987258.242905786},{"$f":"PMT(AJ101,AJ9,-AJ38)","v":14987258.242905786},null,{"$f":"PMT(AL101,AL9,-AL38)","v":16929910.450593829},84921007.185111344,84921007.185111344,46821555.849054247,46821555.849054247,221208500.79188663,221208500.79188663,221208500.79188663,14987258.242905786,57582623.775374874,0,0]
[null,null,null,"O&M Recovery","RM/year",{"$f":"F42*F102","v":12250000},null,{"$f":"H42*H102","v":3327012.0742447008},7350000,7350000,7350000,7350000,7350000,7350000,7350000,12000000,12250000,{"$f":"R42*R102","v":19125000},null,null,null,null,null,null,null,null,null,null,null,null,null,null,null,null,{"$f":"AI42*AI102","v":1053861.3460570616},{"$f":"AJ42*AJ102","v":1053861.3460570616},null,{"$f":"AL42*AL102","v":1053861.3460570616},3000000,3000000,1500000,1500000,20000000,20000000,20000000,1053861.3460570616,80980924.486490011,0,0]
[null,null,null,"Fuel Recovery","RM/year",{"$f":"F48*F108","v":215745413.625},null,{"$f":"H48*H108","v":0},0,{"$f":"J48*J108","v":0},0,{"$f":"L48*L108","v":0},0,{"$f":"N48*N108","v":0},0,{"$f":"P48*P108","v":0},215745413.625,{"$f":"R48*R108","v":387301500},null,null,null,null,null,null,null,null,null,null,null,null,null,null,null,null,{"$f":"AI48*AI108","v":0},{"$f":"AJ48*AJ108","v":0},null,0,0,{"$f":"AN48*AN108","v":0},231033086.40000001,{"$error":"#REF!"},28634337.600000001,{"$f":"AR48*AR108","v":28634337.600000001},28634337.600000001,0,0,0,0]
[null,null,null,"Total Recovery","RM/year",{"$f":"SUM(F104:F106)","v":364523082.52169579},null,{"$f":"SUM(H104:H106)","v":60224043.25800202},60289300.184433065,{"$f":"SUM(J104:J106)","v":60289300.184433065},60289300.184433065,{"$f":"SUM(L104:L106)","v":60289300.184433065},60289300.184433065,{"$f":"SUM(N104:N106)","v":60289300.184433065},60289300.184433065,{"$f":"SUM(P104:P106)","v":76084416.012734771},364523082.52169579,{"$f":"SUM(R104:R106)","v":517877658.28301698},null,null,null,null,null,null,null,null,null,null,null,null,null,null,null,null,{"$f":"SUM(AI104:AI106)","v":16041119.588962847},{"$f":"SUM(AJ104:AJ106)","v":16041119.588962847},null,17983771.79665089,87921007.185111344,{"$f":"SUM(AN104:AN106)","v":87921007.185111344},279354642.24905425,{"$error":"#REF!"},269842838.39188665,{"$f":"SUM(AR104:AR106)","v":269842838.39188665},269842838.39188665,16041119.588962847,138563548.2618649,0,0]
[null,null,null,"Production","MWh/year",{"$f":"F95","v":9657900},null,{"$f":"H95","v":1445400.0000000002},1445400.0000000002,{"$f":"J95","v":1445400.0000000002},1445400.0000000002,{"$f":"L95","v":1445400.0000000002},1445400.0000000002,{"$f":"N95","v":1445400.0000000002},1445400.0000000002,{"$f":"P95","v":788400},9657900,{"$f":"R95","v":5913000},null,null,null,null,null,null,null,null,null,null,null,null,null,null,null,null,{"$f":"AI95","v":166440},{"$f":"AJ95","v":166440},null,226358.40000000002,262800,{"$f":"AN95","v":262800},805920,805920,805920,{"$f":"AR95","v":805920},805920,166440,639480.00000000012,{"$f":"AT108+AU108","v":805920.00000000012},{"$f":"AW95","v":0},{"$f":"AX95","v":0}]
[null,null,null,"LCOE =Total Recovery / Production","RM/MWh",{"$f":"F107/F108","v":37.743513861366942},null,{"$f":"H107/H108","v":41.666004744708736},41.711152749711538,{"$f":"J107/J108","v":41.711152749711538},41.711152749711538,{"$f":"L107/L108","v":41.711152749711538},41.711152749711538,{"$f":"N107/N108","v":41.711152749711538},41.711152749711538,{"$f":"P107/P108","v":96.504840198801077},37.743513861366942,{"$f":"R107/R108","v":87.582895025032471},null,null,null,null,null,null,null,null,null,null,null,null,null,null,null,null,{"$f":"AI107/AI108","v":96.377791329985868},{"$f":"AJ107/AJ108","v":96.377791329985868},null,79.448219269313128,334.55482186115427,{"$f":"AN107/AN108","v":334.55482186115427},346.6282537336885,{"$error":"#REF!"},334.82583679755641,{"$f":"AR107/AR108","v":334.82583679755641},334.82583679755641,96.377791329985868,216.68159795750435]
[]
[]
[]
[null,null,null,{"$f":"TRANSPOSE(H3:AY3)","v":"Wind Project - Lazard Cost"}]
[null,null,null,"Wind On-shore Benchmark (Low)"]
[null,null,null,"Wind On-shore Alternative Debt"]
[null,null,null,"Wind On-shore SL Depreciation and Tax"]
[null,null,null,"Wind On-shore No Taxes"]
[null,null,null,"Wind On-shore No Low Cost of Capital"]
[null,null,null,"Wind On-shore No Low Cost of Capital"]
[null,null,null,"Wind On-shore No Inflation Adjustment"]
[null,null,null,"Wind On-shore High"]
[null,null,null,"Natural Gas Benchmark (Low)"]
[null,null,null,"Natural Gas Mean Price (Low)"]
[null,null,null,0]
[null,null,null,0]
[null,null,null,0]
[null,null,null,0]
[null,null,null,0]
[null,null,null,0,null,5]
[null,null,null,0]
[null,null,null,0]
[null,null,null,0]
[null,null,null,0]
[null,null,null,0]
[null,null,null,0]
[null,null,null,0]
[null,null,null,0]
[null,null,null,0]
[null,null,null,0]
[null,null,null,"Utility Solar Project High"]
[null,null,null,"Utility Solar Project Low"]
[null,null,null,0]
[null,null,null,"Solar with Tracking"]
[null,null,null,"Hyrdo Project"]
[null,null,null,"Geothermal"]
[null,null,null,"NGCC Project - Current Fuel"]
[null,null,null,"NGCC Project Mean Reverted Price"]
[null,null,null,"Nuclear Project - Lazard Cost"]
[null,null,null,"Nuclear Project - Lazard Cost"]
[null,null,null,"Nuclear Project - Lazard Cost"]
[null,null,null,"Solar without BESS"]
[null,null,null,"Solar for BESS"]
[null,null,null,"Solar Subtotal"]
[null,null,null,"BESS Project"]
[null,null,null,"Solar + BESS"]
[null,null,null,"Hydro + BESS"]

{"sheet":"Lazard","index":2,"n_rows":79,"n_cols":43,"rows_kept":79,"cut":false,"hidden":false,"merged":[]}
[]
[]
[]
[]
[]
[]
[]
[]
[]
[]
[]
[]
[]
[]
[]
[]
[]
[]
[]
[]
[]
[]
[]
[]
[]
[null,null,null,null,"Geothermal","Geothermal","On-Shore","On-Shore","Off-Shore","Off-Shore",null,null,null,null,null,null,null,null,"Utility Solar"]
[null,null,null,null,null,null,"Wind","Wind","Wind","Wind",null,null,null,null,null,null,null,null,"Low","High",null,null,null,null,null,null,null,null,null,null,null,null,null,null,null,null,null,"Nuclear",null,"Coal",null,"NGCC"]
[null,null,"Capacity","MW",250,250,300,300,900,900,null,null,null,null,null,null,null,null,null,null,null,null,null,null,null,null,null,null,null,null,null,null,null,null,null,null,null,2200,2200,600,600,1225,750]
[null,null,null,null,null,null,null,null,null,null,null,null,null,null,null,null,null,null,1150,1600]
[null,null,"Cost/kW","USD/kW",5000,6450,1900,2300,3450,6550,null,null,null,null,null,null,null,null,null,null,null,null,null,null,null,null,null,null,null,null,null,null,null,null,null,null,null,9020,14820,3450,7210,1200,1600]
[null,null,"Fixed O&M","USD/Kwy",14.5,14.5,24.5,40,60,91.5,null,null,null,null,null,null,null,null,11,14,null,null,null,null,null,null,null,null,null,null,null,null,null,null,null,null,null,136,158,40.85,94.35,10,25.5]
[null,null,"Variable O&M","USD/MWH",9.0500000000000007,24.8,0,0,0,0,null,null,null,null,null,null,null,null,0,0,null,null,null,null,null,null,null,null,null,null,null,null,null,null,null,null,null,4.4000000000000004,5.15,3.1,5.7,2.75,5]
[null,null,"Heat Rate","MMBTU/MWH",null,null,0,0,0,0,null,null,null,null,null,null,null,null,null,null,null,null,null,null,null,null,null,null,null,null,null,null,null,null,null,null,null,10.45,10.45,8.75,12,6.4749999999999996,6.55]
[null,null,"Capacity Factor","%",0.9,0.8,0.55000000000000004,0.3,0.55000000000000004,0.45,null,null,null,null,null,null,null,null,0.3,0.2,null,null,null,null,null,null,null,null,null,null,null,null,null,null,null,null,null,0.92,0.89,0.85,0.65,0.9,0.3]
[null,null,"Fuel Price","USD/MMBTU",null,null,null,null,null,null,null,null,null,null,null,null,null,null,null,null,null,null,null,null,null,null,null,null,null,null,null,null,null,null,null,null,null,0.85,0.85,1.47,1.47,3.45,3.45]
[null,null,"Construction","Months",36,36,18,18,24,24,null,null,null,null,null,null,null,null,15,15,null,null,null,null,null,null,null,null,null,null,null,null,null,null,null,null,null,84,84,60,66,24,24]
[null,null,"Facility Life","Years",25,25,30,30,30,30,null,null,null,null,null,null,null,null,35,35,null,null,null,null,null,null,null,null,null,null,null,null,null,null,null,null,null,70,70,40,40,30,30]
[null,null,"Levelized Cost",null,66,109,36.700000000000003,86,70,157,null,null,null,null,null,null,null,null,38,78,null,null,null,null,null,null,null,null,null,null,null,null,null,null,null,null,null,141,220,71,173,48,109]
[]
[null,null,"O&M Escalation",null,null,null,2.2499999999999999E-2,2.2499999999999999E-2,2.2499999999999999E-2,2.2499999999999999E-2,null,null,null,null,null,null,null,null,2.2499999999999999E-2,2.2499999999999999E-2]
[null,null,"Debt",null,null,null,0.6,0.6,0.6,0.6,null,null,null,null,null,null,null,null,0.6,0.6]
[null,null,"Cost of Debt",null,null,null,0.08,0.08,0.08,0.08,null,null,null,null,null,null,null,null,0.08,0.08]
[null,null,"Cost of Equity",null,null,null,0.12,0.12,0.12,0.12,null,null,null,null,null,null,null,null,0.12,0.12]
[null,null,"Tax Rate",null,null,null,0.4,0.4,0.4,0.4,null,null,null,null,null,null,null,null,0.4,0.4]
[]
[null,null,"Weighted",null,null,null,{"$f":"G42*G41+G43*G44","v":9.6000000000000002E-2},{"$f":"H42*H41+H43*H44","v":9.6000000000000002E-2},9.6000000000000002E-2,9.6000000000000002E-2]
[]
[]
[]
[]
[]
[]
[]
[]
[]
[]
[]
[]
[]
[]
[]
[]
[]
[]
[]
[]
[]
[]
[]
[]
[]
[]
[]
[null,null,null,null,null,null,null,null,null,null,null,null,null,null,null,null,1900]
[null,null,null,null,null,null,null,null,null,null,null,null,null,null,null,null,300]
[null,null,null,null,null,null,null,null,null,null,null,null,null,null,null,null,{"$f":"Q74*Q75","v":570000}]
[null,null,null,null,null,null,0,1,2,3,4,5,6,7]
[null,null,null,null,null,"MACRS",null,114,182.4,109.4,65.7,65.7,{"$f":"570-SUM(H78:L78)","v":32.800000000000068}]
[null,null,null,null,null,"MACRS %",0,{"$f":"H78/SUM($H$78:$M$78)","v":0.2},0.32,0.19192982456140351,0.11526315789473685,0.11526315789473685,5.7543859649122925E-2,0]

{"sheet":"Financial Model","index":3,"n_rows":307,"n_cols":200,"rows_kept":307,"cut":false,"hidden":false,"merged":[]}
[null,null,null,{"$f":"'Input C'!F3","v":"Natural Gas Benchmark (Low)"},null,"Target IRR",{"$f":"F38","v":9.6000000000000002E-2},null,"LCOE",{"$f":"LCOE","v":49.122503890827112},null,null,{"$f":"NPV(F129,L258:DG258)","v":881999999.99100995},{"$f":"N260","v":809496098.67691505},{"$f":"N1-N262","v":773031349.07497048},736475687.12309146,699871568.6690135,663265119.34972727,626706382.7451055,590249584.21538091,553953411.3914752,517881312.34656227,482101812.54026246,446688851.69372886,411722141.82483411,377287547.74794888,343477491.42268693,310391381.62075031,278136070.46994996,246826338.52990779,216585410.15520775,187545501.00920966,159848399.70574638,133646085.67689449,109101385.49336618,86388670.000264063,65694594.775452316,47218886.571131736,31175178.56190354,17791897.395236664,7313205.2234234177,9.0460729785263538E-2,9.7697588168084618E-2,0.10551339522153139,0.11395446683925389,0.1230708241863942,0.13291649012130574,0.14354980933101019,0.15503379407749102]
[null,null,null,null,null,null,null,null,null,null,null,null,{"$f":"L264/M1","v":8.0000000000815419E-2}]
[null,"Timeline",null,null,"Input Units","Constant","Constant","Model Unit","Sum"]
[null,null,"Period",null,"Months/Year",{"$f":"'Input C'!F11","v":12},null,"Years",null,null,1,2,3,4,5,6,7,8,9,10,11,12,13,14,15,16,17,18,19,20,21,22,23,24,25,26,27,28,29,30,31,32,33,34,35,36,37,38,39,40,41,42,43,44,45,46,47,48,49,50,51,52,53,54,55,56,57,58,59,60,61,62,63,64,65,66,67,68,69,70,71,72,73,74,75,76,77,78,79,80,81,82,83,84,85,86,87,88,89,90,91,92,93,94,95,96,97,98,99,100,101]
[null,null,null,"Construction Period","Months ",{"$f":"'Input C'!F6","v":18},{"$f":"IF('Input C'!F7,1,F5/F4)","v":1},"Flag",{"$f":"SUM(K5:DG5)","v":1},null,{"$f":"(K4<=$G$5)*1","v":1},{"$f":"(L4<=$G$5)*1","v":0},0,0,0,0,0,0,0,0,0,0,0,0,0,0,0,0,0,0,0,0,0,0,0,0,0,0,0,0,0,0,0,0,0,0,0,0,0,0,0,0,0,0,0,0,0,0,0,0,0,0,0,0,0,0,0,0,0,0,0,0,0,0,0,{"$f":"(BX4<=$G$5)*1","v":0},0,0,0,0,0,0,0,0,0,0,0,0,0,0,0,0,0,0,0,0,0,0,0,0,0,0,0,0,0,0,0,0,0,0,0]
[null,null,null,"Start of Period",null,null,null,null,null,null,{"$f":"J7+1","v":"2026-01-01"},"2027-01-01","2028-01-01","2029-01-01","2030-01-01","2031-01-01","2032-01-01","2033-01-01","2034-01-01","2035-01-01","2036-01-01","2037-01-01","2038-01-01","2039-01-01","2040-01-01","2041-01-01","2042-01-01","2043-01-01","2044-01-01","2045-01-01","2046-01-01","2047-01-01","2048-01-01","2049-01-01","2050-01-01","2051-01-01","2052-01-01","2053-01-01","2054-01-01","2055-01-01","2056-01-01","2057-01-01",{"$f":"AP7+1","v":"2058-01-01"},"2059-01-01","2060-01-01","2061-01-01","2062-01-01","2063-01-01","2064-01-01","2065-01-01","2066-01-01","2067-01-01","2068-01-01","2069-01-01","2070-01-01","2071-01-01","2072-01-01","2073-01-01","2074-01-01","2075-01-01","2076-01-01","2077-01-01","2078-01-01","2079-01-01","2080-01-01","2081-01-01","2082-01-01","2083-01-01","2084-01-01","2085-01-01","2086-01-01","2087-01-01","2088-01-01","2089-01-01",{"$f":"BV7+1","v":"2090-01-01"},"2091-01-01","2092-01-01","2093-01-01","2094-01-01","2095-01-01","2096-01-01","2097-01-01","2098-01-01","2099-01-01","2100-01-01","2101-01-01","2102-01-01","2103-01-01","2104-01-01","2105-01-01","2106-01-01","2107-01-01","2108-01-01","2109-01-01","2110-01-01","2111-01-01","2112-01-01","2113-01-01","2114-01-01","2115-01-01","2116-01-01","2117-01-01","2118-01-01","2119-01-01","2120-01-01","2121-01-01","2122-01-01","2123-01-01","2124-01-01","2125-01-01","2126-01-01"]
[null,null,null,"End of Period",null,null,null,null,null,{"$f":"'Input C'!F5-1","v":"2025-12-31"},{"$f":"EDATE(K6,Months)-1","v":"2026-12-31"},"2027-12-31","2028-12-31","2029-12-31","2030-12-31","2031-12-31","2032-12-31","2033-12-31","2034-12-31","2035-12-31","2036-12-31","2037-12-31","2038-12-31","2039-12-31","2040-12-31","2041-12-31","2042-12-31","2043-12-31","2044-12-31","2045-12-31","2046-12-31","2047-12-31","2048-12-31","2049-12-31","2050-12-31","2051-12-31","2052-12-31","2053-12-31","2054-12-31","2055-12-31","2056-12-31","2057-12-31",{"$f":"EDATE(AQ6,Months)-1","v":"2058-12-31"},"2059-12-31","2060-12-31","2061-12-31","2062-12-31","2063-12-31","2064-12-31","2065-12-31","2066-12-31","2067-12-31","2068-12-31","2069-12-31","2070-12-31","2071-12-31","2072-12-31","2073-12-31","2074-12-31","2075-12-31","2076-12-31","2077-12-31","2078-12-31","2079-12-31","2080-12-31","2081-12-31","2082-12-31","2083-12-31","2084-12-31","2085-12-31","2086-12-31","2087-12-31","2088-12-31","2089-12-31",{"$f":"EDATE(BW6,Months)-1","v":"2090-12-31"},"2091-12-31","2092-12-31","2093-12-31","2094-12-31","2095-12-31","2096-12-31","2097-12-31","2098-12-31","2099-12-31","2100-12-31","2101-12-31","2102-12-31","2103-12-31","2104-12-31","2105-12-31","2106-12-31","2107-12-31","2108-12-31","2109-12-31","2110-12-31","2111-12-31","2112-12-31","2113-12-31","2114-12-31","2115-12-31","2116-12-31","2117-12-31","2118-12-31","2119-12-31","2120-12-31","2121-12-31",{"$f":"EDATE(DC6,Months)-1","v":"2122-12-31"},"2123-12-31","2124-12-31","2125-12-31","2126-12-31"]
[null,null,null,null,null,null,null,null,null,null,{"$f":"K7","v":"2026-12-31"},{"$f":"AVERAGE(L6:L7)","v":"2027-07-02"},{"$f":"AVERAGE(M6:M7)","v":"2028-07-01T12:00:00"},"2029-07-02","2030-07-02","2031-07-02","2032-07-01T12:00:00","2033-07-02","2034-07-02","2035-07-02","2036-07-01T12:00:00","2037-07-02","2038-07-02","2039-07-02","2040-07-01T12:00:00","2041-07-02","2042-07-02","2043-07-02","2044-07-01T12:00:00","2045-07-02","2046-07-02","2047-07-02","2048-07-01T12:00:00","2049-07-02","2050-07-02","2051-07-02","2052-07-01T12:00:00","2053-07-02","2054-07-02","2055-07-02","2056-07-01T12:00:00","2057-07-02","2058-07-02","2059-07-02","2060-07-01T12:00:00","2061-07-02","2062-07-02","2063-07-02","2064-07-01T12:00:00","2065-07-02","2066-07-02","2067-07-02","2068-07-01T12:00:00","2069-07-02","2070-07-02","2071-07-02","2072-07-01T12:00:00","2073-07-02","2074-07-02","2075-07-02","2076-07-01T12:00:00","2077-07-02","2078-07-02","2079-07-02","2080-07-01T12:00:00","2081-07-02","2082-07-02","2083-07-02","2084-07-01T12:00:00","2085-07-02","2086-07-02","2087-07-02","2088-07-01T12:00:00","2089-07-02","2090-07-02","2091-07-02",{"$f":"AVERAGE(BY6:BY7)","v":"2092-07-01T12:00:00"},"2093-07-02","2094-07-02","2095-07-02","2096-07-01T12:00:00","2097-07-02","2098-07-02","2099-07-02","2100-07-02","2101-07-02","2102-07-02","2103-07-02","2104-07-01T12:00:00","2105-07-02","2106-07-02","2107-07-02","2108-07-01T12:00:00","2109-07-02","2110-07-02","2111-07-02","2112-07-01T12:00:00","2113-07-02","2114-07-02","2115-07-02","2116-07-01T12:00:00","2117-07-02","2118-07-02","2119-07-02","2120-07-01T12:00:00","2121-07-02","2122-07-02","2123-07-02","2124-07-01T12:00:00","2125-07-02","2126-07-02"]
[null,null,null,"Operation Period","Years",{"$f":"'Input C'!F9","v":30},{"$f":"F9+1","v":31},"Flag",{"$f":"SUM(K9:XFD9)","v":30},null,{"$f":"AND(NOT(K5),K4<=$G$9)*1","v":0},{"$f":"AND(NOT(L5),L4<=$G$9)*1","v":1},1,1,1,1,1,1,1,1,1,1,1,1,1,1,1,1,1,1,1,1,1,1,1,1,1,1,1,1,1,0,0,0,0,0,0,0,0,0,0,0,0,0,0,0,0,0,0,0,0,0,0,0,0,0,0,0,0,0,0,0,0,0,0,{"$f":"AND(NOT(BX5),BX4<=$G$9)*1","v":0},0,0,0,0,0,0,0,0,0,0,0,0,0,0,0,0,0,0,0,0,0,0,0,0,0,0,0,0,0,0,0,0,0,0,0]
[]
[null,"Operation"]
[null,null,null,"Capacity","MW",{"$f":"'Input C'!F15","v":1225},null,"MW",null,null,{"$f":"$F12*K$9","v":0},{"$f":"$F12*L9","v":1225},1225,1225,1225,1225,1225,1225,1225,1225,1225,1225,1225,1225,1225,1225,1225,1225,1225,1225,1225,1225,1225,1225,1225,1225,1225,1225,1225,1225,1225,0,0,{"$f":"$F12*AR9","v":0},0,0,0,0,0,0,0,0,0,0,0,0,0,0,0,0,0,0,0,0,0,0,0,0,0,0,0,0,0,0,0,{"$f":"$F12*BX9","v":0},0,0,0,0,0,0,0,0,0,0,0,0,0,0,0,0,0,0,0,0,0,0,0,0,0,0,0,0,0,0,0,0,0,0,0]
[null,null,null,"Capacity Factor","%",{"$f":"'Input C'!F16","v":0.9},null,"%",null,null,{"$f":"$F13*K$9","v":0},{"$f":"$F13*L$9","v":0.9},0.9,0.9,0.9,0.9,0.9,0.9,0.9,0.9,0.9,0.9,0.9,0.9,0.9,0.9,0.9,0.9,0.9,0.9,0.9,0.9,0.9,0.9,0.9,0.9,0.9,0.9,0.9,0.9,0.9,0,0,{"$f":"$F13*AR$9","v":0},0,0,0,0,0,0,0,0,0,0,0,0,0,0,0,0,0,0,0,0,0,0,0,0,0,0,0,0,0,0,0,{"$f":"$F13*BX$9","v":0},0,0,0,0,0,0,0,0,0,0,0,0,0,0,0,0,0,0,0,0,0,0,0,0,0,0,0,0,0,0,0,0,0,0,0]
[null,null,null,"Generation Before Degredation","Hours",{"$f":"'Input C'!F18","v":8760},null,"MWh",null,null,{"$f":"$F$14*K13*K12","v":0},9657900,9657900,9657900,9657900,9657900,9657900,9657900,9657900,9657900,9657900,9657900,9657900,9657900,9657900,9657900,9657900,9657900,9657900,9657900,9657900,9657900,9657900,9657900,9657900,9657900,9657900,9657900,9657900,9657900,9657900,0,{"$f":"$F$14*AQ13*AQ12","v":0},0,0,0,0,0,0,0,0,0,0,0,0,0,0,0,0,0,0,0,0,0,0,0,0,0,0,0,0,0,0,0,{"$f":"$F$14*BW13*BW12","v":0},0,0,0,0,0,0,0,0,0,0,0,0,0,0,0,0,0,0,0,0,0,0,0,0,0,0,0,0,0,0,0,{"$f":"$F$14*DC13*DC12","v":0},0,0,0,0]
[null,null,null,"Degradation Index","%",{"$f":"'Input C'!F19","v":0},null,"Index",null,1,{"$f":"J15*(1-$F$15*K9)","v":1},1,1,1,1,1,1,1,1,1,1,1,1,1,1,1,1,1,1,1,1,1,1,1,1,1,1,1,1,1,1,1,{"$f":"AP15*(1-$F$15*AQ9)","v":1},1,1,1,1,1,1,1,1,1,1,1,1,1,1,1,1,1,1,1,1,1,1,1,1,1,1,1,1,1,1,1,{"$f":"BV15*(1-$F$15*BW9)","v":1},1,1,1,1,1,1,1,1,1,1,1,1,1,1,1,1,1,1,1,1,1,1,1,1,1,1,1,1,1,1,1,1,1,1,1,1]
[null,null,null,"Generation After Degradation",null,null,null,"MWh",null,null,{"$f":"IF(K9,K14*K15)","v":false},9657900,9657900,9657900,9657900,9657900,9657900,9657900,9657900,9657900,9657900,9657900,9657900,9657900,9657900,9657900,9657900,9657900,9657900,9657900,9657900,9657900,9657900,9657900,9657900,9657900,9657900,9657900,9657900,9657900,9657900,false,{"$f":"IF(AQ9,AQ14*AQ15)","v":false},false,false,false,false,false,false,false,false,false,false,false,false,false,false,false,false,false,false,false,false,false,false,false,false,false,false,false,false,false,false,false,{"$f":"IF(BW9,BW14*BW15)","v":false},false,false,false,false,false,false,false,false,false,false,false,false,false,false,false,false,false,false,false,false,false,false,false,false,false,false,false,false,false,false,false,{"$f":"IF(DC9,DC14*DC15)","v":false},false,false,false,false]
[null,null,null,"Generation After Availability","%",{"$f":"'Input C'!F20","v":1},null,null,{"$f":"L16/L15*F17","v":9657900},null,{"$f":"IF(K9,K16*$F$17)","v":false},9657900,9657900,9657900,9657900,9657900,9657900,9657900,9657900,9657900,9657900,9657900,9657900,9657900,9657900,9657900,9657900,9657900,9657900,9657900,9657900,9657900,9657900,9657900,9657900,9657900,9657900,9657900,9657900,9657900,9657900,false,{"$f":"IF(AQ9,AQ16*$F$17)","v":false},false,false,false,false,false,false,false,false,false,false,false,false,false,false,false,false,false,false,false,false,false,false,false,false,false,false,false,false,false,false,false,{"$f":"IF(BW9,BW16*$F$17)","v":false},false,false,false,false,false,false,false,false,false,false,false,false,false,false,false,false,false,false,false,false,false,false,false,false,false,false,false,false,false,false,false,{"$f":"IF(DC9,DC16*$F$17)","v":false},false,false,false,false]
[]
[null,"Free Cashflow"]
[]
[null,null,null,"Inflation Index","%",{"$f":"'Input C'!F79","v":2.2499999999999999E-2},null,"Index",null,1,{"$f":"J21*(1+$F$21*J9)","v":1},{"$f":"K21*(1+$F$21*K9)","v":1},1.0225,1.0455062499999999,1.0690301406249998,1.0930833187890623,1.1176776934618162,1.142825441564707,1.1685390139999128,1.1948311418149107,1.221714842505746,1.2492034264621252,1.277310503557523,1.3060499898875673,1.3354361146600375,1.3654834272398884,1.3962068043527858,1.4276214574507233,1.4597429402433646,1.4925871563988402,1.526170367417814,1.5605092006847148,1.5956206577001208,1.6315221224983736,1.668231370254587,1.7057665760853151,1.7441463240472346,1.7833896163382974,1.823515882705909,1.8645449900667919,1.9064972523432946,1.9493934405210187,1.9493934405210187,1.9493934405210187,1.9493934405210187,1.9493934405210187,1.9493934405210187,1.9493934405210187,1.9493934405210187,1.9493934405210187,1.9493934405210187,1.9493934405210187,1.9493934405210187,1.9493934405210187,1.9493934405210187,1.9493934405210187,1.9493934405210187,1.9493934405210187,1.9493934405210187,1.9493934405210187,1.9493934405210187,1.9493934405210187,1.9493934405210187,1.9493934405210187,1.9493934405210187,1.9493934405210187,1.9493934405210187,1.9493934405210187,1.9493934405210187,1.9493934405210187,1.9493934405210187,1.9493934405210187,1.9493934405210187,1.9493934405210187,1.9493934405210187,{"$f":"BW21*(1+$F$21*BW9)","v":1.9493934405210187},1.9493934405210187,1.9493934405210187,1.9493934405210187,1.9493934405210187,1.9493934405210187,1.9493934405210187,1.9493934405210187,1.9493934405210187,1.9493934405210187,1.9493934405210187,1.9493934405210187,1.9493934405210187,1.9493934405210187,1.9493934405210187,1.9493934405210187,1.9493934405210187,1.9493934405210187,1.9493934405210187,1.9493934405210187,1.9493934405210187,1.9493934405210187,1.9493934405210187,1.9493934405210187,1.9493934405210187,1.9493934405210187,1.9493934405210187,1.9493934405210187,1.9493934405210187,1.9493934405210187,1.9493934405210187,1.9493934405210187,1.9493934405210187,1.9493934405210187,1.9493934405210187,1.9493934405210187]
[null,null,null,"CAPEX","USD",{"$f":"'Input C'!F38","v":1470000000},null,"USD",{"$f":"SUM(K22:XFD22)","v":1470000000},null,{"$f":"$F$22*K5","v":1470000000},0,0,0,0,0,0,0,0,0,0,0,0,0,0,0,0,0,0,0,0,0,0,0,0,0,0,0,0,0,0,0,{"$f":"$F$22*AQ5","v":0},0,0,0,0,0,0,0,0,0,0,0,0,0,0,0,0,0,0,0,0,0,0,0,0,0,0,0,0,0,0,0,{"$f":"$F$22*BW5","v":0},0,0,0,0,0,0,0,0,0,0,0,0,0,0,0,0,0,0,0,0,0,0,0,0,0,0,0,0,0,0,0,0,0,0,0,0]
[]
[null,null,null,"LCOE","USD/MWH",49.122503890827112,{"$f":"F120","v":0.10750197315274579},"USD/MWH",null,null,{"$f":"LCOE","v":49.122503890827112},49.122503890827112,49.122503890827112,49.122503890827112,49.122503890827112,49.122503890827112,49.122503890827112,49.122503890827112,49.122503890827112,49.122503890827112,49.122503890827112,49.122503890827112,49.122503890827112,49.122503890827112,49.122503890827112,49.122503890827112,49.122503890827112,49.122503890827112,49.122503890827112,49.122503890827112,49.122503890827112,49.122503890827112,49.122503890827112,49.122503890827112,49.122503890827112,49.122503890827112,49.122503890827112,49.122503890827112,49.122503890827112,49.122503890827112,49.122503890827112,49.122503890827112,{"$f":"LCOE","v":49.122503890827112},49.122503890827112,49.122503890827112,49.122503890827112,49.122503890827112,49.122503890827112,49.122503890827112,49.122503890827112,49.122503890827112,49.122503890827112,49.122503890827112,49.122503890827112,49.122503890827112,49.122503890827112,49.122503890827112,49.122503890827112,49.122503890827112,49.122503890827112,49.122503890827112,49.122503890827112,49.122503890827112,49.122503890827112,49.122503890827112,49.122503890827112,49.122503890827112,49.122503890827112,49.122503890827112,49.122503890827112,49.122503890827112,49.122503890827112,49.122503890827112,49.122503890827112,{"$f":"LCOE","v":49.122503890827112},49.122503890827112,49.122503890827112,49.122503890827112,49.122503890827112,49.122503890827112,49.122503890827112,49.122503890827112,49.122503890827112,49.122503890827112,49.122503890827112,49.122503890827112,49.122503890827112,49.122503890827112,49.122503890827112,49.122503890827112,49.122503890827112,49.122503890827112,49.122503890827112,49.122503890827112,49.122503890827112,49.122503890827112,49.122503890827112,49.122503890827112,49.122503890827112,49.122503890827112,49.122503890827112,49.122503890827112,49.122503890827112,49.122503890827112,49.122503890827112,49.122503890827112,49.122503890827112,49.122503890827112,49.122503890827112,49.122503890827112,49.122503890827112]
[null,null,null,"Inflate LCOE","flag",{"$f":"'Input C'!F57","v":false},null,"flag",null,null,{"$f":"IF($F$25,K21,1)","v":1},1,1,1,1,1,1,1,1,1,1,1,1,1,1,1,1,1,1,1,1,1,1,1,1,1,1,1,1,1,1,1,{"$f":"IF($F$25,AQ21,1)","v":1},1,1,1,1,1,1,1,1,1,1,1,1,1,1,1,1,1,1,1,1,1,1,1,1,1,1,1,1,1,1,1,{"$f":"IF($F$25,BW21,1)","v":1},1,1,1,1,1,1,1,1,1,1,1,1,1,1,1,1,1,1,1,1,1,1,1,1,1,1,1,1,1,1,1,1,1,1,1,1]
[null,null,null,"Revenue","USD",null,null,"USD",null,null,{"$f":"IF(K17,K25*K24*K17)","v":false},{"$f":"IF(L17,L25*L24*L17)","v":474420230.32721919},474420230.32721919,474420230.32721919,474420230.32721919,474420230.32721919,474420230.32721919,474420230.32721919,474420230.32721919,474420230.32721919,474420230.32721919,474420230.32721919,474420230.32721919,474420230.32721919,474420230.32721919,474420230.32721919,474420230.32721919,474420230.32721919,474420230.32721919,474420230.32721919,474420230.32721919,474420230.32721919,474420230.32721919,474420230.32721919,474420230.32721919,474420230.32721919,474420230.32721919,474420230.32721919,474420230.32721919,474420230.32721919,474420230.32721919,false,false,false,false,false,false,false,false,false,false,false,false,false,false,false,false,false,false,false,false,false,false,false,false,false,false,false,false,false,false,false,false,false,false,{"$f":"IF(BX17,BX25*BX24*BX17)","v":false},false,false,false,false,false,false,false,false,false,false,false,false,false,false,false,false,false,false,false,false,false,false,false,false,false,false,false,false,false,false,false,false,false,false,false]
[]
[null,null,null,"Variable O&M Expense","USD/MWH",{"$f":"'Input C'!F40","v":2.75},null,"USD",null,null,{"$f":"IF(K9,$F$28*K21*K17)","v":false},{"$f":"IF(L9,$F$28*L21*L17)","v":26559225},27156807.562499996,27767835.732656248,28392612.036641013,29031445.80746543,29684653.338133406,30352558.038241405,31035490.594101831,31733789.132469121,32447799.387949675,33177874.874178536,33924377.058847554,34687675.542671621,35468148.242381737,36266181.577835321,37082170.66333662,37916519.503261685,38769641.192085072,39641958.11890699,40533902.176582396,41445914.975555494,42378448.062505491,43331963.143911861,44306932.314649887,45303838.291729502,46323174.653293416,47365446.082992516,48431168.619859852,49520869.913806692,50635089.486867346,false,false,false,false,false,false,false,false,false,false,false,false,false,false,false,false,false,false,false,false,false,false,false,false,false,false,false,false,false,false,false,false,false,false,{"$f":"IF(BX9,$F$28*BX21*BX17)","v":false},false,false,false,false,false,false,false,false,false,false,false,false,false,false,false,false,false,false,false,false,false,false,false,false,false,false,false,false,false,false,false,false,false,false,false]
[null,null,null,"Fixed O&M Expense","USD",{"$f":"'Input C'!F42","v":12250000},null,"USD",{"$f":"SUM(L29:XFD29)","v":516891984.28366649},null,{"$f":"IF(K9,$F$29*K21)","v":false},12250000,12525625,12807451.562499998,13095619.222656248,13390270.655166013,13691551.744907249,13999611.65916766,14314602.921498932,14636681.487232655,14966006.820695389,15302741.974161034,15647053.668579657,15999112.376122698,16359092.40458546,16727171.983688632,17103533.353321627,17488362.853771362,17881851.017981216,18284192.665885791,18695587.00086822,19116237.708387755,19546353.05682648,19986146.000605077,20435834.285618693,20895640.55704511,21365792.469578624,21846522.800144143,22338069.563147385,22840676.128318202,23354591.341205359,false,{"$f":"IF(AQ9,$F$29*AQ21)","v":false},false,false,false,false,false,false,false,false,false,false,false,false,false,false,false,false,false,false,false,false,false,false,false,false,false,false,false,false,false,false,false,{"$f":"IF(BW9,$F$29*BW21)","v":false},false,false,false,false,false,false,false,false,false,false,false,false,false,false,false,false,false,false,false,false,false,false,false,false,false,false,false,false,false,false,false,false,false,false,false,false]
[null,null,null,"Fuel Expense","USD/MWH",{"$f":"'Input C'!F48","v":22.338750000000001},null,"USD",{"$f":"SUM(L30:XFD30)","v":9103434689.6919727},null,{"$f":"IF(K9,$F$30*K16*K21)","v":false},215745413.625,220599685.43156248,225563178.35377264,230638349.86673251,235827712.73873398,241133836.27535549,246559347.59155098,252106932.91236085,257779338.90288892,263579374.0282039,269509909.94383848,275573882.91757482,281774295.28322029,288114216.92709273,294596786.80795228,301225214.51113123,308002781.83763164,314932844.42897832,322018833.42863035,329264257.18077451,336672702.9673419,344247838.78410709,351993415.15674955,359913266.99777639,368011315.50522637,376291570.10409391,384758130.431436,393415188.36614335,402267030.1043815,411318038.28173012,false,false,false,false,false,false,false,false,false,false,false,false,false,false,false,false,false,false,false,false,false,false,false,false,false,false,false,false,false,false,false,false,false,{"$f":"IF(BW9,$F$30*BW16*BW21)","v":false},false,false,false,false,false,false,false,false,false,false,false,false,false,false,false,false,false,false,false,false,false,false,false,false,false,false,false,false,false,false,false,false,false,false,false,false]
[null,null,null,"Total O&M Cost","USD",null,null,"USD",{"$f":"SUM(L31:XFD31)","v":10741000185.101057},null,{"$f":"SUM(K28:K30)","v":0},{"$f":"SUM(L28:L30)","v":254554638.625},260282117.99406248,266138465.64892888,272126581.12602979,278249429.20136541,284510041.35839617,290911517.28896004,297457026.42796159,304149809.5225907,310993180.23684895,317990526.79217803,325145313.64500201,332461083.20201463,339941457.5740599,347590140.36947626,355410918.52778947,363407664.19466472,371584336.63904464,379944984.21342313,388493746.35822511,397234855.65128517,406172639.90343904,415311524.30126649,424656033.59804499,434210794.35400099,443980537.22696596,453970099.31457269,464184426.54915059,474628576.14650643,485307719.10980284,0,0,0,0,0,0,0,0,0,0,0,0,0,0,0,0,0,0,0,0,0,0,0,0,0,0,0,0,0,0,0,0,0,0,{"$f":"SUM(BX28:BX30)","v":0},0,0,0,0,0,0,0,0,0,0,0,0,0,0,0,0,0,0,0,0,0,0,0,0,0,0,0,0,0,0,0,0,0,0,0]
[]
[null,null,null,"EBITDA ","USD",null,null,"USD",null,null,{"$f":"K26-K31","v":0},{"$f":"L26-L31","v":219865591.70221919},214138112.3331567,208281764.67829031,202293649.2011894,196170801.12585378,189910188.96882302,183508713.03825915,176963203.8992576,170270420.80462849,163427050.09037024,156429703.53504115,149274916.68221718,141959147.12520456,134478772.75315928,126830089.95774293,119009311.79942971,111012566.13255447,102835893.68817455,94475246.113796055,85926483.968994081,77185374.675934017,68247590.423780143,59108706.025952697,49764196.729174197,40209435.973218203,30439693.100253224,20450131.012646496,10235803.778068602,-208345.81928724051,-10887488.782583654,0,0,0,0,0,0,0,0,0,0,0,0,0,0,0,0,0,0,0,0,0,0,0,0,0,0,0,0,0,0,0,0,0,0,{"$f":"BX26-BX31","v":0},0,0,0,0,0,0,0,0,0,0,0,0,0,0,0,0,0,0,0,0,0,0,0,0,0,0,0,0,0,0,0,0,0,0,0]
[null,null,null,"Free Cashflow","USD",null,null,"USD",null,null,{"$f":"K33-K22","v":-1470000000},219865591.70221919,214138112.3331567,208281764.67829031,202293649.2011894,196170801.12585378,189910188.96882302,183508713.03825915,176963203.8992576,170270420.80462849,163427050.09037024,156429703.53504115,149274916.68221718,141959147.12520456,134478772.75315928,126830089.95774293,119009311.79942971,111012566.13255447,102835893.68817455,94475246.113796055,85926483.968994081,77185374.675934017,68247590.423780143,59108706.025952697,49764196.729174197,40209435.973218203,30439693.100253224,20450131.012646496,10235803.778068602,-208345.81928724051,-10887488.782583654,0,{"$f":"AQ33-AQ22","v":0},0,0,0,0,0,0,0,0,0,0,0,0,0,0,0,0,0,0,0,0,0,0,0,0,0,0,0,0,0,0,0,{"$f":"BW33-BW22","v":0},0,0,0,0,0,0,0,0,0,0,0,0,0,0,0,0,0,0,0,0,0,0,0,0,0,0,0,0,0,0,0,{"$f":"DC33-DC22","v":0},0,0,0,0]
[null,null,null,"Pre-Tax Project IRR","%",{"$f":"IRR(K34:DG34)","v":0.10920264595949591},null,"%"]
[null,null,null,"Pre-Tax Project xIRR","%",{"$f":"XIRR(K34:DG34,K7:DG7)","v":0.10911855101585388}]
[]
[null,null,null,"Target IRR","%",{"$f":"'Input C'!F77","v":9.6000000000000002E-2},null,"%"]
[]
[null,null,null,"NPV @ Target IRR","USD",{"$f":"NPV(F38,K34:DG34)","v":113344363.71539743},null,"USD"]
[null,null,null,"LCOE","USD/MWH",{"$f":"F24","v":49.122503890827112}]
[]
[null,"Depreciation and Taxes"]
[null,null,null,"Project Age","Age",null,null,null,null,null,{"$f":"J44+K9","v":0},{"$f":"K44+L9","v":1},2,3,4,5,6,7,8,9,10,11,12,13,14,15,16,17,18,19,20,21,22,23,24,25,26,27,28,29,30,30,30,30,30,30,30,30,30,30,30,30,30,30,30,30,30,30,30,30,30,30,30,30,30,30,30,30,30,30,30,30,30,30,30,{"$f":"BW44+BX9","v":30},30,30,30,30,30,30,30,30,30,30,30,30,30,30,30,30,30,30,30,30,30,30,30,30,30,30,30,30,30,30,30,30,30,30,30]
[null,null,null,"MACRS Rate","%",null,null,null,{"$f":"SUM(K45:XFD45)","v":1.0000000000000002},null,{"$f":"LOOKUP(K44,Lazard!77:77,Lazard!79:79)","v":0},{"$f":"LOOKUP(L44,Lazard!77:77,Lazard!79:79)","v":0.2},{"$f":"LOOKUP(M44,Lazard!77:77,Lazard!79:79)","v":0.32},{"$f":"LOOKUP(N44,Lazard!77:77,Lazard!79:79)","v":0.19192982456140351},{"$f":"LOOKUP(O44,Lazard!77:77,Lazard!79:79)","v":0.11526315789473685},{"$f":"LOOKUP(P44,Lazard!77:77,Lazard!79:79)","v":0.11526315789473685},{"$f":"LOOKUP(Q44,Lazard!77:77,Lazard!79:79)","v":5.7543859649122925E-2},{"$f":"LOOKUP(R44,Lazard!77:77,Lazard!79:79)","v":0},{"$f":"LOOKUP(S44,Lazard!77:77,Lazard!79:79)","v":0},{"$f":"LOOKUP(T44,Lazard!77:77,Lazard!79:79)","v":0},{"$f":"LOOKUP(U44,Lazard!77:77,Lazard!79:79)","v":0},{"$f":"LOOKUP(V44,Lazard!77:77,Lazard!79:79)","v":0},{"$f":"LOOKUP(W44,Lazard!77:77,Lazard!79:79)","v":0},{"$f":"LOOKUP(X44,Lazard!77:77,Lazard!79:79)","v":0},{"$f":"LOOKUP(Y44,Lazard!77:77,Lazard!79:79)","v":0},{"$f":"LOOKUP(Z44,Lazard!77:77,Lazard!79:79)","v":0},{"$f":"LOOKUP(AA44,Lazard!77:77,Lazard!79:79)","v":0},{"$f":"LOOKUP(AB44,Lazard!77:77,Lazard!79:79)","v":0},{"$f":"LOOKUP(AC44,Lazard!77:77,Lazard!79:79)","v":0},{"$f":"LOOKUP(AD44,Lazard!77:77,Lazard!79:79)","v":0},{"$f":"LOOKUP(AE44,Lazard!77:77,Lazard!79:79)","v":0},{"$f":"LOOKUP(AF44,Lazard!77:77,Lazard!79:79)","v":0},{"$f":"LOOKUP(AG44,Lazard!77:77,Lazard!79:79)","v":0},{"$f":"LOOKUP(AH44,Lazard!77:77,Lazard!79:79)","v":0},{"$f":"LOOKUP(AI44,Lazard!77:77,Lazard!79:79)","v":0},{"$f":"LOOKUP(AJ44,Lazard!77:77,Lazard!79:79)","v":0},{"$f":"LOOKUP(AK44,Lazard!77:77,Lazard!79:79)","v":0},{"$f":"LOOKUP(AL44,Lazard!77:77,Lazard!79:79)","v":0},{"$f":"LOOKUP(AM44,Lazard!77:77,Lazard!79:79)","v":0},{"$f":"LOOKUP(AN44,Lazard!77:77,Lazard!79:79)","v":0},{"$f":"LOOKUP(AO44,Lazard!77:77,Lazard!79:79)","v":0},{"$f":"LOOKUP(AP44,Lazard!77:77,Lazard!79:79)","v":0},{"$f":"LOOKUP(AQ44,Lazard!77:77,Lazard!79:79)","v":0},{"$f":"LOOKUP(AR44,Lazard!77:77,Lazard!79:79)","v":0},{"$f":"LOOKUP(AS44,Lazard!77:77,Lazard!79:79)","v":0},{"$f":"LOOKUP(AT44,Lazard!77:77,Lazard!79:79)","v":0},{"$f":"LOOKUP(AU44,Lazard!77:77,Lazard!79:79)","v":0},{"$f":"LOOKUP(AV44,Lazard!77:77,Lazard!79:79)","v":0},{"$f":"LOOKUP(AW44,Lazard!77:77,Lazard!79:79)","v":0},{"$f":"LOOKUP(AX44,Lazard!77:77,Lazard!79:79)","v":0},{"$f":"LOOKUP(AY44,Lazard!77:77,Lazard!79:79)","v":0},{"$f":"LOOKUP(AZ44,Lazard!77:77,Lazard!79:79)","v":0},{"$f":"LOOKUP(BA44,Lazard!77:77,Lazard!79:79)","v":0},{"$f":"LOOKUP(BB44,Lazard!77:77,Lazard!79:79)","v":0},{"$f":"LOOKUP(BC44,Lazard!77:77,Lazard!79:79)","v":0},{"$f":"LOOKUP(BD44,Lazard!77:77,Lazard!79:79)","v":0},{"$f":"LOOKUP(BE44,Lazard!77:77,Lazard!79:79)","v":0},{"$f":"LOOKUP(BF44,Lazard!77:77,Lazard!79:79)","v":0},{"$f":"LOOKUP(BG44,Lazard!77:77,Lazard!79:79)","v":0},{"$f":"LOOKUP(BH44,Lazard!77:77,Lazard!79:79)","v":0},{"$f":"LOOKUP(BI44,Lazard!77:77,Lazard!79:79)","v":0},{"$f":"LOOKUP(BJ44,Lazard!77:77,Lazard!79:79)","v":0},{"$f":"LOOKUP(BK44,Lazard!77:77,Lazard!79:79)","v":0},{"$f":"LOOKUP(BL44,Lazard!77:77,Lazard!79:79)","v":0},{"$f":"LOOKUP(BM44,Lazard!77:77,Lazard!79:79)","v":0},{"$f":"LOOKUP(BN44,Lazard!77:77,Lazard!79:79)","v":0},{"$f":"LOOKUP(BO44,Lazard!77:77,Lazard!79:79)","v":0},{"$f":"LOOKUP(BP44,Lazard!77:77,Lazard!79:79)","v":0},{"$f":"LOOKUP(BQ44,Lazard!77:77,Lazard!79:79)","v":0},{"$f":"LOOKUP(BR44,Lazard!77:77,Lazard!79:79)","v":0},{"$f":"LOOKUP(BS44,Lazard!77:77,Lazard!79:79)","v":0},{"$f":"LOOKUP(BT44,Lazard!77:77,Lazard!79:79)","v":0},{"$f":"LOOKUP(BU44,Lazard!77:77,Lazard!79:79)","v":0},{"$f":"LOOKUP(BV44,Lazard!77:77,Lazard!79:79)","v":0},{"$f":"LOOKUP(BW44,Lazard!77:77,Lazard!79:79)","v":0},{"$f":"LOOKUP(BX44,Lazard!77:77,Lazard!79:79)","v":0},{"$f":"LOOKUP(BY44,Lazard!77:77,Lazard!79:79)","v":0},{"$f":"LOOKUP(BZ44,Lazard!77:77,Lazard!79:79)","v":0},{"$f":"LOOKUP(CA44,Lazard!77:77,Lazard!79:79)","v":0},{"$f":"LOOKUP(CB44,Lazard!77:77,Lazard!79:79)","v":0},{"$f":"LOOKUP(CC44,Lazard!77:77,Lazard!79:79)","v":0},{"$f":"LOOKUP(CD44,Lazard!77:77,Lazard!79:79)","v":0},{"$f":"LOOKUP(CE44,Lazard!77:77,Lazard!79:79)","v":0},{"$f":"LOOKUP(CF44,Lazard!77:77,Lazard!79:79)","v":0},{"$f":"LOOKUP(CG44,Lazard!77:77,Lazard!79:79)","v":0},{"$f":"LOOKUP(CH44,Lazard!77:77,Lazard!79:79)","v":0},{"$f":"LOOKUP(CI44,Lazard!77:77,Lazard!79:79)","v":0},{"$f":"LOOKUP(CJ44,Lazard!77:77,Lazard!79:79)","v":0},{"$f":"LOOKUP(CK44,Lazard!77:77,Lazard!79:79)","v":0},{"$f":"LOOKUP(CL44,Lazard!77:77,Lazard!79:79)","v":0},{"$f":"LOOKUP(CM44,Lazard!77:77,Lazard!79:79)","v":0},{"$f":"LOOKUP(CN44,Lazard!77:77,Lazard!79:79)","v":0},{"$f":"LOOKUP(CO44,Lazard!77:77,Lazard!79:79)","v":0},{"$f":"LOOKUP(CP44,Lazard!77:77,Lazard!79:79)","v":0},{"$f":"LOOKUP(CQ44,Lazard!77:77,Lazard!79:79)","v":0},{"$f":"LOOKUP(CR44,Lazard!77:77,Lazard!79:79)","v":0},{"$f":"LOOKUP(CS44,Lazard!77:77,Lazard!79:79)","v":0},{"$f":"LOOKUP(CT44,Lazard!77:77,Lazard!79:79)","v":0},{"$f":"LOOKUP(CU44,Lazard!77:77,Lazard!79:79)","v":0},{"$f":"LOOKUP(CV44,Lazard!77:77,Lazard!79:79)","v":0},{"$f":"LOOKUP(CW44,Lazard!77:77,Lazard!79:79)","v":0},{"$f":"LOOKUP(CX44,Lazard!77:77,Lazard!79:79)","v":0},{"$f":"LOOKUP(CY44,Lazard!77:77,Lazard!79:79)","v":0},{"$f":"LOOKUP(CZ44,Lazard!77:77,Lazard!79:79)","v":0},{"$f":"LOOKUP(DA44,Lazard!77:77,Lazard!79:79)","v":0},{"$f":"LOOKUP(DB44,Lazard!77:77,Lazard!79:79)","v":0},{"$f":"LOOKUP(DC44,Lazard!77:77,Lazard!79:79)","v":0},{"$f":"LOOKUP(DD44,Lazard!77:77,Lazard!79:79)","v":0},{"$f":"LOOKUP(DE44,Lazard!77:77,Lazard!79:79)","v":0},{"$f":"LOOKUP(DF44,Lazard!77:77,Lazard!79:79)","v":0},{"$f":"LOOKUP(DG44,Lazard!77:77,Lazard!79:79)","v":0}]
[null,null,null,"Accumulated Plant","USD",null,null,null,null,null,{"$f":"J46+K22","v":1470000000},{"$f":"K46+L22","v":1470000000},1470000000,1470000000,1470000000,1470000000,1470000000,1470000000,1470000000,1470000000,1470000000,1470000000,1470000000,1470000000,1470000000,1470000000,1470000000,1470000000,1470000000,1470000000,1470000000,1470000000,1470000000,1470000000,1470000000,1470000000,1470000000,1470000000,1470000000,1470000000,1470000000,1470000000,1470000000,1470000000,1470000000,1470000000,1470000000,1470000000,1470000000,1470000000,1470000000,1470000000,1470000000,1470000000,1470000000,1470000000,1470000000,1470000000,1470000000,1470000000,1470000000,1470000000,1470000000,1470000000,1470000000,1470000000,1470000000,1470000000,1470000000,1470000000,1470000000,1470000000,1470000000,1470000000,1470000000,{"$f":"BW46+BX22","v":1470000000},1470000000,1470000000,1470000000,1470000000,1470000000,1470000000,1470000000,1470000000,1470000000,1470000000,1470000000,1470000000,1470000000,1470000000,1470000000,1470000000,1470000000,1470000000,1470000000,1470000000,1470000000,1470000000,1470000000,1470000000,1470000000,1470000000,1470000000,1470000000,1470000000,1470000000,1470000000,1470000000,1470000000,1470000000,1470000000]
[null,null,null,"Depreciation","USD",null,null,null,{"$f":"SUM(K47:XFD47)","v":1470000000.0000005},null,{"$f":"K46*K45","v":0},{"$f":"L46*L45","v":294000000},470400000,282136842.10526317,169436842.10526317,169436842.10526317,84589473.684210703,0,0,0,0,0,0,0,0,0,0,0,0,0,0,0,0,0,0,0,0,0,0,0,0,0,0,0,0,0,0,0,0,0,0,0,0,0,0,0,0,0,0,0,0,0,0,0,0,0,0,0,0,0,0,0,0,0,0,{"$f":"BX46*BX45","v":0},0,0,0,0,0,0,0,0,0,0,0,0,0,0,0,0,0,0,0,0,0,0,0,0,0,0,0,0,0,0,0,0,0,0,0]
[null,null,null,"Accumulated Depreciation - MACRS","USD",null,null,null,null,null,{"$f":"J48+K47","v":0},{"$f":"K48+L47","v":294000000},764400000,1046536842.1052632,1215973684.2105265,1385410526.3157897,1470000000.0000005,1470000000.0000005,1470000000.0000005,1470000000.0000005,1470000000.0000005,1470000000.0000005,1470000000.0000005,1470000000.0000005,1470000000.0000005,1470000000.0000005,1470000000.0000005,1470000000.0000005,1470000000.0000005,1470000000.0000005,1470000000.0000005,1470000000.0000005,1470000000.0000005,1470000000.0000005,1470000000.0000005,1470000000.0000005,1470000000.0000005,1470000000.0000005,1470000000.0000005,1470000000.0000005,1470000000.0000005,1470000000.0000005,1470000000.0000005,1470000000.0000005,1470000000.0000005,1470000000.0000005,1470000000.0000005,1470000000.0000005,1470000000.0000005,1470000000.0000005,1470000000.0000005,1470000000.0000005,1470000000.0000005,1470000000.0000005,1470000000.0000005,1470000000.0000005,1470000000.0000005,1470000000.0000005,1470000000.0000005,1470000000.0000005,1470000000.0000005,1470000000.0000005,1470000000.0000005,1470000000.0000005,1470000000.0000005,1470000000.0000005,1470000000.0000005,1470000000.0000005,1470000000.0000005,1470000000.0000005,1470000000.0000005,1470000000.0000005,1470000000.0000005,1470000000.0000005,1470000000.0000005,{"$f":"BW48+BX47","v":1470000000.0000005},1470000000.0000005,1470000000.0000005,1470000000.0000005,1470000000.0000005,1470000000.0000005,1470000000.0000005,1470000000.0000005,1470000000.0000005,1470000000.0000005,1470000000.0000005,1470000000.0000005,1470000000.0000005,1470000000.0000005,1470000000.0000005,1470000000.0000005,1470000000.0000005,1470000000.0000005,1470000000.0000005,1470000000.0000005,1470000000.0000005,1470000000.0000005,1470000000.0000005,1470000000.0000005,1470000000.0000005,1470000000.0000005,1470000000.0000005,1470000000.0000005,1470000000.0000005,1470000000.0000005,1470000000.0000005,1470000000.0000005,1470000000.0000005,1470000000.0000005,1470000000.0000005,1470000000.0000005]
[]
[null,null,null,"Straight Line Depreciation Rate","%",{"$f":"1/F9","v":3.3333333333333333E-2},null,null,{"$f":"SUM(K50:XFD50)","v":0.99999999999999989},null,{"$f":"$F$50*K9","v":0},{"$f":"$F$50*L9","v":3.3333333333333333E-2},3.3333333333333333E-2,3.3333333333333333E-2,3.3333333333333333E-2,3.3333333333333333E-2,3.3333333333333333E-2,3.3333333333333333E-2,3.3333333333333333E-2,3.3333333333333333E-2,3.3333333333333333E-2,3.3333333333333333E-2,3.3333333333333333E-2,3.3333333333333333E-2,3.3333333333333333E-2,3.3333333333333333E-2,3.3333333333333333E-2,3.3333333333333333E-2,3.3333333333333333E-2,3.3333333333333333E-2,3.3333333333333333E-2,3.3333333333333333E-2,3.3333333333333333E-2,3.3333333333333333E-2,3.3333333333333333E-2,3.3333333333333333E-2,3.3333333333333333E-2,3.3333333333333333E-2,3.3333333333333333E-2,3.3333333333333333E-2,3.3333333333333333E-2,0,0,0,0,0,0,0,0,0,0,0,0,0,0,0,0,0,0,0,0,0,0,0,0,0,0,0,0,0,0,0,0,0,0,{"$f":"$F$50*BX9","v":0},0,0,0,0,0,0,0,0,0,0,0,0,0,0,0,0,0,0,0,0,0,0,0,0,0,0,0,0,0,0,0,0,0,0,0]
[null,null,null,"Straight Line Depreciation  ","USD",null,null,null,{"$f":"SUM(K51:XFD51)","v":1470000000},null,{"$f":"K50*K46","v":0},{"$f":"L50*L46","v":49000000},49000000,49000000,49000000,49000000,49000000,49000000,49000000,49000000,49000000,49000000,49000000,49000000,49000000,49000000,49000000,49000000,49000000,49000000,49000000,49000000,49000000,49000000,49000000,49000000,49000000,49000000,49000000,49000000,49000000,0,0,0,0,0,0,0,0,0,0,0,0,0,0,0,0,0,0,0,0,0,0,0,0,0,0,0,0,0,0,0,0,0,0,{"$f":"BX50*BX46","v":0},0,0,0,0,0,0,0,0,0,0,0,0,0,0,0,0,0,0,0,0,0,0,0,0,0,0,0,0,0,0,0,0,0,0,0]
[]
[null,null,null,"Depreciation Applied","Flag",{"$f":"'Input C'!F58","v":false},null,null,null,null,{"$f":"IF($F$53,K47,K51)","v":0},{"$f":"IF($F$53,L47,L51)","v":49000000},49000000,49000000,49000000,49000000,49000000,49000000,49000000,49000000,49000000,49000000,49000000,49000000,49000000,49000000,49000000,49000000,49000000,49000000,49000000,49000000,49000000,49000000,49000000,49000000,49000000,49000000,49000000,49000000,49000000,0,0,0,0,0,0,0,0,0,0,0,0,0,0,0,0,0,0,0,0,0,0,0,0,0,0,0,0,0,0,0,0,0,0,{"$f":"IF($F$53,BX47,BX51)","v":0},0,0,0,0,0,0,0,0,0,0,0,0,0,0,0,0,0,0,0,0,0,0,0,0,0,0,0,0,0,0,0,0,0,0,0]
[]
[null,null,null,"EBIT","USD",null,null,null,{"$f":"SUM(K55:XFD55)","v":2021606724.7155175},null,{"$f":"K33-K53","v":0},{"$f":"L33-L53","v":170865591.70221919},165138112.3331567,159281764.67829031,153293649.2011894,147170801.12585378,140910188.96882302,134508713.03825915,127963203.8992576,121270420.80462849,114427050.09037024,107429703.53504115,100274916.68221718,92959147.125204563,85478772.753159285,77830089.957742929,70009311.799429715,62012566.132554471,53835893.688174546,45475246.113796055,36926483.968994081,28185374.675934017,19247590.423780143,10108706.025952697,764196.72917419672,-8790564.0267817974,-18560306.899746776,-28549868.987353504,-38764196.221931398,-49208345.819287241,-59887488.782583654,0,0,0,0,0,0,0,0,0,0,0,0,0,0,0,0,0,0,0,0,0,0,0,0,0,0,0,0,0,0,0,0,0,0,{"$f":"BX33-BX53","v":0},0,0,0,0,0,0,0,0,0,0,0,0,0,0,0,0,0,0,0,0,0,0,0,0,0,0,0,0,0,0,0,0,0,0,0]
[null,null,null,"Taxes on EBIT","USD",{"$f":"'Input C'!F63","v":0.4},null,null,null,null,{"$f":"$F$56*K55","v":0},{"$f":"$F$56*L55","v":68346236.680887684},66055244.933262683,63712705.871316127,61317459.680475764,58868320.450341515,56364075.587529212,53803485.215303659,51185281.559703045,48508168.321851403,45770820.036148101,42971881.414016463,40109966.672886871,37183658.850081824,34191509.101263717,31132035.983097173,28003724.719771888,24805026.453021791,21534357.475269821,18190098.445518423,14770593.587597633,11274149.870373607,7699036.1695120577,4043482.4103810787,305678.69166967872,-3516225.6107127191,-7424122.759898711,-11419947.594941402,-15505678.48877256,-19683338.327714898,-23954995.513033465,0,0,0,0,0,0,0,0,0,0,0,0,0,0,0,0,0,0,0,0,0,0,0,0,0,0,0,0,0,0,0,0,0,0,{"$f":"$F$56*BX55","v":0},0,0,0,0,0,0,0,0,0,0,0,0,0,0,0,0,0,0,0,0,0,0,0,0,0,0,0,0,0,0,0,0,0,0,0]
[]
[null,null,null,"Interest Expense","USD",null,null,null,null,null,{"$f":"K95","v":0},{"$f":"L95","v":70560000},69937136.30019407,69264443.504403666,68537935.284950018,67753306.40794009,66905907.220769361,65990716.098624974,65002309.686709046,63934830.761839829,62781953.522981085,61536846.105013639,60192130.093608797,58739836.80129157,57171360.045588963,55477405.149430141,53647933.861578621,51672104.870698981,49538209.560548961,47233602.625586949,44744627.135827973,42056533.606888279,39153392.595633402,36018000.303478144,32631776.62795046,28974655.058380563,25024963.763245072,20759297.164498743,16152377.237852711,11176903.717074996,5803392.3146350607,-6.794929504394532E-8,-7.3385238647460942E-8,-7.9256057739257825E-8,-8.5596542358398435E-8,-9.2444265747070326E-8,-9.983980700683594E-8,-1.0782699156738282E-7,-1.1645315089277343E-7,-1.2576940296419531E-7,-1.3583095520133093E-7,-1.466974316174374E-7,-1.5843322614683239E-7,-1.7110788423857898E-7,-1.847965149776653E-7,-1.9958023617587853E-7,-2.1554665506994881E-7,-2.3279038747554471E-7,-2.5141361847358829E-7,-2.7152670795147535E-7,-2.9324884458759337E-7,-3.1670875215460083E-7,-3.4204545232696889E-7,-3.6940908851312636E-7,-3.9896181559417645E-7,-4.3087876084171062E-7,-4.6534906170904747E-7,-5.0257698664577127E-7,-5.4278314557743292E-7,-5.8620579722362756E-7,-6.3310226100151774E-7,-6.8375044188163925E-7,-7.3845047723217028E-7,-7.9752651541074399E-7,-8.6132863664360351E-7,{"$f":"BX95","v":-9.3023492757509171E-7},-1.0046537217810991E-6,-1.0850260195235871E-6,-1.1718281010854742E-6,-1.2655743491723121E-6,-1.366820297106097E-6,-1.4761659208745848E-6,-1.5942591945445517E-6,-1.7217999301081159E-6,-1.8595439245167653E-6,-2.0083074384781065E-6,-2.1689720335563549E-6,-2.3424897962408634E-6,-2.5298889799401325E-6,-2.732280098335343E-6,-2.9508625062021704E-6,-3.186931506698344E-6,-3.4418860272342112E-6,-3.7172369094129482E-6,-4.0146158621659844E-6,-4.3357851311392628E-6,-4.6826479416304034E-6,-5.0572597769608365E-6,-5.4618405591177039E-6,-5.8987878038471203E-6,-6.3706908281548893E-6,-6.8803460944072803E-6,-7.4307737819598634E-6,-8.0252356845166521E-6,-8.6672545392779847E-6,-9.3606349024202228E-6,-1.0109485694613842E-5,-1.091824455018295E-5,-1.1791704114197585E-5,-1.2735040443333392E-5,-1.3753843678800064E-5]
[null,null,null,"EBT",null,null,null,null,null,null,{"$f":"K55-K58","v":0},{"$f":"L55-L58","v":100305591.70221919},95200976.032962635,90017321.173886642,84755713.916239381,79417494.717913687,74004281.748053655,68517996.939634174,62960894.212548554,57335590.042788662,51645096.567389153,45892857.430027515,40082786.588608384,34219310.323912993,28307412.707570322,22352684.808312789,16361377.937851094,10340461.261855491,4297684.1276255846,-1758356.511790894,-7818143.1668338925,-13871158.930954263,-19905802.171853259,-25909294.277525447,-31867579.898776263,-37765219.085162356,-43585270.662991852,-49309166.15185225,-54916573.459784105,-60385249.536362238,-65690881.097218715,6.794929504394532E-8,7.3385238647460942E-8,7.9256057739257825E-8,8.5596542358398435E-8,9.2444265747070326E-8,9.983980700683594E-8,1.0782699156738282E-7,1.1645315089277343E-7,1.2576940296419531E-7,1.3583095520133093E-7,1.466974316174374E-7,1.5843322614683239E-7,1.7110788423857898E-7,1.847965149776653E-7,1.9958023617587853E-7,2.1554665506994881E-7,2.3279038747554471E-7,2.5141361847358829E-7,2.7152670795147535E-7,2.9324884458759337E-7,3.1670875215460083E-7,3.4204545232696889E-7,3.6940908851312636E-7,3.9896181559417645E-7,4.3087876084171062E-7,4.6534906170904747E-7,5.0257698664577127E-7,5.4278314557743292E-7,5.8620579722362756E-7,6.3310226100151774E-7,6.8375044188163925E-7,7.3845047723217028E-7,7.9752651541074399E-7,8.6132863664360351E-7,{"$f":"BX55-BX58","v":9.3023492757509171E-7},1.0046537217810991E-6,1.0850260195235871E-6,1.1718281010854742E-6,1.2655743491723121E-6,1.366820297106097E-6,1.4761659208745848E-6,1.5942591945445517E-6,1.7217999301081159E-6,1.8595439245167653E-6,2.0083074384781065E-6,2.1689720335563549E-6,2.3424897962408634E-6,2.5298889799401325E-6,2.732280098335343E-6,2.9508625062021704E-6,3.186931506698344E-6,3.4418860272342112E-6,3.7172369094129482E-6,4.0146158621659844E-6,4.3357851311392628E-6,4.6826479416304034E-6,5.0572597769608365E-6,5.4618405591177039E-6,5.8987878038471203E-6,6.3706908281548893E-6,6.8803460944072803E-6,7.4307737819598634E-6,8.0252356845166521E-6,8.6672545392779847E-6,9.3606349024202228E-6,1.0109485694613842E-5,1.091824455018295E-5,1.1791704114197585E-5,1.2735040443333392E-5,1.3753843678800064E-5]
[null,null,null,"Taxes Computed","USD",{"$f":"'Input C'!F63","v":0.4},null,null,{"$f":"SUM(K60:XFD60)","v":221293134.9153918},null,{"$f":"K59*$F$60","v":0},{"$f":"L59*$F$60","v":40122236.680887677},38080390.413185053,36006928.469554655,33902285.566495754,31766997.887165476,29601712.699221462,27407198.775853671,25184357.685019422,22934236.017115466,20658038.626955662,18357142.972011007,16033114.635443354,13687724.129565198,11322965.08302813,8941073.9233251158,6544551.1751404377,4136184.5047421963,1719073.651050234,-703342.60471635766,-3127257.266733557,-5548463.572381705,-7962320.8687413037,-10363717.71101018,-12747031.959510505,-15106087.634064943,-17434108.265196741,-19723666.460740902,-21966629.383913644,-24154099.814544898,-26276352.438887488,2.7179718017578129E-8,2.9354095458984377E-8,3.170242309570313E-8,3.4238616943359377E-8,3.6977706298828136E-8,3.9935922802734377E-8,4.3130796626953133E-8,4.6581260357109377E-8,5.0307761185678128E-8,5.4332382080532375E-8,5.8678972646974958E-8,6.3373290458732955E-8,6.8443153695431598E-8,7.391860599106612E-8,7.983209447035142E-8,8.6218662027979527E-8,9.3116154990217886E-8,1.0056544738943532E-7,1.0861068318059014E-7,1.1729953783503736E-7,1.2668350086184034E-7,1.3681818093078756E-7,1.4776363540525055E-7,1.5958472623767058E-7,1.7235150433668425E-7,1.8613962468361899E-7,2.0103079465830852E-7,2.1711325823097318E-7,2.3448231888945104E-7,2.532409044006071E-7,2.735001767526557E-7,2.9538019089286811E-7,3.1901060616429763E-7,3.4453145465744141E-7,{"$f":"BX59*$F$60","v":3.7209397103003669E-7},4.0186148871243965E-7,4.3401040780943485E-7,4.6873124043418971E-7,5.062297396689249E-7,5.4672811884243888E-7,5.90466368349834E-7,6.3770367781782074E-7,6.8871997204324643E-7,7.4381756980670621E-7,8.0332297539124263E-7,8.67588813422542E-7,9.3699591849634543E-7,1.011955591976053E-6,1.0929120393341372E-6,1.1803450024808682E-6,1.2747726026793378E-6,1.3767544108936847E-6,1.4868947637651794E-6,1.6058463448663939E-6,1.7343140524557052E-6,1.8730591766521614E-6,2.0229039107843349E-6,2.1847362236470817E-6,2.3595151215388482E-6,2.548276331261956E-6,2.7521384377629123E-6,2.9723095127839456E-6,3.2100942738066611E-6,3.466901815711194E-6,3.7442539609680894E-6,4.0437942778455367E-6,4.3672978200731801E-6,4.7166816456790344E-6,5.094016177333357E-6,5.5015374715200256E-6]
[null,null,null,"Taxes from UDF","USD",null,null,null,{"$f":"SUM(K61:XFD61)","v":435596216.87369931},null,{"$f":"K251","v":0},{"$f":"L251","v":40122236.680887677},38988655.605595574,37808830.71352642,36580456.509879746,35301098.4621341,33968185.38977772,32579001.395691678,31130677.31135818,29620181.626373835,28044310.870948542,26399679.418164127,24682708.670743223,22889615.594931573,21016400.561819866,19058834.45401315,17012444.992993832,14872502.239801824,12634003.218770672,10291655.610995596,7839860.4609607607,5272693.8363057896,2583887.3770549069,-233192.33324886486,-3185565.6461776891,-6280663.052863528,-9526349.7949284222,-12930951.96749334,-16503284.205074308,-20252679.046709612,-24189018.08253371,0,0,0,0,0,0,0,0,0,0,0,0,0,0,0,0,0,0,0,0,0,0,0,0,0,0,0,0,0,0,0,0,0,0,{"$f":"BX251","v":0},0,0,0,0,0,0,0,0,0,0,0,0,0,0,0,0,0,0,0,0,0,0,0,0,0,0,0,0,0,0,0,0,0,0,""]
[]
[null,null,"CFADS"]
[null,null,null,"EBITDA","USD",null,null,null,null,null,{"$f":"K33","v":0},{"$f":"L33","v":219865591.70221919},214138112.3331567,208281764.67829031,202293649.2011894,196170801.12585378,189910188.96882302,183508713.03825915,176963203.8992576,170270420.80462849,163427050.09037024,156429703.53504115,149274916.68221718,141959147.12520456,134478772.75315928,126830089.95774293,119009311.79942971,111012566.13255447,102835893.68817455,94475246.113796055,85926483.968994081,77185374.675934017,68247590.423780143,59108706.025952697,49764196.729174197,40209435.973218203,30439693.100253224,20450131.012646496,10235803.778068602,-208345.81928724051,-10887488.782583654,0,0,0,0,0,0,0,0,0,0,0,0,0,0,0,0,0,0,0,0,0,0,0,0,0,0,0,0,0,0,0,0,0,0,{"$f":"BX33","v":0},0,0,0,0,0,0,0,0,0,0,0,0,0,0,0,0,0,0,0,0,0,0,0,0,0,0,0,0,0,0,0,0,0,0,0]
[null,null,null,"Less: Tax","USD",{"$f":"'Input C'!F67","v":true},null,null,null,null,{"$f":"IF($F$65,K60,K61)","v":0},{"$f":"IF($F$65,L60,L61)","v":40122236.680887677},38080390.413185053,36006928.469554655,33902285.566495754,31766997.887165476,29601712.699221462,27407198.775853671,25184357.685019422,22934236.017115466,20658038.626955662,18357142.972011007,16033114.635443354,13687724.129565198,11322965.08302813,8941073.9233251158,6544551.1751404377,4136184.5047421963,1719073.651050234,-703342.60471635766,-3127257.266733557,-5548463.572381705,-7962320.8687413037,-10363717.71101018,-12747031.959510505,-15106087.634064943,-17434108.265196741,-19723666.460740902,-21966629.383913644,-24154099.814544898,-26276352.438887488,2.7179718017578129E-8,2.9354095458984377E-8,3.170242309570313E-8,3.4238616943359377E-8,3.6977706298828136E-8,3.9935922802734377E-8,4.3130796626953133E-8,4.6581260357109377E-8,5.0307761185678128E-8,5.4332382080532375E-8,5.8678972646974958E-8,6.3373290458732955E-8,6.8443153695431598E-8,7.391860599106612E-8,7.983209447035142E-8,8.6218662027979527E-8,9.3116154990217886E-8,1.0056544738943532E-7,1.0861068318059014E-7,1.1729953783503736E-7,1.2668350086184034E-7,1.3681818093078756E-7,1.4776363540525055E-7,1.5958472623767058E-7,1.7235150433668425E-7,1.8613962468361899E-7,2.0103079465830852E-7,2.1711325823097318E-7,2.3448231888945104E-7,2.532409044006071E-7,2.735001767526557E-7,2.9538019089286811E-7,3.1901060616429763E-7,3.4453145465744141E-7,{"$f":"IF($F$65,BX60,BX61)","v":3.7209397103003669E-7},4.0186148871243965E-7,4.3401040780943485E-7,4.6873124043418971E-7,5.062297396689249E-7,5.4672811884243888E-7,5.90466368349834E-7,6.3770367781782074E-7,6.8871997204324643E-7,7.4381756980670621E-7,8.0332297539124263E-7,8.67588813422542E-7,9.3699591849634543E-7,1.011955591976053E-6,1.0929120393341372E-6,1.1803450024808682E-6,1.2747726026793378E-6,1.3767544108936847E-6,1.4868947637651794E-6,1.6058463448663939E-6,1.7343140524557052E-6,1.8730591766521614E-6,2.0229039107843349E-6,2.1847362236470817E-6,2.3595151215388482E-6,2.548276331261956E-6,2.7521384377629123E-6,2.9723095127839456E-6,3.2100942738066611E-6,3.466901815711194E-6,3.7442539609680894E-6,4.0437942778455367E-6,4.3672978200731801E-6,4.7166816456790344E-6,5.094016177333357E-6,5.5015374715200256E-6]
[null,null,null,"CFADS","USD",null,null,null,null,null,{"$f":"K64-K65","v":0},{"$f":"L64-L65","v":179743355.02133152},176057721.91997164,172274836.20873564,168391363.63469365,164403803.23868829,160308476.26960155,156101514.26240548,151778846.21423817,147336184.78751302,142769011.46341458,138072560.56303015,133241802.04677382,128271422.99563937,123155807.67013115,117889016.03441781,112464760.62428927,106876381.62781228,101116820.03712431,95178588.718512416,89053741.235727638,82733838.248315722,76209911.292521447,69472423.736962885,62511228.688684702,55315523.607283145,47873801.365449965,40173797.473387398,32202433.161982246,23945753.995257657,15388863.656303834,-2.7179718017578129E-8,-2.9354095458984377E-8,-3.170242309570313E-8,-3.4238616943359377E-8,-3.6977706298828136E-8,-3.9935922802734377E-8,-4.3130796626953133E-8,-4.6581260357109377E-8,-5.0307761185678128E-8,-5.4332382080532375E-8,-5.8678972646974958E-8,-6.3373290458732955E-8,-6.8443153695431598E-8,-7.391860599106612E-8,-7.983209447035142E-8,-8.6218662027979527E-8,-9.3116154990217886E-8,-1.0056544738943532E-7,-1.0861068318059014E-7,-1.1729953783503736E-7,-1.2668350086184034E-7,-1.3681818093078756E-7,-1.4776363540525055E-7,-1.5958472623767058E-7,-1.7235150433668425E-7,-1.8613962468361899E-7,-2.0103079465830852E-7,-2.1711325823097318E-7,-2.3448231888945104E-7,-2.532409044006071E-7,-2.735001767526557E-7,-2.9538019089286811E-7,-3.1901060616429763E-7,-3.4453145465744141E-7,{"$f":"BX64-BX65","v":-3.7209397103003669E-7},-4.0186148871243965E-7,-4.3401040780943485E-7,-4.6873124043418971E-7,-5.062297396689249E-7,-5.4672811884243888E-7,-5.90466368349834E-7,-6.3770367781782074E-7,-6.8871997204324643E-7,-7.4381756980670621E-7,-8.0332297539124263E-7,-8.67588813422542E-7,-9.3699591849634543E-7,-1.011955591976053E-6,-1.0929120393341372E-6,-1.1803450024808682E-6,-1.2747726026793378E-6,-1.3767544108936847E-6,-1.4868947637651794E-6,-1.6058463448663939E-6,-1.7343140524557052E-6,-1.8730591766521614E-6,-2.0229039107843349E-6,-2.1847362236470817E-6,-2.3595151215388482E-6,-2.548276331261956E-6,-2.7521384377629123E-6,-2.9723095127839456E-6,-3.2100942738066611E-6,-3.466901815711194E-6,-3.7442539609680894E-6,-4.0437942778455367E-6,-4.3672978200731801E-6,-4.7166816456790344E-6,-5.094016177333357E-6]
[]
[null,null,null,"Interest Rate Factor","factor",null,null,null,null,null,1,{"$f":"K68*(1+$F$70/2)","v":1.04},{"$f":"L68*(1+$F$70)","v":1.1232000000000002},{"$f":"M68*(1+$F$70)","v":1.2130560000000004},1.3101004800000005,1.4149085184000005,1.5281011998720007,1.6503492958617607,1.7823772395307016,1.9249674186931578,2.0789648121886106,2.2452819971636995,2.4249045569367955,2.6188969214917392,2.8284086752110786,3.0546813692279651,3.2990558787662025,3.5629803490674989,3.8480187769928991,4.1558602791523311,4.4883291014845179,4.8473954296032797,5.2351870639715425,5.6540020290892663,6.1063221914164076,6.5948279667297207,7.1224142040680984,7.6922073403935469,8.3075839276250321,8.9721906418350343,9.6899658931818369,10.465163164636385,11.302376217807296,12.20656631523188,13.183091620450432,14.237738950086467,15.376758066093386,16.606898711380857,17.935450608291326,19.370286656954633,20.919909589511004,22.593502356671888,24.40098254520564,26.353061148822093,28.461306040727862,30.738210523986094,33.197267365904985,35.853048755177383,38.721292655591576,41.818996068038906,45.164515753482021,48.777677013760588,52.679891174861439,56.894282468850356,61.445825066358388,66.361491071667061,71.670410357400428,77.404043185992464,83.596366640871864,90.284075972141622,97.506802049912963,105.307346213906,113.73193391101849,122.83048862389997,132.65692771381197,143.26948193091692,154.73104048539028,{"$f":"BY68*(1+$F$70)","v":167.1095237242215},180.47828562215923,194.91654847193197,210.50987234968656,227.35066213766149,245.53871510867441,265.18181231736838,286.39635730275785,309.30806588697851,334.05271115793681,360.77692805057177,389.63908229461754,420.81020887818698,454.47502558844195,490.83302763551734,530.09966984635878,572.50764343406752,618.30825490879295,667.77291530149648,721.19474852561621,778.89032840766561,841.20155468027895,908.49767905470128,981.17749337907742,1059.6716928494036,1144.4454282773559,1236.0010625395444,1334.881147542708,1441.6716393461247,1557.0053704938148,1681.5658001333202,1816.0910641439859,1961.3783492755049,2118.2886172175454]
[null,null,null,"Interest Rate Factor","factor",null,null,null,null,null,1,{"$f":"K69*(1+$F$70)","v":1.08},{"$f":"L69*(1+$F$70)","v":1.1664000000000001},1.2597120000000002,1.3604889600000003,1.4693280768000003,1.5868743229440005,1.7138242687795207,1.8509302102818825,1.9990046271044333,2.1589249972727882,2.3316389970546112,2.5181701168189803,2.7196237261644991,2.9371936242576591,3.172169114198272,3.425942643334134,3.7000180548008648,3.9960194991849343,4.3157010591197293,4.6609571438493083,5.033833715357253,5.4365404125858339,5.8714636455927014,6.3411807372401183,6.8484751962193284,7.3963532119168756,7.9880614688702263,8.6271063863798449,9.3172748972902326,10.062656889073452,10.867669440199329,11.737082995415276,12.6760496350485,13.690133605852381,14.785344294320572,15.968171837866219,17.245625584895517,18.62527563168716,20.115297682222135,21.724521496799905,23.462483216543898,25.339481873867413,27.366640423776808,29.555971657678953,31.920449390293271,34.474085341516734,37.232012168838075,40.210573142345126,43.427418993732736,46.901612513231356,50.653741514289869,54.706040835433065,59.082524102267712,63.809126030449136,68.913856112885071,74.426964601915884,80.381121770069157,86.811611511674698,93.756540432608674,101.25706366721738,109.35762876059478,118.10623906144237,127.55473818635777,137.75911724126641,148.77984662056772,{"$f":"BX69*(1+$F$70)","v":160.68223435021315},173.53681309823023,187.41975814608867,202.41333879777576,218.60640590159784,236.09491837372568,254.98251184362374,275.38111279111365,297.41160181440279,321.20452995955503,346.90089235631945,374.652963744825,404.62520084441104,436.99521691196395,471.95483426492109,509.71122100611478,550.48811868660403,594.52716818153237,642.089341636055,693.45648896693945,748.93300808429467,808.84764873103825,873.55546062952135,943.43989747988314,1018.9150892782739,1100.4282964205358,1188.4625601341788,1283.5395649449133,1386.2227301405064,1497.1205485517471,1616.890192435887,1746.2414078307581,1885.940720457219,2036.8159780937965,2199.7612563413004]
[null,null,null,"Interest Rate","%",{"$f":"'Input C'!F72","v":0.08}]
[null,null,null,"PV of CFADS at Interest Rate","USD",{"$f":"NPV(F70,L66:DG66)","v":1549851540.1902144},{"$f":"SUMPRODUCT(K66:DG66/K69:DG69)","v":1549851540.1902146}]
[]
[]
[null,"Debt Financing"]
[null,null,null,"Turn on Debt","Flag",{"$f":"'Input C'!F74","v":true},null,null,null,null,{"$f":"$F$75","v":true},true,true,true,true,true,true,true,true,true,true,true,true,true,true,true,true,true,true,true,true,true,true,true,true,true,true,true,true,true,true,true,{"$f":"$F$75","v":true},true,true,true,true,true,true,true,true,true,true,true,true,true,true,true,true,true,true,true,true,true,true,true,true,true,true,true,true,true,true,true,{"$f":"$F$75","v":true},true,true,true,true,true,true,true,true,true,true,true,true,true,true,true,true,true,true,true,true,true,true,true,true,true,true,true,true,true,true,true,true,true,true,true,true]
[null,null,null,"Repayment Period","Date",{"$f":"'Input C'!F5","v":"2026-01-01"},{"$f":"'Input C'!F71","v":"2057-07-01"},"Flag",{"$f":"SUM(K76:DG76)","v":30},null,{"$f":"(AND(K$6>=$F76,K$6<$G76))*K9","v":0},{"$f":"(AND(L$6>=$F76,L$6<$G76))*L9","v":1},1,1,1,1,1,1,1,1,1,1,1,1,1,1,1,1,1,1,1,1,1,1,1,1,1,1,1,1,1,0,0,0,0,0,0,0,0,0,0,0,0,0,0,0,0,0,0,0,0,0,0,0,0,0,0,0,0,0,0,0,0,0,0,{"$f":"(AND(BX$6>=$F76,BX$6<$G76))*BX9","v":0},0,0,0,0,0,0,0,0,0,0,0,0,0,0,0,0,0,0,0,0,0,0,0,0,0,0,0,0,0,0,0,0,0,0,0]
[null,null,null,"Capital Expenditure","USD",null,null,null,{"$f":"SUM(K77:DG77)","v":1470000000},null,{"$f":"K22","v":1470000000},0,0,0,0,0,0,0,0,0,0,0,0,0,0,0,0,0,0,0,0,0,0,0,0,0,0,0,0,0,0,0,{"$f":"AQ22","v":0},0,0,0,0,0,0,0,0,0,0,0,0,0,0,0,0,0,0,0,0,0,0,0,0,0,0,0,0,0,0,0,{"$f":"BW22","v":0},0,0,0,0,0,0,0,0,0,0,0,0,0,0,0,0,0,0,0,0,0,0,0,0,0,0,0,0,0,0,0,0,0,0,0,0]
[null,null,null,"Debt Borrowing","%",{"$f":"'Input C'!F68","v":0.6},null,"USD",{"$f":"SUM(K78:DG78)","v":882000000},null,{"$f":"K77*$F$78*K75","v":882000000},0,0,0,0,0,0,0,0,0,0,0,0,0,0,0,0,0,0,0,0,0,0,0,0,0,0,0,0,0,0,0,{"$f":"AQ77*$F$78*AQ75","v":0},0,0,0,0,0,0,0,0,0,0,0,0,0,0,0,0,0,0,0,0,0,0,0,0,0,0,0,0,0,0,0,{"$f":"BW77*$F$78*BW75","v":0},0,0,0,0,0,0,0,0,0,0,0,0,0,0,0,0,0,0,0,0,0,0,0,0,0,0,0,0,0,0,0,{"$f":"DC77*$F$78*DC75","v":0},0,0,0,0]
[null,null,null,"Flat Debt Service","USD",{"$f":"PMT(F80,I76,-I78)","v":78345796.247574165},null,"USD",{"$f":"SUM(K79:XFD79)","v":2350373887.4272246},null,{"$f":"$F$79*K76","v":0},78345796.247574165,78345796.247574165,78345796.247574165,78345796.247574165,78345796.247574165,78345796.247574165,78345796.247574165,78345796.247574165,78345796.247574165,78345796.247574165,78345796.247574165,78345796.247574165,78345796.247574165,78345796.247574165,78345796.247574165,78345796.247574165,78345796.247574165,78345796.247574165,78345796.247574165,78345796.247574165,78345796.247574165,78345796.247574165,78345796.247574165,78345796.247574165,78345796.247574165,78345796.247574165,78345796.247574165,78345796.247574165,78345796.247574165,78345796.247574165,0,{"$f":"$F$79*AQ76","v":0},0,0,0,0,0,0,0,0,0,0,0,0,0,0,0,0,0,0,0,0,0,0,0,0,0,0,0,0,0,0,0,{"$f":"$F$79*BW76","v":0},0,0,0,0,0,0,0,0,0,0,0,0,0,0,0,0,0,0,0,0,0,0,0,0,0,0,0,0,0,0,0,0,0,0,0,0]
[null,null,null,"Interest Rate","%",{"$f":"'Input C'!F72","v":0.08},null,"%",null,null,{"$f":"$F$80","v":0.08},0.08,0.08,0.08,0.08,0.08,0.08,0.08,0.08,0.08,0.08,0.08,0.08,0.08,0.08,0.08,0.08,0.08,0.08,0.08,0.08,0.08,0.08,0.08,0.08,0.08,0.08,0.08,0.08,0.08,0.08,0.08,{"$f":"$F$80","v":0.08},0.08,0.08,0.08,0.08,0.08,0.08,0.08,0.08,0.08,0.08,0.08,0.08,0.08,0.08,0.08,0.08,0.08,0.08,0.08,0.08,0.08,0.08,0.08,0.08,0.08,0.08,0.08,0.08,0.08,0.08,0.08,{"$f":"$F$80","v":0.08},0.08,0.08,0.08,0.08,0.08,0.08,0.08,0.08,0.08,0.08,0.08,0.08,0.08,0.08,0.08,0.08,0.08,0.08,0.08,0.08,0.08,0.08,0.08,0.08,0.08,0.08,0.08,0.08,0.08,0.08,0.08,0.08,0.08,0.08,0.08,0.08]
[null,null,null,"Flat Debt Payment","USD",{"$f":"I78/I76","v":29400000},null,"USD",{"$f":"SUM(K81:DG81)","v":882000000},null,{"$f":"$F$81*K76","v":0},29400000,29400000,29400000,29400000,29400000,29400000,29400000,29400000,29400000,29400000,29400000,29400000,29400000,29400000,29400000,29400000,29400000,29400000,29400000,29400000,29400000,29400000,29400000,29400000,29400000,29400000,29400000,29400000,29400000,29400000,0,{"$f":"$F$81*AQ76","v":0},0,0,0,0,0,0,0,0,0,0,0,0,0,0,0,0,0,0,0,0,0,0,0,0,0,0,0,0,0,0,0,{"$f":"$F$81*BW76","v":0},0,0,0,0,0,0,0,0,0,0,0,0,0,0,0,0,0,0,0,0,0,0,0,0,0,0,0,0,0,0,0,0,0,0,0,0]
[]
[null,null,null,"PV of CFADS","USD",{"$f":"F71","v":1549851540.1902144}]
[null,null,null,"Debt","USD",{"$f":"I78","v":882000000}]
[null,null,null,"Sculpted Debt Service","x",{"$f":"F83/F84","v":1.7572012927326695}]
[]
[null,null,null,"CFADS Repeated","USD",null,null,null,null,null,{"$f":"K66","v":0},{"$f":"L66","v":179743355.02133152},176057721.91997164,172274836.20873564,168391363.63469365,164403803.23868829,160308476.26960155,156101514.26240548,151778846.21423817,147336184.78751302,142769011.46341458,138072560.56303015,133241802.04677382,128271422.99563937,123155807.67013115,117889016.03441781,112464760.62428927,106876381.62781228,101116820.03712431,95178588.718512416,89053741.235727638,82733838.248315722,76209911.292521447,69472423.736962885,62511228.688684702,55315523.607283145,47873801.365449965,40173797.473387398,32202433.161982246,23945753.995257657,15388863.656303834,-2.7179718017578129E-8,-2.9354095458984377E-8,-3.170242309570313E-8,-3.4238616943359377E-8,-3.6977706298828136E-8,-3.9935922802734377E-8,-4.3130796626953133E-8,-4.6581260357109377E-8,-5.0307761185678128E-8,-5.4332382080532375E-8,-5.8678972646974958E-8,-6.3373290458732955E-8,-6.8443153695431598E-8,-7.391860599106612E-8,-7.983209447035142E-8,-8.6218662027979527E-8,-9.3116154990217886E-8,-1.0056544738943532E-7,-1.0861068318059014E-7,-1.1729953783503736E-7,-1.2668350086184034E-7,-1.3681818093078756E-7,-1.4776363540525055E-7,-1.5958472623767058E-7,-1.7235150433668425E-7,-1.8613962468361899E-7,-2.0103079465830852E-7,-2.1711325823097318E-7,-2.3448231888945104E-7,-2.532409044006071E-7,-2.735001767526557E-7,-2.9538019089286811E-7,-3.1901060616429763E-7,-3.4453145465744141E-7,{"$f":"BX66","v":-3.7209397103003669E-7},-4.0186148871243965E-7,-4.3401040780943485E-7,-4.6873124043418971E-7,-5.062297396689249E-7,-5.4672811884243888E-7,-5.90466368349834E-7,-6.3770367781782074E-7,-6.8871997204324643E-7,-7.4381756980670621E-7,-8.0332297539124263E-7,-8.67588813422542E-7,-9.3699591849634543E-7,-1.011955591976053E-6,-1.0929120393341372E-6,-1.1803450024808682E-6,-1.2747726026793378E-6,-1.3767544108936847E-6,-1.4868947637651794E-6,-1.6058463448663939E-6,-1.7343140524557052E-6,-1.8730591766521614E-6,-2.0229039107843349E-6,-2.1847362236470817E-6,-2.3595151215388482E-6,-2.548276331261956E-6,-2.7521384377629123E-6,-2.9723095127839456E-6,-3.2100942738066611E-6,-3.466901815711194E-6,-3.7442539609680894E-6,-4.0437942778455367E-6,-4.3672978200731801E-6,-4.7166816456790344E-6,-5.094016177333357E-6,0]
[null,null,null,"Apply Flat","flag",{"$f":"'Input C'!F67","v":true},null,"flag",null,null,{"$f":"$F$88","v":true},{"$f":"$F$88","v":true},true,true,true,true,true,true,true,true,true,true,true,true,true,true,true,true,true,true,true,true,true,true,true,true,true,true,true,true,true,true,true,true,true,true,true,true,true,true,true,true,true,true,true,true,true,true,true,true,true,true,true,true,true,true,true,true,true,true,true,true,true,true,true,{"$f":"$F$88","v":true},true,true,true,true,true,true,true,true,true,true,true,true,true,true,true,true,true,true,true,true,true,true,true,true,true,true,true,true,true,true,true,true,true,true,true]
[null,null,null,"Debt Service Applied","USD",{"$f":"F85","v":1.7572012927326695},1,null,null,null,{"$f":"IF(K88,K79,K87/$F$89)","v":0},{"$f":"IF(L88,L79,L87/$F$89)","v":78345796.247574165},78345796.247574165,78345796.247574165,78345796.247574165,78345796.247574165,78345796.247574165,78345796.247574165,78345796.247574165,78345796.247574165,78345796.247574165,78345796.247574165,78345796.247574165,78345796.247574165,78345796.247574165,78345796.247574165,78345796.247574165,78345796.247574165,78345796.247574165,78345796.247574165,78345796.247574165,78345796.247574165,78345796.247574165,78345796.247574165,78345796.247574165,78345796.247574165,78345796.247574165,78345796.247574165,78345796.247574165,78345796.247574165,78345796.247574165,0,0,0,0,0,0,0,0,0,0,0,0,0,0,0,0,0,0,0,0,0,0,0,0,0,0,0,0,0,0,0,0,0,0,{"$f":"IF(BX88,BX79,BX87/$F$89)","v":0},0,0,0,0,0,0,0,0,0,0,0,0,0,0,0,0,0,0,0,0,0,0,0,0,0,0,0,0,0,0,0,0,0,0,0]
[]
[null,null,null,"Opening Debt Balance","USD",null,null,"USD",null,null,{"$f":"J94","v":0},882000000,874214203.75242579,865805543.80504572,856724191.06187522,846916330.09925103,836323840.25961697,824883951.23281217,812528871.08386302,799185384.52299786,784774419.03726351,769210576.31267047,752401626.17010999,734247960.01614463,714642000.56986201,693467564.36787677,670599173.26973271,645901310.88373721,619227619.50686204,590420032.81983685,559307839.19784963,525706670.08610344,489417407.44541752,450225003.79347676,407897207.84938073,362183188.22975701,312812047.0405634,259491214.5562343,201904715.4731589,139711296.46343744,72542403.932938263,-8.4936618804931641E-7,{"$f":"AP94","v":-9.1731548309326175E-7},-9.9070072174072276E-7,-1.0699567794799805E-6,-1.155553321838379E-6,-1.2479975875854493E-6,-1.3478373945922852E-6,-1.4556643861596679E-6,-1.5721175370524414E-6,-1.6978869400166367E-6,-1.8337178952179675E-6,-1.9804153268354049E-6,-2.1388485529822373E-6,-2.3099564372208162E-6,-2.4947529521984817E-6,-2.6943331883743601E-6,-2.9098798434443087E-6,-3.1426702309198534E-6,-3.3940838493934417E-6,-3.6656105573449171E-6,-3.9588594019325103E-6,-4.2755681540871111E-6,-4.6176136064140798E-6,-4.9870226949272057E-6,-5.3859845105213823E-6,-5.816863271363093E-6,-6.2822123330721404E-6,-6.7847893197179118E-6,-7.3275724652953446E-6,-7.9137782625189717E-6,-8.5468805235204899E-6,-9.2306309654021286E-6,-9.9690814426342991E-6,{"$f":"BV94","v":-1.0766607958045043E-5},-1.1627936594688647E-5,-1.2558171522263739E-5,-1.3562825244044839E-5,-1.4647851263568427E-5,-1.5819679364653901E-5,-1.7085253713826214E-5,-1.845207401093231E-5,-1.9928239931806895E-5,-2.1522499126351447E-5,-2.3244299056459565E-5,-2.5103842980976331E-5,-2.7112150419454437E-5,-2.9281122453010791E-5,-3.1623612249251655E-5,-3.4153501229191788E-5,-3.6885781327527129E-5,-3.98366438337293E-5,-4.3023575340427641E-5,-4.6465461367661851E-5,-5.0182698277074802E-5,-5.4197314139240787E-5,-5.8533099270380046E-5,-6.3215747212010457E-5,-6.8273006988971293E-5,-7.3734847548088999E-5,-7.9633635351936116E-5,-8.6004326180091006E-5,-9.2884672274498291E-5,-1.0031544605645816E-4,-1.0834068174097481E-4,-1.1700793628025279E-4,-1.2636857118267301E-4,-1.3647805687728686E-4,-1.4739630142746981E-4,-1.5918800554166741E-4,-1.7192304598500079E-4]
[null,null,null,"Debt Borrowings","USD",null,null,"USD",{"$f":"SUM(K92:XFD92)","v":882000000},null,{"$f":"K78","v":882000000},0,0,0,0,0,0,0,0,0,0,0,0,0,0,0,0,0,0,0,0,0,0,0,0,0,0,0,0,0,0,0,{"$f":"AQ78","v":0},0,0,0,0,0,0,0,0,0,0,0,0,0,0,0,0,0,0,0,0,0,0,0,0,0,0,0,0,0,0,0,{"$f":"BW78","v":0},0,0,0,0,0,0,0,0,0,0,0,0,0,0,0,0,0,0,0,0,0,0,0,0,0,0,0,0,0,0,0,0,0,0,0,0]
[null,null,null,"Debt Repayment","USD",null,null,"USD",{"$f":"SUM(K93:XFD93)","v":882000000.00018585},null,{"$f":"K89-K95","v":0},{"$f":"L89-L95","v":7785796.2475741655},8408659.9473800957,9081352.7431704998,9807860.9626241475,10592489.839634076,11439889.026804805,12355080.148949191,13343486.560865119,14410965.485734336,15563842.724593081,16808950.142560527,18153666.153965369,19605959.446282595,21174436.201985203,22868391.098144025,24697862.385995544,26673691.376875184,28807586.687025204,31112193.621987216,33601169.111746192,36289262.640685886,39192403.651940763,42327795.944096021,45714019.619623706,49371141.189193606,53320832.48432909,57586499.083075419,62193419.009721458,67168892.530499175,72542403.932939112,6.794929504394532E-8,7.3385238647460942E-8,7.9256057739257825E-8,8.5596542358398435E-8,9.2444265747070326E-8,9.983980700683594E-8,1.0782699156738282E-7,1.1645315089277343E-7,1.2576940296419531E-7,1.3583095520133093E-7,1.466974316174374E-7,1.5843322614683239E-7,1.7110788423857898E-7,1.847965149776653E-7,1.9958023617587853E-7,2.1554665506994881E-7,2.3279038747554471E-7,2.5141361847358829E-7,2.7152670795147535E-7,2.9324884458759337E-7,3.1670875215460083E-7,3.4204545232696889E-7,3.6940908851312636E-7,3.9896181559417645E-7,4.3087876084171062E-7,4.6534906170904747E-7,5.0257698664577127E-7,5.4278314557743292E-7,5.8620579722362756E-7,6.3310226100151774E-7,6.8375044188163925E-7,7.3845047723217028E-7,7.9752651541074399E-7,8.6132863664360351E-7,{"$f":"BX89-BX95","v":9.3023492757509171E-7},1.0046537217810991E-6,1.0850260195235871E-6,1.1718281010854742E-6,1.2655743491723121E-6,1.366820297106097E-6,1.4761659208745848E-6,1.5942591945445517E-6,1.7217999301081159E-6,1.8595439245167653E-6,2.0083074384781065E-6,2.1689720335563549E-6,2.3424897962408634E-6,2.5298889799401325E-6,2.732280098335343E-6,2.9508625062021704E-6,3.186931506698344E-6,3.4418860272342112E-6,3.7172369094129482E-6,4.0146158621659844E-6,4.3357851311392628E-6,4.6826479416304034E-6,5.0572597769608365E-6,5.4618405591177039E-6,5.8987878038471203E-6,6.3706908281548893E-6,6.8803460944072803E-6,7.4307737819598634E-6,8.0252356845166521E-6,8.6672545392779847E-6,9.3606349024202228E-6,1.0109485694613842E-5,1.091824455018295E-5,1.1791704114197585E-5,1.2735040443333392E-5,1.3753843678800064E-5]
[null,null,null,"Closing Debt Balance","USD",null,null,"USD",null,null,{"$f":"K91+K92-K93","v":882000000},874214203.75242579,865805543.80504572,856724191.06187522,846916330.09925103,836323840.25961697,824883951.23281217,812528871.08386302,799185384.52299786,784774419.03726351,769210576.31267047,752401626.17010999,734247960.01614463,714642000.56986201,693467564.36787677,670599173.26973271,645901310.88373721,619227619.50686204,590420032.81983685,559307839.19784963,525706670.08610344,489417407.44541752,450225003.79347676,407897207.84938073,362183188.22975701,312812047.0405634,259491214.5562343,201904715.4731589,139711296.46343744,72542403.932938263,-8.4936618804931641E-7,-9.1731548309326175E-7,{"$f":"AQ91+AQ92-AQ93","v":-9.9070072174072276E-7},-1.0699567794799805E-6,-1.155553321838379E-6,-1.2479975875854493E-6,-1.3478373945922852E-6,-1.4556643861596679E-6,-1.5721175370524414E-6,-1.6978869400166367E-6,-1.8337178952179675E-6,-1.9804153268354049E-6,-2.1388485529822373E-6,-2.3099564372208162E-6,-2.4947529521984817E-6,-2.6943331883743601E-6,-2.9098798434443087E-6,-3.1426702309198534E-6,-3.3940838493934417E-6,-3.6656105573449171E-6,-3.9588594019325103E-6,-4.2755681540871111E-6,-4.6176136064140798E-6,-4.9870226949272057E-6,-5.3859845105213823E-6,-5.816863271363093E-6,-6.2822123330721404E-6,-6.7847893197179118E-6,-7.3275724652953446E-6,-7.9137782625189717E-6,-8.5468805235204899E-6,-9.2306309654021286E-6,-9.9690814426342991E-6,-1.0766607958045043E-5,{"$f":"BW91+BW92-BW93","v":-1.1627936594688647E-5},-1.2558171522263739E-5,-1.3562825244044839E-5,-1.4647851263568427E-5,-1.5819679364653901E-5,-1.7085253713826214E-5,-1.845207401093231E-5,-1.9928239931806895E-5,-2.1522499126351447E-5,-2.3244299056459565E-5,-2.5103842980976331E-5,-2.7112150419454437E-5,-2.9281122453010791E-5,-3.1623612249251655E-5,-3.4153501229191788E-5,-3.6885781327527129E-5,-3.98366438337293E-5,-4.3023575340427641E-5,-4.6465461367661851E-5,-5.0182698277074802E-5,-5.4197314139240787E-5,-5.8533099270380046E-5,-6.3215747212010457E-5,-6.8273006988971293E-5,-7.3734847548088999E-5,-7.9633635351936116E-5,-8.6004326180091006E-5,-9.2884672274498291E-5,-1.0031544605645816E-4,-1.0834068174097481E-4,-1.1700793628025279E-4,-1.2636857118267301E-4,{"$f":"DC91+DC92-DC93","v":-1.3647805687728686E-4},-1.4739630142746981E-4,-1.5918800554166741E-4,-1.7192304598500079E-4,-1.8567688966380084E-4]
[null,null,null,"Interest","%",{"$f":"F80","v":0.08},null,"USD",null,null,{"$f":"K91*$F$95","v":0},70560000,69937136.30019407,69264443.504403666,68537935.284950018,67753306.40794009,66905907.220769361,65990716.098624974,65002309.686709046,63934830.761839829,62781953.522981085,61536846.105013639,60192130.093608797,58739836.80129157,57171360.045588963,55477405.149430141,53647933.861578621,51672104.870698981,49538209.560548961,47233602.625586949,44744627.135827973,42056533.606888279,39153392.595633402,36018000.303478144,32631776.62795046,28974655.058380563,25024963.763245072,20759297.164498743,16152377.237852711,11176903.717074996,5803392.3146350607,-6.794929504394532E-8,{"$f":"AQ91*$F$95","v":-7.3385238647460942E-8},-7.9256057739257825E-8,-8.5596542358398435E-8,-9.2444265747070326E-8,-9.983980700683594E-8,-1.0782699156738282E-7,-1.1645315089277343E-7,-1.2576940296419531E-7,-1.3583095520133093E-7,-1.466974316174374E-7,-1.5843322614683239E-7,-1.7110788423857898E-7,-1.847965149776653E-7,-1.9958023617587853E-7,-2.1554665506994881E-7,-2.3279038747554471E-7,-2.5141361847358829E-7,-2.7152670795147535E-7,-2.9324884458759337E-7,-3.1670875215460083E-7,-3.4204545232696889E-7,-3.6940908851312636E-7,-3.9896181559417645E-7,-4.3087876084171062E-7,-4.6534906170904747E-7,-5.0257698664577127E-7,-5.4278314557743292E-7,-5.8620579722362756E-7,-6.3310226100151774E-7,-6.8375044188163925E-7,-7.3845047723217028E-7,-7.9752651541074399E-7,{"$f":"BW91*$F$95","v":-8.6132863664360351E-7},-9.3023492757509171E-7,-1.0046537217810991E-6,-1.0850260195235871E-6,-1.1718281010854742E-6,-1.2655743491723121E-6,-1.366820297106097E-6,-1.4761659208745848E-6,-1.5942591945445517E-6,-1.7217999301081159E-6,-1.8595439245167653E-6,-2.0083074384781065E-6,-2.1689720335563549E-6,-2.3424897962408634E-6,-2.5298889799401325E-6,-2.732280098335343E-6,-2.9508625062021704E-6,-3.186931506698344E-6,-3.4418860272342112E-6,-3.7172369094129482E-6,-4.0146158621659844E-6,-4.3357851311392628E-6,-4.6826479416304034E-6,-5.0572597769608365E-6,-5.4618405591177039E-6,-5.8987878038471203E-6,-6.3706908281548893E-6,-6.8803460944072803E-6,-7.4307737819598634E-6,-8.0252356845166521E-6,-8.6672545392779847E-6,-9.3606349024202228E-6,-1.0109485694613842E-5,-1.091824455018295E-5,-1.1791704114197585E-5,-1.2735040443333392E-5,-1.3753843678800064E-5]
[null,null,null,"Test of Closing Balance","Test",{"$f":"ROUND(LOOKUP(G76,6:6,91:91),0)","v":0},{"$f":"F96=0","v":true}]
[]
[null,"Cash Flow Calculations"]
[null,null,"Financing Requirement"]
[null,null,null,"CAPEX","USD",null,null,"USD",{"$f":"SUM(K100:XFD100)","v":1470000000},null,{"$f":"K22","v":1470000000},0,0,0,0,0,0,0,0,0,0,0,0,0,0,0,0,0,0,0,0,0,0,0,0,0,0,0,0,0,0,0,{"$f":"AQ22","v":0},0,0,0,0,0,0,0,0,0,0,0,0,0,0,0,0,0,0,0,0,0,0,0,0,0,0,0,0,0,0,0,{"$f":"BW22","v":0},0,0,0,0,0,0,0,0,0,0,0,0,0,0,0,0,0,0,0,0,0,0,0,0,0,0,0,0,0,0,0,0,0,0,0,0]
[null,null,null,"Interest During Construction (IDC)","USD",null,null,"USD"]
[null,null,null,"Fees","USD",null,null,"USD"]
[null,null,null,"Debt Service Reserves Account (DSRA)","USD",null,null,"USD"]
[null,null,null,"Total Financing Requirement (Pre-COD)","USD",null,null,"USD",{"$f":"SUM(K104:XFD104)","v":1470000000},null,{"$f":"SUM(K100:K103)","v":1470000000},0,0,0,0,0,0,0,0,0,0,0,0,0,0,0,0,0,0,0,0,0,0,0,0,0,0,0,0,0,0,0,{"$f":"SUM(AQ100:AQ103)","v":0},0,0,0,0,0,0,0,0,0,0,0,0,0,0,0,0,0,0,0,0,0,0,0,0,0,0,0,0,0,0,0,{"$f":"SUM(BW100:BW103)","v":0},0,0,0,0,0,0,0,0,0,0,0,0,0,0,0,0,0,0,0,0,0,0,0,0,0,0,0,0,0,0,0,{"$f":"SUM(DC100:DC103)","v":0},0,0,0,0]
[]
[null,null,null,"Financing Sources"]
[null,null,null,"Debt Financing","USD",null,null,"USD",{"$f":"SUM(K107:XFD107)","v":882000000},null,{"$f":"K92","v":882000000},0,0,0,0,0,0,0,0,0,0,0,0,0,0,0,0,0,0,0,0,0,0,0,0,0,0,0,0,0,0,0,{"$f":"AQ92","v":0},0,0,0,0,0,0,0,0,0,0,0,0,0,0,0,0,0,0,0,0,0,0,0,0,0,0,0,0,0,0,0,{"$f":"BW92","v":0},0,0,0,0,0,0,0,0,0,0,0,0,0,0,0,0,0,0,0,0,0,0,0,0,0,0,0,0,0,0,0,0,0,0,0,0]
[null,null,null,"Equity Financing","USD",null,null,"USD",{"$f":"SUM(K108:XFD108)","v":588000000},null,{"$f":"K104-K107","v":588000000},0,0,0,0,0,0,0,0,0,0,0,0,0,0,0,0,0,0,0,0,0,0,0,0,0,0,0,0,0,0,0,{"$f":"AQ104-AQ107","v":0},0,0,0,0,0,0,0,0,0,0,0,0,0,0,0,0,0,0,0,0,0,0,0,0,0,0,0,0,0,0,0,{"$f":"BW104-BW107","v":0},0,0,0,0,0,0,0,0,0,0,0,0,0,0,0,0,0,0,0,0,0,0,0,0,0,0,0,0,0,0,0,{"$f":"DC104-DC107","v":0},0,0,0,0]
[null,null,null,"Total Financing Sources","USD",null,null,"USD",{"$f":"SUM(K109:XFD109)","v":1470000000},null,{"$f":"SUM(K107:K108)","v":1470000000},0,0,0,0,0,0,0,0,0,0,0,0,0,0,0,0,0,0,0,0,0,0,0,0,0,0,0,0,0,0,0,{"$f":"SUM(AQ107:AQ108)","v":0},0,0,0,0,0,0,0,0,0,0,0,0,0,0,0,0,0,0,0,0,0,0,0,0,0,0,0,0,0,0,0,{"$f":"SUM(BW107:BW108)","v":0},0,0,0,0,0,0,0,0,0,0,0,0,0,0,0,0,0,0,0,0,0,0,0,0,0,0,0,0,0,0,0,{"$f":"SUM(DC107:DC108)","v":0},0,0,0,0]
[]
[null,null,"Post COD Cashflow"]
[null,null,null,"EBITDA","USD",null,null,"USD",{"$f":"SUM(K112:XFD112)","v":3491606724.7155185},null,{"$f":"K33","v":0},219865591.70221919,214138112.3331567,208281764.67829031,202293649.2011894,196170801.12585378,189910188.96882302,183508713.03825915,176963203.8992576,170270420.80462849,163427050.09037024,156429703.53504115,149274916.68221718,141959147.12520456,134478772.75315928,126830089.95774293,119009311.79942971,111012566.13255447,102835893.68817455,94475246.113796055,85926483.968994081,77185374.675934017,68247590.423780143,59108706.025952697,49764196.729174197,40209435.973218203,30439693.100253224,20450131.012646496,10235803.778068602,-208345.81928724051,-10887488.782583654,0,{"$f":"AQ33","v":0},0,0,0,0,0,0,0,0,0,0,0,0,0,0,0,0,0,0,0,0,0,0,0,0,0,0,0,0,0,0,0,{"$f":"BW33","v":0},0,0,0,0,0,0,0,0,0,0,0,0,0,0,0,0,0,0,0,0,0,0,0,0,0,0,0,0,0,0,0,0,0,0,0,0]
[null,null,null,"Taxes","USD",null,null,"USD",null,null,{"$f":"K65","v":0},{"$f":"L65","v":40122236.680887677},38080390.413185053,36006928.469554655,33902285.566495754,31766997.887165476,29601712.699221462,27407198.775853671,25184357.685019422,22934236.017115466,20658038.626955662,18357142.972011007,16033114.635443354,13687724.129565198,11322965.08302813,8941073.9233251158,6544551.1751404377,4136184.5047421963,1719073.651050234,-703342.60471635766,-3127257.266733557,-5548463.572381705,-7962320.8687413037,-10363717.71101018,-12747031.959510505,-15106087.634064943,-17434108.265196741,-19723666.460740902,-21966629.383913644,-24154099.814544898,-26276352.438887488,2.7179718017578129E-8,2.9354095458984377E-8,3.170242309570313E-8,3.4238616943359377E-8,3.6977706298828136E-8,3.9935922802734377E-8,4.3130796626953133E-8,4.6581260357109377E-8,5.0307761185678128E-8,5.4332382080532375E-8,5.8678972646974958E-8,6.3373290458732955E-8,6.8443153695431598E-8,7.391860599106612E-8,7.983209447035142E-8,8.6218662027979527E-8,9.3116154990217886E-8,1.0056544738943532E-7,1.0861068318059014E-7,1.1729953783503736E-7,1.2668350086184034E-7,1.3681818093078756E-7,1.4776363540525055E-7,1.5958472623767058E-7,1.7235150433668425E-7,1.8613962468361899E-7,2.0103079465830852E-7,2.1711325823097318E-7,2.3448231888945104E-7,2.532409044006071E-7,2.735001767526557E-7,2.9538019089286811E-7,3.1901060616429763E-7,3.4453145465744141E-7,{"$f":"BX65","v":3.7209397103003669E-7},4.0186148871243965E-7,4.3401040780943485E-7,4.6873124043418971E-7,5.062297396689249E-7,5.4672811884243888E-7,5.90466368349834E-7,6.3770367781782074E-7,6.8871997204324643E-7,7.4381756980670621E-7,8.0332297539124263E-7,8.67588813422542E-7,9.3699591849634543E-7,1.011955591976053E-6,1.0929120393341372E-6,1.1803450024808682E-6,1.2747726026793378E-6,1.3767544108936847E-6,1.4868947637651794E-6,1.6058463448663939E-6,1.7343140524557052E-6,1.8730591766521614E-6,2.0229039107843349E-6,2.1847362236470817E-6,2.3595151215388482E-6,2.548276331261956E-6,2.7521384377629123E-6,2.9723095127839456E-6,3.2100942738066611E-6,3.466901815711194E-6,3.7442539609680894E-6,4.0437942778455367E-6,4.3672978200731801E-6,4.7166816456790344E-6,5.094016177333357E-6,5.5015374715200256E-6]
[null,null,null,"Repayment of Debt","USD",null,null,"USD",{"$f":"SUM(K114:XFD114)","v":882000000.00018585},null,{"$f":"K93","v":0},7785796.2475741655,8408659.9473800957,9081352.7431704998,9807860.9626241475,10592489.839634076,11439889.026804805,12355080.148949191,13343486.560865119,14410965.485734336,15563842.724593081,16808950.142560527,18153666.153965369,19605959.446282595,21174436.201985203,22868391.098144025,24697862.385995544,26673691.376875184,28807586.687025204,31112193.621987216,33601169.111746192,36289262.640685886,39192403.651940763,42327795.944096021,45714019.619623706,49371141.189193606,53320832.48432909,57586499.083075419,62193419.009721458,67168892.530499175,72542403.932939112,6.794929504394532E-8,{"$f":"AQ93","v":7.3385238647460942E-8},7.9256057739257825E-8,8.5596542358398435E-8,9.2444265747070326E-8,9.983980700683594E-8,1.0782699156738282E-7,1.1645315089277343E-7,1.2576940296419531E-7,1.3583095520133093E-7,1.466974316174374E-7,1.5843322614683239E-7,1.7110788423857898E-7,1.847965149776653E-7,1.9958023617587853E-7,2.1554665506994881E-7,2.3279038747554471E-7,2.5141361847358829E-7,2.7152670795147535E-7,2.9324884458759337E-7,3.1670875215460083E-7,3.4204545232696889E-7,3.6940908851312636E-7,3.9896181559417645E-7,4.3087876084171062E-7,4.6534906170904747E-7,5.0257698664577127E-7,5.4278314557743292E-7,5.8620579722362756E-7,6.3310226100151774E-7,6.8375044188163925E-7,7.3845047723217028E-7,7.9752651541074399E-7,{"$f":"BW93","v":8.6132863664360351E-7},9.3023492757509171E-7,1.0046537217810991E-6,1.0850260195235871E-6,1.1718281010854742E-6,1.2655743491723121E-6,1.366820297106097E-6,1.4761659208745848E-6,1.5942591945445517E-6,1.7217999301081159E-6,1.8595439245167653E-6,2.0083074384781065E-6,2.1689720335563549E-6,2.3424897962408634E-6,2.5298889799401325E-6,2.732280098335343E-6,2.9508625062021704E-6,3.186931506698344E-6,3.4418860272342112E-6,3.7172369094129482E-6,4.0146158621659844E-6,4.3357851311392628E-6,4.6826479416304034E-6,5.0572597769608365E-6,5.4618405591177039E-6,5.8987878038471203E-6,6.3706908281548893E-6,6.8803460944072803E-6,7.4307737819598634E-6,8.0252356845166521E-6,8.6672545392779847E-6,9.3606349024202228E-6,1.0109485694613842E-5,1.091824455018295E-5,1.1791704114197585E-5,1.2735040443333392E-5,1.3753843678800064E-5]
[null,null,null,"Interest Expense (After Cons.)","USD",null,null,"USD",{"$f":"SUM(K115:XFD115)","v":1468373887.4270403},null,{"$f":"K95","v":0},70560000,69937136.30019407,69264443.504403666,68537935.284950018,67753306.40794009,66905907.220769361,65990716.098624974,65002309.686709046,63934830.761839829,62781953.522981085,61536846.105013639,60192130.093608797,58739836.80129157,57171360.045588963,55477405.149430141,53647933.861578621,51672104.870698981,49538209.560548961,47233602.625586949,44744627.135827973,42056533.606888279,39153392.595633402,36018000.303478144,32631776.62795046,28974655.058380563,25024963.763245072,20759297.164498743,16152377.237852711,11176903.717074996,5803392.3146350607,-6.794929504394532E-8,{"$f":"AQ95","v":-7.3385238647460942E-8},-7.9256057739257825E-8,-8.5596542358398435E-8,-9.2444265747070326E-8,-9.983980700683594E-8,-1.0782699156738282E-7,-1.1645315089277343E-7,-1.2576940296419531E-7,-1.3583095520133093E-7,-1.466974316174374E-7,-1.5843322614683239E-7,-1.7110788423857898E-7,-1.847965149776653E-7,-1.9958023617587853E-7,-2.1554665506994881E-7,-2.3279038747554471E-7,-2.5141361847358829E-7,-2.7152670795147535E-7,-2.9324884458759337E-7,-3.1670875215460083E-7,-3.4204545232696889E-7,-3.6940908851312636E-7,-3.9896181559417645E-7,-4.3087876084171062E-7,-4.6534906170904747E-7,-5.0257698664577127E-7,-5.4278314557743292E-7,-5.8620579722362756E-7,-6.3310226100151774E-7,-6.8375044188163925E-7,-7.3845047723217028E-7,-7.9752651541074399E-7,{"$f":"BW95","v":-8.6132863664360351E-7},-9.3023492757509171E-7,-1.0046537217810991E-6,-1.0850260195235871E-6,-1.1718281010854742E-6,-1.2655743491723121E-6,-1.366820297106097E-6,-1.4761659208745848E-6,-1.5942591945445517E-6,-1.7217999301081159E-6,-1.8595439245167653E-6,-2.0083074384781065E-6,-2.1689720335563549E-6,-2.3424897962408634E-6,-2.5298889799401325E-6,-2.732280098335343E-6,-2.9508625062021704E-6,-3.186931506698344E-6,-3.4418860272342112E-6,-3.7172369094129482E-6,-4.0146158621659844E-6,-4.3357851311392628E-6,-4.6826479416304034E-6,-5.0572597769608365E-6,-5.4618405591177039E-6,-5.8987878038471203E-6,-6.3706908281548893E-6,-6.8803460944072803E-6,-7.4307737819598634E-6,-8.0252356845166521E-6,-8.6672545392779847E-6,-9.3606349024202228E-6,-1.0109485694613842E-5,-1.091824455018295E-5,-1.1791704114197585E-5,-1.2735040443333392E-5,-1.3753843678800064E-5]
[null,null,null,"Dividend","USD",null,null,"USD",{"$f":"SUM(K116:XFD116)","v":919939702.37290764},null,{"$f":"K112-K114-K115-K113","v":0},{"$f":"L112-L114-L115-L113","v":101397558.77375737},97711925.672397494,93929039.961161494,90045567.387119502,86058006.991114154,81962680.022027388,77755718.014831305,73433049.966664031,68990388.539938837,64423215.215840429,59726764.315455966,54896005.799199663,49925626.748065203,44810011.422556981,39543219.78684365,34118964.376715116,28530585.380238101,22771023.789550148,16832792.470938247,10707944.988153473,4388042.0007415563,-2135884.9550527185,-8873372.5106112882,-15834567.558889464,-23030272.64029102,-30471994.8821242,-38171998.774186768,-46143363.08559192,-54400042.252316505,-62956932.591270342,-2.7179718017578129E-8,-2.9354095458984377E-8,-3.170242309570313E-8,-3.4238616943359377E-8,-3.6977706298828136E-8,-3.9935922802734377E-8,-4.3130796626953133E-8,-4.6581260357109377E-8,-5.0307761185678128E-8,-5.4332382080532375E-8,-5.8678972646974958E-8,-6.3373290458732955E-8,-6.8443153695431598E-8,-7.391860599106612E-8,-7.983209447035142E-8,-8.6218662027979527E-8,-9.3116154990217886E-8,-1.0056544738943532E-7,-1.0861068318059014E-7,-1.1729953783503736E-7,-1.2668350086184034E-7,-1.3681818093078756E-7,-1.4776363540525055E-7,-1.5958472623767058E-7,-1.7235150433668425E-7,-1.8613962468361899E-7,-2.0103079465830852E-7,-2.1711325823097318E-7,-2.3448231888945104E-7,-2.532409044006071E-7,-2.735001767526557E-7,-2.9538019089286811E-7,-3.1901060616429763E-7,-3.4453145465744141E-7,{"$f":"BX112-BX114-BX115-BX113","v":-3.7209397103003669E-7},-4.0186148871243965E-7,-4.3401040780943485E-7,-4.6873124043418971E-7,-5.062297396689249E-7,-5.4672811884243888E-7,-5.90466368349834E-7,-6.3770367781782074E-7,-6.8871997204324643E-7,-7.4381756980670621E-7,-8.0332297539124263E-7,-8.67588813422542E-7,-9.3699591849634543E-7,-1.011955591976053E-6,-1.0929120393341372E-6,-1.1803450024808682E-6,-1.2747726026793378E-6,-1.3767544108936847E-6,-1.4868947637651794E-6,-1.6058463448663939E-6,-1.7343140524557052E-6,-1.8730591766521614E-6,-2.0229039107843349E-6,-2.1847362236470817E-6,-2.3595151215388482E-6,-2.548276331261956E-6,-2.7521384377629123E-6,-2.9723095127839456E-6,-3.2100942738066611E-6,-3.466901815711194E-6,-3.7442539609680894E-6,-4.0437942778455367E-6,-4.3672978200731801E-6,-4.7166816456790344E-6,-5.094016177333357E-6]
[]
[null,null,null,"Equity Cashflow","USD",null,null,"USD",{"$f":"SUM(K118:XFD118)","v":331939702.3729074},null,{"$f":"K116-K108","v":-588000000},101397558.77375737,97711925.672397494,93929039.961161494,90045567.387119502,86058006.991114154,81962680.022027388,77755718.014831305,73433049.966664031,68990388.539938837,64423215.215840429,59726764.315455966,54896005.799199663,49925626.748065203,44810011.422556981,39543219.78684365,34118964.376715116,28530585.380238101,22771023.789550148,16832792.470938247,10707944.988153473,4388042.0007415563,-2135884.9550527185,-8873372.5106112882,-15834567.558889464,-23030272.64029102,-30471994.8821242,-38171998.774186768,-46143363.08559192,-54400042.252316505,-62956932.591270342,-2.7179718017578129E-8,{"$f":"AQ116-AQ108","v":-2.9354095458984377E-8},-3.170242309570313E-8,-3.4238616943359377E-8,-3.6977706298828136E-8,-3.9935922802734377E-8,-4.3130796626953133E-8,-4.6581260357109377E-8,-5.0307761185678128E-8,-5.4332382080532375E-8,-5.8678972646974958E-8,-6.3373290458732955E-8,-6.8443153695431598E-8,-7.391860599106612E-8,-7.983209447035142E-8,-8.6218662027979527E-8,-9.3116154990217886E-8,-1.0056544738943532E-7,-1.0861068318059014E-7,-1.1729953783503736E-7,-1.2668350086184034E-7,-1.3681818093078756E-7,-1.4776363540525055E-7,-1.5958472623767058E-7,-1.7235150433668425E-7,-1.8613962468361899E-7,-2.0103079465830852E-7,-2.1711325823097318E-7,-2.3448231888945104E-7,-2.532409044006071E-7,-2.735001767526557E-7,-2.9538019089286811E-7,-3.1901060616429763E-7,{"$f":"BW116-BW108","v":-3.4453145465744141E-7},-3.7209397103003669E-7,-4.0186148871243965E-7,-4.3401040780943485E-7,-4.6873124043418971E-7,-5.062297396689249E-7,-5.4672811884243888E-7,-5.90466368349834E-7,-6.3770367781782074E-7,-6.8871997204324643E-7,-7.4381756980670621E-7,-8.0332297539124263E-7,-8.67588813422542E-7,-9.3699591849634543E-7,-1.011955591976053E-6,-1.0929120393341372E-6,-1.1803450024808682E-6,-1.2747726026793378E-6,-1.3767544108936847E-6,-1.4868947637651794E-6,-1.6058463448663939E-6,-1.7343140524557052E-6,-1.8730591766521614E-6,-2.0229039107843349E-6,-2.1847362236470817E-6,-2.3595151215388482E-6,-2.548276331261956E-6,-2.7521384377629123E-6,-2.9723095127839456E-6,-3.2100942738066611E-6,-3.466901815711194E-6,-3.7442539609680894E-6,-4.0437942778455367E-6,-4.3672978200731801E-6,-4.7166816456790344E-6,-5.094016177333357E-6,0]
[]
[null,null,null,"Equity IRR ",null,{"$f":"IRR(K118:DG118)","v":0.10750197315274579},{"$f":"XIRR(K118:DG118,K8:DG8)","v":0.11999999880790704}]
[]
[null,null,null,"Target Equity IRR"]
[null,null,null,"Discount Factor",null,{"$f":"'Input C'!F78","v":0.12},null,null,null,null,1,{"$f":"K123*(1+$F$123/2)","v":1.06},{"$f":"L123*(1+$F$123)","v":1.1872000000000003},1.3296640000000004,1.4892236800000005,1.6679305216000007,1.868082184192001,2.0922520462950414,2.3433222918504466,2.6245209668725002,2.9394634828972004,3.2921991008448646,3.6872629929462488,4.1297345520997988,4.6253026983517751,5.1803390221539889,5.8019797048124682,6.4982172693899649,7.2780033417167616,8.1513637427227739,9.129527391849507,10.225070678871448,11.452079160336023,12.826328659576347,14.36548809872551,16.089346670572574,18.020068271041286,20.182476463566243,22.604373639194193,25.316898475897499,28.354926293005203,31.757517448165832,35.568419541945737,39.836629886979232,{"$f":"AR123*(1+$F$123)","v":44.617025473416746},49.971068530226759,55.967596753853975,62.683708364316459,70.205753368034436,78.630443772198575,88.066097024862415,98.634028667845911,110.47011210798743,123.72652556094593,138.57370862825945,155.2025536636506,173.82686010328868,194.68608331568333,218.04841331356536,244.21422291119322,273.51992966053643,306.34232121980085,343.10339976617701,384.27580773811826,430.3889046666925,482.03557322669565,539.87984201389918,604.66542305556709,677.22527382223518,758.49230668090343,849.5113834826119,951.45274950052544,1065.6270794405887,1193.5023289734595,1336.7226084502747,1497.1293214643078,{"$f":"BX123*(1+$F$123)","v":1676.7848400400248},1877.999020844828,2103.3589033462076,2355.7619717477528,2638.4534083574836,2955.0678173603819,3309.675955443628,3706.837070096864,4151.6575185084885,4649.8564207295076,5207.8391912170491,5832.7798941630954,6532.713481462667,7316.6390992381876,8194.6357911467712,9177.9920860843849,10279.351136414512,11512.873272784254,12894.418065518366,14441.748233380571,16174.75802138624,18115.728983952591,20289.616462026905,22724.370437470134,25451.294889966553,28505.450276762542,31926.104309974049,35757.236827170942,40048.105246431456,44853.877876003236,50236.343221123629,56264.704407658472,63016.468936577498,70578.445208966805,79047.85863404283]
[null,null,null,"Sumproduct",null,{"$f":"SUMPRODUCT(K118:DG118/K123:DG123)","v":-653437.52865970437}]
[]
[null,null,null,"NPV at Target Equity IRR",null,{"$f":"XNPV(F123,K118:DG118,K8:DG8)","v":1.4141393184332089E-6},null,{"$f":"LCOE","v":49.122503890827112}]
[null,null,null,null,null,null,null,null,null,null,{"$f":"IF(K9,K7,NA())","v":{"$error":"#N/A"}},"2027-12-31","2028-12-31","2029-12-31","2030-12-31","2031-12-31","2032-12-31","2033-12-31","2034-12-31","2035-12-31","2036-12-31","2037-12-31","2038-12-31","2039-12-31","2040-12-31","2041-12-31","2042-12-31","2043-12-31","2044-12-31","2045-12-31","2046-12-31","2047-12-31","2048-12-31","2049-12-31","2050-12-31","2051-12-31","2052-12-31","2053-12-31","2054-12-31","2055-12-31","2056-12-31",{"$error":"#N/A"},{"$f":"IF(AQ9,AQ7,NA())","v":{"$error":"#N/A"}},{"$error":"#N/A"},{"$error":"#N/A"},{"$error":"#N/A"},{"$error":"#N/A"},{"$error":"#N/A"},{"$error":"#N/A"},{"$error":"#N/A"},{"$error":"#N/A"},{"$error":"#N/A"},{"$error":"#N/A"},{"$error":"#N/A"},{"$error":"#N/A"},{"$error":"#N/A"},{"$error":"#N/A"},{"$error":"#N/A"},{"$error":"#N/A"},{"$error":"#N/A"},{"$error":"#N/A"},{"$error":"#N/A"},{"$error":"#N/A"},{"$error":"#N/A"},{"$error":"#N/A"},{"$error":"#N/A"},{"$error":"#N/A"},{"$error":"#N/A"},{"$error":"#N/A"},{"$error":"#N/A"},{"$error":"#N/A"},{"$error":"#N/A"},{"$error":"#N/A"},{"$error":"#N/A"},{"$f":"IF(BW9,BW7,NA())","v":{"$error":"#N/A"}},{"$error":"#N/A"},{"$error":"#N/A"},{"$error":"#N/A"},{"$error":"#N/A"},{"$error":"#N/A"},{"$error":"#N/A"},{"$error":"#N/A"},{"$error":"#N/A"},{"$error":"#N/A"},{"$error":"#N/A"},{"$error":"#N/A"},{"$error":"#N/A"},{"$error":"#N/A"},{"$error":"#N/A"},{"$error":"#N/A"},{"$error":"#N/A"},{"$error":"#N/A"},{"$error":"#N/A"},{"$error":"#N/A"},{"$error":"#N/A"},{"$error":"#N/A"},{"$error":"#N/A"},{"$error":"#N/A"},{"$error":"#N/A"},{"$error":"#N/A"},{"$error":"#N/A"},{"$error":"#N/A"},{"$error":"#N/A"},{"$error":"#N/A"},{"$error":"#N/A"},{"$error":"#N/A"},{"$error":"#N/A"},{"$error":"#N/A"},{"$error":"#N/A"},{"$error":"#N/A"},{"$error":"#N/A"}]
[null,null,null,"Cashflow Available (CFADS)",null,null,null,null,null,null,{"$f":"K112","v":0},219865591.70221919,214138112.3331567,208281764.67829031,202293649.2011894,196170801.12585378,189910188.96882302,183508713.03825915,176963203.8992576,170270420.80462849,163427050.09037024,156429703.53504115,149274916.68221718,141959147.12520456,134478772.75315928,126830089.95774293,119009311.79942971,111012566.13255447,102835893.68817455,94475246.113796055,85926483.968994081,77185374.675934017,68247590.423780143,59108706.025952697,49764196.729174197,40209435.973218203,30439693.100253224,20450131.012646496,10235803.778068602,-208345.81928724051,-10887488.782583654,0,{"$f":"AQ112","v":0},0,0,0,0,0,0,0,0,0,0,0,0,0,0,0,0,0,0,0,0,0,0,0,0,0,0,0,0,0,0,0,{"$f":"BW112","v":0},0,0,0,0,0,0,0,0,0,0,0,0,0,0,0,0,0,0,0,0,0,0,0,0,0,0,0,0,0,0,0,0,0,0,0,0]
[null,null,null,"Debt Service",null,{"$f":"F95","v":0.08},{"$f":"NPV(F129,K129:DG129)","v":881999999.99999952},null,null,null,{"$f":"IF(K9,K115+K114)","v":false},78345796.247574165,78345796.247574165,78345796.247574165,78345796.247574165,78345796.247574165,78345796.247574165,78345796.247574165,78345796.247574165,78345796.247574165,78345796.247574165,78345796.247574165,78345796.247574165,78345796.247574165,78345796.247574165,78345796.247574165,78345796.247574165,78345796.247574165,78345796.247574165,78345796.247574165,78345796.247574165,78345796.247574165,78345796.247574165,78345796.247574165,78345796.247574165,78345796.247574165,78345796.247574165,78345796.247574165,78345796.247574165,78345796.247574165,78345796.24757418,false,{"$f":"IF(AQ9,AQ115+AQ114)","v":false},false,false,false,false,false,false,false,false,false,false,false,false,false,false,false,false,false,false,false,false,false,false,false,false,false,false,false,false,false,false,false,{"$f":"IF(BW9,BW115+BW114)","v":false},false,false,false,false,false,false,false,false,false,false,false,false,false,false,false,false,false,false,false,false,false,false,false,false,false,false,false,false,false,false,false,false,false,false,false,false]
[]
[]
[null,null,null,"DSCR",null,{"$f":"MIN(K132:DG132)","v":-0.13896710869054144},null,null,null,null,{"$f":"IF(K129,IF(K129>0.1,K128/K129))","v":false},{"$f":"IF(L129,IF(L129>0.1,L128/L129))","v":2.8063482947756362},2.7332431679738924,2.6584931758191095,2.5820613088408435,2.5039097248555673,2.4239997302306215,2.3422917607266154,2.2587453619087694,2.1733191691175211,2.0859708869884703,1.9966572685115151,1.905334093618829,1.8119561472910561,1.7164771971709099,1.6188499706730595,1.5190261315790077,1.4169562561053399,1.3125898084335146,1.2058751156890732,1.0967593423578823,0.98518846412673888,0.87110724113539539,0.75445919062674516,0.63518655898165122,0.51323029312454294,0.38853001128564996,0.2610239731053815,0.13064904906605676,-2.6593107641520912E-3,-0.13896710869054144,false,false,false,false,false,false,false,false,false,false,false,false,false,false,false,false,false,false,false,false,false,false,false,false,false,false,false,false,false,false,false,false,false,false,{"$f":"IF(BX129,IF(BX129>0.1,BX128/BX129))","v":false},false,false,false,false,false,false,false,false,false,false,false,false,false,false,false,false,false,false,false,false,false,false,false,false,false,false,false,false,false,false,false,false,false,false,false]
[]
[null,"Graphs"]
[null,null,null,"DSCR",null,{"$f":"F132","v":-0.13896710869054144},"Equity IRR",{"$f":"F120","v":0.10750197315274579},"Project IRR",{"$f":"F36","v":0.10911855101585388},"Interest Rate",{"$f":"F95","v":0.08},"\nLCOE",{"$f":"LCOE","v":49.122503890827112},"Debt to Capital",{"$f":"F78","v":0.6}]
[null,null,null,"Target DSCR","x",{"$f":"'Input C'!F73","v":1.2}]
[null,null,null,"Difference",null,{"$f":"F135-F136","v":-1.3389671086905415}]
[]
[null,"Financial Statements: Income Statement"]
[null,null,"EBITDA",null,null,null,null,null,null,null,{"$f":"K112","v":0},{"$f":"L112","v":219865591.70221919},214138112.3331567,208281764.67829031,202293649.2011894,196170801.12585378,189910188.96882302,183508713.03825915,176963203.8992576,170270420.80462849,163427050.09037024,156429703.53504115,149274916.68221718,141959147.12520456,134478772.75315928,126830089.95774293,119009311.79942971,111012566.13255447,102835893.68817455,94475246.113796055,85926483.968994081,77185374.675934017,68247590.423780143,59108706.025952697,49764196.729174197,40209435.973218203,30439693.100253224,20450131.012646496,10235803.778068602,-208345.81928724051,-10887488.782583654,0,0,0,0,0,0,0,0,0,0,0,0,0,0,0,0,0,0,0,0,0,0,0,0,0,0,0,0,0,0,0,0,0,0,{"$f":"BX112","v":0},0,0,0,0,0,0,0,0,0,0,0,0,0,0,0,0,0,0,0,0,0,0,0,0,0,0,0,0,0,0,0,0,0,0,0]
[null,null,"Less: Depreciation",null,null,null,null,null,null,null,{"$f":"K53","v":0},{"$f":"L53","v":49000000},49000000,49000000,49000000,49000000,49000000,49000000,49000000,49000000,49000000,49000000,49000000,49000000,49000000,49000000,49000000,49000000,49000000,49000000,49000000,49000000,49000000,49000000,49000000,49000000,49000000,49000000,49000000,49000000,49000000,0,0,0,0,0,0,0,0,0,0,0,0,0,0,0,0,0,0,0,0,0,0,0,0,0,0,0,0,0,0,0,0,0,0,{"$f":"BX53","v":0},0,0,0,0,0,0,0,0,0,0,0,0,0,0,0,0,0,0,0,0,0,0,0,0,0,0,0,0,0,0,0,0,0,0,0]
[null,null,"EBIT ",null,null,null,null,null,null,null,{"$f":"K140-K141","v":0},{"$f":"L140-L141","v":170865591.70221919},165138112.3331567,159281764.67829031,153293649.2011894,147170801.12585378,140910188.96882302,134508713.03825915,127963203.8992576,121270420.80462849,114427050.09037024,107429703.53504115,100274916.68221718,92959147.125204563,85478772.753159285,77830089.957742929,70009311.799429715,62012566.132554471,53835893.688174546,45475246.113796055,36926483.968994081,28185374.675934017,19247590.423780143,10108706.025952697,764196.72917419672,-8790564.0267817974,-18560306.899746776,-28549868.987353504,-38764196.221931398,-49208345.819287241,-59887488.782583654,0,0,0,0,0,0,0,0,0,0,0,0,0,0,0,0,0,0,0,0,0,0,0,0,0,0,0,0,0,0,0,0,0,0,{"$f":"BX140-BX141","v":0},0,0,0,0,0,0,0,0,0,0,0,0,0,0,0,0,0,0,0,0,0,0,0,0,0,0,0,0,0,0,0,0,0,0,0]
[null,null,"Less Interest",null,null,null,null,null,null,null,{"$f":"K115","v":0},{"$f":"L115","v":70560000},69937136.30019407,69264443.504403666,68537935.284950018,67753306.40794009,66905907.220769361,65990716.098624974,65002309.686709046,63934830.761839829,62781953.522981085,61536846.105013639,60192130.093608797,58739836.80129157,57171360.045588963,55477405.149430141,53647933.861578621,51672104.870698981,49538209.560548961,47233602.625586949,44744627.135827973,42056533.606888279,39153392.595633402,36018000.303478144,32631776.62795046,28974655.058380563,25024963.763245072,20759297.164498743,16152377.237852711,11176903.717074996,5803392.3146350607,-6.794929504394532E-8,-7.3385238647460942E-8,-7.9256057739257825E-8,-8.5596542358398435E-8,-9.2444265747070326E-8,-9.983980700683594E-8,-1.0782699156738282E-7,-1.1645315089277343E-7,-1.2576940296419531E-7,-1.3583095520133093E-7,-1.466974316174374E-7,-1.5843322614683239E-7,-1.7110788423857898E-7,-1.847965149776653E-7,-1.9958023617587853E-7,-2.1554665506994881E-7,-2.3279038747554471E-7,-2.5141361847358829E-7,-2.7152670795147535E-7,-2.9324884458759337E-7,-3.1670875215460083E-7,-3.4204545232696889E-7,-3.6940908851312636E-7,-3.9896181559417645E-7,-4.3087876084171062E-7,-4.6534906170904747E-7,-5.0257698664577127E-7,-5.4278314557743292E-7,-5.8620579722362756E-7,-6.3310226100151774E-7,-6.8375044188163925E-7,-7.3845047723217028E-7,-7.9752651541074399E-7,-8.6132863664360351E-7,{"$f":"BX115","v":-9.3023492757509171E-7},-1.0046537217810991E-6,-1.0850260195235871E-6,-1.1718281010854742E-6,-1.2655743491723121E-6,-1.366820297106097E-6,-1.4761659208745848E-6,-1.5942591945445517E-6,-1.7217999301081159E-6,-1.8595439245167653E-6,-2.0083074384781065E-6,-2.1689720335563549E-6,-2.3424897962408634E-6,-2.5298889799401325E-6,-2.732280098335343E-6,-2.9508625062021704E-6,-3.186931506698344E-6,-3.4418860272342112E-6,-3.7172369094129482E-6,-4.0146158621659844E-6,-4.3357851311392628E-6,-4.6826479416304034E-6,-5.0572597769608365E-6,-5.4618405591177039E-6,-5.8987878038471203E-6,-6.3706908281548893E-6,-6.8803460944072803E-6,-7.4307737819598634E-6,-8.0252356845166521E-6,-8.6672545392779847E-6,-9.3606349024202228E-6,-1.0109485694613842E-5,-1.091824455018295E-5,-1.1791704114197585E-5,-1.2735040443333392E-5,-1.3753843678800064E-5]
[null,null,"EBT",null,null,null,null,null,null,null,{"$f":"K142-K143","v":0},{"$f":"L142-L143","v":100305591.70221919},95200976.032962635,90017321.173886642,84755713.916239381,79417494.717913687,74004281.748053655,68517996.939634174,62960894.212548554,57335590.042788662,51645096.567389153,45892857.430027515,40082786.588608384,34219310.323912993,28307412.707570322,22352684.808312789,16361377.937851094,10340461.261855491,4297684.1276255846,-1758356.511790894,-7818143.1668338925,-13871158.930954263,-19905802.171853259,-25909294.277525447,-31867579.898776263,-37765219.085162356,-43585270.662991852,-49309166.15185225,-54916573.459784105,-60385249.536362238,-65690881.097218715,6.794929504394532E-8,7.3385238647460942E-8,7.9256057739257825E-8,8.5596542358398435E-8,9.2444265747070326E-8,9.983980700683594E-8,1.0782699156738282E-7,1.1645315089277343E-7,1.2576940296419531E-7,1.3583095520133093E-7,1.466974316174374E-7,1.5843322614683239E-7,1.7110788423857898E-7,1.847965149776653E-7,1.9958023617587853E-7,2.1554665506994881E-7,2.3279038747554471E-7,2.5141361847358829E-7,2.7152670795147535E-7,2.9324884458759337E-7,3.1670875215460083E-7,3.4204545232696889E-7,3.6940908851312636E-7,3.9896181559417645E-7,4.3087876084171062E-7,4.6534906170904747E-7,5.0257698664577127E-7,5.4278314557743292E-7,5.8620579722362756E-7,6.3310226100151774E-7,6.8375044188163925E-7,7.3845047723217028E-7,7.9752651541074399E-7,8.6132863664360351E-7,{"$f":"BX142-BX143","v":9.3023492757509171E-7},1.0046537217810991E-6,1.0850260195235871E-6,1.1718281010854742E-6,1.2655743491723121E-6,1.366820297106097E-6,1.4761659208745848E-6,1.5942591945445517E-6,1.7217999301081159E-6,1.8595439245167653E-6,2.0083074384781065E-6,2.1689720335563549E-6,2.3424897962408634E-6,2.5298889799401325E-6,2.732280098335343E-6,2.9508625062021704E-6,3.186931506698344E-6,3.4418860272342112E-6,3.7172369094129482E-6,4.0146158621659844E-6,4.3357851311392628E-6,4.6826479416304034E-6,5.0572597769608365E-6,5.4618405591177039E-6,5.8987878038471203E-6,6.3706908281548893E-6,6.8803460944072803E-6,7.4307737819598634E-6,8.0252356845166521E-6,8.6672545392779847E-6,9.3606349024202228E-6,1.0109485694613842E-5,1.091824455018295E-5,1.1791704114197585E-5,1.2735040443333392E-5,1.3753843678800064E-5]
[null,null,"Less: Taxes",null,null,null,null,null,null,null,{"$f":"K113","v":0},{"$f":"L113","v":40122236.680887677},38080390.413185053,36006928.469554655,33902285.566495754,31766997.887165476,29601712.699221462,27407198.775853671,25184357.685019422,22934236.017115466,20658038.626955662,18357142.972011007,16033114.635443354,13687724.129565198,11322965.08302813,8941073.9233251158,6544551.1751404377,4136184.5047421963,1719073.651050234,-703342.60471635766,-3127257.266733557,-5548463.572381705,-7962320.8687413037,-10363717.71101018,-12747031.959510505,-15106087.634064943,-17434108.265196741,-19723666.460740902,-21966629.383913644,-24154099.814544898,-26276352.438887488,2.7179718017578129E-8,2.9354095458984377E-8,3.170242309570313E-8,3.4238616943359377E-8,3.6977706298828136E-8,3.9935922802734377E-8,4.3130796626953133E-8,4.6581260357109377E-8,5.0307761185678128E-8,5.4332382080532375E-8,5.8678972646974958E-8,6.3373290458732955E-8,6.8443153695431598E-8,7.391860599106612E-8,7.983209447035142E-8,8.6218662027979527E-8,9.3116154990217886E-8,1.0056544738943532E-7,1.0861068318059014E-7,1.1729953783503736E-7,1.2668350086184034E-7,1.3681818093078756E-7,1.4776363540525055E-7,1.5958472623767058E-7,1.7235150433668425E-7,1.8613962468361899E-7,2.0103079465830852E-7,2.1711325823097318E-7,2.3448231888945104E-7,2.532409044006071E-7,2.735001767526557E-7,2.9538019089286811E-7,3.1901060616429763E-7,3.4453145465744141E-7,{"$f":"BX113","v":3.7209397103003669E-7},4.0186148871243965E-7,4.3401040780943485E-7,4.6873124043418971E-7,5.062297396689249E-7,5.4672811884243888E-7,5.90466368349834E-7,6.3770367781782074E-7,6.8871997204324643E-7,7.4381756980670621E-7,8.0332297539124263E-7,8.67588813422542E-7,9.3699591849634543E-7,1.011955591976053E-6,1.0929120393341372E-6,1.1803450024808682E-6,1.2747726026793378E-6,1.3767544108936847E-6,1.4868947637651794E-6,1.6058463448663939E-6,1.7343140524557052E-6,1.8730591766521614E-6,2.0229039107843349E-6,2.1847362236470817E-6,2.3595151215388482E-6,2.548276331261956E-6,2.7521384377629123E-6,2.9723095127839456E-6,3.2100942738066611E-6,3.466901815711194E-6,3.7442539609680894E-6,4.0437942778455367E-6,4.3672978200731801E-6,4.7166816456790344E-6,5.094016177333357E-6,5.5015374715200256E-6]
[null,null,"Earnings",null,null,null,null,null,null,null,{"$f":"K144-K145","v":0},{"$f":"L144-L145","v":60183355.021331511},57120585.619777583,54010392.704331987,50853428.349743627,47650496.830748215,44402569.048832193,41110798.163780503,37776536.527529135,34401354.025673196,30987057.940433491,27535714.458016507,24049671.953165032,20531586.194347795,16984447.624542192,13411610.884987673,9816826.762710657,6204276.7571132947,2578610.4765753504,-1055013.9070745362,-4690885.9001003355,-8322695.3585725576,-11943481.303111956,-15545576.566515267,-19120547.939265758,-22659131.451097414,-26151162.397795111,-29585499.691111349,-32949944.075870462,-36231149.721817344,-39414528.65833123,4.0769577026367191E-8,4.4031143188476565E-8,4.7553634643554695E-8,5.1357925415039058E-8,5.5466559448242191E-8,5.990388420410157E-8,6.4696194940429687E-8,6.9871890535664063E-8,7.5461641778517179E-8,8.1498573120798565E-8,8.8018458970462438E-8,9.5059935688099438E-8,1.0266473054314738E-7,1.1087790898659918E-7,1.1974814170552712E-7,1.293279930419693E-7,1.3967423248532683E-7,1.5084817108415297E-7,1.6291602477088522E-7,1.7594930675255601E-7,1.9002525129276049E-7,2.0522727139618134E-7,2.2164545310787581E-7,2.3937708935650589E-7,2.5852725650502637E-7,2.792094370254285E-7,3.0154619198746275E-7,3.2566988734645971E-7,3.5172347833417651E-7,3.7986135660091065E-7,4.1025026512898355E-7,4.4307028633930217E-7,4.7851590924644631E-7,5.1679718198616204E-7,{"$f":"BX144-BX145","v":5.5814095654505503E-7},6.027922330686595E-7,6.510156117141523E-7,7.0309686065128451E-7,7.5934460950338725E-7,8.2009217826365816E-7,8.8569955252475079E-7,9.5655551672673084E-7,1.0330799580648694E-6,1.1157263547100591E-6,1.2049844630868638E-6,1.3013832201338131E-6,1.4054938777445179E-6,1.5179333879640796E-6,1.6393680590012057E-6,1.7705175037213022E-6,1.9121589040190062E-6,2.0651316163405266E-6,2.2303421456477688E-6,2.4087695172995905E-6,2.6014710786835576E-6,2.8095887649782422E-6,3.0343558661765017E-6,3.2771043354706222E-6,3.5392726823082721E-6,3.8224144968929329E-6,4.128207656644368E-6,4.4584642691759182E-6,4.8151414107099906E-6,5.2003527235667912E-6,5.616380941452133E-6,6.065691416768305E-6,6.5509467301097697E-6,7.0750224685185508E-6,7.6410242660000355E-6]
[]
[null,"Cash Flow"]
[null,null,"EBITDA",null,null,null,null,null,null,null,{"$f":"K140","v":0},{"$f":"L140","v":219865591.70221919},214138112.3331567,208281764.67829031,202293649.2011894,196170801.12585378,189910188.96882302,183508713.03825915,176963203.8992576,170270420.80462849,163427050.09037024,156429703.53504115,149274916.68221718,141959147.12520456,134478772.75315928,126830089.95774293,119009311.79942971,111012566.13255447,102835893.68817455,94475246.113796055,85926483.968994081,77185374.675934017,68247590.423780143,59108706.025952697,49764196.729174197,40209435.973218203,30439693.100253224,20450131.012646496,10235803.778068602,-208345.81928724051,-10887488.782583654,0,0,0,0,0,0,0,0,0,0,0,0,0,0,0,0,0,0,0,0,0,0,0,0,0,0,0,0,0,0,0,0,0,0,{"$f":"BX140","v":0},0,0,0,0,0,0,0,0,0,0,0,0,0,0,0,0,0,0,0,0,0,0,0,0,0,0,0,0,0,0,0,0,0,0,0]
[null,null,"Less: Taxes",null,null,null,null,null,null,null,{"$f":"K145","v":0},{"$f":"L145","v":40122236.680887677},38080390.413185053,36006928.469554655,33902285.566495754,31766997.887165476,29601712.699221462,27407198.775853671,25184357.685019422,22934236.017115466,20658038.626955662,18357142.972011007,16033114.635443354,13687724.129565198,11322965.08302813,8941073.9233251158,6544551.1751404377,4136184.5047421963,1719073.651050234,-703342.60471635766,-3127257.266733557,-5548463.572381705,-7962320.8687413037,-10363717.71101018,-12747031.959510505,-15106087.634064943,-17434108.265196741,-19723666.460740902,-21966629.383913644,-24154099.814544898,-26276352.438887488,2.7179718017578129E-8,2.9354095458984377E-8,3.170242309570313E-8,3.4238616943359377E-8,3.6977706298828136E-8,3.9935922802734377E-8,4.3130796626953133E-8,4.6581260357109377E-8,5.0307761185678128E-8,5.4332382080532375E-8,5.8678972646974958E-8,6.3373290458732955E-8,6.8443153695431598E-8,7.391860599106612E-8,7.983209447035142E-8,8.6218662027979527E-8,9.3116154990217886E-8,1.0056544738943532E-7,1.0861068318059014E-7,1.1729953783503736E-7,1.2668350086184034E-7,1.3681818093078756E-7,1.4776363540525055E-7,1.5958472623767058E-7,1.7235150433668425E-7,1.8613962468361899E-7,2.0103079465830852E-7,2.1711325823097318E-7,2.3448231888945104E-7,2.532409044006071E-7,2.735001767526557E-7,2.9538019089286811E-7,3.1901060616429763E-7,3.4453145465744141E-7,{"$f":"BX145","v":3.7209397103003669E-7},4.0186148871243965E-7,4.3401040780943485E-7,4.6873124043418971E-7,5.062297396689249E-7,5.4672811884243888E-7,5.90466368349834E-7,6.3770367781782074E-7,6.8871997204324643E-7,7.4381756980670621E-7,8.0332297539124263E-7,8.67588813422542E-7,9.3699591849634543E-7,1.011955591976053E-6,1.0929120393341372E-6,1.1803450024808682E-6,1.2747726026793378E-6,1.3767544108936847E-6,1.4868947637651794E-6,1.6058463448663939E-6,1.7343140524557052E-6,1.8730591766521614E-6,2.0229039107843349E-6,2.1847362236470817E-6,2.3595151215388482E-6,2.548276331261956E-6,2.7521384377629123E-6,2.9723095127839456E-6,3.2100942738066611E-6,3.466901815711194E-6,3.7442539609680894E-6,4.0437942778455367E-6,4.3672978200731801E-6,4.7166816456790344E-6,5.094016177333357E-6,5.5015374715200256E-6]
[null,null,"Operating Cash Flow",null,null,null,null,null,null,null,{"$f":"K149-K150","v":0},{"$f":"L149-L150","v":179743355.02133152},176057721.91997164,172274836.20873564,168391363.63469365,164403803.23868829,160308476.26960155,156101514.26240548,151778846.21423817,147336184.78751302,142769011.46341458,138072560.56303015,133241802.04677382,128271422.99563937,123155807.67013115,117889016.03441781,112464760.62428927,106876381.62781228,101116820.03712431,95178588.718512416,89053741.235727638,82733838.248315722,76209911.292521447,69472423.736962885,62511228.688684702,55315523.607283145,47873801.365449965,40173797.473387398,32202433.161982246,23945753.995257657,15388863.656303834,-2.7179718017578129E-8,-2.9354095458984377E-8,-3.170242309570313E-8,-3.4238616943359377E-8,-3.6977706298828136E-8,-3.9935922802734377E-8,-4.3130796626953133E-8,-4.6581260357109377E-8,-5.0307761185678128E-8,-5.4332382080532375E-8,-5.8678972646974958E-8,-6.3373290458732955E-8,-6.8443153695431598E-8,-7.391860599106612E-8,-7.983209447035142E-8,-8.6218662027979527E-8,-9.3116154990217886E-8,-1.0056544738943532E-7,-1.0861068318059014E-7,-1.1729953783503736E-7,-1.2668350086184034E-7,-1.3681818093078756E-7,-1.4776363540525055E-7,-1.5958472623767058E-7,-1.7235150433668425E-7,-1.8613962468361899E-7,-2.0103079465830852E-7,-2.1711325823097318E-7,-2.3448231888945104E-7,-2.532409044006071E-7,-2.735001767526557E-7,-2.9538019089286811E-7,-3.1901060616429763E-7,-3.4453145465744141E-7,{"$f":"BX149-BX150","v":-3.7209397103003669E-7},-4.0186148871243965E-7,-4.3401040780943485E-7,-4.6873124043418971E-7,-5.062297396689249E-7,-5.4672811884243888E-7,-5.90466368349834E-7,-6.3770367781782074E-7,-6.8871997204324643E-7,-7.4381756980670621E-7,-8.0332297539124263E-7,-8.67588813422542E-7,-9.3699591849634543E-7,-1.011955591976053E-6,-1.0929120393341372E-6,-1.1803450024808682E-6,-1.2747726026793378E-6,-1.3767544108936847E-6,-1.4868947637651794E-6,-1.6058463448663939E-6,-1.7343140524557052E-6,-1.8730591766521614E-6,-2.0229039107843349E-6,-2.1847362236470817E-6,-2.3595151215388482E-6,-2.548276331261956E-6,-2.7521384377629123E-6,-2.9723095127839456E-6,-3.2100942738066611E-6,-3.466901815711194E-6,-3.7442539609680894E-6,-4.0437942778455367E-6,-4.3672978200731801E-6,-4.7166816456790344E-6,-5.094016177333357E-6,-5.5015374715200256E-6]
[]
[null,null,"Capital Expenditures for Investing",null,null,null,null,null,null,null,{"$f":"-K100","v":-1470000000},{"$f":"-L100","v":0},0,0,0,0,0,0,0,0,0,0,0,0,0,0,0,0,0,0,0,0,0,0,0,0,0,0,0,0,0,0,0,0,0,0,0,0,0,0,0,0,0,0,0,0,0,0,0,0,0,0,0,0,0,0,0,0,0,0,0,0,0,0,0,{"$f":"-BX100","v":0},0,0,0,0,0,0,0,0,0,0,0,0,0,0,0,0,0,0,0,0,0,0,0,0,0,0,0,0,0,0,0,0,0,0,0]
[]
[null,null,"Debt Capital Invested",null,null,null,null,null,null,null,{"$f":"K107","v":882000000},{"$f":"L107","v":0},0,0,0,0,0,0,0,0,0,0,0,0,0,0,0,0,0,0,0,0,0,0,0,0,0,0,0,0,0,0,0,0,0,0,0,0,0,0,0,0,0,0,0,0,0,0,0,0,0,0,0,0,0,0,0,0,0,0,0,0,0,0,0,{"$f":"BX107","v":0},0,0,0,0,0,0,0,0,0,0,0,0,0,0,0,0,0,0,0,0,0,0,0,0,0,0,0,0,0,0,0,0,0,0,0]
[null,null,"Equity Capital Invested",null,null,null,null,null,null,null,{"$f":"K108","v":588000000},{"$f":"L108","v":0},0,0,0,0,0,0,0,0,0,0,0,0,0,0,0,0,0,0,0,0,0,0,0,0,0,0,0,0,0,0,0,0,0,0,0,0,0,0,0,0,0,0,0,0,0,0,0,0,0,0,0,0,0,0,0,0,0,0,0,0,0,0,0,{"$f":"BX108","v":0},0,0,0,0,0,0,0,0,0,0,0,0,0,0,0,0,0,0,0,0,0,0,0,0,0,0,0,0,0,0,0,0,0,0,0]
[null,null,"Interest Expense",null,null,null,null,null,null,null,{"$f":"-K115","v":0},{"$f":"-L115","v":-70560000},-69937136.30019407,-69264443.504403666,-68537935.284950018,-67753306.40794009,-66905907.220769361,-65990716.098624974,-65002309.686709046,-63934830.761839829,-62781953.522981085,-61536846.105013639,-60192130.093608797,-58739836.80129157,-57171360.045588963,-55477405.149430141,-53647933.861578621,-51672104.870698981,-49538209.560548961,-47233602.625586949,-44744627.135827973,-42056533.606888279,-39153392.595633402,-36018000.303478144,-32631776.62795046,-28974655.058380563,-25024963.763245072,-20759297.164498743,-16152377.237852711,-11176903.717074996,-5803392.3146350607,6.794929504394532E-8,7.3385238647460942E-8,7.9256057739257825E-8,8.5596542358398435E-8,9.2444265747070326E-8,9.983980700683594E-8,1.0782699156738282E-7,1.1645315089277343E-7,1.2576940296419531E-7,1.3583095520133093E-7,1.466974316174374E-7,1.5843322614683239E-7,1.7110788423857898E-7,1.847965149776653E-7,1.9958023617587853E-7,2.1554665506994881E-7,2.3279038747554471E-7,2.5141361847358829E-7,2.7152670795147535E-7,2.9324884458759337E-7,3.1670875215460083E-7,3.4204545232696889E-7,3.6940908851312636E-7,3.9896181559417645E-7,4.3087876084171062E-7,4.6534906170904747E-7,5.0257698664577127E-7,5.4278314557743292E-7,5.8620579722362756E-7,6.3310226100151774E-7,6.8375044188163925E-7,7.3845047723217028E-7,7.9752651541074399E-7,8.6132863664360351E-7,{"$f":"-BX115","v":9.3023492757509171E-7},1.0046537217810991E-6,1.0850260195235871E-6,1.1718281010854742E-6,1.2655743491723121E-6,1.366820297106097E-6,1.4761659208745848E-6,1.5942591945445517E-6,1.7217999301081159E-6,1.8595439245167653E-6,2.0083074384781065E-6,2.1689720335563549E-6,2.3424897962408634E-6,2.5298889799401325E-6,2.732280098335343E-6,2.9508625062021704E-6,3.186931506698344E-6,3.4418860272342112E-6,3.7172369094129482E-6,4.0146158621659844E-6,4.3357851311392628E-6,4.6826479416304034E-6,5.0572597769608365E-6,5.4618405591177039E-6,5.8987878038471203E-6,6.3706908281548893E-6,6.8803460944072803E-6,7.4307737819598634E-6,8.0252356845166521E-6,8.6672545392779847E-6,9.3606349024202228E-6,1.0109485694613842E-5,1.091824455018295E-5,1.1791704114197585E-5,1.2735040443333392E-5,1.3753843678800064E-5]
[null,null,"Debt Repayment",null,null,null,null,null,null,null,{"$f":"-K114","v":0},{"$f":"-L114","v":-7785796.2475741655},-8408659.9473800957,-9081352.7431704998,-9807860.9626241475,-10592489.839634076,-11439889.026804805,-12355080.148949191,-13343486.560865119,-14410965.485734336,-15563842.724593081,-16808950.142560527,-18153666.153965369,-19605959.446282595,-21174436.201985203,-22868391.098144025,-24697862.385995544,-26673691.376875184,-28807586.687025204,-31112193.621987216,-33601169.111746192,-36289262.640685886,-39192403.651940763,-42327795.944096021,-45714019.619623706,-49371141.189193606,-53320832.48432909,-57586499.083075419,-62193419.009721458,-67168892.530499175,-72542403.932939112,-6.794929504394532E-8,-7.3385238647460942E-8,-7.9256057739257825E-8,-8.5596542358398435E-8,-9.2444265747070326E-8,-9.983980700683594E-8,-1.0782699156738282E-7,-1.1645315089277343E-7,-1.2576940296419531E-7,-1.3583095520133093E-7,-1.466974316174374E-7,-1.5843322614683239E-7,-1.7110788423857898E-7,-1.847965149776653E-7,-1.9958023617587853E-7,-2.1554665506994881E-7,-2.3279038747554471E-7,-2.5141361847358829E-7,-2.7152670795147535E-7,-2.9324884458759337E-7,-3.1670875215460083E-7,-3.4204545232696889E-7,-3.6940908851312636E-7,-3.9896181559417645E-7,-4.3087876084171062E-7,-4.6534906170904747E-7,-5.0257698664577127E-7,-5.4278314557743292E-7,-5.8620579722362756E-7,-6.3310226100151774E-7,-6.8375044188163925E-7,-7.3845047723217028E-7,-7.9752651541074399E-7,-8.6132863664360351E-7,{"$f":"-BX114","v":-9.3023492757509171E-7},-1.0046537217810991E-6,-1.0850260195235871E-6,-1.1718281010854742E-6,-1.2655743491723121E-6,-1.366820297106097E-6,-1.4761659208745848E-6,-1.5942591945445517E-6,-1.7217999301081159E-6,-1.8595439245167653E-6,-2.0083074384781065E-6,-2.1689720335563549E-6,-2.3424897962408634E-6,-2.5298889799401325E-6,-2.732280098335343E-6,-2.9508625062021704E-6,-3.186931506698344E-6,-3.4418860272342112E-6,-3.7172369094129482E-6,-4.0146158621659844E-6,-4.3357851311392628E-6,-4.6826479416304034E-6,-5.0572597769608365E-6,-5.4618405591177039E-6,-5.8987878038471203E-6,-6.3706908281548893E-6,-6.8803460944072803E-6,-7.4307737819598634E-6,-8.0252356845166521E-6,-8.6672545392779847E-6,-9.3606349024202228E-6,-1.0109485694613842E-5,-1.091824455018295E-5,-1.1791704114197585E-5,-1.2735040443333392E-5,-1.3753843678800064E-5]
[null,null,"Dividends",null,null,null,null,null,null,null,{"$f":"-K116","v":0},{"$f":"-L116","v":-101397558.77375737},-97711925.672397494,-93929039.961161494,-90045567.387119502,-86058006.991114154,-81962680.022027388,-77755718.014831305,-73433049.966664031,-68990388.539938837,-64423215.215840429,-59726764.315455966,-54896005.799199663,-49925626.748065203,-44810011.422556981,-39543219.78684365,-34118964.376715116,-28530585.380238101,-22771023.789550148,-16832792.470938247,-10707944.988153473,-4388042.0007415563,2135884.9550527185,8873372.5106112882,15834567.558889464,23030272.64029102,30471994.8821242,38171998.774186768,46143363.08559192,54400042.252316505,62956932.591270342,2.7179718017578129E-8,2.9354095458984377E-8,3.170242309570313E-8,3.4238616943359377E-8,3.6977706298828136E-8,3.9935922802734377E-8,4.3130796626953133E-8,4.6581260357109377E-8,5.0307761185678128E-8,5.4332382080532375E-8,5.8678972646974958E-8,6.3373290458732955E-8,6.8443153695431598E-8,7.391860599106612E-8,7.983209447035142E-8,8.6218662027979527E-8,9.3116154990217886E-8,1.0056544738943532E-7,1.0861068318059014E-7,1.1729953783503736E-7,1.2668350086184034E-7,1.3681818093078756E-7,1.4776363540525055E-7,1.5958472623767058E-7,1.7235150433668425E-7,1.8613962468361899E-7,2.0103079465830852E-7,2.1711325823097318E-7,2.3448231888945104E-7,2.532409044006071E-7,2.735001767526557E-7,2.9538019089286811E-7,3.1901060616429763E-7,3.4453145465744141E-7,{"$f":"-BX116","v":3.7209397103003669E-7},4.0186148871243965E-7,4.3401040780943485E-7,4.6873124043418971E-7,5.062297396689249E-7,5.4672811884243888E-7,5.90466368349834E-7,6.3770367781782074E-7,6.8871997204324643E-7,7.4381756980670621E-7,8.0332297539124263E-7,8.67588813422542E-7,9.3699591849634543E-7,1.011955591976053E-6,1.0929120393341372E-6,1.1803450024808682E-6,1.2747726026793378E-6,1.3767544108936847E-6,1.4868947637651794E-6,1.6058463448663939E-6,1.7343140524557052E-6,1.8730591766521614E-6,2.0229039107843349E-6,2.1847362236470817E-6,2.3595151215388482E-6,2.548276331261956E-6,2.7521384377629123E-6,2.9723095127839456E-6,3.2100942738066611E-6,3.466901815711194E-6,3.7442539609680894E-6,4.0437942778455367E-6,4.3672978200731801E-6,4.7166816456790344E-6,5.094016177333357E-6,0]
[]
[null,"Balance Sheet"]
[null,null,"Assets"]
[null,null,"Accumulated Cap Exp",null,null,null,null,null,null,null,{"$f":"J163-K153","v":1470000000},{"$f":"K163-L153","v":1470000000},1470000000,1470000000,1470000000,1470000000,1470000000,1470000000,1470000000,1470000000,1470000000,1470000000,1470000000,1470000000,1470000000,1470000000,1470000000,1470000000,1470000000,1470000000,1470000000,1470000000,1470000000,1470000000,1470000000,1470000000,1470000000,1470000000,1470000000,1470000000,1470000000,1470000000,1470000000,1470000000,1470000000,1470000000,1470000000,1470000000,1470000000,1470000000,1470000000,1470000000,1470000000,1470000000,1470000000,1470000000,1470000000,1470000000,1470000000,1470000000,1470000000,1470000000,1470000000,1470000000,1470000000,1470000000,1470000000,1470000000,1470000000,1470000000,1470000000,1470000000,1470000000,1470000000,1470000000,{"$f":"BW163-BX153","v":1470000000},1470000000,1470000000,1470000000,1470000000,1470000000,1470000000,1470000000,1470000000,1470000000,1470000000,1470000000,1470000000,1470000000,1470000000,1470000000,1470000000,1470000000,1470000000,1470000000,1470000000,1470000000,1470000000,1470000000,1470000000,1470000000,1470000000,1470000000,1470000000,1470000000,1470000000,1470000000,1470000000,1470000000,1470000000,1470000000]
[null,null,"Accumulated Depreciation",null,null,null,null,null,null,null,{"$f":"J164+K141","v":0},{"$f":"K164+L141","v":49000000},98000000,147000000,196000000,245000000,294000000,343000000,392000000,441000000,490000000,539000000,588000000,637000000,686000000,735000000,784000000,833000000,882000000,931000000,980000000,1029000000,1078000000,1127000000,1176000000,1225000000,1274000000,1323000000,1372000000,1421000000,1470000000,1470000000,1470000000,1470000000,1470000000,1470000000,1470000000,1470000000,1470000000,1470000000,1470000000,1470000000,1470000000,1470000000,1470000000,1470000000,1470000000,1470000000,1470000000,1470000000,1470000000,1470000000,1470000000,1470000000,1470000000,1470000000,1470000000,1470000000,1470000000,1470000000,1470000000,1470000000,1470000000,1470000000,1470000000,{"$f":"BW164+BX141","v":1470000000},1470000000,1470000000,1470000000,1470000000,1470000000,1470000000,1470000000,1470000000,1470000000,1470000000,1470000000,1470000000,1470000000,1470000000,1470000000,1470000000,1470000000,1470000000,1470000000,1470000000,1470000000,1470000000,1470000000,1470000000,1470000000,1470000000,1470000000,1470000000,1470000000,1470000000,1470000000,1470000000,1470000000,1470000000,1470000000]
[null,null,"Net Assets",null,null,null,null,null,null,null,{"$f":"K163-K164","v":1470000000},{"$f":"L163-L164","v":1421000000},1372000000,1323000000,1274000000,1225000000,1176000000,1127000000,1078000000,1029000000,980000000,931000000,882000000,833000000,784000000,735000000,686000000,637000000,588000000,539000000,490000000,441000000,392000000,343000000,294000000,245000000,196000000,147000000,98000000,49000000,0,0,0,0,0,0,0,0,0,0,0,0,0,0,0,0,0,0,0,0,0,0,0,0,0,0,0,0,0,0,0,0,0,0,0,{"$f":"BX163-BX164","v":0},0,0,0,0,0,0,0,0,0,0,0,0,0,0,0,0,0,0,0,0,0,0,0,0,0,0,0,0,0,0,0,0,0,0,0]
[]
[null,null,"Debt Financing",null,null,null,null,null,null,null,{"$f":"K94","v":882000000},{"$f":"L94","v":874214203.75242579},865805543.80504572,856724191.06187522,846916330.09925103,836323840.25961697,824883951.23281217,812528871.08386302,799185384.52299786,784774419.03726351,769210576.31267047,752401626.17010999,734247960.01614463,714642000.56986201,693467564.36787677,670599173.26973271,645901310.88373721,619227619.50686204,590420032.81983685,559307839.19784963,525706670.08610344,489417407.44541752,450225003.79347676,407897207.84938073,362183188.22975701,312812047.0405634,259491214.5562343,201904715.4731589,139711296.46343744,72542403.932938263,-8.4936618804931641E-7,-9.1731548309326175E-7,-9.9070072174072276E-7,-1.0699567794799805E-6,-1.155553321838379E-6,-1.2479975875854493E-6,-1.3478373945922852E-6,-1.4556643861596679E-6,-1.5721175370524414E-6,-1.6978869400166367E-6,-1.8337178952179675E-6,-1.9804153268354049E-6,-2.1388485529822373E-6,-2.3099564372208162E-6,-2.4947529521984817E-6,-2.6943331883743601E-6,-2.9098798434443087E-6,-3.1426702309198534E-6,-3.3940838493934417E-6,-3.6656105573449171E-6,-3.9588594019325103E-6,-4.2755681540871111E-6,-4.6176136064140798E-6,-4.9870226949272057E-6,-5.3859845105213823E-6,-5.816863271363093E-6,-6.2822123330721404E-6,-6.7847893197179118E-6,-7.3275724652953446E-6,-7.9137782625189717E-6,-8.5468805235204899E-6,-9.2306309654021286E-6,-9.9690814426342991E-6,-1.0766607958045043E-5,-1.1627936594688647E-5,{"$f":"BX94","v":-1.2558171522263739E-5},-1.3562825244044839E-5,-1.4647851263568427E-5,-1.5819679364653901E-5,-1.7085253713826214E-5,-1.845207401093231E-5,-1.9928239931806895E-5,-2.1522499126351447E-5,-2.3244299056459565E-5,-2.5103842980976331E-5,-2.7112150419454437E-5,-2.9281122453010791E-5,-3.1623612249251655E-5,-3.4153501229191788E-5,-3.6885781327527129E-5,-3.98366438337293E-5,-4.3023575340427641E-5,-4.6465461367661851E-5,-5.0182698277074802E-5,-5.4197314139240787E-5,-5.8533099270380046E-5,-6.3215747212010457E-5,-6.8273006988971293E-5,-7.3734847548088999E-5,-7.9633635351936116E-5,-8.6004326180091006E-5,-9.2884672274498291E-5,-1.0031544605645816E-4,-1.0834068174097481E-4,-1.1700793628025279E-4,-1.2636857118267301E-4,-1.3647805687728686E-4,-1.4739630142746981E-4,-1.5918800554166741E-4,-1.7192304598500079E-4,-1.8567688966380084E-4]
[]
[null,null,"Opening Equity",null,null,null,null,null,null,null,{"$f":"J173","v":0},{"$f":"K173","v":588000000},546785796.24757421,506194456.19495428,466275808.93812478,427083669.90074885,388676159.74038291,351116048.76718771,314471128.91613692,278814615.47700202,244225580.9627364,210789423.68732944,178598373.82988998,147752039.98385534,118357999.43013793,90532435.632123128,64400826.730267145,40098689.116262682,17772380.493137874,-2420032.819836922,-20307839.197849706,-35706670.086103514,-48417407.445417628,-58225003.793476865,-64897207.849380843,-68183188.229757145,-67812047.040563539,-63491214.556234449,-54904715.473159038,-41711296.46343758,-23542403.932938427,6.8545341491699219E-7,7.5340270996093743E-7,8.2678794860839844E-7,9.0604400634765626E-7,9.9164054870605478E-7,1.0840848144531252E-6,1.1839246214599612E-6,1.2917516130273441E-6,1.4082047639201176E-6,1.5339741668843129E-6,1.6698051220856437E-6,1.8165025537030811E-6,1.9749357798499135E-6,2.1460436640884924E-6,2.3308401790661579E-6,2.5304204152420363E-6,2.7459670703119849E-6,2.9787574577875296E-6,3.2301710762611179E-6,3.5016977842125933E-6,3.7949466288001865E-6,4.1116553809547877E-6,4.4537008332817564E-6,4.8231099217948823E-6,5.222071737389059E-6,5.6529504982307696E-6,6.1182995599398171E-6,6.6208765465855884E-6,7.1636596921630213E-6,7.7498654893866491E-6,8.3829677503881674E-6,9.0667181922698061E-6,9.8051686695019766E-6,1.0602695184912721E-5,{"$f":"BW173","v":1.1464023821556324E-5},1.2394258749131415E-5,1.3398912470912513E-5,1.4483938490436101E-5,1.5655766591521576E-5,1.6921340940693886E-5,1.8288161237799982E-5,1.9764327158674567E-5,2.135858635321912E-5,2.3080386283327237E-5,2.4939930207844E-5,2.6948237646322106E-5,2.911720967987846E-5,3.1459699476119324E-5,3.3989588456059457E-5,3.6721868554394805E-5,3.9672731060596976E-5,4.2859662567295317E-5,4.6301548594529534E-5,5.0018785503942484E-5,5.4033401366108469E-5,5.8369186497247736E-5,6.3051834438878132E-5,6.8109094215838969E-5,7.3570934774956675E-5,7.9469722578803792E-5,8.5840413406958682E-5,9.2720759501365967E-5,1.0015153328332583E-4,1.0817676896784249E-4,1.1684402350712047E-4,1.2620465840954069E-4,1.3631414410415451E-4,1.4723238865433746E-4,1.5902409276853506E-4,1.7175913321186844E-4]
[null,null,"Add: Net Income",null,null,null,null,null,null,null,{"$f":"K146","v":0},{"$f":"L146","v":60183355.021331511},57120585.619777583,54010392.704331987,50853428.349743627,47650496.830748215,44402569.048832193,41110798.163780503,37776536.527529135,34401354.025673196,30987057.940433491,27535714.458016507,24049671.953165032,20531586.194347795,16984447.624542192,13411610.884987673,9816826.762710657,6204276.7571132947,2578610.4765753504,-1055013.9070745362,-4690885.9001003355,-8322695.3585725576,-11943481.303111956,-15545576.566515267,-19120547.939265758,-22659131.451097414,-26151162.397795111,-29585499.691111349,-32949944.075870462,-36231149.721817344,-39414528.65833123,4.0769577026367191E-8,4.4031143188476565E-8,4.7553634643554695E-8,5.1357925415039058E-8,5.5466559448242191E-8,5.990388420410157E-8,6.4696194940429687E-8,6.9871890535664063E-8,7.5461641778517179E-8,8.1498573120798565E-8,8.8018458970462438E-8,9.5059935688099438E-8,1.0266473054314738E-7,1.1087790898659918E-7,1.1974814170552712E-7,1.293279930419693E-7,1.3967423248532683E-7,1.5084817108415297E-7,1.6291602477088522E-7,1.7594930675255601E-7,1.9002525129276049E-7,2.0522727139618134E-7,2.2164545310787581E-7,2.3937708935650589E-7,2.5852725650502637E-7,2.792094370254285E-7,3.0154619198746275E-7,3.2566988734645971E-7,3.5172347833417651E-7,3.7986135660091065E-7,4.1025026512898355E-7,4.4307028633930217E-7,4.7851590924644631E-7,5.1679718198616204E-7,{"$f":"BX146","v":5.5814095654505503E-7},6.027922330686595E-7,6.510156117141523E-7,7.0309686065128451E-7,7.5934460950338725E-7,8.2009217826365816E-7,8.8569955252475079E-7,9.5655551672673084E-7,1.0330799580648694E-6,1.1157263547100591E-6,1.2049844630868638E-6,1.3013832201338131E-6,1.4054938777445179E-6,1.5179333879640796E-6,1.6393680590012057E-6,1.7705175037213022E-6,1.9121589040190062E-6,2.0651316163405266E-6,2.2303421456477688E-6,2.4087695172995905E-6,2.6014710786835576E-6,2.8095887649782422E-6,3.0343558661765017E-6,3.2771043354706222E-6,3.5392726823082721E-6,3.8224144968929329E-6,4.128207656644368E-6,4.4584642691759182E-6,4.8151414107099906E-6,5.2003527235667912E-6,5.616380941452133E-6,6.065691416768305E-6,6.5509467301097697E-6,7.0750224685185508E-6,7.6410242660000355E-6,0]
[null,null,"Add: Paid in Capital",null,null,null,null,null,null,null,{"$f":"K156","v":588000000},{"$f":"L156","v":0},0,0,0,0,0,0,0,0,0,0,0,0,0,0,0,0,0,0,0,0,0,0,0,0,0,0,0,0,0,0,0,0,0,0,0,0,0,0,0,0,0,0,0,0,0,0,0,0,0,0,0,0,0,0,0,0,0,0,0,0,0,0,0,{"$f":"BX156","v":0},0,0,0,0,0,0,0,0,0,0,0,0,0,0,0,0,0,0,0,0,0,0,0,0,0,0,0,0,0,0,0,0,0,0,0]
[null,null,"Less: Dividends",null,null,null,null,null,null,null,{"$f":"-K159","v":0},{"$f":"-L159","v":101397558.77375737},97711925.672397494,93929039.961161494,90045567.387119502,86058006.991114154,81962680.022027388,77755718.014831305,73433049.966664031,68990388.539938837,64423215.215840429,59726764.315455966,54896005.799199663,49925626.748065203,44810011.422556981,39543219.78684365,34118964.376715116,28530585.380238101,22771023.789550148,16832792.470938247,10707944.988153473,4388042.0007415563,-2135884.9550527185,-8873372.5106112882,-15834567.558889464,-23030272.64029102,-30471994.8821242,-38171998.774186768,-46143363.08559192,-54400042.252316505,-62956932.591270342,-2.7179718017578129E-8,-2.9354095458984377E-8,-3.170242309570313E-8,-3.4238616943359377E-8,-3.6977706298828136E-8,-3.9935922802734377E-8,-4.3130796626953133E-8,-4.6581260357109377E-8,-5.0307761185678128E-8,-5.4332382080532375E-8,-5.8678972646974958E-8,-6.3373290458732955E-8,-6.8443153695431598E-8,-7.391860599106612E-8,-7.983209447035142E-8,-8.6218662027979527E-8,-9.3116154990217886E-8,-1.0056544738943532E-7,-1.0861068318059014E-7,-1.1729953783503736E-7,-1.2668350086184034E-7,-1.3681818093078756E-7,-1.4776363540525055E-7,-1.5958472623767058E-7,-1.7235150433668425E-7,-1.8613962468361899E-7,-2.0103079465830852E-7,-2.1711325823097318E-7,-2.3448231888945104E-7,-2.532409044006071E-7,-2.735001767526557E-7,-2.9538019089286811E-7,-3.1901060616429763E-7,-3.4453145465744141E-7,{"$f":"-BX159","v":-3.7209397103003669E-7},-4.0186148871243965E-7,-4.3401040780943485E-7,-4.6873124043418971E-7,-5.062297396689249E-7,-5.4672811884243888E-7,-5.90466368349834E-7,-6.3770367781782074E-7,-6.8871997204324643E-7,-7.4381756980670621E-7,-8.0332297539124263E-7,-8.67588813422542E-7,-9.3699591849634543E-7,-1.011955591976053E-6,-1.0929120393341372E-6,-1.1803450024808682E-6,-1.2747726026793378E-6,-1.3767544108936847E-6,-1.4868947637651794E-6,-1.6058463448663939E-6,-1.7343140524557052E-6,-1.8730591766521614E-6,-2.0229039107843349E-6,-2.1847362236470817E-6,-2.3595151215388482E-6,-2.548276331261956E-6,-2.7521384377629123E-6,-2.9723095127839456E-6,-3.2100942738066611E-6,-3.466901815711194E-6,-3.7442539609680894E-6,-4.0437942778455367E-6,-4.3672978200731801E-6,-4.7166816456790344E-6,-5.094016177333357E-6,0]
[null,null,"Closing Balance",null,null,null,null,null,null,null,{"$f":"K169+K170+K171-K172","v":588000000},{"$f":"L169+L170+L171-L172","v":546785796.24757421},506194456.19495428,466275808.93812478,427083669.90074885,388676159.74038291,351116048.76718771,314471128.91613692,278814615.47700202,244225580.9627364,210789423.68732944,178598373.82988998,147752039.98385534,118357999.43013793,90532435.632123128,64400826.730267145,40098689.116262682,17772380.493137874,-2420032.819836922,-20307839.197849706,-35706670.086103514,-48417407.445417628,-58225003.793476865,-64897207.849380843,-68183188.229757145,-67812047.040563539,-63491214.556234449,-54904715.473159038,-41711296.46343758,-23542403.932938427,6.8545341491699219E-7,7.5340270996093743E-7,8.2678794860839844E-7,9.0604400634765626E-7,9.9164054870605478E-7,1.0840848144531252E-6,1.1839246214599612E-6,1.2917516130273441E-6,1.4082047639201176E-6,1.5339741668843129E-6,1.6698051220856437E-6,1.8165025537030811E-6,1.9749357798499135E-6,2.1460436640884924E-6,2.3308401790661579E-6,2.5304204152420363E-6,2.7459670703119849E-6,2.9787574577875296E-6,3.2301710762611179E-6,3.5016977842125933E-6,3.7949466288001865E-6,4.1116553809547877E-6,4.4537008332817564E-6,4.8231099217948823E-6,5.222071737389059E-6,5.6529504982307696E-6,6.1182995599398171E-6,6.6208765465855884E-6,7.1636596921630213E-6,7.7498654893866491E-6,8.3829677503881674E-6,9.0667181922698061E-6,9.8051686695019766E-6,1.0602695184912721E-5,1.1464023821556324E-5,{"$f":"BX169+BX170+BX171-BX172","v":1.2394258749131415E-5},1.3398912470912513E-5,1.4483938490436101E-5,1.5655766591521576E-5,1.6921340940693886E-5,1.8288161237799982E-5,1.9764327158674567E-5,2.135858635321912E-5,2.3080386283327237E-5,2.4939930207844E-5,2.6948237646322106E-5,2.911720967987846E-5,3.1459699476119324E-5,3.3989588456059457E-5,3.6721868554394805E-5,3.9672731060596976E-5,4.2859662567295317E-5,4.6301548594529534E-5,5.0018785503942484E-5,5.4033401366108469E-5,5.8369186497247736E-5,6.3051834438878132E-5,6.8109094215838969E-5,7.3570934774956675E-5,7.9469722578803792E-5,8.5840413406958682E-5,9.2720759501365967E-5,1.0015153328332583E-4,1.0817676896784249E-4,1.1684402350712047E-4,1.2620465840954069E-4,1.3631414410415451E-4,1.4723238865433746E-4,1.5902409276853506E-4,1.7175913321186844E-4,1.7175913321186844E-4]
[]
[null,null,"Equity and Debt",null,null,null,null,null,null,null,{"$f":"K173+K167","v":1470000000},{"$f":"L173+L167","v":1421000000},1372000000,1323000000,1274000000,1225000000,1176000000,1127000000,1078000000,1028999999.9999999,979999999.99999988,931000000,882000000,833000000,783999999.99999988,734999999.99999988,685999999.99999988,636999999.99999988,587999999.99999988,538999999.99999988,489999999.99999994,440999999.99999988,391999999.99999988,342999999.99999988,293999999.99999988,244999999.99999988,195999999.99999985,146999999.99999985,97999999.999999851,48999999.999999836,-1.6391277313232422E-7,-1.6391277313232432E-7,-1.6391277313232432E-7,-1.6391277313232422E-7,-1.6391277313232422E-7,-1.6391277313232401E-7,-1.6391277313232401E-7,-1.639127731323238E-7,-1.639127731323238E-7,-1.639127731323238E-7,-1.639127731323238E-7,-1.639127731323238E-7,-1.639127731323238E-7,-1.639127731323238E-7,-1.639127731323238E-7,-1.639127731323238E-7,-1.639127731323238E-7,-1.639127731323238E-7,-1.639127731323238E-7,-1.639127731323238E-7,-1.639127731323238E-7,-1.6391277313232337E-7,-1.6391277313232337E-7,-1.6391277313232337E-7,-1.6391277313232337E-7,-1.6391277313232337E-7,-1.6391277313232337E-7,-1.6391277313232337E-7,-1.6391277313232337E-7,-1.6391277313232252E-7,-1.6391277313232252E-7,-1.6391277313232252E-7,-1.6391277313232252E-7,-1.6391277313232252E-7,-1.6391277313232252E-7,{"$f":"BX173+BX167","v":-1.6391277313232422E-7},-1.6391277313232591E-7,-1.6391277313232591E-7,-1.6391277313232422E-7,-1.6391277313232761E-7,-1.6391277313232761E-7,-1.6391277313232761E-7,-1.6391277313232761E-7,-1.6391277313232761E-7,-1.63912773132331E-7,-1.63912773132331E-7,-1.63912773132331E-7,-1.63912773132331E-7,-1.63912773132331E-7,-1.6391277313232422E-7,-1.6391277313232422E-7,-1.6391277313232422E-7,-1.6391277313231744E-7,-1.6391277313231744E-7,-1.6391277313231744E-7,-1.6391277313231067E-7,-1.6391277313232422E-7,-1.6391277313232422E-7,-1.6391277313232422E-7,-1.6391277313232422E-7,-1.6391277313232422E-7,-1.6391277313232422E-7,-1.6391277313232422E-7,-1.6391277313232422E-7,-1.6391277313232422E-7,-1.6391277313232422E-7,-1.6391277313235132E-7,-1.6391277313235132E-7,-1.6391277313235132E-7,-1.6391277313235132E-7,-1.3917756451932407E-5]
[]
[null,null,"Debt to Capital",null,null,null,null,null,null,null,{"$f":"K167/K175","v":0.6},{"$f":"L167/L175","v":0.6152105585872103},0.63105360335644733,0.64756174683437284,0.66476948987382345,0.68271333898744246,0.70143193132041848,0.72096616777627598,0.74135935484508153,0.76265735572134463,0.78490875133945981,0.80816501199796986,0.83248068029041344,0.85791356611027847,0.88452495455086333,0.91237982757786773,0.94154710041361123,0.97209987363714623,1.0041157020745526,1.0376768816286637,1.0728707552777623,1.1097900395587701,1.1485331729425432,1.1892046876075244,1.2319156062236638,1.2767838654716881,1.3239347681440536,1.3735014658038034,1.4256254741167107,1.4804572231211941,5.1818181818181817,5.5963636363636331,6.0440727272727237,6.5275985454545458,7.0498064290909097,7.6137909434181923,8.2228942188916481,8.88072575640299,9.5911838169152297,10.358478522268447,11.187156804049923,12.082129348373916,13.04869969624383,14.092595671943336,15.220003325698803,16.437603591754709,17.752611879095081,19.17282082942269,20.706646495776504,22.363178215438626,24.152232472673713,26.084411070487679,28.171163956126691,30.424857072616824,32.858845638426175,35.487553289500262,38.32655755266029,41.392682156873107,44.704096729422957,48.280424467777038,52.142858425199208,56.314287099215143,60.819430067152354,65.684984472524548,70.939783230326512,{"$f":"BX167/BX175","v":76.61496588875184},82.744163159851141,89.363696212639226,96.512791909651369,104.23381526242133,112.57252048341503,121.57832212208822,131.30458789185531,141.80895492320374,153.15367131705688,165.40596502242141,178.63844222421511,192.92951760215234,208.36387901032452,225.03298933115977,243.03562847765258,262.47847875586473,283.47675705634566,306.15489762085332,330.6472894305216,357.09907258497805,385.66699839174447,416.52035826308401,449.84198692413071,485.82934587806119,524.69569354830605,566.67134903217061,612.0050569547443,660.96546151112386,713.84269843201366,770.95011430657473,832.62612345096306,899.23621332704022,971.17511039320345,1048.8691192246597,13.341007245317947]
[]
[null,"LCOE Calculation"]
[]
[null,null,"Goal Seek LCOE",null,"USD/MWH",{"$f":"LCOE","v":49.122503890827112}]
[null,null,null,"Level Cost in USD","USD/MWH",{"$f":"F181/4","v":12.280625972706778}]
[null,null,null,"Discount Rate (PIRR)","%",{"$f":"F35","v":0.10920264595949591}]
[null,null,null,"Inflation Rate","%",{"$f":"F21","v":2.2499999999999999E-2}]
[null,null,null,"Real Discount Rate","%",{"$f":"(1+F183)/(1+F184)-1","v":8.4794763774568072E-2}]
[]
[null,null,"Method 1"]
[null,null,null,"NPV of Revenue","USD",{"$f":"NPV(F183,K26:DG26)","v":4150491030.9906745}]
[null,null,null,"NPV of Generation","USD",{"$f":"NPV(F185,K17:DG17)","v":103987075.40185353}]
[null,null,null,"LCOE =Revenue / Generation","USD/MWh",{"$f":"F188/F189","v":39.913527858642837}]
[]
[null,null,"Method 2"]
[null,null,null,"CAPEX (Value at COD)","USD",{"$f":"F22","v":1470000000}]
[null,null,null,"NPV of OPEX","USD",{"$f":"NPV(F183,K31:DG31)","v":2416592712.5714364}]
[null,null,null,"Total Cost","USD",{"$f":"SUM(F193:F194)","v":3886592712.5714364}]
[null,null,null,"NPV of Generation","MWh",{"$f":"F189","v":103987075.40185353}]
[null,null,null,"LCOE =Total Cost / Generation","USD/MWH",{"$f":"F195/F196","v":37.375728642736298}]
[]
[null,null,"Method 3"]
[null,null,null,"Capacity","MW",{"$f":"F12","v":1225}]
[null,null,null,"Capacity Facor","%",{"$f":"F13","v":0.9}]
[null,null,null,"Availability","%",{"$f":"F17","v":1}]
[null,null,null,"Generation without Degradation 1st","MWH",{"$f":"F200*F201*F202*8760","v":9657900}]
[]
[null,null,null,"Discount Rate Nominal","%"]
[null,null,null,"Discount Rate Real","%"]
[null,null,null,"Adjusted for Degradation","%"]
[null,null,null,"O&M Adjustment","Factor"]
[]
[null,null,null,"Level Capital Recovery","USD/Year"]
[null,null,null,"O&M Recovery","USD/Year"]
[null,null,null,"Fuel Recovery","USD/Year"]
[null,null,null,"Total Recovery","USD/Year"]
[null,null,null,"Production","MWh/year"]
[null,null,null,"LCOE =Total Recovery / Production","USD/MWH"]
[]
[null,"Project Valuation"]
[]
[null,null,null,"Purchase Date",null,{"$f":"'Input C'!E85","v":2},null,null,null,null,{"$f":"($F$219=K4)*1","v":0},1,0,0,0,0,0,0,0,0,0,0,0,0,0,0,0,0,0,0,0,0,0,0,0,0,0,0,0,0,0,0,{"$f":"($F$219=AQ4)*1","v":0},0,0,0,0,0,0,0,0,0,0,0,0,0,0,0,0,0,0,0,0,0,0,0,0,0,0,0,0,0,0,0,{"$f":"($F$219=BW4)*1","v":0},0,0,0,0,0,0,0,0,0,0,0,0,0,0,0,0,0,0,0,0,0,0,0,0,0,0,0,0,0,0,0,0,0,0,0,0]
[null,null,null,"Preiod After Purchase Date",null,{"$f":"F219","v":2},null,null,null,null,{"$f":"(K4>$F$220)*1","v":0},0,1,1,1,1,1,1,1,1,1,1,1,1,1,1,1,1,1,1,1,1,1,1,1,1,1,1,1,1,1,1,{"$f":"(AQ4>$F$220)*1","v":1},1,1,1,1,1,1,1,1,1,1,1,1,1,1,1,1,1,1,1,1,1,1,1,1,1,1,1,1,1,1,1,{"$f":"(BW4>$F$220)*1","v":1},1,1,1,1,1,1,1,1,1,1,1,1,1,1,1,1,1,1,1,1,1,1,1,1,1,1,1,1,1,1,1,1,1,1,1,1]
[null,null,null,"Target IRR for Buyer",null,{"$f":"LOOKUP(F219,'Input C'!E81:E83,'Input C'!F81:F83)","v":6.6000000000000003E-2}]
[]
[null,null,null,"Cashflow From Project",null,null,null,null,null,null,{"$f":"K34","v":-1470000000},219865591.70221919,214138112.3331567,208281764.67829031,202293649.2011894,196170801.12585378,189910188.96882302,183508713.03825915,176963203.8992576,170270420.80462849,163427050.09037024,156429703.53504115,149274916.68221718,141959147.12520456,134478772.75315928,126830089.95774293,119009311.79942971,111012566.13255447,102835893.68817455,94475246.113796055,85926483.968994081,77185374.675934017,68247590.423780143,59108706.025952697,49764196.729174197,40209435.973218203,30439693.100253224,20450131.012646496,10235803.778068602,-208345.81928724051,-10887488.782583654,0,{"$f":"AQ34","v":0},0,0,0,0,0,0,0,0,0,0,0,0,0,0,0,0,0,0,0,0,0,0,0,0,0,0,0,0,0,0,0,{"$f":"BW34","v":0},0,0,0,0,0,0,0,0,0,0,0,0,0,0,0,0,0,0,0,0,0,0,0,0,0,0,0,0,0,0,0,0,0,0,0,0]
[null,null,null,"Cash Received From Project",null,null,null,null,null,null,{"$f":"IF(K220,K223)","v":false},{"$f":"IF(L220,L223)","v":false},214138112.3331567,208281764.67829031,202293649.2011894,196170801.12585378,189910188.96882302,183508713.03825915,176963203.8992576,170270420.80462849,163427050.09037024,156429703.53504115,149274916.68221718,141959147.12520456,134478772.75315928,126830089.95774293,119009311.79942971,111012566.13255447,102835893.68817455,94475246.113796055,85926483.968994081,77185374.675934017,68247590.423780143,59108706.025952697,49764196.729174197,40209435.973218203,30439693.100253224,20450131.012646496,10235803.778068602,-208345.81928724051,-10887488.782583654,0,0,0,0,0,0,0,0,0,0,0,0,0,0,0,0,0,0,0,0,0,0,0,0,0,0,0,0,0,0,0,0,0,0,{"$f":"IF(BX220,BX223)","v":0},0,0,0,0,0,0,0,0,0,0,0,0,0,0,0,0,0,0,0,0,0,0,0,0,0,0,0,0,0,0,0,0,0,0,0]
[null,null,null,"Value of Project Before Expenditure",null,{"$f":"NPV(F221,K224:DG224)","v":1865815647.8847528}]
[null,null,null,"CAPEX at Purchase",null,{"$f":"'Input C'!F87","v":147000000},null,null,null,null,{"$f":"$F$226*K219","v":0},{"$f":"$F$226*L219","v":147000000},0,0,0,0,0,0,0,0,0,0,0,0,0,0,0,0,0,0,0,0,0,0,0,0,0,0,0,0,0,0,0,0,0,0,0,0,0,0,0,0,0,0,0,0,0,0,0,0,0,0,0,0,0,0,0,0,0,0,0,0,0,0,0,{"$f":"$F$226*BX219","v":0},0,0,0,0,0,0,0,0,0,0,0,0,0,0,0,0,0,0,0,0,0,0,0,0,0,0,0,0,0,0,0,0,0,0,0]
[null,null,null,"Buyer's Perspective",null,null,null,null,null,null,{"$f":"-$F$225*K219+K224-K226","v":0},{"$f":"-$F$225*L219+L224-L226","v":-2012815647.8847528},214138112.3331567,{"$f":"-$F$225*N219+N224-N226","v":208281764.67829031},{"$f":"-$F$225*O219+O224-O226","v":202293649.2011894},{"$f":"-$F$225*P219+P224-P226","v":196170801.12585378},{"$f":"-$F$225*Q219+Q224-Q226","v":189910188.96882302},{"$f":"-$F$225*R219+R224-R226","v":183508713.03825915},{"$f":"-$F$225*S219+S224-S226","v":176963203.8992576},{"$f":"-$F$225*T219+T224-T226","v":170270420.80462849},{"$f":"-$F$225*U219+U224-U226","v":163427050.09037024},{"$f":"-$F$225*V219+V224-V226","v":156429703.53504115},{"$f":"-$F$225*W219+W224-W226","v":149274916.68221718},{"$f":"-$F$225*X219+X224-X226","v":141959147.12520456},{"$f":"-$F$225*Y219+Y224-Y226","v":134478772.75315928},{"$f":"-$F$225*Z219+Z224-Z226","v":126830089.95774293},{"$f":"-$F$225*AA219+AA224-AA226","v":119009311.79942971},{"$f":"-$F$225*AB219+AB224-AB226","v":111012566.13255447},{"$f":"-$F$225*AC219+AC224-AC226","v":102835893.68817455},{"$f":"-$F$225*AD219+AD224-AD226","v":94475246.113796055},{"$f":"-$F$225*AE219+AE224-AE226","v":85926483.968994081},{"$f":"-$F$225*AF219+AF224-AF226","v":77185374.675934017},{"$f":"-$F$225*AG219+AG224-AG226","v":68247590.423780143},{"$f":"-$F$225*AH219+AH224-AH226","v":59108706.025952697},{"$f":"-$F$225*AI219+AI224-AI226","v":49764196.729174197},{"$f":"-$F$225*AJ219+AJ224-AJ226","v":40209435.973218203},{"$f":"-$F$225*AK219+AK224-AK226","v":30439693.100253224},{"$f":"-$F$225*AL219+AL224-AL226","v":20450131.012646496},{"$f":"-$F$225*AM219+AM224-AM226","v":10235803.778068602},{"$f":"-$F$225*AN219+AN224-AN226","v":-208345.81928724051},{"$f":"-$F$225*AO219+AO224-AO226","v":-10887488.782583654},{"$f":"-$F$225*AP219+AP224-AP226","v":0},{"$f":"-$F$225*AQ219+AQ224-AQ226","v":0},{"$f":"-$F$225*AR219+AR224-AR226","v":0},{"$f":"-$F$225*AS219+AS224-AS226","v":0},{"$f":"-$F$225*AT219+AT224-AT226","v":0},{"$f":"-$F$225*AU219+AU224-AU226","v":0},{"$f":"-$F$225*AV219+AV224-AV226","v":0},{"$f":"-$F$225*AW219+AW224-AW226","v":0},{"$f":"-$F$225*AX219+AX224-AX226","v":0},{"$f":"-$F$225*AY219+AY224-AY226","v":0},{"$f":"-$F$225*AZ219+AZ224-AZ226","v":0},{"$f":"-$F$225*BA219+BA224-BA226","v":0},{"$f":"-$F$225*BB219+BB224-BB226","v":0},{"$f":"-$F$225*BC219+BC224-BC226","v":0},{"$f":"-$F$225*BD219+BD224-BD226","v":0},{"$f":"-$F$225*BE219+BE224-BE226","v":0},{"$f":"-$F$225*BF219+BF224-BF226","v":0},{"$f":"-$F$225*BG219+BG224-BG226","v":0},{"$f":"-$F$225*BH219+BH224-BH226","v":0},{"$f":"-$F$225*BI219+BI224-BI226","v":0},{"$f":"-$F$225*BJ219+BJ224-BJ226","v":0},{"$f":"-$F$225*BK219+BK224-BK226","v":0},{"$f":"-$F$225*BL219+BL224-BL226","v":0},{"$f":"-$F$225*BM219+BM224-BM226","v":0},{"$f":"-$F$225*BN219+BN224-BN226","v":0},{"$f":"-$F$225*BO219+BO224-BO226","v":0},{"$f":"-$F$225*BP219+BP224-BP226","v":0},{"$f":"-$F$225*BQ219+BQ224-BQ226","v":0},{"$f":"-$F$225*BR219+BR224-BR226","v":0},{"$f":"-$F$225*BS219+BS224-BS226","v":0},{"$f":"-$F$225*BT219+BT224-BT226","v":0},{"$f":"-$F$225*BU219+BU224-BU226","v":0},{"$f":"-$F$225*BV219+BV224-BV226","v":0},{"$f":"-$F$225*BW219+BW224-BW226","v":0},{"$f":"-$F$225*BX219+BX224-BX226","v":0},{"$f":"-$F$225*BY219+BY224-BY226","v":0},{"$f":"-$F$225*BZ219+BZ224-BZ226","v":0},{"$f":"-$F$225*CA219+CA224-CA226","v":0},{"$f":"-$F$225*CB219+CB224-CB226","v":0},{"$f":"-$F$225*CC219+CC224-CC226","v":0},{"$f":"-$F$225*CD219+CD224-CD226","v":0},{"$f":"-$F$225*CE219+CE224-CE226","v":0},{"$f":"-$F$225*CF219+CF224-CF226","v":0},{"$f":"-$F$225*CG219+CG224-CG226","v":0},{"$f":"-$F$225*CH219+CH224-CH226","v":0},{"$f":"-$F$225*CI219+CI224-CI226","v":0},{"$f":"-$F$225*CJ219+CJ224-CJ226","v":0},{"$f":"-$F$225*CK219+CK224-CK226","v":0},{"$f":"-$F$225*CL219+CL224-CL226","v":0},{"$f":"-$F$225*CM219+CM224-CM226","v":0},{"$f":"-$F$225*CN219+CN224-CN226","v":0},{"$f":"-$F$225*CO219+CO224-CO226","v":0},{"$f":"-$F$225*CP219+CP224-CP226","v":0},{"$f":"-$F$225*CQ219+CQ224-CQ226","v":0},{"$f":"-$F$225*CR219+CR224-CR226","v":0},{"$f":"-$F$225*CS219+CS224-CS226","v":0},{"$f":"-$F$225*CT219+CT224-CT226","v":0},{"$f":"-$F$225*CU219+CU224-CU226","v":0},{"$f":"-$F$225*CV219+CV224-CV226","v":0},{"$f":"-$F$225*CW219+CW224-CW226","v":0},{"$f":"-$F$225*CX219+CX224-CX226","v":0},{"$f":"-$F$225*CY219+CY224-CY226","v":0},{"$f":"-$F$225*CZ219+CZ224-CZ226","v":0},{"$f":"-$F$225*DA219+DA224-DA226","v":0},{"$f":"-$F$225*DB219+DB224-DB226","v":0},{"$f":"-$F$225*DC219+DC224-DC226","v":0},{"$f":"-$F$225*DD219+DD224-DD226","v":0},{"$f":"-$F$225*DE219+DE224-DE226","v":0},{"$f":"-$F$225*DF219+DF224-DF226","v":0},{"$f":"-$F$225*DG219+DG224-DG226","v":0}]
[null,null,null,"Purchase Price Willing to Pay",null,{"$f":"F225-F226","v":1718815647.8847528}]
[null,null,null,"Buyer's IRR",null,{"$f":"IRR(K227:DG227)","v":5.5685394169390667E-2}]
[]
[]
[null,"UDF Inputs"]
[null,null,"EBITDA",null,null,null,null,null,null,null,{"$f":"K112","v":0},219865591.70221919,214138112.3331567,208281764.67829031,202293649.2011894,196170801.12585378,189910188.96882302,183508713.03825915,176963203.8992576,170270420.80462849,163427050.09037024,156429703.53504115,149274916.68221718,141959147.12520456,134478772.75315928,126830089.95774293,119009311.79942971,111012566.13255447,102835893.68817455,94475246.113796055,85926483.968994081,77185374.675934017,68247590.423780143,59108706.025952697,49764196.729174197,40209435.973218203,30439693.100253224,20450131.012646496,10235803.778068602,-208345.81928724051,-10887488.782583654,0,{"$f":"AQ112","v":0},0,0,0,0,0,0,0,0,0,0,0,0,0,0,0,0,0,0,0,0,0,0,0,0,0,0,0,0,0,0,0,{"$f":"BW112","v":0},0,0,0,0,0,0,0,0,0,0,0,0,0,0,0,0,0,0,0,0,0,0,0,0,0,0,0,0,0,0,0,0,0,0,0,0]
[null,null,"Depreciation",null,null,null,null,null,null,null,{"$f":"K53","v":0},49000000,49000000,49000000,49000000,49000000,49000000,49000000,49000000,49000000,49000000,49000000,49000000,49000000,49000000,49000000,49000000,49000000,49000000,49000000,49000000,49000000,49000000,49000000,49000000,49000000,49000000,49000000,49000000,49000000,49000000,0,{"$f":"AQ53","v":0},0,0,0,0,0,0,0,0,0,0,0,0,0,0,0,0,0,0,0,0,0,0,0,0,0,0,0,0,0,0,0,{"$f":"BW53","v":0},0,0,0,0,0,0,0,0,0,0,0,0,0,0,0,0,0,0,0,0,0,0,0,0,0,0,0,0,0,0,0,0,0,0,0,0]
[null,null,"Tax Rate",null,null,null,null,null,null,null,{"$f":"'Input C'!$F$63","v":0.4},{"$f":"'Input C'!$F$63","v":0.4},{"$f":"'Input C'!$F$63","v":0.4},{"$f":"'Input C'!$F$63","v":0.4},{"$f":"'Input C'!$F$63","v":0.4},{"$f":"'Input C'!$F$63","v":0.4},{"$f":"'Input C'!$F$63","v":0.4},{"$f":"'Input C'!$F$63","v":0.4},{"$f":"'Input C'!$F$63","v":0.4},{"$f":"'Input C'!$F$63","v":0.4},{"$f":"'Input C'!$F$63","v":0.4},{"$f":"'Input C'!$F$63","v":0.4},{"$f":"'Input C'!$F$63","v":0.4},{"$f":"'Input C'!$F$63","v":0.4},{"$f":"'Input C'!$F$63","v":0.4},{"$f":"'Input C'!$F$63","v":0.4},{"$f":"'Input C'!$F$63","v":0.4},{"$f":"'Input C'!$F$63","v":0.4},{"$f":"'Input C'!$F$63","v":0.4},{"$f":"'Input C'!$F$63","v":0.4},{"$f":"'Input C'!$F$63","v":0.4},{"$f":"'Input C'!$F$63","v":0.4},{"$f":"'Input C'!$F$63","v":0.4},{"$f":"'Input C'!$F$63","v":0.4},{"$f":"'Input C'!$F$63","v":0.4},{"$f":"'Input C'!$F$63","v":0.4},{"$f":"'Input C'!$F$63","v":0.4},{"$f":"'Input C'!$F$63","v":0.4},{"$f":"'Input C'!$F$63","v":0.4},{"$f":"'Input C'!$F$63","v":0.4},{"$f":"'Input C'!$F$63","v":0.4},{"$f":"'Input C'!$F$63","v":0.4},{"$f":"'Input C'!$F$63","v":0.4},{"$f":"'Input C'!$F$63","v":0.4},{"$f":"'Input C'!$F$63","v":0.4},{"$f":"'Input C'!$F$63","v":0.4},{"$f":"'Input C'!$F$63","v":0.4},{"$f":"'Input C'!$F$63","v":0.4},{"$f":"'Input C'!$F$63","v":0.4},{"$f":"'Input C'!$F$63","v":0.4},{"$f":"'Input C'!$F$63","v":0.4},{"$f":"'Input C'!$F$63","v":0.4},{"$f":"'Input C'!$F$63","v":0.4},{"$f":"'Input C'!$F$63","v":0.4},{"$f":"'Input C'!$F$63","v":0.4},{"$f":"'Input C'!$F$63","v":0.4},{"$f":"'Input C'!$F$63","v":0.4},{"$f":"'Input C'!$F$63","v":0.4},{"$f":"'Input C'!$F$63","v":0.4},{"$f":"'Input C'!$F$63","v":0.4},{"$f":"'Input C'!$F$63","v":0.4},{"$f":"'Input C'!$F$63","v":0.4},{"$f":"'Input C'!$F$63","v":0.4},{"$f":"'Input C'!$F$63","v":0.4},{"$f":"'Input C'!$F$63","v":0.4},{"$f":"'Input C'!$F$63","v":0.4},{"$f":"'Input C'!$F$63","v":0.4},{"$f":"'Input C'!$F$63","v":0.4},{"$f":"'Input C'!$F$63","v":0.4},{"$f":"'Input C'!$F$63","v":0.4},{"$f":"'Input C'!$F$63","v":0.4},{"$f":"'Input C'!$F$63","v":0.4},{"$f":"'Input C'!$F$63","v":0.4},{"$f":"'Input C'!$F$63","v":0.4},{"$f":"'Input C'!$F$63","v":0.4},{"$f":"'Input C'!$F$63","v":0.4},{"$f":"'Input C'!$F$63","v":0.4},{"$f":"'Input C'!$F$63","v":0.4},{"$f":"'Input C'!$F$63","v":0.4},{"$f":"'Input C'!$F$63","v":0.4},{"$f":"'Input C'!$F$63","v":0.4},{"$f":"'Input C'!$F$63","v":0.4},{"$f":"'Input C'!$F$63","v":0.4},{"$f":"'Input C'!$F$63","v":0.4},{"$f":"'Input C'!$F$63","v":0.4},{"$f":"'Input C'!$F$63","v":0.4},{"$f":"'Input C'!$F$63","v":0.4},{"$f":"'Input C'!$F$63","v":0.4},{"$f":"'Input C'!$F$63","v":0.4},{"$f":"'Input C'!$F$63","v":0.4},{"$f":"'Input C'!$F$63","v":0.4},{"$f":"'Input C'!$F$63","v":0.4},{"$f":"'Input C'!$F$63","v":0.4},{"$f":"'Input C'!$F$63","v":0.4},{"$f":"'Input C'!$F$63","v":0.4},{"$f":"'Input C'!$F$63","v":0.4},{"$f":"'Input C'!$F$63","v":0.4},{"$f":"'Input C'!$F$63","v":0.4},{"$f":"'Input C'!$F$63","v":0.4},{"$f":"'Input C'!$F$63","v":0.4},{"$f":"'Input C'!$F$63","v":0.4},{"$f":"'Input C'!$F$63","v":0.4},{"$f":"'Input C'!$F$63","v":0.4},{"$f":"'Input C'!$F$63","v":0.4},{"$f":"'Input C'!$F$63","v":0.4},{"$f":"'Input C'!$F$63","v":0.4},{"$f":"'Input C'!$F$63","v":0.4},{"$f":"'Input C'!$F$63","v":0.4},{"$f":"'Input C'!$F$63","v":0.4},{"$f":"'Input C'!$F$63","v":0.4},{"$f":"'Input C'!$F$63","v":0.4}]
[null,null,"PV Factor",null,null,null,null,null,null,null,{"$f":"K69","v":1},1.08,1.1664000000000001,1.2597120000000002,1.3604889600000003,1.4693280768000003,1.5868743229440005,1.7138242687795207,1.8509302102818825,1.9990046271044333,2.1589249972727882,2.3316389970546112,2.5181701168189803,2.7196237261644991,2.9371936242576591,3.172169114198272,3.425942643334134,3.7000180548008648,3.9960194991849343,4.3157010591197293,4.6609571438493083,5.033833715357253,5.4365404125858339,5.8714636455927014,6.3411807372401183,6.8484751962193284,7.3963532119168756,7.9880614688702263,8.6271063863798449,9.3172748972902326,10.062656889073452,10.867669440199329,{"$f":"AQ69","v":11.737082995415276},12.6760496350485,13.690133605852381,14.785344294320572,15.968171837866219,17.245625584895517,18.62527563168716,20.115297682222135,21.724521496799905,23.462483216543898,25.339481873867413,27.366640423776808,29.555971657678953,31.920449390293271,34.474085341516734,37.232012168838075,40.210573142345126,43.427418993732736,46.901612513231356,50.653741514289869,54.706040835433065,59.082524102267712,63.809126030449136,68.913856112885071,74.426964601915884,80.381121770069157,86.811611511674698,93.756540432608674,101.25706366721738,109.35762876059478,118.10623906144237,127.55473818635777,{"$f":"BW69","v":137.75911724126641},148.77984662056772,160.68223435021315,173.53681309823023,187.41975814608867,202.41333879777576,218.60640590159784,236.09491837372568,254.98251184362374,275.38111279111365,297.41160181440279,321.20452995955503,346.90089235631945,374.652963744825,404.62520084441104,436.99521691196395,471.95483426492109,509.71122100611478,550.48811868660403,594.52716818153237,642.089341636055,693.45648896693945,748.93300808429467,808.84764873103825,873.55546062952135,943.43989747988314,1018.9150892782739,1100.4282964205358,1188.4625601341788,1283.5395649449133,1386.2227301405064,1497.1205485517471,1616.890192435887,1746.2414078307581,1885.940720457219,2036.8159780937965,2199.7612563413004]
[null,null,"Total Debt",null,null,null,null,null,null,null,{"$f":"$I$78","v":882000000},{"$f":"$I$78","v":882000000},882000000,882000000,882000000,882000000,882000000,882000000,882000000,882000000,882000000,882000000,882000000,882000000,882000000,882000000,882000000,882000000,882000000,882000000,882000000,882000000,882000000,882000000,882000000,882000000,882000000,882000000,882000000,882000000,882000000,882000000,882000000,882000000,882000000,882000000,882000000,882000000,882000000,882000000,882000000,882000000,882000000,882000000,882000000,882000000,882000000,882000000,882000000,882000000,882000000,882000000,882000000,882000000,882000000,882000000,882000000,882000000,882000000,882000000,882000000,882000000,882000000,882000000,882000000,{"$f":"$I$78","v":882000000},882000000,882000000,882000000,882000000,882000000,882000000,882000000,882000000,882000000,882000000,882000000,882000000,882000000,882000000,882000000,882000000,882000000,882000000,882000000,882000000,882000000,882000000,882000000,882000000,882000000,882000000,882000000,882000000,882000000,882000000,882000000,882000000,882000000,882000000,882000000]
[null,null,"Interest Rate",null,null,null,null,null,null,null,{"$f":"$F$80","v":0.08},{"$f":"$F$80","v":0.08},0.08,0.08,0.08,0.08,0.08,0.08,0.08,0.08,0.08,0.08,0.08,0.08,0.08,0.08,0.08,0.08,0.08,0.08,0.08,0.08,0.08,0.08,0.08,0.08,0.08,0.08,0.08,0.08,0.08,0.08,0.08,0.08,0.08,0.08,0.08,0.08,0.08,0.08,0.08,0.08,0.08,0.08,0.08,0.08,0.08,0.08,0.08,0.08,0.08,0.08,0.08,0.08,0.08,0.08,0.08,0.08,0.08,0.08,0.08,0.08,0.08,0.08,0.08,{"$f":"$F$80","v":0.08},0.08,0.08,0.08,0.08,0.08,0.08,0.08,0.08,0.08,0.08,0.08,0.08,0.08,0.08,0.08,0.08,0.08,0.08,0.08,0.08,0.08,0.08,0.08,0.08,0.08,0.08,0.08,0.08,0.08,0.08,0.08,0.08,0.08,0.08,0.08]
[null,null,"Operating Flag",null,null,null,null,null,null,null,{"$f":"K9","v":0},{"$f":"L9","v":1},1,1,1,1,1,1,1,1,1,1,1,1,1,1,1,1,1,1,1,1,1,1,1,1,1,1,1,1,1,0,0,0,0,0,0,0,0,0,0,0,0,0,0,0,0,0,0,0,0,0,0,0,0,0,0,0,0,0,0,0,0,0,0,{"$f":"BX9","v":0},0,0,0,0,0,0,0,0,0,0,0,0,0,0,0,0,0,0,0,0,0,0,0,0,0,0,0,0,0,0,0,0,0,0,0]
[]
[{"$f":"DSCR_Compute(K233:DG239)","v":""},"","","","","","","","","","","","","","","","","","","","","","","","","","","","","","","","","","","","","","","","","","","","","","","","","","","","","","","","","","","","","","","","","","","","","","","","","","","","","","","","","","","","","","","","","","","","","","","","","","","","","","","","","","","","","","","","","","","","","","","","","","","","","","","","","","","","","","","","","","","","","","","","","","","","","","","","","","","","","","","","","","","","","","","","","","","","","","","","","","","","","","","","","","","","","","","","","","","","","","",""]
["","","","EBITDA","","","","","","",0,219865591.70221919,214138112.3331567,208281764.67829031,202293649.2011894,196170801.12585378,189910188.96882302,183508713.03825915,176963203.8992576,170270420.80462849,163427050.09037024,156429703.53504115,149274916.68221718,141959147.12520456,134478772.75315928,126830089.95774293,119009311.79942971,111012566.13255447,102835893.68817455,94475246.113796055,85926483.968994081,77185374.675934017,68247590.423780143,59108706.025952697,49764196.729174197,40209435.973218203,30439693.100253224,20450131.012646496,10235803.778068602,-208345.81928724051,-10887488.782583654,0,0,0,0,0,0,0,0,0,0,0,0,0,0,0,0,0,0,0,0,0,0,0,0,0,0,0,0,0,0,0,0,0,0,0,0,0,0,0,0,0,0,0,0,0,0,0,0,0,0,0,0,0,0,0,0,0,0,0,0,0,0,0,0,0,0,0,0,0,"","","","","","","","","","","","","","","","","","","","","","","","","","","","","","","","","","","","","","","","","","","","","","","","","","","","","","","","","","","","","","","","","","","","","","","","","","","","","","","","","","","","","","","","","",""]
["","","","Taxes","","","","","","",0,40122236.680887677,38988655.605595574,37808830.71352642,36580456.509879746,35301098.4621341,33968185.38977772,32579001.395691678,31130677.31135818,29620181.626373835,28044310.870948542,26399679.418164127,24682708.670743223,22889615.594931573,21016400.561819866,19058834.45401315,17012444.992993832,14872502.239801824,12634003.218770672,10291655.610995596,7839860.4609607607,5272693.8363057896,2583887.3770549069,-233192.33324886486,-3185565.6461776891,-6280663.052863528,-9526349.7949284222,-12930951.96749334,-16503284.205074308,-20252679.046709612,-24189018.08253371,0,0,0,0,0,0,0,0,0,0,0,0,0,0,0,0,0,0,0,0,0,0,0,0,0,0,0,0,0,0,0,0,0,0,0,0,0,0,0,0,0,0,0,0,0,0,0,0,0,0,0,0,0,0,0,0,0,0,0,0,0,0,0,0,0,0,0,0,0,"","","","","","","","","","","","","","","","","","","","","","","","","","","","","","","","","","","","","","","","","","","","","","","","","","","","","","","","","","","","","","","","","","","","","","","","","","","","","","","","","","","","","","","","","",""]
["","","","CFADS","","","","","","",0,179743355.02133152,175149456.7274372,170472933.96450609,165713192.69090715,160869702.66316056,155942003.57831663,150929711.64165509,145832526.58678782,140650239.176927,135382739.21785951,130030024.1150602,124592208.00938053,119069531.52787903,113462372.18861881,107771255.50065407,101996866.80297406,96140063.888870925,90201890.465065494,84183590.497965395,78086623.502658039,71912680.833665401,65663703.040123411,59341898.351904854,52949762.367299639,46490099.017208114,39966042.885415271,33381082.969403327,26739087.971352462,20044333.21448727,13301529.285772171,0,0,0,0,0,0,0,0,0,0,0,0,0,0,0,0,0,0,0,0,0,0,0,0,0,0,0,0,0,0,0,0,0,0,0,0,0,0,0,0,0,0,0,0,0,0,0,0,0,0,0,0,0,0,0,0,0,0,0,0,0,0,0,0,0,0,0,0,0,"","","","","","","","","","","","","","","","","","","","","","","","","","","","","","","","","","","","","","","","","","","","","","","","","","","","","","","","","","","","","","","","","","","","","","","","","","","","","","","","","","","","","","","","","",""]
["","","","","","","","","","","","","","","","","","","","","","","","","","","","","","","","","","","","","","","","","","","","","","","","","","","","","","","","","","","","","","","","","","","","","","","","","","","","","","","","","","","","","","","","","","","","","","","","","","","","","","","","","","","","","","","","","","","","","","","","","","","","","","","","","","","","","","","","","","","","","","","","","","","","","","","","","","","","","","","","","","","","","","","","","","","","","","","","","","","","","","","","","","","","","","","","","","","","","","","",""]
["","","","EBITDA","","","","","","",0,219865591.70221919,214138112.3331567,208281764.67829031,202293649.2011894,196170801.12585378,189910188.96882302,183508713.03825915,176963203.8992576,170270420.80462849,163427050.09037024,156429703.53504115,149274916.68221718,141959147.12520456,134478772.75315928,126830089.95774293,119009311.79942971,111012566.13255447,102835893.68817455,94475246.113796055,85926483.968994081,77185374.675934017,68247590.423780143,59108706.025952697,49764196.729174197,40209435.973218203,30439693.100253224,20450131.012646496,10235803.778068602,-208345.81928724051,-10887488.782583654,0,0,0,0,0,0,0,0,0,0,0,0,0,0,0,0,0,0,0,0,0,0,0,0,0,0,0,0,0,0,0,0,0,0,0,0,0,0,0,0,0,0,0,0,0,0,0,0,0,0,0,0,0,0,0,0,0,0,0,0,0,0,0,0,0,0,0,0,0,"","","","","","","","","","","","","","","","","","","","","","","","","","","","","","","","","","","","","","","","","","","","","","","","","","","","","","","","","","","","","","","","","","","","","","","","","","","","","","","","","","","","","","","","","",""]
["","","","Depreciation","","","","","","",0,49000000,49000000,49000000,49000000,49000000,49000000,49000000,49000000,49000000,49000000,49000000,49000000,49000000,49000000,49000000,49000000,49000000,49000000,49000000,49000000,49000000,49000000,49000000,49000000,49000000,49000000,49000000,49000000,49000000,49000000,0,0,0,0,0,0,0,0,0,0,0,0,0,0,0,0,0,0,0,0,0,0,0,0,0,0,0,0,0,0,0,0,0,0,0,0,0,0,0,0,0,0,0,0,0,0,0,0,0,0,0,0,0,0,0,0,0,0,0,0,0,0,0,0,0,0,0,0,0,"","","","","","","","","","","","","","","","","","","","","","","","","","","","","","","","","","","","","","","","","","","","","","","","","","","","","","","","","","","","","","","","","","","","","","","","","","","","","","","","","","","","","","","","","",""]
["","","","EBIT","","","","","","",0,170865591.70221919,165138112.3331567,159281764.67829031,153293649.2011894,147170801.12585378,140910188.96882302,134508713.03825915,127963203.8992576,121270420.80462849,114427050.09037024,107429703.53504115,100274916.68221718,92959147.125204563,85478772.753159285,77830089.957742929,70009311.799429715,62012566.132554471,53835893.688174546,45475246.113796055,36926483.968994081,28185374.675934017,19247590.423780143,10108706.025952697,764196.72917419672,-8790564.0267817974,-18560306.899746776,-28549868.987353504,-38764196.221931398,-49208345.819287241,-59887488.782583654,0,0,0,0,0,0,0,0,0,0,0,0,0,0,0,0,0,0,0,0,0,0,0,0,0,0,0,0,0,0,0,0,0,0,0,0,0,0,0,0,0,0,0,0,0,0,0,0,0,0,0,0,0,0,0,0,0,0,0,0,0,0,0,0,0,0,0,0,0,"","","","","","","","","","","","","","","","","","","","","","","","","","","","","","","","","","","","","","","","","","","","","","","","","","","","","","","","","","","","","","","","","","","","","","","","","","","","","","","","","","","","","","","","","",""]
["","","","Interest","","","","","","",0,70560000,67666473.319010794,64759687.894153208,61842507.925997637,58918054.969847322,55989725.493521079,53061209.547978185,50136510.61960844,47219966.737230472,44316272.911318019,41430504.987724982,38568145.003220998,35735108.135498308,32937771.345986728,30183003.819835912,27478199.313814957,24831310.529660024,22250885.637595996,19746107.082392626,17326832.812416621,15003640.080736773,12787871.976459712,10691686.85415156,8728110.839469295,6911093.6000211248,5255567.5820361851,3777510.9256905392,2494014.2849522834,1423351.7916189332,585056.41787387338,7.2368583828210835E-3,7.8158070534467688E-3,8.4410716177225117E-3,9.1163573471403116E-3,9.845665934911537E-3,1.0633319209704459E-2,1.1483984746480816E-2,1.2402703526199281E-2,1.3394919808295226E-2,1.4466513392958843E-2,1.5623834464395549E-2,1.6873741221547195E-2,1.8223640519270969E-2,1.9681531760812648E-2,2.1256054301677662E-2,2.2956538645811871E-2,2.4793061737476824E-2,2.6776506676474968E-2,2.8918627210592966E-2,3.1232117387440403E-2,3.3730686778435638E-2,3.642914172071049E-2,3.9343473058367329E-2,4.2490950903036707E-2,4.5890226975279641E-2,4.9561445133302018E-2,5.3526360743966175E-2,5.7808469603483473E-2,6.2433147171762154E-2,6.7427798945503131E-2,7.2822022861143379E-2,7.8647784690034847E-2,8.493960746523764E-2,9.1734776062456641E-2,9.9073558147453181E-2,0.10699944279924943,0.11555939822318938,0.12480415008104452,0.13478848208752808,0.14557156065453034,0.15721728550689273,0.16979466834744414,0.18337824181523968,0.19804850116045886,0.21389238125329557,0.23100377175355921,0.24948407349384394,0.26944279937335147,0.29099822332321956,0.31427808118907713,0.33942032768420333,0.3665739538989396,0.39589987021085471,0.42757185982772306,0.4617776086139409,0.4987198173030562,0.53861740268730063,0.58170679490228472,0.62824333849446756,0.67850280557402498,0.73278303001994705,0.79140567242154281,0.85471812621526622,0.92309557631248751,0.99694322241748656,1.0766986802108856,1.1628345746277564,1.2558613405979768,1.356330247845815,"","","","","","","","","","","","","","","","","","","","","","","","","","","","","","","","","","","","","","","","","","","","","","","","","","","","","","","","","","","","","","","","","","","","","","","","","","","","","","","","","","","","","","","","","",""]
["","","","EBT","","","","","","",0,100305591.70221919,97471639.013988927,94522076.78381604,91451141.27469936,88252746.155335248,84920463.4744443,81447503.489229187,77826693.278395444,74050454.065934584,70110777.177371353,65999198.545410313,61706771.676858053,57224038.987328932,52541001.404549666,47647086.135032877,42531112.482484579,37181255.59950456,31585008.046926677,25729139.027488988,19599651.152401902,13181734.590764472,6459718.4426372666,-582980.83312216215,-7963914.1154442225,-15701657.63215882,-23815874.487321056,-32327379.918733347,-41258210.512685768,-50631697.61677403,-60472545.206334271,-1.3054248094558716E-2,-1.4098587942123413E-2,-1.5226474977493286E-2,-1.644459297569275E-2,-1.7760160413748168E-2,-1.9180973246848025E-2,-2.0715451106595863E-2,-2.2372687195123531E-2,-2.4162502170733412E-2,-2.6095502344392087E-2,-2.8183142531943452E-2,-3.0437793934498924E-2,-3.2872817449258837E-2,-3.5502642845199543E-2,-3.8342854272815509E-2,-4.1410282614640748E-2,-4.472310522381201E-2,-4.8300953641716972E-2,-5.216502993305433E-2,-5.6338232327698669E-2,-6.0845290913914558E-2,-6.5712914187027724E-2,-7.096994732198994E-2,-7.6647543107749141E-2,-8.2779346556369066E-2,-8.9401694280878602E-2,-9.6553829823348883E-2,-0.10427813620921679,-0.11262038710595414,-0.12163001807443047,-0.13136041952038491,-0.1418692530820157,-0.15321879332857694,-0.16547629679486309,-0.17871440053845214,-0.1930115525815283,-0.20845247678805057,-0.22512867493109462,-0.24313896892558221,-0.26259008643962878,-0.28359729335479905,-0.30628507682318296,-0.33078788296903761,-0.35725091360656058,-0.38583098669508548,-0.41669746563069227,-0.45003326288114764,-0.48603592391163947,-0.52491879782457063,-0.5669123016505363,-0.61226528578257911,-0.66124650864518542,-0.71414622933680028,-0.77127792768374426,-0.83298016189844382,-0.89961857485031926,-0.97158806083834481,-1.0493151057054124,-1.1332603141618454,-1.2239211392947931,-1.3218348304383765,-1.4275816168734465,-1.5417881462233223,-1.665131197921188,-1.7983416937548831,-1.9422090292552736,-2.0975857515956955,-2.2653926117233509,-2.4466240206612189,"","","","","","","","","","","","","","","","","","","","","","","","","","","","","","","","","","","","","","","","","","","","","","","","","","","","","","","","","","","","","","","","","","","","","","","","","","","","","","","","","","","","","","","","","",""]
["","","","Taxes","","","","","","",0,40122236.680887677,38988655.605595574,37808830.71352642,36580456.509879746,35301098.4621341,33968185.38977772,32579001.395691678,31130677.31135818,29620181.626373835,28044310.870948542,26399679.418164127,24682708.670743223,22889615.594931573,21016400.561819866,19058834.45401315,17012444.992993832,14872502.239801824,12634003.218770672,10291655.610995596,7839860.4609607607,5272693.8363057896,2583887.3770549069,-233192.33324886486,-3185565.6461776891,-6280663.052863528,-9526349.7949284222,-12930951.96749334,-16503284.205074308,-20252679.046709612,-24189018.08253371,0,0,0,0,0,0,0,0,0,0,0,0,0,0,0,0,0,0,0,0,0,0,0,0,0,0,0,0,0,0,0,0,0,0,0,0,0,0,0,0,0,0,0,0,0,0,0,0,0,0,0,0,0,0,0,0,0,0,0,0,0,0,0,0,0,0,0,0,0,"","","","","","","","","","","","","","","","","","","","","","","","","","","","","","","","","","","","","","","","","","","","","","","","","","","","","","","","","","","","","","","","","","","","","","","","","","","","","","","","","","","","","","","","","",""]
["","","","","","","","","","","","","","","","","","","","","","","","","","","","","","","","","","","","","","","","","","","","","","","","","","","","","","","","","","","","","","","","","","","","","","","","","","","","","","","","","","","","","","","","","","","","","","","","","","","","","","","","","","","","","","","","","","","","","","","","","","","","","","","","","","","","","","","","","","","","","","","","","","","","","","","","","","","","","","","","","","","","","","","","","","","","","","","","","","","","","","","","","","","","","","","","","","","","","","","",""]
["","","","PV_CFADS","","","","","","",0,166429032.4271588,150162428.60719922,135326911.20232725,121804143.63002777,109485216.54436307,98269914.210351542,88066037.102589205,78788776.463148564,70360136.875050396,62708403.204779513,55767648.542213269,49477280.020608276,43781619.634493873,38629517.390871733,33973994.330340728,29771913.14087807,25983674.259136874,22572935.513318673,19506353.508909691,16753345.094730746,14285867.372669408,12078214.830907723,10106832.288138015,8350142.435830499,6788386.8576866239,5403479.4905444318,4178871.5697157132,3099427.1745120869,2151308.5570027363,1321870.4992531,0,0,0,0,0,0,0,0,0,0,0,0,0,0,0,0,0,0,0,0,0,0,0,0,0,0,0,0,0,0,0,0,0,0,0,0,0,0,0,0,0,0,0,0,0,0,0,0,0,0,0,0,0,0,0,0,0,0,0,0,0,0,0,0,0,0,0,0,0,"","","","","","","","","","","","","","","","","","","","","","","","","","","","","","","","","","","","","","","","","","","","","","","","","","","","","","","","","","","","","","","","","","","","","","","","","","","","","","","","","","","","","","","","","",""]
["","","","Total_Debt_Fixed","","","","","","",882000000,882000000,882000000,882000000,882000000,882000000,882000000,882000000,882000000,882000000,882000000,882000000,882000000,882000000,882000000,882000000,882000000,882000000,882000000,882000000,882000000,882000000,882000000,882000000,882000000,882000000,882000000,882000000,882000000,882000000,882000000,882000000,882000000,882000000,882000000,882000000,882000000,882000000,882000000,882000000,882000000,882000000,882000000,882000000,882000000,882000000,882000000,882000000,882000000,882000000,882000000,882000000,882000000,882000000,882000000,882000000,882000000,882000000,882000000,882000000,882000000,882000000,882000000,882000000,882000000,882000000,882000000,882000000,882000000,882000000,882000000,882000000,882000000,882000000,882000000,882000000,882000000,882000000,882000000,882000000,882000000,882000000,882000000,882000000,882000000,882000000,882000000,882000000,882000000,882000000,882000000,882000000,882000000,882000000,882000000,882000000,882000000,882000000,882000000,882000000,"","","","","","","","","","","","","","","","","","","","","","","","","","","","","","","","","","","","","","","","","","","","","","","","","","","","","","","","","","","","","","","","","","","","","","","","","","","","","","","","","","","","","","","","","",""]
["","","","DSCR","","","","","","",1.6841084838761424,1.6841084838761424,1.6841084838761424,1.6841084838761424,1.6841084838761424,1.6841084838761424,1.6841084838761424,1.6841084838761424,1.6841084838761424,1.6841084838761424,1.6841084838761424,1.6841084838761424,1.6841084838761424,1.6841084838761424,1.6841084838761424,1.6841084838761424,1.6841084838761424,1.6841084838761424,1.6841084838761424,1.6841084838761424,1.6841084838761424,1.6841084838761424,1.6841084838761424,1.6841084838761424,1.6841084838761424,1.6841084838761424,1.6841084838761424,1.6841084838761424,1.6841084838761424,1.6841084838761424,1.6841084838761424,1.6841084838761424,1.6841084838761424,1.6841084838761424,1.6841084838761424,1.6841084838761424,1.6841084838761424,1.6841084838761424,1.6841084838761424,1.6841084838761424,1.6841084838761424,1.6841084838761424,1.6841084838761424,1.6841084838761424,1.6841084838761424,1.6841084838761424,1.6841084838761424,1.6841084838761424,1.6841084838761424,1.6841084838761424,1.6841084838761424,1.6841084838761424,1.6841084838761424,1.6841084838761424,1.6841084838761424,1.6841084838761424,1.6841084838761424,1.6841084838761424,1.6841084838761424,1.6841084838761424,1.6841084838761424,1.6841084838761424,1.6841084838761424,1.6841084838761424,1.6841084838761424,1.6841084838761424,1.6841084838761424,1.6841084838761424,1.6841084838761424,1.6841084838761424,1.6841084838761424,1.6841084838761424,1.6841084838761424,1.6841084838761424,1.6841084838761424,1.6841084838761424,1.6841084838761424,1.6841084838761424,1.6841084838761424,1.6841084838761424,1.6841084838761424,1.6841084838761424,1.6841084838761424,1.6841084838761424,1.6841084838761424,1.6841084838761424,1.6841084838761424,1.6841084838761424,1.6841084838761424,1.6841084838761424,1.6841084838761424,1.6841084838761424,1.6841084838761424,1.6841084838761424,1.6841084838761424,1.6841084838761424,1.6841084838761424,1.6841084838761424,1.6841084838761424,1.6841084838761424,"","","","","","","","","","","","","","","","","","","","","","","","","","","","","","","","","","","","","","","","","","","","","","","","","","","","","","","","","","","","","","","","","","","","","","","","","","","","","","","","","","","","","","","","","",""]
["","","","","","","","","","","","","","","","","","","","","","","","","","","","","","","","","","","","","","","","","","","","","","","","","","","","","","","","","","","","","","","","","","","","","","","","","","","","","","","","","","","","","","","","","","","","","","","","","","","","","","","","","","","","","","","","","","","","","","","","","","","","","","","","","","","","","","","","","","","","","","","","","","","","","","","","","","","","","","","","","","","","","","","","","","","","","","","","","","","","","","","","","","","","","","","","","","","","","","","",""]
["","","","CFADS","","","","","","",0,179743355.02133152,175149456.7274372,170472933.96450609,165713192.69090715,160869702.66316056,155942003.57831663,150929711.64165509,145832526.58678782,140650239.176927,135382739.21785951,130030024.1150602,124592208.00938053,119069531.52787903,113462372.18861881,107771255.50065407,101996866.80297406,96140063.888870925,90201890.465065494,84183590.497965395,78086623.502658039,71912680.833665401,65663703.040123411,59341898.351904854,52949762.367299639,46490099.017208114,39966042.885415271,33381082.969403327,26739087.971352462,20044333.21448727,13301529.285772171,0,0,0,0,0,0,0,0,0,0,0,0,0,0,0,0,0,0,0,0,0,0,0,0,0,0,0,0,0,0,0,0,0,0,0,0,0,0,0,0,0,0,0,0,0,0,0,0,0,0,0,0,0,0,0,0,0,0,0,0,0,0,0,0,0,0,0,0,0,"","","","","","","","","","","","","","","","","","","","","","","","","","","","","","","","","","","","","","","","","","","","","","","","","","","","","","","","","","","","","","","","","","","","","","","","","","","","","","","","","","","","","","","","","",""]
["","","","Debt_Service","","","","","","",0,106729083.51236513,104001291.12973061,101224437.49609773,98398169.877876714,95522173.42392534,92596174.812807292,89619946.15259999,86593309.149333045,83516139.561136186,80388371.956230983,77210004.79402481,73981105.849754572,70701818.004393071,67372365.422871947,63993060.145097874,60564309.115751579,57086621.680460341,53560617.577638172,49987035.45709268,46366741.958414711,42700741.384200059,38990186.005311601,35236387.037679866,31440826.33257141,27605168.824832875,23731275.786356766,19821218.934918735,15877295.451619159,11902043.96343218,7898261.5508365612,0,0,0,0,0,0,0,0,0,0,0,0,0,0,0,0,0,0,0,0,0,0,0,0,0,0,0,0,0,0,0,0,0,0,0,0,0,0,0,0,0,0,0,0,0,0,0,0,0,0,0,0,0,0,0,0,0,0,0,0,0,0,0,0,0,0,0,0,0,"","","","","","","","","","","","","","","","","","","","","","","","","","","","","","","","","","","","","","","","","","","","","","","","","","","","","","","","","","","","","","","","","","","","","","","","","","","","","","","","","","","","","","","","","",""]
["","","","","","","","","","","","","","","","","","","","","","","","","","","","","","","","","","","","","","","","","","","","","","","","","","","","","","","","","","","","","","","","","","","","","","","","","","","","","","","","","","","","","","","","","","","","","","","","","","","","","","","","","","","","","","","","","","","","","","","","","","","","","","","","","","","","","","","","","","","","","","","","","","","","","","","","","","","","","","","","","","","","","","","","","","","","","","","","","","","","","","","","","","","","","","","","","","","","","","","",""]
["","","","Opening_Balance","","","","","","",0,882000000,845830916.4876349,809496098.67691505,773031349.07497048,736475687.12309146,699871568.6690135,663265119.34972727,626706382.7451055,590249584.21538091,553953411.3914752,517881312.34656227,482101812.54026246,446688851.69372886,411722141.82483411,377287547.74794888,343477491.42268693,310391381.62075031,278136070.46994996,246826338.52990779,216585410.15520775,187545501.00920966,159848399.70574638,133646085.67689449,109101385.49336618,86388670.000264063,65694594.775452316,47218886.571131736,31175178.56190354,17791897.395236664,7313205.2234234177,9.0460729785263538E-2,9.7697588168084618E-2,0.10551339522153139,0.11395446683925389,0.1230708241863942,0.13291649012130574,0.14354980933101019,0.15503379407749102,0.16743649760369031,0.18083141741198552,0.19529793080494437,0.21092176526933992,0.22779550649088712,0.24601914701015809,0.26570067877097076,0.28695673307264841,0.30991327171846028,0.33470633345593709,0.36148284013241205,0.39040146734300502,0.42163358473044543,0.45536427150888109,0.49179341322959158,0.53113688628795885,0.57362783719099553,0.6195180641662752,0.66907950929957716,0.72260587004354337,0.78041433964702689,0.84284748681878907,0.91027528576429217,0.98309730862543554,1.0617450933154704,1.1466847007807079,1.2384194768431647,1.3374930349906178,1.4444924777898671,1.5600518760130564,1.684856026094101,1.819644508181629,1.9652160688361593,2.1224333543430518,2.2922280226904959,2.4756062645057355,2.6736547656661944,2.88754714691949,3.1185509186730491,3.3680349921668933,3.6374777915402445,3.9284760148634641,4.2427540960525416,4.5821744237367446,4.9487483776356838,5.3446482478465382,5.7722201076742614,6.2339977162882025,6.7327175335912584,7.2713349362785591,7.853041731180844,8.4812850696753124,9.1597878752493376,9.8925709052692845,10.683976577690828,11.538694703906094,12.461790280218581,13.458733502636068,14.535432182846954,15.698266757474711,16.954128098072687,"","","","","","","","","","","","","","","","","","","","","","","","","","","","","","","","","","","","","","","","","","","","","","","","","","","","","","","","","","","","","","","","","","","","","","","","","","","","","","","","","","","","","","","","","",""]
["","","","Draw","","","","","","",882000000,0,0,0,0,0,0,0,0,0,0,0,0,0,0,0,0,0,0,0,0,0,0,0,0,0,0,0,0,0,0,0,0,0,0,0,0,0,0,0,0,0,0,0,0,0,0,0,0,0,0,0,0,0,0,0,0,0,0,0,0,0,0,0,0,0,0,0,0,0,0,0,0,0,0,0,0,0,0,0,0,0,0,0,0,0,0,0,0,0,0,0,0,0,0,0,0,0,0,0,"","","","","","","","","","","","","","","","","","","","","","","","","","","","","","","","","","","","","","","","","","","","","","","","","","","","","","","","","","","","","","","","","","","","","","","","","","","","","","","","","","","","","","","","","",""]
["","","","Repayment","","","","","","",0,36169083.512365133,36334817.810719818,36464749.601944521,36555661.951879077,36604118.454078019,36606449.319286212,36558736.604621805,36456798.529724605,36296172.823905714,36072099.044912964,35779499.806299828,35412960.846533574,34966709.868894763,34434594.076885223,33810056.325261965,33086109.801936623,32255311.150800318,31309731.940042175,30240928.374700055,29039909.145998091,27697101.303463288,26202314.028851889,24544700.183528304,22712715.493102115,20694075.224811751,18475708.20432058,16043708.009228196,13383281.166666877,10478692.171813246,7313205.1329626879,-7.2368583828210835E-3,-7.8158070534467688E-3,-8.4410716177225117E-3,-9.1163573471403116E-3,-9.845665934911537E-3,-1.0633319209704459E-2,-1.1483984746480816E-2,-1.2402703526199281E-2,-1.3394919808295226E-2,-1.4466513392958843E-2,-1.5623834464395549E-2,-1.6873741221547195E-2,-1.8223640519270969E-2,-1.9681531760812648E-2,-2.1256054301677662E-2,-2.2956538645811871E-2,-2.4793061737476824E-2,-2.6776506676474968E-2,-2.8918627210592966E-2,-3.1232117387440403E-2,-3.3730686778435638E-2,-3.642914172071049E-2,-3.9343473058367329E-2,-4.2490950903036707E-2,-4.5890226975279641E-2,-4.9561445133302018E-2,-5.3526360743966175E-2,-5.7808469603483473E-2,-6.2433147171762154E-2,-6.7427798945503131E-2,-7.2822022861143379E-2,-7.8647784690034847E-2,-8.493960746523764E-2,-9.1734776062456641E-2,-9.9073558147453181E-2,-0.10699944279924943,-0.11555939822318938,-0.12480415008104452,-0.13478848208752808,-0.14557156065453034,-0.15721728550689273,-0.16979466834744414,-0.18337824181523968,-0.19804850116045886,-0.21389238125329557,-0.23100377175355921,-0.24948407349384394,-0.26944279937335147,-0.29099822332321956,-0.31427808118907713,-0.33942032768420333,-0.3665739538989396,-0.39589987021085471,-0.42757185982772306,-0.4617776086139409,-0.4987198173030562,-0.53861740268730063,-0.58170679490228472,-0.62824333849446756,-0.67850280557402498,-0.73278303001994705,-0.79140567242154281,-0.85471812621526622,-0.92309557631248751,-0.99694322241748656,-1.0766986802108856,-1.1628345746277564,-1.2558613405979768,-1.356330247845815,"","","","","","","","","","","","","","","","","","","","","","","","","","","","","","","","","","","","","","","","","","","","","","","","","","","","","","","","","","","","","","","","","","","","","","","","","","","","","","","","","","","","","","","","","",""]
["","","","Closing_Balance","","","","","","",882000000,845830916.4876349,809496098.67691505,773031349.07497048,736475687.12309146,699871568.6690135,663265119.34972727,626706382.7451055,590249584.21538091,553953411.3914752,517881312.34656227,482101812.54026246,446688851.69372886,411722141.82483411,377287547.74794888,343477491.42268693,310391381.62075031,278136070.46994996,246826338.52990779,216585410.15520775,187545501.00920966,159848399.70574638,133646085.67689449,109101385.49336618,86388670.000264063,65694594.775452316,47218886.571131736,31175178.56190354,17791897.395236664,7313205.2234234177,9.0460729785263538E-2,9.7697588168084618E-2,0.10551339522153139,0.11395446683925389,0.1230708241863942,0.13291649012130574,0.14354980933101019,0.15503379407749102,0.16743649760369031,0.18083141741198552,0.19529793080494437,0.21092176526933992,0.22779550649088712,0.24601914701015809,0.26570067877097076,0.28695673307264841,0.30991327171846028,0.33470633345593709,0.36148284013241205,0.39040146734300502,0.42163358473044543,0.45536427150888109,0.49179341322959158,0.53113688628795885,0.57362783719099553,0.6195180641662752,0.66907950929957716,0.72260587004354337,0.78041433964702689,0.84284748681878907,0.91027528576429217,0.98309730862543554,1.0617450933154704,1.1466847007807079,1.2384194768431647,1.3374930349906178,1.4444924777898671,1.5600518760130564,1.684856026094101,1.819644508181629,1.9652160688361593,2.1224333543430518,2.2922280226904959,2.4756062645057355,2.6736547656661944,2.88754714691949,3.1185509186730491,3.3680349921668933,3.6374777915402445,3.9284760148634641,4.2427540960525416,4.5821744237367446,4.9487483776356838,5.3446482478465382,5.7722201076742614,6.2339977162882025,6.7327175335912584,7.2713349362785591,7.853041731180844,8.4812850696753124,9.1597878752493376,9.8925709052692845,10.683976577690828,11.538694703906094,12.461790280218581,13.458733502636068,14.535432182846954,15.698266757474711,16.954128098072687,18.310458345918502,"","","","","","","","","","","","","","","","","","","","","","","","","","","","","","","","","","","","","","","","","","","","","","","","","","","","","","","","","","","","","","","","","","","","","","","","","","","","","","","","","","","","","","","","","",""]
["","","","Interest","","","","","","",0,70560000,67666473.319010794,64759687.894153208,61842507.925997637,58918054.969847322,55989725.493521079,53061209.547978185,50136510.61960844,47219966.737230472,44316272.911318019,41430504.987724982,38568145.003220998,35735108.135498308,32937771.345986728,30183003.819835912,27478199.313814957,24831310.529660024,22250885.637595996,19746107.082392626,17326832.812416621,15003640.080736773,12787871.976459712,10691686.85415156,8728110.839469295,6911093.6000211248,5255567.5820361851,3777510.9256905392,2494014.2849522834,1423351.7916189332,585056.41787387338,7.2368583828210835E-3,7.8158070534467688E-3,8.4410716177225117E-3,9.1163573471403116E-3,9.845665934911537E-3,1.0633319209704459E-2,1.1483984746480816E-2,1.2402703526199281E-2,1.3394919808295226E-2,1.4466513392958843E-2,1.5623834464395549E-2,1.6873741221547195E-2,1.8223640519270969E-2,1.9681531760812648E-2,2.1256054301677662E-2,2.2956538645811871E-2,2.4793061737476824E-2,2.6776506676474968E-2,2.8918627210592966E-2,3.1232117387440403E-2,3.3730686778435638E-2,3.642914172071049E-2,3.9343473058367329E-2,4.2490950903036707E-2,4.5890226975279641E-2,4.9561445133302018E-2,5.3526360743966175E-2,5.7808469603483473E-2,6.2433147171762154E-2,6.7427798945503131E-2,7.2822022861143379E-2,7.8647784690034847E-2,8.493960746523764E-2,9.1734776062456641E-2,9.9073558147453181E-2,0.10699944279924943,0.11555939822318938,0.12480415008104452,0.13478848208752808,0.14557156065453034,0.15721728550689273,0.16979466834744414,0.18337824181523968,0.19804850116045886,0.21389238125329557,0.23100377175355921,0.24948407349384394,0.26944279937335147,0.29099822332321956,0.31427808118907713,0.33942032768420333,0.3665739538989396,0.39589987021085471,0.42757185982772306,0.4617776086139409,0.4987198173030562,0.53861740268730063,0.58170679490228472,0.62824333849446756,0.67850280557402498,0.73278303001994705,0.79140567242154281,0.85471812621526622,0.92309557631248751,0.99694322241748656,1.0766986802108856,1.1628345746277564,1.2558613405979768,1.356330247845815,"","","","","","","","","","","","","","","","","","","","","","","","","","","","","","","","","","","","","","","","","","","","","","","","","","","","","","","","","","","","","","","","","","","","","","","","","","","","","","","","","","","","","","","","","",""]
["","","","Operating Flag","","","","","","",0,1,1,1,1,1,1,1,1,1,1,1,1,1,1,1,1,1,1,1,1,1,1,1,1,1,1,1,1,1,1,0,0,0,0,0,0,0,0,0,0,0,0,0,0,0,0,0,0,0,0,0,0,0,0,0,0,0,0,0,0,0,0,0,0,0,0,0,0,0,0,0,0,0,0,0,0,0,0,0,0,0,0,0,0,0,0,0,0,0,0,0,0,0,0,0,0,0,0,0,"","","","","","","","","","","","","","","","","","","","","","","","","","","","","","","","","","","","","","","","","","","","","","","","","","","","","","","","","","","","","","","","","","","","","","","","","","","","","","","","","","","","","","","","","",""]
["","","","Total PV CFADS","","","","","","",1485383682.7787576,1485383682.7787576,1485383682.7787576,1485383682.7787576,1485383682.7787576,1485383682.7787576,1485383682.7787576,1485383682.7787576,1485383682.7787576,1485383682.7787576,1485383682.7787576,1485383682.7787576,1485383682.7787576,1485383682.7787576,1485383682.7787576,1485383682.7787576,1485383682.7787576,1485383682.7787576,1485383682.7787576,1485383682.7787576,1485383682.7787576,1485383682.7787576,1485383682.7787576,1485383682.7787576,1485383682.7787576,1485383682.7787576,1485383682.7787576,1485383682.7787576,1485383682.7787576,1485383682.7787576,1485383682.7787576,1485383682.7787576,1485383682.7787576,1485383682.7787576,1485383682.7787576,1485383682.7787576,1485383682.7787576,1485383682.7787576,1485383682.7787576,1485383682.7787576,1485383682.7787576,1485383682.7787576,1485383682.7787576,1485383682.7787576,1485383682.7787576,1485383682.7787576,1485383682.7787576,1485383682.7787576,1485383682.7787576,1485383682.7787576,1485383682.7787576,1485383682.7787576,1485383682.7787576,1485383682.7787576,1485383682.7787576,1485383682.7787576,1485383682.7787576,1485383682.7787576,1485383682.7787576,1485383682.7787576,1485383682.7787576,1485383682.7787576,1485383682.7787576,1485383682.7787576,1485383682.7787576,1485383682.7787576,1485383682.7787576,1485383682.7787576,1485383682.7787576,1485383682.7787576,1485383682.7787576,1485383682.7787576,1485383682.7787576,1485383682.7787576,1485383682.7787576,1485383682.7787576,1485383682.7787576,1485383682.7787576,1485383682.7787576,1485383682.7787576,1485383682.7787576,1485383682.7787576,1485383682.7787576,1485383682.7787576,1485383682.7787576,1485383682.7787576,1485383682.7787576,1485383682.7787576,1485383682.7787576,1485383682.7787576,1485383682.7787576,1485383682.7787576,1485383682.7787576,1485383682.7787576,1485383682.7787576,1485383682.7787576,1485383682.7787576,1485383682.7787576,1485383682.7787576,1485383682.7787576,"","","","","","","","","","","","","","","","","","","","","","","","","","","","","","","","","","","","","","","","","","","","","","","","","","","","","","","","","","","","","","","","","","","","","","","","","","","","","","","","","","","","","","","","","",""]
["","","","","","","","","","","","","","","","","","","","","","","","","","","","","","","","","","","","","","","","","","","","","","","","","","","","","","","","","","","","","","","","","","","","","","","","","","","","","","","","","","","","","","","","","","","","","","","","","","","","","","","","","","","","","","","","","","","","","","","","","","","","","","","","","","","","","","","","","","","","","","","","","","","","","","","","","","","","","","","","","","","","","","","","","","","","","","","","","","","","","","","","","","","","","","","","","","","","","","","",""]
["","","","","","","","","","","","","","","","","","","","","","","","","","","","","","","","","","","","","","","","","","","","","","","","","","","","","","","","","","","","","","","","","","","","","","","","","","","","","","","","","","","","","","","","","","","","","","","","","","","","","","","","","","","","","","","","","","","","","","","","","","","","","","","","","","","","","","","","","","","","","","","","","","","","","","","","","","","","","","","","","","","","","","","","","","","","","","","","","","","","","","","","","","","","","","","","","","","","","","","",""]
["","","","","","","","","","","","","","","","","","","","","","","","","","","","","","","","","","","","","","","","","","","","","","","","","","","","","","","","","","","","","","","","","","","","","","","","","","","","","","","","","","","","","","","","","","","","","","","","","","","","","","","","","","","","","","","","","","","","","","","","","","","","","","","","","","","","","","","","","","","","","","","","","","","","","","","","","","","","","","","","","","","","","","","","","","","","","","","","","","","","","","","","","","","","","","","","","","","","","","","",""]
["","","","","","","","","","","","","","","","","","","","","","","","","","","","","","","","","","","","","","","","","","","","","","","","","","","","","","","","","","","","","","","","","","","","","","","","","","","","","","","","","","","","","","","","","","","","","","","","","","","","","","","","","","","","","","","","","","","","","","","","","","","","","","","","","","","","","","","","","","","","","","","","","","","","","","","","","","","","","","","","","","","","","","","","","","","","","","","","","","","","","","","","","","","","","","","","","","","","","","","",""]
["","","","","","","","","","","","","","","","","","","","","","","","","","","","","","","","","","","","","","","","","","","","","","","","","","","","","","","","","","","","","","","","","","","","","","","","","","","","","","","","","","","","","","","","","","","","","","","","","","","","","","","","","","","","","","","","","","","","","","","","","","","","","","","","","","","","","","","","","","","","","","","","","","","","","","","","","","","","","","","","","","","","","","","","","","","","","","","","","","","","","","","","","","","","","","","","","","","","","","","",""]
["","","","","","","","","","","","","","","","","","","","","","","","","","","","","","","","","","","","","","","","","","","","","","","","","","","","","","","","","","","","","","","","","","","","","","","","","","","","","","","","","","","","","","","","","","","","","","","","","","","","","","","","","","","","","","","","","","","","","","","","","","","","","","","","","","","","","","","","","","","","","","","","","","","","","","","","","","","","","","","","","","","","","","","","","","","","","","","","","","","","","","","","","","","","","","","","","","","","","","","",""]
["","","","","","","","","","","","","","","","","","","","","","","","","","","","","","","","","","","","","","","","","","","","","","","","","","","","","","","","","","","","","","","","","","","","","","","","","","","","","","","","","","","","","","","","","","","","","","","","","","","","","","","","","","","","","","","","","","","","","","","","","","","","","","","","","","","","","","","","","","","","","","","","","","","","","","","","","","","","","","","","","","","","","","","","","","","","","","","","","","","","","","","","","","","","","","","","","","","","","","","",""]
["","","","","","","","","","","","","","","","","","","","","","","","","","","","","","","","","","","","","","","","","","","","","","","","","","","","","","","","","","","","","","","","","","","","","","","","","","","","","","","","","","","","","","","","","","","","","","","","","","","","","","","","","","","","","","","","","","","","","","","","","","","","","","","","","","","","","","","","","","","","","","","","","","","","","","","","","","","","","","","","","","","","","","","","","","","","","","","","","","","","","","","","","","","","","","","","","","","","","","","",""]
["","","","","","","","","","","","","","","","","","","","","","","","","","","","","","","","","","","","","","","","","","","","","","","","","","","","","","","","","","","","","","","","","","","","","","","","","","","","","","","","","","","","","","","","","","","","","","","","","","","","","","","","","","","","","","","","","","","","","","","","","","","","","","","","","","","","","","","","","","","","","","","","","","","","","","","","","","","","","","","","","","","","","","","","","","","","","","","","","","","","","","","","","","","","","","","","","","","","","","","",""]
["","","","","","","","","","","","","","","","","","","","","","","","","","","","","","","","","","","","","","","","","","","","","","","","","","","","","","","","","","","","","","","","","","","","","","","","","","","","","","","","","","","","","","","","","","","","","","","","","","","","","","","","","","","","","","","","","","","","","","","","","","","","","","","","","","","","","","","","","","","","","","","","","","","","","","","","","","","","","","","","","","","","","","","","","","","","","","","","","","","","","","","","","","","","","","","","","","","","","","","",""]
["","","","","","","","","","","","","","","","","","","","","","","","","","","","","","","","","","","","","","","","","","","","","","","","","","","","","","","","","","","","","","","","","","","","","","","","","","","","","","","","","","","","","","","","","","","","","","","","","","","","","","","","","","","","","","","","","","","","","","","","","","","","","","","","","","","","","","","","","","","","","","","","","","","","","","","","","","","","","","","","","","","","","","","","","","","","","","","","","","","","","","","","","","","","","","","","","","","","","","","",""]
["","","","","","","","","","","","","","","","","","","","","","","","","","","","","","","","","","","","","","","","","","","","","","","","","","","","","","","","","","","","","","","","","","","","","","","","","","","","","","","","","","","","","","","","","","","","","","","","","","","","","","","","","","","","","","","","","","","","","","","","","","","","","","","","","","","","","","","","","","","","","","","","","","","","","","","","","","","","","","","","","","","","","","","","","","","","","","","","","","","","","","","","","","","","","","","","","","","","","","","",""]
["","","","","","","","","","","","","","","","","","","","","","","","","","","","","","","","","","","","","","","","","","","","","","","","","","","","","","","","","","","","","","","","","","","","","","","","","","","","","","","","","","","","","","","","","","","","","","","","","","","","","","","","","","","","","","","","","","","","","","","","","","","","","","","","","","","","","","","","","","","","","","","","","","","","","","","","","","","","","","","","","","","","","","","","","","","","","","","","","","","","","","","","","","","","","","","","","","","","","","","",""]
["","","","","","","","","","","","","","","","","","","","","","","","","","","","","","","","","","","","","","","","","","","","","","","","","","","","","","","","","","","","","","","","","","","","","","","","","","","","","","","","","","","","","","","","","","","","","","","","","","","","","","","","","","","","","","","","","","","","","","","","","","","","","","","","","","","","","","","","","","","","","","","","","","","","","","","","","","","","","","","","","","","","","","","","","","","","","","","","","","","","","","","","","","","","","","","","","","","","","","","",""]
[]
[]
[null,"UDF Output"]
[null,null,"EBITDA"]
[null,null,"Less: Taxes"]
[null,null,"CFADS"]
[]
[]
[null,null,"EBITDA"]
[null,null,"Less: Depreciation"]
[null,null,"EBIT"]
[null,null,"Less: Interest"]
[null,null,"EBT"]
[null,null,"Taxes"]
[]
[null,null,"PV of CFADS"]
[null,null,"Total Debt"]
[null,null,"Level DSCR"]
[]
[null,null,"CFADS"]
[null,null,"Target Debt Service"]
[]
[null,null,"Opening Balance"]
[null,null,"Add: Draw"]
[null,null,"Less: Repayment"]
[null,null,"Closing Balance"]
[null,null,"Interest"]

{"sheet":"Sensitivity","index":4,"n_rows":37,"n_cols":24,"rows_kept":37,"cut":false,"hidden":false,"merged":[]}
[null,null,null,null,null,null,null,null,null,null,null,null,null,null,{"$f":"1/4","v":0.25}]
[]
[null,null,null,null,null,null,null,null,null,null,null,null,null,null,1,2,3,4,5,6,7,8,9,10]
[null,null,null,null,null,null,null,null,null,null,null,null,null,null,null,null,null,{"$f":"'Input C'!AI3","v":"Utility Solar Project High"},{"$f":"'Input C'!AL3","v":"Solar with Tracking"},{"$f":"'Input C'!AM3","v":"Hyrdo Project"},{"$f":"'Input C'!AO3","v":"NGCC Project - Current Fuel"},{"$f":"'Input C'!AP3","v":"NGCC Project Mean Reverted Price"},{"$f":"'Input C'!AQ3","v":"Nuclear Project - Lazard Cost"},{"$f":"'Input C'!AW3","v":"BESS Project"}]
[null,null,null,null,null,null,"Lazard Method",1,"EIRR",0.12,"Debt",0,"Inflation",0,{"$f":"144.339515613562*(1/4)","v":36.084878903390504},{"$f":"144.544508997169*(1/4)","v":36.136127249292329},{"$f":"141.941541026919*(1/4)","v":35.485385256729664},{"$f":"147.826532846382*(1/4)","v":36.956633211595509},{"$f":"123.164824639679*(1/4)","v":30.791206159919714},{"$f":"502.682867006707*(1/4)","v":125.67071675167682},{"$f":"370.101437999503*(1/4)","v":92.525359499875634},{"$f":"511.211532786233*(1/4)","v":127.80288319655813},{"$f":"522.363376290218*(1/4)","v":130.59084407255446}]
[null,null,null,null,null,null,"Lazard Method, Lower Cost of Capital",2,"EIRR",7.0000000000000007E-2,"Debt",0,"Inflation",0,{"$f":"104.176287372841*(1/4)","v":26.044071843210364},{"$f":"102.289631553317*(1/4)","v":25.572407888329245},{"$f":"100.552755437664*(1/4)","v":25.138188859415884},{"$f":"104.197100286637*(1/4)","v":26.049275071659292},{"$f":"86.931735397224*(1/4)","v":21.732933849306004},{"$f":"313.408472073663*(1/4)","v":78.352118018415752},{"$f":"345.24693386771*(1/4)","v":86.311733466927606},{"$f":"486.35702865444*(1/4)","v":121.58925716361003},{"$f":"362.78290796714*(1/4)","v":90.695726991785051}]
[null,null,null,null,null,null,"Lazard Method, Including Debt",3,"EIRR",7.0000000000000007E-2,"Debt",0.8,"Inflation",0,{"$f":"85.5157797506132*(1/4)","v":21.378944937653298},{"$f":"89.5313878018299*(1/4)","v":22.38284695045747},{"$f":"88.0544762955558*(1/4)","v":22.01361907388894},{"$f":"91.0299054223077*(1/4)","v":22.757476355576937},{"$f":"75.9950221647896*(1/4)","v":18.998755541197401},{"$f":"254.552694357294*(1/4)","v":63.638173589323472},{"$f":"338.1483205671*(1/4)","v":84.537080141774993},{"$f":"479.25841535383*(1/4)","v":119.81460383845744},{"$f":"313.823343027035*(1/4)","v":78.455835756758759}]
[null,null,null,null,null,null,"Real LCOE with Inflation Correction",4,"EIRR",7.0000000000000007E-2,"Debt",0.8,"Inflation",0.02,{"$f":"74.1384031627732*(1/4)","v":18.534600790693311},{"$f":"76.2971425336991*(1/4)","v":19.074285633424786},{"$f":"75.0927573483141*(1/4)","v":18.773189337078524},{"$f":"77.3601515878817*(1/4)","v":19.340037896970422},{"$f":"64.6440567829335*(1/4)","v":16.161014195733365},{"$f":"194.560655216318*(1/4)","v":48.640163804079606},{"$f":"330.168566937851*(1/4)","v":82.542141734462831},{"$f":"471.278661724581*(1/4)","v":117.81966543114527},{"$f":"263.609129703496*(1/4)","v":65.902282425874063}]
[null,null,null,null,null,null,"Country Cost of Capital, Real LCOE",5,"EIRR",5.5E-2,"Debt",0.8,"Inflation",0.02,{"$f":"72.0799946796777*(1/4)","v":18.019998669919435},{"$f":"73.7093935943073*(1/4)","v":18.427348398576815},{"$f":"72.5600058679029*(1/4)","v":18.140001466975729},{"$f":"74.6804988848284*(1/4)","v":18.67012472120711},{"$f":"62.4208453515319*(1/4)","v":15.605211337882979},{"$f":"176.179631123589*(1/4)","v":44.04490778089729},{"$f":"328.602852492691*(1/4)","v":82.150713123172721},{"$f":"469.712947279421*(1/4)","v":117.42823681985517},{"$f":"249.021115130504*(1/4)","v":62.255278782626}]
[]
[]
[]
[null,null,null,null,null,null,null,null,"LCOE",{"$f":"'Input C'!F109","v":37.743513861366942},1300,1400,1500,1600]
[null,null,null,null,null,null,null,null,null,0.16]
[null,null,null,null,null,null,null,null,null,0.16500000000000001]
[null,null,null,null,null,null,null,null,null,0.17]
[null,null,null,null,null,null,null,null,null,0.17499999999999999]
[null,null,null,null,null,null,null,null,null,0.18]
[null,null,null,null,null,null,null,null,null,0.185]
[null,null,null,null,null,null,null,null,null,0.19]
[null,null,null,null,null,null,null,null,null,0.19500000000000001]
[]
[null,null,null,null,null,null,null,null,null,null,null,null,null,null,"Project",5]
[]
[null,null,null,null,null,null,null,null,null,null,null,null,"High IRR",{"$f":"INDEX(O5:X5,$P$23)","v":30.791206159919714}]
[null,null,null,null,null,null,null,null,null,null,null,null,"Lower IRR",{"$f":"INDEX(O6:X6,$P$23)","v":21.732933849306004}]
[null,null,null,null,null,null,null,null,null,null,null,null,"Debt",{"$f":"INDEX(O7:X7,$P$23)","v":18.998755541197401}]
[null,null,null,null,null,null,null,null,null,null,null,null,"Inflation",{"$f":"INDEX(O8:X8,$P$23)","v":16.161014195733365}]
[null,null,null,null,null,null,null,null,null,null,null,null,"Inflation and Low IRR",{"$f":"INDEX(O9:X9,$P$23)","v":15.605211337882979}]
[]
[]
[null,null,null,null,null,null,null,null,null,null,null,null,{"$f":"M25","v":"High IRR"},{"$f":"N25","v":30.791206159919714}]
[null,null,null,null,null,null,null,null,null,null,null,null,{"$f":"M26","v":"Lower IRR"},{"$f":"N26-N25","v":-9.0582723106137095}]
[null,null,null,null,null,null,null,null,null,null,null,null,{"$f":"M27","v":"Debt"},{"$f":"N27-N26","v":-2.7341783081086035}]
[null,null,null,null,null,null,null,null,null,null,null,null,"Inflation",-2.8377413454640354]
[null,null,null,null,null,null,null,null,null,null,null,null,"Inflation and Low IRR",-0.55580285785038619]
[null,null,null,null,null,null,null,null,null,null,null,null,"Final Case",{"$f":"N29","v":15.605211337882979}]

{"sheet":"Performance Measure","index":5,"n_rows":212,"n_cols":36,"rows_kept":212,"cut":false,"hidden":false,"merged":[]}
[]
[]
[]
[null,"Project Finance Model",null,null,null,0,1,2,3,4,5,6,7,8,9,10,11,12,13,14,15,16,17,18,19,20,21,22,23,24,25,26,27,28,29,30]
[null,null,null,"EBITDA in FM",null,null,100,{"$f":"G5*1.015","v":101.49999999999999},{"$f":"H5*1.015","v":103.02249999999998},104.56783749999997,106.13635506249996,107.72840038843745,109.344326394264,110.98449129017796,112.64925865953062,114.33899753942356,116.0540825025149,117.79489374005261,119.56181714615339,121.35524440334568,123.17557306939585,125.02320666543677,126.89855476541831,128.80203308689957,130.73406358320304,132.69507453695107,134.68550065500531,136.70578316483039,138.75636991230283,140.83771546098737,142.95028119290217,145.09453541079569,147.2709534419576,149.48001774358696,151.72221800974074,153.99805127988685]
[null,null,null,"Cap Exp",null,1000]
[null,null,null,"FCF",null,{"$f":"F5-F6","v":-1000},{"$f":"G5-G6","v":100},101.49999999999999,103.02249999999998,104.56783749999997,106.13635506249996,107.72840038843745,109.344326394264,110.98449129017796,112.64925865953062,114.33899753942356,116.0540825025149,117.79489374005261,119.56181714615339,121.35524440334568,123.17557306939585,125.02320666543677,126.89855476541831,128.80203308689957,130.73406358320304,132.69507453695107,134.68550065500531,136.70578316483039,138.75636991230283,140.83771546098737,142.95028119290217,145.09453541079569,147.2709534419576,149.48001774358696,151.72221800974074,153.99805127988685]
[null,null,null,"Pre-tax Project IRR",{"$f":"IRR(F7:AJ7)","v":0.10774188278458396}]
[]
[null,null,null,"Tenor",25,null,{"$f":"G4<=$E$10","v":true},{"$f":"H4<=$E$10","v":true},true,true,true,true,true,true,true,true,true,true,true,true,true,true,true,true,true,true,true,true,true,true,true,false,false,false,false,false]
[null,null,null,"Interest Rate",0.05]
[null,null,null,"Debt to Cap",0.8,{"$f":"F6*E12","v":800}]
[null,null,null,"Debt Service",{"$f":"PMT(E11,E10,-F12)","v":56.761965839383699},null,{"$f":"G10*$E$13","v":56.761965839383699},{"$f":"H10*$E$13","v":56.761965839383699},56.761965839383699,56.761965839383699,56.761965839383699,56.761965839383699,56.761965839383699,56.761965839383699,56.761965839383699,56.761965839383699,56.761965839383699,56.761965839383699,56.761965839383699,56.761965839383699,56.761965839383699,56.761965839383699,56.761965839383699,56.761965839383699,56.761965839383699,56.761965839383699,56.761965839383699,56.761965839383699,56.761965839383699,56.761965839383699,56.761965839383699,0,0,0,0,0]
[]
[null,null,null,"Debt Cash Flow",null,{"$f":"F13-F12","v":-800},{"$f":"G13-G12","v":56.761965839383699},56.761965839383699,56.761965839383699,56.761965839383699,56.761965839383699,56.761965839383699,56.761965839383699,56.761965839383699,56.761965839383699,56.761965839383699,56.761965839383699,56.761965839383699,56.761965839383699,56.761965839383699,56.761965839383699,56.761965839383699,56.761965839383699,56.761965839383699,56.761965839383699,56.761965839383699,56.761965839383699,56.761965839383699,56.761965839383699,56.761965839383699,56.761965839383699,0,0,0,0,0]
[null,null,null,"Debt IRR",{"$f":"IFERROR(IRR(F15:AJ15),FALSE)","v":5.0000000000000044E-2}]
[]
[null,null,null,"Equity Paid",null,{"$f":"F6-F12","v":200},{"$f":"G6-G12","v":0},0,0,0,0,0,0,0,0,0,0,0,0,0,0,0,0,0,0,0,0,0,0,0,0,0,0,0,0,0]
[null,null,null,"Dividend",null,{"$f":"F5-F13","v":0},{"$f":"G5-G13","v":43.238034160616301},44.738034160616287,46.260534160616281,47.805871660616269,49.37438922311626,50.966434549053751,52.582360554880303,54.222525450794258,55.887292820146918,57.577031700039861,59.292116663131203,61.032927900668916,62.799851306769689,64.593278563961974,66.413607230012161,68.261240826053069,70.136588926034619,72.040067247515879,73.972097743819347,75.933108697567377,77.923534815621622,79.943817325446702,81.994404072919139,84.075749621603677,86.188315353518476,145.09453541079569,147.2709534419576,149.48001774358696,151.72221800974074,153.99805127988685]
[]
[null,null,null,"Equity CF",null,{"$f":"F12-F6","v":-200},{"$f":"G5-G13","v":43.238034160616301},{"$f":"H5-H13","v":44.738034160616287},46.260534160616281,47.805871660616269,49.37438922311626,50.966434549053751,52.582360554880303,54.222525450794258,55.887292820146918,57.577031700039861,59.292116663131203,61.032927900668916,62.799851306769689,64.593278563961974,66.413607230012161,68.261240826053069,70.136588926034619,72.040067247515879,73.972097743819347,75.933108697567377,77.923534815621622,79.943817325446702,81.994404072919139,84.075749621603677,86.188315353518476,145.09453541079569,147.2709534419576,149.48001774358696,151.72221800974074,153.99805127988685]
[null,null,null,"Equity IRR",{"$f":"IRR(F21:AJ21)","v":0.24836553830338359}]
[]
[null,null,null,"Opening Balance",null,{"$f":"E27","v":0},{"$f":"F27","v":800},783.23803416061628,765.63797002926344,747.15790269134288,727.75383198652628,707.37955774646889,685.98656979440864,663.52393244474536,639.93816322759892,615.17310554959522,589.16979498769126,561.86631889769217,533.19766900319303,503.09558661396898,471.48840010528374,438.30085427116421,403.45393114533874,366.86466186322195,328.44592911699937,288.10625973346566,245.74960688075527,201.27512138540934,154.5769116152961,105.5437913566772,54.059015085127363,0,0,0,0,0]
[null,null,null,"Add: Debt Issued",null,{"$f":"F12","v":800},{"$f":"G12","v":0},0,0,0,0,0,0,0,0,0,0,0,0,0,0,0,0,0,0,0,0,0,0,0,0,0,0,0,0,0]
[null,null,null,"Less: Debt Repaid",null,{"$f":"F13-F28","v":0},{"$f":"G13-G28","v":16.761965839383699},17.60006413135288,18.480067337920524,19.404070704816554,20.374274240057382,21.392987952060253,22.462637349663268,23.585769217146428,24.76505767800375,26.003310561903938,27.303476089999133,28.66864989449909,30.102082389224044,31.607186508685249,33.187545834119511,34.846923125825484,36.58926928211676,38.418732746222602,40.339669383533732,42.356652852710411,44.474485495345931,46.69820977011323,49.033120258618894,51.48477627154984,54.059015085127328,0,0,0,0,0]
[null,null,null,"Closing Balance",null,{"$f":"F24+F25-F26","v":800},{"$f":"G24+G25-G26","v":783.23803416061628},765.63797002926344,747.15790269134288,727.75383198652628,707.37955774646889,685.98656979440864,663.52393244474536,639.93816322759892,615.17310554959522,589.16979498769126,561.86631889769217,533.19766900319303,503.09558661396898,471.48840010528374,438.30085427116421,403.45393114533874,366.86466186322195,328.44592911699937,288.10625973346566,245.74960688075527,201.27512138540934,154.5769116152961,105.5437913566772,54.059015085127363,0,0,0,0,0,0]
[null,null,null,"Interest",{"$f":"E11","v":0.05},{"$f":"F24*$E$28","v":0},{"$f":"G24*$E$28","v":40},39.161901708030818,38.281898501463175,37.357895134567144,36.387691599326317,35.368977887323446,34.29932848972043,33.176196622237271,31.996908161379949,30.758655277479761,29.458489749384565,28.093315944884608,26.659883450159654,25.15477933069845,23.574420005264187,21.915042713558211,20.172696557266939,18.3432330931611,16.42229645584997,14.405312986673284,12.287480344037764,10.063756069270468,7.7288455807648049,5.2771895678338607,2.7029507542563684,0,0,0,0,0]
[]
[null,null,null,"Value of Project at IRR",{"$f":"E8","v":0.10774188278458396},{"$f":"NPV($E$30,G5:AJ5)","v":999.99999999999989},{"$f":"NPV($E$30,H5:AK5)","v":1007.7418827845835},1014.8178905966762,1021.133780813042,1026.58481943278,1031.0546456540399,1034.4140140421607,1036.5194010995581,1037.211461626596,1036.313318688465,1033.6286692592771,1028.9396856828807,1022.00469095008,1012.5555834215652,1000.2949840001016,984.8930758468523,965.98410351465509,943.16249480188446,915.97856467674524,883.93375624213547,846.47536885956163,802.99071817626077,752.80066684628571,695.15245814149227,629.21177734300079,554.05395771126803,468.65423886853455,371.87697549724902,262.46368325797226,139.01979664502218,0]
[null,null,null,"Change in Value",null,null,{"$f":"F30-G30","v":-7.7418827845835949},{"$f":"G30-H30","v":-7.0760078120927119},-6.3158902163658013,-5.4510386197380285,-4.4698262212598365,-3.3593683881208563,-2.1053870573973654,-0.6920605270379383,0.89814293813105905,2.6846494291878571,4.6889835763963674,6.9349947328007602,9.4491075285147872,12.260599421463553,15.401908153249337,18.908972332197209,22.821608712770626,27.183930125139227,32.044808434609763,37.458387382573846,43.484650683300856,50.190051329975063,57.648208704793433,65.940680798491485,75.157819631732764,85.399718842733478,96.777263371285528,109.41329223927676,123.44388661295008,139.01979664502218]
[null,null,null,"Economic Depreciation=Change in Value"]
[null,null,null,"Flag for Using Economic Depreciation",true]
[]
[null,"Financial Statements"]
[null,null,"Profit and Loss"]
[null,null,null,"Revenue"]
[null,null,null,"Expense"]
[null,null,null,"EBITDA",null,null,{"$f":"G5","v":100},{"$f":"H5","v":101.49999999999999},103.02249999999998,104.56783749999997,106.13635506249996,107.72840038843745,109.344326394264,110.98449129017796,112.64925865953062,114.33899753942356,116.0540825025149,117.79489374005261,119.56181714615339,121.35524440334568,123.17557306939585,125.02320666543677,126.89855476541831,128.80203308689957,130.73406358320304,132.69507453695107,134.68550065500531,136.70578316483039,138.75636991230283,140.83771546098737,142.95028119290217,145.09453541079569,147.2709534419576,149.48001774358696,151.72221800974074,153.99805127988685]
[null,null,null,"Depreciation and Amort",null,null,{"$f":"IF($E$33,G31,$F$6/30)","v":-7.7418827845835949},{"$f":"IF($E$33,H31,$F$6/30)","v":-7.0760078120927119},-6.3158902163658013,-5.4510386197380285,-4.4698262212598365,-3.3593683881208563,-2.1053870573973654,-0.6920605270379383,0.89814293813105905,2.6846494291878571,4.6889835763963674,6.9349947328007602,9.4491075285147872,12.260599421463553,15.401908153249337,18.908972332197209,22.821608712770626,27.183930125139227,32.044808434609763,37.458387382573846,43.484650683300856,50.190051329975063,57.648208704793433,65.940680798491485,75.157819631732764,85.399718842733478,96.777263371285528,109.41329223927676,123.44388661295008,139.01979664502218]
[null,null,null,"EBIT ",null,null,{"$f":"G39-G40","v":107.74188278458359},{"$f":"H39-H40","v":108.5760078120927},109.33839021636578,110.018876119738,110.6061812837598,111.08776877655831,111.44971345166137,111.67655181721589,111.75111572139956,111.6543481102357,111.36509892611853,110.85989900725185,110.1127096176386,109.09464498188213,107.77366491614652,106.11423433323957,104.07694605264768,101.61810296176034,98.689255148593276,95.236687154377222,91.200849971704457,86.51573183485533,81.108161207509397,74.897034662495884,67.792461561169404,59.694816568062208,50.493690070672073,40.066725504310199,28.278331396790662,14.978254634864669]
[null,null,null,"Interest Expense",null,null,{"$f":"G28","v":40},{"$f":"H28","v":39.161901708030818},38.281898501463175,37.357895134567144,36.387691599326317,35.368977887323446,34.29932848972043,33.176196622237271,31.996908161379949,30.758655277479761,29.458489749384565,28.093315944884608,26.659883450159654,25.15477933069845,23.574420005264187,21.915042713558211,20.172696557266939,18.3432330931611,16.42229645584997,14.405312986673284,12.287480344037764,10.063756069270468,7.7288455807648049,5.2771895678338607,2.7029507542563684,0,0,0,0,0]
[null,null,null,"EBT",null,null,{"$f":"G41-G42","v":67.741882784583595},{"$f":"H41-H42","v":69.414106104061887},71.056491714902606,72.660980985170852,74.218489684433479,75.718790889234867,77.150384961940944,78.500355194978624,79.754207560019609,80.895692832755941,81.906609176733966,82.766583062367246,83.452826167478946,83.93986565118368,84.199244910882328,84.199191619681358,83.904249495380753,83.274869868599239,82.266958692743302,80.831374167703942,78.913369627666697,76.451975765584862,73.379315626744585,69.619845094662026,65.08951080691304,59.694816568062208,50.493690070672073,40.066725504310199,28.278331396790662,14.978254634864669]
[null,null,null,"Tax"]
[null,null,null,"Net Income",null,null,{"$f":"G43-G44","v":67.741882784583595},{"$f":"H43-H44","v":69.414106104061887},71.056491714902606,72.660980985170852,74.218489684433479,75.718790889234867,77.150384961940944,78.500355194978624,79.754207560019609,80.895692832755941,81.906609176733966,82.766583062367246,83.452826167478946,83.93986565118368,84.199244910882328,84.199191619681358,83.904249495380753,83.274869868599239,82.266958692743302,80.831374167703942,78.913369627666697,76.451975765584862,73.379315626744585,69.619845094662026,65.08951080691304,59.694816568062208,50.493690070672073,40.066725504310199,28.278331396790662,14.978254634864669]
[]
[null,null,"Cash Flow"]
[null,null,null,"Cash from Operations"]
[null,null,null,"EBITDA",null,null,{"$f":"G39","v":100},{"$f":"H39","v":101.49999999999999},103.02249999999998,104.56783749999997,106.13635506249996,107.72840038843745,109.344326394264,110.98449129017796,112.64925865953062,114.33899753942356,116.0540825025149,117.79489374005261,119.56181714615339,121.35524440334568,123.17557306939585,125.02320666543677,126.89855476541831,128.80203308689957,130.73406358320304,132.69507453695107,134.68550065500531,136.70578316483039,138.75636991230283,140.83771546098737,142.95028119290217,145.09453541079569,147.2709534419576,149.48001774358696,151.72221800974074,153.99805127988685]
[null,null,null,"Less Taxes",null,null,{"$f":"G44","v":0},{"$f":"H44","v":0},0,0,0,0,0,0,0,0,0,0,0,0,0,0,0,0,0,0,0,0,0,0,0,0,0,0,0,0]
[null,null,null,"CFADS",null,null,{"$f":"G49-G50","v":100},{"$f":"H49-H50","v":101.49999999999999},103.02249999999998,104.56783749999997,106.13635506249996,107.72840038843745,109.344326394264,110.98449129017796,112.64925865953062,114.33899753942356,116.0540825025149,117.79489374005261,119.56181714615339,121.35524440334568,123.17557306939585,125.02320666543677,126.89855476541831,128.80203308689957,130.73406358320304,132.69507453695107,134.68550065500531,136.70578316483039,138.75636991230283,140.83771546098737,142.95028119290217,145.09453541079569,147.2709534419576,149.48001774358696,151.72221800974074,153.99805127988685]
[]
[null,null,null,"Cash from Investing"]
[null,null,null,"Capital Expenditure",null,{"$f":"-F6","v":-1000},{"$f":"-G6","v":0},0,0,0,0,0,0,0,0,0,0,0,0,0,0,0,0,0,0,0,0,0,0,0,0,0,0,0,0,0]
[]
[null,null,null,"Cash from Finacing"]
[null,null,null,"Debt Raised",null,{"$f":"F12","v":800},{"$f":"G12","v":0},0,0,0,0,0,0,0,0,0,0,0,0,0,0,0,0,0,0,0,0,0,0,0,0,0,0,0,0,0]
[null,null,null,"Equity Paid in Capital",null,{"$f":"F18","v":200},{"$f":"G18","v":0},0,0,0,0,0,0,0,0,0,0,0,0,0,0,0,0,0,0,0,0,0,0,0,0,0,0,0,0,0]
[null,null,null,"Less: Interest",null,null,{"$f":"-G28","v":-40},{"$f":"-H28","v":-39.161901708030818},-38.281898501463175,-37.357895134567144,-36.387691599326317,-35.368977887323446,-34.29932848972043,-33.176196622237271,-31.996908161379949,-30.758655277479761,-29.458489749384565,-28.093315944884608,-26.659883450159654,-25.15477933069845,-23.574420005264187,-21.915042713558211,-20.172696557266939,-18.3432330931611,-16.42229645584997,-14.405312986673284,-12.287480344037764,-10.063756069270468,-7.7288455807648049,-5.2771895678338607,-2.7029507542563684,0,0,0,0,0]
[null,null,null,"Less: Repayment",null,null,{"$f":"-G26","v":-16.761965839383699},{"$f":"-H26","v":-17.60006413135288},-18.480067337920524,-19.404070704816554,-20.374274240057382,-21.392987952060253,-22.462637349663268,-23.585769217146428,-24.76505767800375,-26.003310561903938,-27.303476089999133,-28.66864989449909,-30.102082389224044,-31.607186508685249,-33.187545834119511,-34.846923125825484,-36.58926928211676,-38.418732746222602,-40.339669383533732,-42.356652852710411,-44.474485495345931,-46.69820977011323,-49.033120258618894,-51.48477627154984,-54.059015085127328,0,0,0,0,0]
[null,null,null,"Less: Dividend",null,null,{"$f":"-G21","v":-43.238034160616301},{"$f":"-H21","v":-44.738034160616287},-46.260534160616281,-47.805871660616269,-49.37438922311626,-50.966434549053751,-52.582360554880303,-54.222525450794258,-55.887292820146918,-57.577031700039861,-59.292116663131203,-61.032927900668916,-62.799851306769689,-64.593278563961974,-66.413607230012161,-68.261240826053069,-70.136588926034619,-72.040067247515879,-73.972097743819347,-75.933108697567377,-77.923534815621622,-79.943817325446702,-81.994404072919139,-84.075749621603677,-86.188315353518476,-145.09453541079569,-147.2709534419576,-149.48001774358696,-151.72221800974074,-153.99805127988685]
[null,null,null,"Cash from Financing",null,{"$f":"SUM(F57:F61)","v":1000},{"$f":"SUM(G57:G61)","v":-100},-101.49999999999999,-103.02249999999998,-104.56783749999997,-106.13635506249996,-107.72840038843745,-109.344326394264,-110.98449129017796,-112.64925865953062,-114.33899753942356,-116.0540825025149,-117.79489374005261,-119.56181714615339,-121.35524440334567,-123.17557306939585,-125.02320666543676,-126.89855476541831,-128.8020330868996,-130.73406358320307,-132.69507453695107,-134.68550065500531,-136.70578316483039,-138.75636991230283,-140.83771546098737,-142.95028119290217,-145.09453541079569,-147.2709534419576,-149.48001774358696,-151.72221800974074,-153.99805127988685]
[]
[null,null,null,"Net Cash Flow",null,{"$f":"F51+F54+F62","v":0},{"$f":"G51+G54+G62","v":0},0,0,0,0,0,0,0,0,0,0,0,0,0,0,0,0,0,0,0,0,0,0,0,0,0,0,0,0,0]
[]
[null,null,"Balance Sheet"]
[null,null,null,"Assets"]
[]
[null,null,null,"PPE",null,{"$f":"E67-F54","v":1000},{"$f":"F69-G54","v":1000},1000,1000,1000,1000,1000,1000,1000,1000,1000,1000,1000,1000,1000,1000,1000,1000,1000,1000,1000,1000,1000,1000,1000,1000,1000,1000,1000,1000,1000]
[null,null,null,"Accumulated Dep",null,{"$f":"E70+F40","v":0},{"$f":"F70+G40","v":-7.7418827845835949},-14.817890596676307,-21.133780813042108,-26.584819432780137,-31.054645654039973,-34.414014042160829,-36.519401099558195,-37.211461626596133,-36.313318688465074,-33.628669259277217,-28.93968568288085,-22.004690950080089,-12.555583421565302,-0.29498400010174919,15.106924153147588,34.015896485344797,56.837505198115423,84.02143532325465,116.06624375786441,153.52463114043826,197.00928182373912,247.19933315371418,304.84754185850761,370.7882226569991,445.94604228873186,531.34576113146534,628.12302450275092,737.53631674202768,860.98020335497779,1000]
[null,null,null,"Total Assets",null,{"$f":"F69-F70","v":1000},{"$f":"G69-G70","v":1007.7418827845836},1014.8178905966763,1021.1337808130421,1026.58481943278,1031.0546456540401,1034.4140140421609,1036.5194010995583,1037.2114616265962,1036.3133186884652,1033.6286692592771,1028.9396856828807,1022.0046909500801,1012.5555834215653,1000.2949840001017,984.89307584685241,965.9841035146552,943.16249480188458,915.97856467674535,883.93375624213559,846.47536885956174,802.99071817626088,752.80066684628582,695.15245814149239,629.2117773430009,554.05395771126814,468.65423886853466,371.87697549724908,262.46368325797232,139.01979664502221,0]
[]
[null,null,null,"Liab and Capital"]
[]
[null,null,null,"Debt",null,{"$f":"F27","v":800},{"$f":"G27","v":783.23803416061628},765.63797002926344,747.15790269134288,727.75383198652628,707.37955774646889,685.98656979440864,663.52393244474536,639.93816322759892,615.17310554959522,589.16979498769126,561.86631889769217,533.19766900319303,503.09558661396898,471.48840010528374,438.30085427116421,403.45393114533874,366.86466186322195,328.44592911699937,288.10625973346566,245.74960688075527,201.27512138540934,154.5769116152961,105.5437913566772,54.059015085127363,0,0,0,0,0,0]
[]
[null,null,null,"Equity"]
[null,null,null,"Opening Balance",null,{"$f":"E82","v":0},{"$f":"F82","v":200},224.50384862396729,249.17992056741286,273.97587812169922,298.8309874462538,323.67508790757097,348.42744424775208,372.99546865481273,397.2732983989971,421.1402131388698,444.4588742715859,467.07336678518868,488.80702194688695,509.45999680759621,528.806583894818,546.59222157568809,562.53017236931635,576.29783293866251,587.53263555974581,595.82749650866981,600.72576197880642,601.71559679085158,598.2237552309897,589.60866678481523,575.15276225787363,554.05395771126814,468.65423886853461,371.87697549724902,262.46368325797232,139.01979664502227]
[null,null,null,"Add: Income",null,{"$f":"F45","v":0},{"$f":"G45","v":67.741882784583595},69.414106104061887,71.056491714902606,72.660980985170852,74.218489684433479,75.718790889234867,77.150384961940944,78.500355194978624,79.754207560019609,80.895692832755941,81.906609176733966,82.766583062367246,83.452826167478946,83.93986565118368,84.199244910882328,84.199191619681358,83.904249495380753,83.274869868599239,82.266958692743302,80.831374167703942,78.913369627666697,76.451975765584862,73.379315626744585,69.619845094662026,65.08951080691304,59.694816568062208,50.493690070672073,40.066725504310199,28.278331396790662,14.978254634864669]
[null,null,null,"Add: Paid in Capital",null,{"$f":"F58","v":200},{"$f":"G58","v":0},0,0,0,0,0,0,0,0,0,0,0,0,0,0,0,0,0,0,0,0,0,0,0,0,0,0,0,0,0]
[null,null,null,"Less: Dividends",null,{"$f":"F61","v":0},{"$f":"G61","v":-43.238034160616301},-44.738034160616287,-46.260534160616281,-47.805871660616269,-49.37438922311626,-50.966434549053751,-52.582360554880303,-54.222525450794258,-55.887292820146918,-57.577031700039861,-59.292116663131203,-61.032927900668916,-62.799851306769689,-64.593278563961974,-66.413607230012161,-68.261240826053069,-70.136588926034619,-72.040067247515879,-73.972097743819347,-75.933108697567377,-77.923534815621622,-79.943817325446702,-81.994404072919139,-84.075749621603677,-86.188315353518476,-145.09453541079569,-147.2709534419576,-149.48001774358696,-151.72221800974074,-153.99805127988685]
[null,null,null,"Closing",null,{"$f":"F78+F79+F80+F81","v":200},{"$f":"G78+G79+G80+G81","v":224.50384862396729},249.17992056741286,273.97587812169922,298.8309874462538,323.67508790757097,348.42744424775208,372.99546865481273,397.2732983989971,421.1402131388698,444.4588742715859,467.07336678518868,488.80702194688695,509.45999680759621,528.806583894818,546.59222157568809,562.53017236931635,576.29783293866251,587.53263555974581,595.82749650866981,600.72576197880642,601.71559679085158,598.2237552309897,589.60866678481523,575.15276225787363,554.05395771126814,468.65423886853461,371.87697549724902,262.46368325797232,139.01979664502227,0]
[]
[null,null,null,"Total Debt and Equity",null,{"$f":"F82+F75","v":1000},{"$f":"G82+G75","v":1007.7418827845836},1014.8178905966763,1021.1337808130421,1026.58481943278,1031.0546456540399,1034.4140140421607,1036.5194010995581,1037.211461626596,1036.313318688465,1033.6286692592771,1028.9396856828807,1022.00469095008,1012.5555834215652,1000.2949840001017,984.8930758468523,965.98410351465509,943.16249480188446,915.97856467674524,883.93375624213547,846.47536885956174,802.99071817626088,752.80066684628582,695.15245814149239,629.21177734300102,554.05395771126814,468.65423886853461,371.87697549724902,262.46368325797232,139.01979664502227,0]
[]
[null,null,null,"Difference",null,{"$f":"F84-F71","v":0},{"$f":"G84-G71","v":0},0,0,0,0,0,0,0,0,0,0,0,0,0,0,0,0,0,0,0,0,0,0,0,0,0,0,0,0,0]
[]
[null,"Performance Ratios"]
[null,null,null,"NOPAT",null,null,{"$f":"G41","v":107.74188278458359},{"$f":"H41","v":108.5760078120927},109.33839021636578,110.018876119738,110.6061812837598,111.08776877655831,111.44971345166137,111.67655181721589,111.75111572139956,111.6543481102357,111.36509892611853,110.85989900725185,110.1127096176386,109.09464498188213,107.77366491614652,106.11423433323957,104.07694605264768,101.61810296176034,98.689255148593276,95.236687154377222,91.200849971704457,86.51573183485533,81.108161207509397,74.897034662495884,67.792461561169404,59.694816568062208,50.493690070672073,40.066725504310199,28.278331396790662,14.978254634864669]
[null,null,null,"Invested Capital",null,null,{"$f":"F84","v":1000},{"$f":"G84","v":1007.7418827845836},1014.8178905966763,1021.1337808130421,1026.58481943278,1031.0546456540399,1034.4140140421607,1036.5194010995581,1037.211461626596,1036.313318688465,1033.6286692592771,1028.9396856828807,1022.00469095008,1012.5555834215652,1000.2949840001017,984.8930758468523,965.98410351465509,943.16249480188446,915.97856467674524,883.93375624213547,846.47536885956174,802.99071817626088,752.80066684628582,695.15245814149239,629.21177734300102,554.05395771126814,468.65423886853461,371.87697549724902,262.46368325797232,139.01979664502227]
[null,null,null,"ROIC",null,null,{"$f":"G89/G90","v":0.10774188278458359},{"$f":"H89/H90","v":0.1077418827845841},0.1077418827845839,0.10774188278458412,0.10774188278458388,0.10774188278458395,0.10774188278458387,0.1077418827845841,0.10774188278458381,0.10774188278458387,0.10774188278458396,0.10774188278458421,0.10774188278458409,0.10774188278458378,0.10774188278458423,0.1077418827845836,0.10774188278458427,0.10774188278458388,0.10774188278458388,0.10774188278458402,0.10774188278458406,0.10774188278458363,0.10774188278458427,0.10774188278458367,0.10774188278458403,0.10774188278458381,0.10774188278458398,0.10774188278458394,0.1077418827845841,0.10774188278458383]
[]
[null,null,null,"Net Income",null,null,{"$f":"G45","v":67.741882784583595},{"$f":"H45","v":69.414106104061887},71.056491714902606,72.660980985170852,74.218489684433479,75.718790889234867,77.150384961940944,78.500355194978624,79.754207560019609,80.895692832755941,81.906609176733966,82.766583062367246,83.452826167478946,83.93986565118368,84.199244910882328,84.199191619681358,83.904249495380753,83.274869868599239,82.266958692743302,80.831374167703942,78.913369627666697,76.451975765584862,73.379315626744585,69.619845094662026,65.08951080691304,59.694816568062208,50.493690070672073,40.066725504310199,28.278331396790662,14.978254634864669]
[null,null,null,"Equity Capital",null,null,{"$f":"F82","v":200},{"$f":"G82","v":224.50384862396729},249.17992056741286,273.97587812169922,298.8309874462538,323.67508790757097,348.42744424775208,372.99546865481273,397.2732983989971,421.1402131388698,444.4588742715859,467.07336678518868,488.80702194688695,509.45999680759621,528.806583894818,546.59222157568809,562.53017236931635,576.29783293866251,587.53263555974581,595.82749650866981,600.72576197880642,601.71559679085158,598.2237552309897,589.60866678481523,575.15276225787363,554.05395771126814,468.65423886853461,371.87697549724902,262.46368325797232,139.01979664502227]
[null,null,null,"ROE",null,null,{"$f":"G93/G94","v":0.33870941392291798},{"$f":"H93/H94","v":0.30918893608958586},0.28516138681278319,0.26520940997913356,0.24836276290718357,0.23393456499456397,0.22142453539647858,0.21045927307933729,0.20075400959849896,0.1920873151243831,0.18428388748220845,0.17720253165373129,0.17072755181603511,0.16476242723113077,0.15922503137296401,0.15404388920309958,0.14915510956858566,0.14449971023483354,0.14002108770411892,0.135662376512239,0.13136338512888807,0.12705666293732212,0.12266198890482195,0.11807805586424772,0.11316908320389796,0.10774188278458381,0.10774188278458398,0.10774188278458394,0.1077418827845841,0.10774188278458383]
[]
[null,null,null,"Discount Factor",{"$f":"E8","v":0.10774188278458396},null,{"$f":"1/(1+$E$97)^G4","v":0.90273737550326438},{"$f":"1/(1+$E$97)^H4","v":0.81493476913052165},0.73567207469124585,0.66411867793781676,0.59952475234428226,0.54121340148052188,0.48857356563972093,0.44105361838587348,0.39815558591788175,0.35942992867347301,0.32447083048801656,0.29291194594211661,0.26442256133334041,0.23870412904191068,0.21548713897308699,0.19452829429127172,0.17560796184962926,0.1585278705976117,0.14310903384740908,0.12918987362621792,0.11662452745893034,0.10528131983758317,9.5041382359699597E-2,8.5797408075597451E-2,7.7452526991147422E-2,6.9919290942084156E-2,6.3118757202106218E-2,5.6979661221657145E-2,5.1437669828303889E-2,4.6434707062806495E-2]
[null,null,null,"PV of Invested Capital",{"$f":"SUM(G98:XFD98)","v":8663.1278694436896},null,{"$f":"G97*F84","v":902.73737550326439},{"$f":"H97*G84","v":821.24389859021187},746.57318300905058,678.15401651120192,615.46300963083718,558.02059188671706,505.38734318827483,457.16063238211859,412.97153722467988,372.48202221956507,335.38235273078101,301.38872559044245,270.24109807570915,241.70119864716847,215.55070423131176,191.58957010377227,169.63449959734987,149.51754192847375,131.08480741582554,114.19529026286961,98.719789898870147,84.539922626925531,71.547216018374684,59.642279125920297,48.734042167806628,38.739059866827347,29.580873114880927,21.189424079967743,13.500520281344112,6.4553435331425382]
[null,null,null,"Weighting for ROIC",{"$f":"SUM(G99:XFD99)","v":0.99999999999999956},null,{"$f":"G98/$E$98","v":0.10420455395647236},{"$f":"H98/$E$98","v":9.479761940105691E-2},8.6178248117788944E-2,7.8280504077882229E-2,7.1043971519995544E-2,6.4413292784809242E-2,5.8337744842813767E-2,5.2770851275853965E-2,4.7670026744185551E-2,4.2996251219305198E-2,3.8713771490517995E-2,3.4789827661841542E-2,3.1194402547017112E-2,2.7899992045562351E-2,2.4881394743299978E-2,2.2115519127859227E-2,1.9581206944396988E-2,1.7259071340254284E-2,1.5131348560395112E-2,1.3181762059135202E-2,1.139539798864928E-2,9.7585911117752371E-3,8.2588202663767384E-3,6.8846125815929205E-3,5.6254557132533849E-3,4.4717174270815663E-3,3.4145719145180398E-3,2.4459322774983399E-3,1.5583886657107671E-3,7.4515159309971885E-4]
[]
[null,null,null,"Weighted ROIC =Project IRR",{"$f":"SUMPRODUCT(G99:AJ99,G91:AJ91)","v":0.10774188278458391}]
[]
[null,null,null,"Discount Rate at EIRR",{"$f":"E22","v":0.24836553830338359},null,{"$f":"1/(1+$E$103)^G4","v":0.80104742506675586},{"$f":"1/(1+$E$103)^H4","v":0.64167697720607986},0.51401369031554967,0.41174934307633188,0.32983075104422388,0.26421007383180972,0.21164479931966865,0.16953752152379084,0.13580759506883236,0.10878832433439681,8.7144607085395662E-2,6.9806963114210363E-2,5.5918688054368205E-2,4.4793521079062815E-2,3.5881734720056721E-2,2.8742971204429847E-2,2.302448307207644E-2,1.8443702878379938E-2,1.4774280699422562E-2,1.1834899511485912E-2,9.4803157795995963E-3,7.5941825440679917E-3,6.0833003724125694E-3,4.8730120992287254E-3,3.9035137944063176E-3,3.1268996737217423E-3,2.5047949320768808E-3,2.0064595306604448E-3,1.6072692405362007E-3,1.2874988865205239E-3]
[null,null,null,"PV of Equity Capital",{"$f":"SUM(G104:XFD104)","v":1184.7537195597613},null,{"$f":"F82*G103","v":160.20948501335118},{"$f":"G82*H103","v":144.05895095615867},128.08189052339142,112.80938783537083,98.563649024684935,85.518218873576828,73.742856515280522,63.236727295341765,53.952731240630406,45.815138097208369,38.732193964014627,32.604973286803713,27.333447379032684,22.820507105940337,18.97449756153328,15.71068448531534,12.951966431249566,10.62906600017493,8.6803720778312226,7.0515585473603304,5.6950699204996695,4.5695380816425395,3.6391747929827254,2.8731701670525225,2.245116741364507,1.7324711395916044,1.1738827624142534,0.74615610171963598,0.42184980485837509,0.17898783338477584]
[null,null,null,"Weighting for ROE",null,null,{"$f":"G104/$E$104","v":0.13522598187991586},{"$f":"H104/$E$104","v":0.12159400606033891},0.10810845191605302,9.5217584864210683E-2,8.3193365336139122E-2,7.2182275068403468E-2,6.2243194765138517E-2,5.3375419930177297E-2,4.5539195488391061E-2,3.867060076775506E-2,3.2692190220265351E-2,2.7520465011850129E-2,2.3070995201592975E-2,1.9261815117508248E-2,1.6015562769099344E-2,1.3260717587072207E-2,1.0932201534731071E-2,8.9715405190916378E-3,7.3267312307377548E-3,5.951919315332975E-3,4.8069652168856508E-3,3.8569518763279503E-3,3.0716719710616263E-3,2.4251201913256322E-3,1.8950071262057422E-3,1.4623048748353942E-3,9.9082428949913122E-4,6.2979848841234083E-4,3.5606539814462775E-4,1.5107598349746928E-4]
[]
[null,null,null,"Weighted ROE =Equity IRR",{"$f":"SUMPRODUCT(G105:AJ105,G95:AJ95)","v":0.24836553830338837}]
[]
[null,"Project Finance Model",null,null,null,0,1,2,3,4,5,6,7,8,9,10,11,12,13,14,15,16,17,18,19,20,21,22,23,24,25,26,27,28,29,30]
[null,null,null,"EBITDA in FM",null,null,100,{"$f":"G110*1.015","v":101.49999999999999},95,80,105,115,{"$f":"M5","v":109.344326394264},{"$f":"M110*1.015","v":110.98449129017796},{"$f":"N110*1.015","v":112.64925865953062},{"$f":"O110*1.015","v":114.33899753942356},{"$f":"P110*1.015","v":116.0540825025149},{"$f":"Q110*1.015","v":117.79489374005261},{"$f":"R110*1.015","v":119.56181714615339},{"$f":"S110*1.015","v":121.35524440334568},{"$f":"T110*1.015","v":123.17557306939585},{"$f":"U110*1.015","v":125.02320666543677},{"$f":"V110*1.015","v":126.89855476541831},{"$f":"W110*1.015","v":128.80203308689957},{"$f":"X110*1.015","v":130.73406358320304},{"$f":"Y110*1.015","v":132.69507453695107},{"$f":"Z110*1.015","v":134.68550065500531},{"$f":"AA110*1.015","v":136.70578316483039},{"$f":"AB110*1.015","v":138.75636991230283},{"$f":"AC110*1.015","v":140.83771546098737},{"$f":"AD110*1.015","v":142.95028119290217},{"$f":"AE110*1.015","v":145.09453541079569},{"$f":"AF110*1.015","v":147.2709534419576},{"$f":"AG110*1.015","v":149.48001774358696},{"$f":"AH110*1.015","v":151.72221800974074},{"$f":"AI110*1.015","v":153.99805127988685}]
[null,null,null,"Cap Exp",null,1000]
[null,null,null,"FCF",null,{"$f":"F110-F111","v":-1000},{"$f":"G110-G111","v":100},101.49999999999999,95,80,105,115,109.344326394264,110.98449129017796,112.64925865953062,114.33899753942356,116.0540825025149,117.79489374005261,119.56181714615339,121.35524440334568,123.17557306939585,125.02320666543677,126.89855476541831,128.80203308689957,130.73406358320304,132.69507453695107,134.68550065500531,136.70578316483039,138.75636991230283,140.83771546098737,142.95028119290217,145.09453541079569,147.2709534419576,149.48001774358696,151.72221800974074,153.99805127988685]
[null,null,null,"Pre-tax Project IRR",{"$f":"IRR(F112:AJ112)","v":0.1055737106827197}]
[]
[null,null,null,"Tenor",25,null,{"$f":"G109<=$E$10","v":true},{"$f":"H109<=$E$10","v":true},true,true,true,true,true,true,true,true,true,true,true,true,true,true,true,true,true,true,true,true,true,true,true,false,false,false,false,false]
[null,null,null,"Interest Rate",0.05]
[null,null,null,"Debt to Cap",0.8,{"$f":"F111*E117","v":800}]
[null,null,null,"Debt Service",{"$f":"PMT(E116,E115,-F117)","v":56.761965839383699},null,{"$f":"G115*$E$13","v":56.761965839383699},{"$f":"H115*$E$13","v":56.761965839383699},56.761965839383699,56.761965839383699,56.761965839383699,56.761965839383699,56.761965839383699,56.761965839383699,56.761965839383699,56.761965839383699,56.761965839383699,56.761965839383699,56.761965839383699,56.761965839383699,56.761965839383699,56.761965839383699,56.761965839383699,56.761965839383699,56.761965839383699,56.761965839383699,56.761965839383699,56.761965839383699,56.761965839383699,56.761965839383699,56.761965839383699,0,0,0,0,0]
[]
[null,null,null,"Debt Cash Flow",null,{"$f":"F118-F117","v":-800},{"$f":"G118-G117","v":56.761965839383699},56.761965839383699,56.761965839383699,56.761965839383699,56.761965839383699,56.761965839383699,56.761965839383699,56.761965839383699,56.761965839383699,56.761965839383699,56.761965839383699,56.761965839383699,56.761965839383699,56.761965839383699,56.761965839383699,56.761965839383699,56.761965839383699,56.761965839383699,56.761965839383699,56.761965839383699,56.761965839383699,56.761965839383699,56.761965839383699,56.761965839383699,56.761965839383699,0,0,0,0,0]
[null,null,null,"Debt IRR",{"$f":"IFERROR(IRR(F120:AJ120),FALSE)","v":5.0000000000000044E-2}]
[]
[null,null,null,"Equity Paid",null,{"$f":"F111-F117","v":200},{"$f":"G111-G117","v":0},0,0,0,0,0,0,0,0,0,0,0,0,0,0,0,0,0,0,0,0,0,0,0,0,0,0,0,0,0]
[null,null,null,"Dividend",null,{"$f":"F110-F118","v":0},{"$f":"G110-G118","v":43.238034160616301},44.738034160616287,38.238034160616301,23.238034160616301,48.238034160616301,58.238034160616301,52.582360554880303,54.222525450794258,55.887292820146918,57.577031700039861,59.292116663131203,61.032927900668916,62.799851306769689,64.593278563961974,66.413607230012161,68.261240826053069,70.136588926034619,72.040067247515879,73.972097743819347,75.933108697567377,77.923534815621622,79.943817325446702,81.994404072919139,84.075749621603677,86.188315353518476,145.09453541079569,147.2709534419576,149.48001774358696,151.72221800974074,153.99805127988685]
[]
[null,null,null,"Equity CF",null,{"$f":"F117-F111","v":-200},{"$f":"G110-G118","v":43.238034160616301},{"$f":"H110-H118","v":44.738034160616287},38.238034160616301,23.238034160616301,48.238034160616301,58.238034160616301,52.582360554880303,54.222525450794258,55.887292820146918,57.577031700039861,59.292116663131203,61.032927900668916,62.799851306769689,64.593278563961974,66.413607230012161,68.261240826053069,70.136588926034619,72.040067247515879,73.972097743819347,75.933108697567377,77.923534815621622,79.943817325446702,81.994404072919139,84.075749621603677,86.188315353518476,145.09453541079569,147.2709534419576,149.48001774358696,151.72221800974074,153.99805127988685]
[null,null,null,"Equity IRR",{"$f":"IRR(F126:AJ126)","v":0.23480914911256656}]
[]
[null,null,null,"Opening Balance",null,{"$f":"E132","v":0},{"$f":"F132","v":800},{"$f":"G132","v":783.23803416061628},{"$f":"H132","v":765.63797002926344},{"$f":"I132","v":747.15790269134288},{"$f":"J132","v":727.75383198652628},{"$f":"K132","v":707.37955774646889},{"$f":"L132","v":685.98656979440864},{"$f":"M132","v":663.52393244474536},{"$f":"N132","v":639.93816322759892},{"$f":"O132","v":615.17310554959522},{"$f":"P132","v":589.16979498769126},{"$f":"Q132","v":561.86631889769217},{"$f":"R132","v":533.19766900319303},{"$f":"S132","v":503.09558661396898},{"$f":"T132","v":471.48840010528374},{"$f":"U132","v":438.30085427116421},{"$f":"V132","v":403.45393114533874},{"$f":"W132","v":366.86466186322195},{"$f":"X132","v":328.44592911699937},{"$f":"Y132","v":288.10625973346566},{"$f":"Z132","v":245.74960688075527},{"$f":"AA132","v":201.27512138540934},{"$f":"AB132","v":154.5769116152961},{"$f":"AC132","v":105.5437913566772},{"$f":"AD132","v":54.059015085127363},{"$f":"AE132","v":0},{"$f":"AF132","v":0},{"$f":"AG132","v":0},{"$f":"AH132","v":0},{"$f":"AI132","v":0}]
[null,null,null,"Add: Debt Issued",null,{"$f":"F117","v":800},{"$f":"G117","v":0},0,0,0,0,0,0,0,0,0,0,0,0,0,0,0,0,0,0,0,0,0,0,0,0,0,0,0,0,0]
[null,null,null,"Less: Debt Repaid",null,{"$f":"F118-F133","v":0},{"$f":"G118-G133","v":16.761965839383699},17.60006413135288,18.480067337920524,19.404070704816554,20.374274240057382,21.392987952060253,22.462637349663268,23.585769217146428,24.76505767800375,26.003310561903938,27.303476089999133,28.66864989449909,30.102082389224044,31.607186508685249,33.187545834119511,34.846923125825484,36.58926928211676,38.418732746222602,40.339669383533732,42.356652852710411,44.474485495345931,46.69820977011323,49.033120258618894,51.48477627154984,54.059015085127328,0,0,0,0,0]
[null,null,null,"Closing Balance",null,{"$f":"F129+F130-F131","v":800},{"$f":"G129+G130-G131","v":783.23803416061628},765.63797002926344,747.15790269134288,727.75383198652628,707.37955774646889,685.98656979440864,663.52393244474536,639.93816322759892,615.17310554959522,589.16979498769126,561.86631889769217,533.19766900319303,503.09558661396898,471.48840010528374,438.30085427116421,403.45393114533874,366.86466186322195,328.44592911699937,288.10625973346566,245.74960688075527,201.27512138540934,154.5769116152961,105.5437913566772,54.059015085127363,0,0,0,0,0,0]
[null,null,null,"Interest",{"$f":"E116","v":0.05},{"$f":"F129*$E$28","v":0},{"$f":"G129*$E$28","v":40},39.161901708030818,38.281898501463175,37.357895134567144,36.387691599326317,35.368977887323446,34.29932848972043,33.176196622237271,31.996908161379949,30.758655277479761,29.458489749384565,28.093315944884608,26.659883450159654,25.15477933069845,23.574420005264187,21.915042713558211,20.172696557266939,18.3432330931611,16.42229645584997,14.405312986673284,12.287480344037764,10.063756069270468,7.7288455807648049,5.2771895678338607,2.7029507542563684,0,0,0,0,0]
[]
[null,null,null,"Value of Project at IRR",{"$f":"E113","v":0.1055737106827197},{"$f":"NPV($E$30,G110:AJ110)","v":981.03632519305631},{"$f":"NPV($E$30,H110:AK110)","v":986.73502594942522},{"$f":"NPV($E$30,I110:AL110)","v":991.54771545471147},{"$f":"NPV($E$30,J110:AM110)","v":1003.378933188555},{"$f":"NPV($E$30,K110:AN110)","v":1031.4848685966774},{"$f":"NPV($E$30,L110:AO110)","v":1037.6189904030923},{"$f":"NPV($E$30,M110:AP110)","v":1034.4140140421607},{"$f":"NPV($E$30,N110:AQ110)","v":1036.5194010995581},{"$f":"NPV($E$30,O110:AR110)","v":1037.211461626596},{"$f":"NPV($E$30,P110:AS110)","v":1036.313318688465},{"$f":"NPV($E$30,Q110:AT110)","v":1033.6286692592771},{"$f":"NPV($E$30,R110:AU110)","v":1028.9396856828807},{"$f":"NPV($E$30,S110:AV110)","v":1022.00469095008},{"$f":"NPV($E$30,T110:AW110)","v":1012.5555834215652},{"$f":"NPV($E$30,U110:AX110)","v":1000.2949840001016},{"$f":"NPV($E$30,V110:AY110)","v":984.8930758468523},{"$f":"NPV($E$30,W110:AZ110)","v":965.98410351465509},{"$f":"NPV($E$30,X110:BA110)","v":943.16249480188446},{"$f":"NPV($E$30,Y110:BB110)","v":915.97856467674524},{"$f":"NPV($E$30,Z110:BC110)","v":883.93375624213547},{"$f":"NPV($E$30,AA110:BD110)","v":846.47536885956163},{"$f":"NPV($E$30,AB110:BE110)","v":802.99071817626077},{"$f":"NPV($E$30,AC110:BF110)","v":752.80066684628571},{"$f":"NPV($E$30,AD110:BG110)","v":695.15245814149227},{"$f":"NPV($E$30,AE110:BH110)","v":629.21177734300079},{"$f":"NPV($E$30,AF110:BI110)","v":554.05395771126803},{"$f":"NPV($E$30,AG110:BJ110)","v":468.65423886853455},{"$f":"NPV($E$30,AH110:BK110)","v":371.87697549724902},{"$f":"NPV($E$30,AI110:BL110)","v":262.46368325797226},{"$f":"NPV($E$30,AJ110:BM110)","v":139.01979664502218},{"$f":"NPV($E$30,AK110:BN110)","v":0}]
[null,null,null,"Change in Value",null,null,{"$f":"G31","v":-7.7418827845835949},{"$f":"H31","v":-7.0760078120927119},-6.3158902163658013,-5.4510386197380285,-4.4698262212598365,-3.3593683881208563,-2.1053870573973654,-0.6920605270379383,0.89814293813105905,2.6846494291878571,4.6889835763963674,6.9349947328007602,9.4491075285147872,12.260599421463553,15.401908153249337,18.908972332197209,22.821608712770626,27.183930125139227,32.044808434609763,37.458387382573846,43.484650683300856,50.190051329975063,57.648208704793433,65.940680798491485,75.157819631732764,85.399718842733478,96.777263371285528,109.41329223927676,123.44388661295008,139.01979664502218]
[null,null,null,"Economic Depreciation=Change in Value"]
[null,null,null,"Flag for Using Economic Depreciation",true]
[]
[null,"Financial Statements"]
[null,null,"Profit and Loss"]
[null,null,null,"Revenue"]
[null,null,null,"Expense"]
[null,null,null,"EBITDA",null,null,{"$f":"G110","v":100},{"$f":"H110","v":101.49999999999999},95,80,105,115,109.344326394264,110.98449129017796,112.64925865953062,114.33899753942356,116.0540825025149,117.79489374005261,119.56181714615339,121.35524440334568,123.17557306939585,125.02320666543677,126.89855476541831,128.80203308689957,130.73406358320304,132.69507453695107,134.68550065500531,136.70578316483039,138.75636991230283,140.83771546098737,142.95028119290217,145.09453541079569,147.2709534419576,149.48001774358696,151.72221800974074,153.99805127988685]
[null,null,null,"Depreciation and Amort",null,null,{"$f":"IF($E$33,G136,$F$6/30)","v":-7.7418827845835949},{"$f":"IF($E$33,H136,$F$6/30)","v":-7.0760078120927119},-6.3158902163658013,-5.4510386197380285,-4.4698262212598365,-3.3593683881208563,-2.1053870573973654,-0.6920605270379383,0.89814293813105905,2.6846494291878571,4.6889835763963674,6.9349947328007602,9.4491075285147872,12.260599421463553,15.401908153249337,18.908972332197209,22.821608712770626,27.183930125139227,32.044808434609763,37.458387382573846,43.484650683300856,50.190051329975063,57.648208704793433,65.940680798491485,75.157819631732764,85.399718842733478,96.777263371285528,109.41329223927676,123.44388661295008,139.01979664502218]
[null,null,null,"EBIT ",null,null,{"$f":"G144-G145","v":107.74188278458359},{"$f":"H144-H145","v":108.5760078120927},101.3158902163658,85.451038619738029,109.46982622125984,118.35936838812086,111.44971345166137,111.67655181721589,111.75111572139956,111.6543481102357,111.36509892611853,110.85989900725185,110.1127096176386,109.09464498188213,107.77366491614652,106.11423433323957,104.07694605264768,101.61810296176034,98.689255148593276,95.236687154377222,91.200849971704457,86.51573183485533,81.108161207509397,74.897034662495884,67.792461561169404,59.694816568062208,50.493690070672073,40.066725504310199,28.278331396790662,14.978254634864669]
[null,null,null,"Interest Expense",null,null,{"$f":"G133","v":40},{"$f":"H133","v":39.161901708030818},38.281898501463175,37.357895134567144,36.387691599326317,35.368977887323446,34.29932848972043,33.176196622237271,31.996908161379949,30.758655277479761,29.458489749384565,28.093315944884608,26.659883450159654,25.15477933069845,23.574420005264187,21.915042713558211,20.172696557266939,18.3432330931611,16.42229645584997,14.405312986673284,12.287480344037764,10.063756069270468,7.7288455807648049,5.2771895678338607,2.7029507542563684,0,0,0,0,0]
[null,null,null,"EBT",null,null,{"$f":"G146-G147","v":67.741882784583595},{"$f":"H146-H147","v":69.414106104061887},63.033991714902626,48.093143485170884,73.08213462193352,82.990390500797417,77.150384961940944,78.500355194978624,79.754207560019609,80.895692832755941,81.906609176733966,82.766583062367246,83.452826167478946,83.93986565118368,84.199244910882328,84.199191619681358,83.904249495380753,83.274869868599239,82.266958692743302,80.831374167703942,78.913369627666697,76.451975765584862,73.379315626744585,69.619845094662026,65.08951080691304,59.694816568062208,50.493690070672073,40.066725504310199,28.278331396790662,14.978254634864669]
[null,null,null,"Tax"]
[null,null,null,"Net Income",null,null,{"$f":"G148-G149","v":67.741882784583595},{"$f":"H148-H149","v":69.414106104061887},63.033991714902626,48.093143485170884,73.08213462193352,82.990390500797417,77.150384961940944,78.500355194978624,79.754207560019609,80.895692832755941,81.906609176733966,82.766583062367246,83.452826167478946,83.93986565118368,84.199244910882328,84.199191619681358,83.904249495380753,83.274869868599239,82.266958692743302,80.831374167703942,78.913369627666697,76.451975765584862,73.379315626744585,69.619845094662026,65.08951080691304,59.694816568062208,50.493690070672073,40.066725504310199,28.278331396790662,14.978254634864669]
[]
[null,null,"Cash Flow"]
[null,null,null,"Cash from Operations"]
[null,null,null,"EBITDA",null,null,{"$f":"G144","v":100},{"$f":"H144","v":101.49999999999999},95,80,105,115,109.344326394264,110.98449129017796,112.64925865953062,114.33899753942356,116.0540825025149,117.79489374005261,119.56181714615339,121.35524440334568,123.17557306939585,125.02320666543677,126.89855476541831,128.80203308689957,130.73406358320304,132.69507453695107,134.68550065500531,136.70578316483039,138.75636991230283,140.83771546098737,142.95028119290217,145.09453541079569,147.2709534419576,149.48001774358696,151.72221800974074,153.99805127988685]
[null,null,null,"Less Taxes",null,null,{"$f":"G149","v":0},{"$f":"H149","v":0},0,0,0,0,0,0,0,0,0,0,0,0,0,0,0,0,0,0,0,0,0,0,0,0,0,0,0,0]
[null,null,null,"CFADS",null,null,{"$f":"G154-G155","v":100},{"$f":"H154-H155","v":101.49999999999999},95,80,105,115,109.344326394264,110.98449129017796,112.64925865953062,114.33899753942356,116.0540825025149,117.79489374005261,119.56181714615339,121.35524440334568,123.17557306939585,125.02320666543677,126.89855476541831,128.80203308689957,130.73406358320304,132.69507453695107,134.68550065500531,136.70578316483039,138.75636991230283,140.83771546098737,142.95028119290217,145.09453541079569,147.2709534419576,149.48001774358696,151.72221800974074,153.99805127988685]
[]
[null,null,null,"Cash from Investing"]
[null,null,null,"Capital Expenditure",null,{"$f":"-F111","v":-1000},{"$f":"-G111","v":0},0,0,0,0,0,0,0,0,0,0,0,0,0,0,0,0,0,0,0,0,0,0,0,0,0,0,0,0,0]
[]
[null,null,null,"Cash from Finacing"]
[null,null,null,"Debt Raised",null,{"$f":"F117","v":800},{"$f":"G117","v":0},0,0,0,0,0,0,0,0,0,0,0,0,0,0,0,0,0,0,0,0,0,0,0,0,0,0,0,0,0]
[null,null,null,"Equity Paid in Capital",null,{"$f":"F123","v":200},{"$f":"G123","v":0},0,0,0,0,0,0,0,0,0,0,0,0,0,0,0,0,0,0,0,0,0,0,0,0,0,0,0,0,0]
[null,null,null,"Less: Interest",null,null,{"$f":"-G133","v":-40},{"$f":"-H133","v":-39.161901708030818},-38.281898501463175,-37.357895134567144,-36.387691599326317,-35.368977887323446,-34.29932848972043,-33.176196622237271,-31.996908161379949,-30.758655277479761,-29.458489749384565,-28.093315944884608,-26.659883450159654,-25.15477933069845,-23.574420005264187,-21.915042713558211,-20.172696557266939,-18.3432330931611,-16.42229645584997,-14.405312986673284,-12.287480344037764,-10.063756069270468,-7.7288455807648049,-5.2771895678338607,-2.7029507542563684,0,0,0,0,0]
[null,null,null,"Less: Repayment",null,null,{"$f":"-G131","v":-16.761965839383699},{"$f":"-H131","v":-17.60006413135288},-18.480067337920524,-19.404070704816554,-20.374274240057382,-21.392987952060253,-22.462637349663268,-23.585769217146428,-24.76505767800375,-26.003310561903938,-27.303476089999133,-28.66864989449909,-30.102082389224044,-31.607186508685249,-33.187545834119511,-34.846923125825484,-36.58926928211676,-38.418732746222602,-40.339669383533732,-42.356652852710411,-44.474485495345931,-46.69820977011323,-49.033120258618894,-51.48477627154984,-54.059015085127328,0,0,0,0,0]
[null,null,null,"Less: Dividend",null,null,{"$f":"-G126","v":-43.238034160616301},{"$f":"-H126","v":-44.738034160616287},-38.238034160616301,-23.238034160616301,-48.238034160616301,-58.238034160616301,-52.582360554880303,-54.222525450794258,-55.887292820146918,-57.577031700039861,-59.292116663131203,-61.032927900668916,-62.799851306769689,-64.593278563961974,-66.413607230012161,-68.261240826053069,-70.136588926034619,-72.040067247515879,-73.972097743819347,-75.933108697567377,-77.923534815621622,-79.943817325446702,-81.994404072919139,-84.075749621603677,-86.188315353518476,-145.09453541079569,-147.2709534419576,-149.48001774358696,-151.72221800974074,-153.99805127988685]
[null,null,null,"Cash from Financing",null,{"$f":"SUM(F162:F166)","v":1000},{"$f":"SUM(G162:G166)","v":-100},-101.49999999999999,-95,-80,-105,-115,-109.344326394264,-110.98449129017796,-112.64925865953062,-114.33899753942356,-116.0540825025149,-117.79489374005261,-119.56181714615339,-121.35524440334567,-123.17557306939585,-125.02320666543676,-126.89855476541831,-128.8020330868996,-130.73406358320307,-132.69507453695107,-134.68550065500531,-136.70578316483039,-138.75636991230283,-140.83771546098737,-142.95028119290217,-145.09453541079569,-147.2709534419576,-149.48001774358696,-151.72221800974074,-153.99805127988685]
[]
[null,null,null,"Net Cash Flow",null,{"$f":"F156+F159+F167","v":0},{"$f":"G156+G159+G167","v":0},0,0,0,0,0,0,0,0,0,0,0,0,0,0,0,0,0,0,0,0,0,0,0,0,0,0,0,0,0]
[]
[null,null,"Balance Sheet"]
[null,null,null,"Assets"]
[]
[null,null,null,"PPE",null,{"$f":"E172-F159","v":1000},{"$f":"F174-G159","v":1000},1000,1000,1000,1000,1000,1000,1000,1000,1000,1000,1000,1000,1000,1000,1000,1000,1000,1000,1000,1000,1000,1000,1000,1000,1000,1000,1000,1000,1000]
[null,null,null,"Accumulated Dep",null,{"$f":"E175+F145","v":0},{"$f":"F175+G145","v":-7.7418827845835949},{"$f":"G175+H145","v":-14.817890596676307},{"$f":"H175+I145","v":-21.133780813042108},{"$f":"I175+J145","v":-26.584819432780137},{"$f":"J175+K145","v":-31.054645654039973},{"$f":"K175+L145","v":-34.414014042160829},{"$f":"L175+M145","v":-36.519401099558195},{"$f":"M175+N145","v":-37.211461626596133},{"$f":"N175+O145","v":-36.313318688465074},{"$f":"O175+P145","v":-33.628669259277217},{"$f":"P175+Q145","v":-28.93968568288085},{"$f":"Q175+R145","v":-22.004690950080089},{"$f":"R175+S145","v":-12.555583421565302},{"$f":"S175+T145","v":-0.29498400010174919},{"$f":"T175+U145","v":15.106924153147588},{"$f":"U175+V145","v":34.015896485344797},{"$f":"V175+W145","v":56.837505198115423},{"$f":"W175+X145","v":84.02143532325465},{"$f":"X175+Y145","v":116.06624375786441},{"$f":"Y175+Z145","v":153.52463114043826},{"$f":"Z175+AA145","v":197.00928182373912},{"$f":"AA175+AB145","v":247.19933315371418},{"$f":"AB175+AC145","v":304.84754185850761},{"$f":"AC175+AD145","v":370.7882226569991},{"$f":"AD175+AE145","v":445.94604228873186},{"$f":"AE175+AF145","v":531.34576113146534},{"$f":"AF175+AG145","v":628.12302450275092},{"$f":"AG175+AH145","v":737.53631674202768},{"$f":"AH175+AI145","v":860.98020335497779},{"$f":"AI175+AJ145","v":1000}]
[null,null,null,"Total Assets",null,{"$f":"F174-F175","v":1000},{"$f":"G174-G175","v":1007.7418827845836},1014.8178905966763,1021.1337808130421,1026.58481943278,1031.0546456540401,1034.4140140421609,1036.5194010995583,1037.2114616265962,1036.3133186884652,1033.6286692592771,1028.9396856828807,1022.0046909500801,1012.5555834215653,1000.2949840001017,984.89307584685241,965.9841035146552,943.16249480188458,915.97856467674535,883.93375624213559,846.47536885956174,802.99071817626088,752.80066684628582,695.15245814149239,629.2117773430009,554.05395771126814,468.65423886853466,371.87697549724908,262.46368325797232,139.01979664502221,0]
[]
[null,null,null,"Liab and Capital"]
[]
[null,null,null,"Debt",null,{"$f":"F132","v":800},{"$f":"G132","v":783.23803416061628},765.63797002926344,747.15790269134288,727.75383198652628,707.37955774646889,685.98656979440864,663.52393244474536,639.93816322759892,615.17310554959522,589.16979498769126,561.86631889769217,533.19766900319303,503.09558661396898,471.48840010528374,438.30085427116421,403.45393114533874,366.86466186322195,328.44592911699937,288.10625973346566,245.74960688075527,201.27512138540934,154.5769116152961,105.5437913566772,54.059015085127363,0,0,0,0,0,0]
[]
[null,null,null,"Equity"]
[null,null,null,"Opening Balance",null,{"$f":"E187","v":0},{"$f":"F187","v":200},{"$f":"G187","v":224.50384862396729},{"$f":"H187","v":249.17992056741286},{"$f":"I187","v":273.97587812169922},{"$f":"J187","v":298.83098744625386},{"$f":"K187","v":323.67508790757108},{"$f":"L187","v":348.42744424775219},{"$f":"M187","v":372.99546865481284},{"$f":"N187","v":397.27329839899721},{"$f":"O187","v":421.14021313886991},{"$f":"P187","v":444.45887427158601},{"$f":"Q187","v":467.0733667851888},{"$f":"R187","v":488.80702194688706},{"$f":"S187","v":509.45999680759633},{"$f":"T187","v":528.806583894818},{"$f":"U187","v":546.59222157568809},{"$f":"V187","v":562.53017236931635},{"$f":"W187","v":576.29783293866251},{"$f":"X187","v":587.53263555974581},{"$f":"Y187","v":595.82749650866981},{"$f":"Z187","v":600.72576197880642},{"$f":"AA187","v":601.71559679085158},{"$f":"AB187","v":598.2237552309897},{"$f":"AC187","v":589.60866678481523},{"$f":"AD187","v":575.15276225787363},{"$f":"AE187","v":554.05395771126814},{"$f":"AF187","v":468.65423886853461},{"$f":"AG187","v":371.87697549724902},{"$f":"AH187","v":262.46368325797232},{"$f":"AI187","v":139.01979664502227}]
[null,null,null,"Add: Income",null,{"$f":"F150","v":0},{"$f":"G150","v":67.741882784583595},69.414106104061887,63.033991714902626,48.093143485170884,73.08213462193352,82.990390500797417,77.150384961940944,78.500355194978624,79.754207560019609,80.895692832755941,81.906609176733966,82.766583062367246,83.452826167478946,83.93986565118368,84.199244910882328,84.199191619681358,83.904249495380753,83.274869868599239,82.266958692743302,80.831374167703942,78.913369627666697,76.451975765584862,73.379315626744585,69.619845094662026,65.08951080691304,59.694816568062208,50.493690070672073,40.066725504310199,28.278331396790662,14.978254634864669]
[null,null,null,"Add: Paid in Capital",null,{"$f":"F163","v":200},{"$f":"G163","v":0},0,0,0,0,0,0,0,0,0,0,0,0,0,0,0,0,0,0,0,0,0,0,0,0,0,0,0,0,0]
[null,null,null,"Less: Dividends",null,{"$f":"F166","v":0},{"$f":"G166","v":-43.238034160616301},-44.738034160616287,-38.238034160616301,-23.238034160616301,-48.238034160616301,-58.238034160616301,-52.582360554880303,-54.222525450794258,-55.887292820146918,-57.577031700039861,-59.292116663131203,-61.032927900668916,-62.799851306769689,-64.593278563961974,-66.413607230012161,-68.261240826053069,-70.136588926034619,-72.040067247515879,-73.972097743819347,-75.933108697567377,-77.923534815621622,-79.943817325446702,-81.994404072919139,-84.075749621603677,-86.188315353518476,-145.09453541079569,-147.2709534419576,-149.48001774358696,-151.72221800974074,-153.99805127988685]
[null,null,null,"Closing",null,{"$f":"F183+F184+F185+F186","v":200},{"$f":"G183+G184+G185+G186","v":224.50384862396729},249.17992056741286,273.97587812169922,298.83098744625386,323.67508790757108,348.42744424775219,372.99546865481284,397.27329839899721,421.14021313886991,444.45887427158601,467.0733667851888,488.80702194688706,509.45999680759633,528.806583894818,546.59222157568809,562.53017236931635,576.29783293866251,587.53263555974581,595.82749650866981,600.72576197880642,601.71559679085158,598.2237552309897,589.60866678481523,575.15276225787363,554.05395771126814,468.65423886853461,371.87697549724902,262.46368325797232,139.01979664502227,0]
[]
[null,null,null,"Total Debt and Equity",null,{"$f":"F187+F180","v":1000},{"$f":"G187+G180","v":1007.7418827845836},1014.8178905966763,1021.1337808130421,1026.58481943278,1031.0546456540401,1034.4140140421609,1036.5194010995583,1037.2114616265962,1036.3133186884652,1033.6286692592773,1028.939685682881,1022.0046909500801,1012.5555834215653,1000.2949840001017,984.8930758468523,965.98410351465509,943.16249480188446,915.97856467674524,883.93375624213547,846.47536885956174,802.99071817626088,752.80066684628582,695.15245814149239,629.21177734300102,554.05395771126814,468.65423886853461,371.87697549724902,262.46368325797232,139.01979664502227,0]
[]
[null,null,null,"Difference",null,{"$f":"F189-F176","v":0},{"$f":"G189-G176","v":0},0,0,0,0,0,0,0,0,0,0,0,0,0,0,0,0,0,0,0,0,0,0,0,0,0,0,0,0,0]
[]
[null,"Performance Ratios - Actual"]
[null,null,null,"NOPAT",null,null,{"$f":"G146","v":107.74188278458359},{"$f":"H146","v":108.5760078120927},101.3158902163658,85.451038619738029,109.46982622125984,118.35936838812086,111.44971345166137,111.67655181721589,111.75111572139956,111.6543481102357,111.36509892611853,110.85989900725185,110.1127096176386,109.09464498188213,107.77366491614652,106.11423433323957,104.07694605264768,101.61810296176034,98.689255148593276,95.236687154377222,91.200849971704457,86.51573183485533,81.108161207509397,74.897034662495884,67.792461561169404,59.694816568062208,50.493690070672073,40.066725504310199,28.278331396790662,14.978254634864669]
[null,null,null,"Invested Capital",null,null,{"$f":"F189","v":1000},{"$f":"G189","v":1007.7418827845836},{"$f":"H189","v":1014.8178905966763},{"$f":"I189","v":1021.1337808130421},{"$f":"J189","v":1026.58481943278},{"$f":"K189","v":1031.0546456540401},{"$f":"L189","v":1034.4140140421609},{"$f":"M189","v":1036.5194010995583},{"$f":"N189","v":1037.2114616265962},{"$f":"O189","v":1036.3133186884652},{"$f":"P189","v":1033.6286692592773},{"$f":"Q189","v":1028.939685682881},{"$f":"R189","v":1022.0046909500801},{"$f":"S189","v":1012.5555834215653},{"$f":"T189","v":1000.2949840001017},{"$f":"U189","v":984.8930758468523},{"$f":"V189","v":965.98410351465509},{"$f":"W189","v":943.16249480188446},{"$f":"X189","v":915.97856467674524},{"$f":"Y189","v":883.93375624213547},{"$f":"Z189","v":846.47536885956174},{"$f":"AA189","v":802.99071817626088},{"$f":"AB189","v":752.80066684628582},{"$f":"AC189","v":695.15245814149239},{"$f":"AD189","v":629.21177734300102},{"$f":"AE189","v":554.05395771126814},{"$f":"AF189","v":468.65423886853461},{"$f":"AG189","v":371.87697549724902},{"$f":"AH189","v":262.46368325797232},{"$f":"AI189","v":139.01979664502227}]
[null,null,null,"ROIC",null,null,{"$f":"G194/G195","v":0.10774188278458359},{"$f":"H194/H195","v":0.1077418827845841},9.9836523533099825E-2,8.3682510779048577E-2,0.10663495519225125,0.11479446689563255,0.10774188278458384,0.10774188278458408,0.10774188278458378,0.10774188278458385,0.10774188278458394,0.10774188278458419,0.10774188278458408,0.10774188278458377,0.10774188278458423,0.1077418827845836,0.10774188278458427,0.10774188278458388,0.10774188278458388,0.10774188278458402,0.10774188278458406,0.10774188278458363,0.10774188278458427,0.10774188278458367,0.10774188278458403,0.10774188278458381,0.10774188278458398,0.10774188278458394,0.1077418827845841,0.10774188278458383]
[]
[null,null,null,"Net Income",null,null,{"$f":"G150","v":67.741882784583595},{"$f":"H150","v":69.414106104061887},63.033991714902626,48.093143485170884,73.08213462193352,82.990390500797417,77.150384961940944,78.500355194978624,79.754207560019609,80.895692832755941,81.906609176733966,82.766583062367246,83.452826167478946,83.93986565118368,84.199244910882328,84.199191619681358,83.904249495380753,83.274869868599239,82.266958692743302,80.831374167703942,78.913369627666697,76.451975765584862,73.379315626744585,69.619845094662026,65.08951080691304,59.694816568062208,50.493690070672073,40.066725504310199,28.278331396790662,14.978254634864669]
[null,null,null,"Equity Capital",null,null,{"$f":"F187","v":200},{"$f":"G187","v":224.50384862396729},{"$f":"H187","v":249.17992056741286},{"$f":"I187","v":273.97587812169922},{"$f":"J187","v":298.83098744625386},{"$f":"K187","v":323.67508790757108},{"$f":"L187","v":348.42744424775219},{"$f":"M187","v":372.99546865481284},{"$f":"N187","v":397.27329839899721},{"$f":"O187","v":421.14021313886991},{"$f":"P187","v":444.45887427158601},{"$f":"Q187","v":467.0733667851888},{"$f":"R187","v":488.80702194688706},{"$f":"S187","v":509.45999680759633},{"$f":"T187","v":528.806583894818},{"$f":"U187","v":546.59222157568809},{"$f":"V187","v":562.53017236931635},{"$f":"W187","v":576.29783293866251},{"$f":"X187","v":587.53263555974581},{"$f":"Y187","v":595.82749650866981},{"$f":"Z187","v":600.72576197880642},{"$f":"AA187","v":601.71559679085158},{"$f":"AB187","v":598.2237552309897},{"$f":"AC187","v":589.60866678481523},{"$f":"AD187","v":575.15276225787363},{"$f":"AE187","v":554.05395771126814},{"$f":"AF187","v":468.65423886853461},{"$f":"AG187","v":371.87697549724902},{"$f":"AH187","v":262.46368325797232},{"$f":"AI187","v":139.01979664502227}]
[null,null,null,"ROE",null,null,{"$f":"G198/G199","v":0.33870941392291798},{"$f":"H198/H199","v":0.30918893608958586},0.25296577497643707,0.17553787514026348,0.2445600948097047,0.25640030265318481,0.22142453539647849,0.21045927307933723,0.2007540095984989,0.19208731512438304,0.18428388748220839,0.17720253165373126,0.17072755181603505,0.16476242723113071,0.15922503137296401,0.15404388920309958,0.14915510956858566,0.14449971023483354,0.14002108770411892,0.135662376512239,0.13136338512888807,0.12705666293732212,0.12266198890482195,0.11807805586424772,0.11316908320389796,0.10774188278458381,0.10774188278458398,0.10774188278458394,0.1077418827845841,0.10774188278458383]
[]
[null,null,null,"Discount Factor",{"$f":"E113","v":0.1055737106827197},null,{"$f":"1/(1+$E$97)^G109","v":0.90273737550326438},{"$f":"1/(1+$E$97)^H109","v":0.81493476913052165},0.73567207469124585,0.66411867793781676,0.59952475234428226,0.54121340148052188,0.48857356563972093,0.44105361838587348,0.39815558591788175,0.35942992867347301,0.32447083048801656,0.29291194594211661,0.26442256133334041,0.23870412904191068,0.21548713897308699,0.19452829429127172,0.17560796184962926,0.1585278705976117,0.14310903384740908,0.12918987362621792,0.11662452745893034,0.10528131983758317,9.5041382359699597E-2,8.5797408075597451E-2,7.7452526991147422E-2,6.9919290942084156E-2,6.3118757202106218E-2,5.6979661221657145E-2,5.1437669828303889E-2,4.6434707062806495E-2]
[null,null,null,"PV of Invested Capital",{"$f":"SUM(G203:XFD203)","v":8663.1278694436896},null,{"$f":"G202*F189","v":902.73737550326439},{"$f":"H202*G189","v":821.24389859021187},{"$f":"I202*H189","v":746.57318300905058},{"$f":"J202*I189","v":678.15401651120192},{"$f":"K202*J189","v":615.46300963083718},{"$f":"L202*K189","v":558.02059188671717},{"$f":"M202*L189","v":505.38734318827494},{"$f":"N202*M189","v":457.16063238211871},{"$f":"O202*N189","v":412.97153722467993},{"$f":"P202*O189","v":372.48202221956512},{"$f":"Q202*P189","v":335.38235273078112},{"$f":"R202*Q189","v":301.3887255904425},{"$f":"S202*R189","v":270.24109807570915},{"$f":"T202*S189","v":241.7011986471685},{"$f":"U202*T189","v":215.55070423131176},{"$f":"V202*U189","v":191.58957010377227},{"$f":"W202*V189","v":169.63449959734987},{"$f":"X202*W189","v":149.51754192847375},{"$f":"Y202*X189","v":131.08480741582554},{"$f":"Z202*Y189","v":114.19529026286961},{"$f":"AA202*Z189","v":98.719789898870147},{"$f":"AB202*AA189","v":84.539922626925531},{"$f":"AC202*AB189","v":71.547216018374684},{"$f":"AD202*AC189","v":59.642279125920297},{"$f":"AE202*AD189","v":48.734042167806628},{"$f":"AF202*AE189","v":38.739059866827347},{"$f":"AG202*AF189","v":29.580873114880927},{"$f":"AH202*AG189","v":21.189424079967743},{"$f":"AI202*AH189","v":13.500520281344112},{"$f":"AJ202*AI189","v":6.4553435331425382}]
[null,null,null,"Weighting for ROIC",{"$f":"SUM(G204:XFD204)","v":0.99999999999999956},null,{"$f":"G203/$E$98","v":0.10420455395647236},{"$f":"H203/$E$98","v":9.479761940105691E-2},8.6178248117788944E-2,7.8280504077882229E-2,7.1043971519995544E-2,6.4413292784809256E-2,5.8337744842813781E-2,5.2770851275853979E-2,4.7670026744185558E-2,4.2996251219305205E-2,3.8713771490518009E-2,3.4789827661841549E-2,3.1194402547017112E-2,2.7899992045562354E-2,2.4881394743299978E-2,2.2115519127859227E-2,1.9581206944396988E-2,1.7259071340254284E-2,1.5131348560395112E-2,1.3181762059135202E-2,1.139539798864928E-2,9.7585911117752371E-3,8.2588202663767384E-3,6.8846125815929205E-3,5.6254557132533849E-3,4.4717174270815663E-3,3.4145719145180398E-3,2.4459322774983399E-3,1.5583886657107671E-3,7.4515159309971885E-4]
[]
[null,null,null,"Weighted ROIC =Project IRR",{"$f":"SUMPRODUCT(G204:AJ204,G196:AJ196)","v":0.10555287263804873}]
[]
[null,null,null,"Discount Rate at EIRR",{"$f":"E127","v":0.23480914911256656},null,{"$f":"1/(1+$E$103)^G109","v":0.80104742506675586},{"$f":"1/(1+$E$103)^H109","v":0.64167697720607986},0.51401369031554967,0.41174934307633188,0.32983075104422388,0.26421007383180972,0.21164479931966865,0.16953752152379084,0.13580759506883236,0.10878832433439681,8.7144607085395662E-2,6.9806963114210363E-2,5.5918688054368205E-2,4.4793521079062815E-2,3.5881734720056721E-2,2.8742971204429847E-2,2.302448307207644E-2,1.8443702878379938E-2,1.4774280699422562E-2,1.1834899511485912E-2,9.4803157795995963E-3,7.5941825440679917E-3,6.0833003724125694E-3,4.8730120992287254E-3,3.9035137944063176E-3,3.1268996737217423E-3,2.5047949320768808E-3,2.0064595306604448E-3,1.6072692405362007E-3,1.2874988865205239E-3]
[null,null,null,"PV of Equity Capital",{"$f":"SUM(G209:XFD209)","v":1184.7537195597617},null,{"$f":"F187*G208","v":160.20948501335118},{"$f":"G187*H208","v":144.05895095615867},{"$f":"H187*I208","v":128.08189052339142},{"$f":"I187*J208","v":112.80938783537083},{"$f":"J187*K208","v":98.563649024684949},{"$f":"K187*L208","v":85.518218873576856},{"$f":"L187*M208","v":73.74285651528055},{"$f":"M187*N208","v":63.236727295341787},{"$f":"N187*O208","v":53.95273124063042},{"$f":"O187*P208","v":45.815138097208383},{"$f":"P187*Q208","v":38.732193964014634},{"$f":"Q187*R208","v":32.60497328680372},{"$f":"R187*S208","v":27.333447379032691},{"$f":"S187*T208","v":22.82050710594034},{"$f":"T187*U208","v":18.97449756153328},{"$f":"U187*V208","v":15.71068448531534},{"$f":"V187*W208","v":12.951966431249566},{"$f":"W187*X208","v":10.62906600017493},{"$f":"X187*Y208","v":8.6803720778312226},{"$f":"Y187*Z208","v":7.0515585473603304},{"$f":"Z187*AA208","v":5.6950699204996695},{"$f":"AA187*AB208","v":4.5695380816425395},{"$f":"AB187*AC208","v":3.6391747929827254},{"$f":"AC187*AD208","v":2.8731701670525225},{"$f":"AD187*AE208","v":2.245116741364507},{"$f":"AE187*AF208","v":1.7324711395916044},{"$f":"AF187*AG208","v":1.1738827624142534},{"$f":"AG187*AH208","v":0.74615610171963598},{"$f":"AH187*AI208","v":0.42184980485837509},{"$f":"AI187*AJ208","v":0.17898783338477584}]
[null,null,null,"Weighting for ROE",null,null,{"$f":"G209/$E$104","v":0.13522598187991586},{"$f":"H209/$E$104","v":0.12159400606033891},0.10810845191605302,9.5217584864210683E-2,8.3193365336139136E-2,7.2182275068403495E-2,6.2243194765138544E-2,5.3375419930177311E-2,4.5539195488391068E-2,3.8670600767755074E-2,3.2692190220265357E-2,2.7520465011850136E-2,2.3070995201592982E-2,1.9261815117508251E-2,1.6015562769099344E-2,1.3260717587072207E-2,1.0932201534731071E-2,8.9715405190916378E-3,7.3267312307377548E-3,5.951919315332975E-3,4.8069652168856508E-3,3.8569518763279503E-3,3.0716719710616263E-3,2.4251201913256322E-3,1.8950071262057422E-3,1.4623048748353942E-3,9.9082428949913122E-4,6.2979848841234083E-4,3.5606539814462775E-4,1.5107598349746928E-4]
[]
[null,null,null,"Weighted ROE =Equity IRR",{"$f":"SUMPRODUCT(G210:AJ210,G200:AJ200)","v":0.23765188486985023}]

{"sheet":"NG Analysis","index":7,"n_rows":77,"n_cols":13,"rows_kept":77,"cut":false,"hidden":false,"merged":[]}
[null,null,null,"https://thedocs.worldbank.org/en/doc/74e8be41ceb20fa0da750cda2f6b9e4e-0050012026/related/CMO-Historical-Data-Monthly.xlsx",null,null,null,null,"Target IRR",{"$f":"I29","v":0},null,"LCOE",{"$f":"I53","v":0}]
[]
[null,null,null,null,null,null,null,"Input Units",null,"Model Unit"]
[]
[]
[null,null,null,null,null,null,null,"Years"]
[null,null,null,1,{"$f":"TRANSPOSE('Monthly Prices'!I6:CA6)","v":"Crude oil, average"},null,null,9,null,7]
[null,null,null,2,"Crude oil, Brent"]
[null,null,null,3,"Crude oil, Dubai",null,null,557,null,497]
[null,null,null,4,"Crude oil, WTI"]
[null,null,null,5,"Coal, Australian",null,null,"Hours"]
[null,null,null,6,"Coal, South African **",null,null,"%"]
[null,null,null,7,"Natural gas, US"]
[null,null,null,8,"Natural gas, Europe"]
[null,null,null,9,"Liquefied natural gas, Japan"]
[null,null,null,10,"Natural gas index"]
[null,null,null,11,"Cocoa"]
[null,null,null,12,"Coffee, Arabica"]
[null,null,null,13,"Coffee, Robusta"]
[null,null,null,14,"Tea, avg 3 auctions"]
[null,null,null,15,"Tea, Colombo"]
[null,null,null,16,"Tea, Kolkata"]
[null,null,null,17,"Tea, Mombasa"]
[null,null,null,18,"Coconut oil"]
[null,null,null,19,"Groundnuts"]
[null,null,null,20,"Fish meal"]
[null,null,null,21,"Groundnut oil **"]
[null,null,null,22,"Palm oil"]
[null,null,null,23,"Palm kernel oil"]
[null,null,null,24,"Soybeans"]
[null,null,null,25,"Soybean oil"]
[null,null,null,26,"Soybean meal"]
[null,null,null,27,"Rapeseed oil"]
[null,null,null,28,"Sunflower oil"]
[null,null,null,29,"Barley"]
[null,null,null,30,"Maize"]
[null,null,null,31,"Sorghum"]
[null,null,null,32,"Rice, Thai 5% "]
[null,null,null,33,"Rice, Thai 25% "]
[null,null,null,34,"Rice, Thai A.1"]
[null,null,null,35,"Rice, Viet Namese 5%"]
[null,null,null,36,"Wheat, US SRW",null,null,null,{"$f":"NPV(I29,N23:DJ23)","v":0}]
[null,null,null,37,"Wheat, US HRW"]
[null,null,null,38,"Banana, Europe"]
[null,null,null,39,"Banana, US"]
[null,null,null,40,"Orange"]
[null,null,null,41,"Beef **"]
[null,null,null,42,"Chicken **"]
[null,null,null,43,"Lamb **"]
[null,null,null,44,"Shrimps, Mexican",null,null,null,{"$f":"O22","v":0}]
[null,null,null,45,"Sugar, EU"]
[null,null,null,46,"Sugar, US"]
[null,null,null,47,"Sugar, world"]
[null,null,null,48,"Tobacco, US import u.v."]
[null,null,null,49,"Logs, Cameroon"]
[null,null,null,50,"Logs, Malaysian"]
[null,null,null,51,"Sawnwood, Cameroon"]
[null,null,null,52,"Sawnwood, Malaysian"]
[null,null,null,53,"Plywood"]
[null,null,null,54,"Cotton, A Index"]
[null,null,null,55,"Rubber, TSR20 **"]
[null,null,null,56,"Rubber, RSS3"]
[null,null,null,57,"Phosphate rock"]
[null,null,null,58,"DAP"]
[null,null,null,59,"TSP"]
[null,null,null,60,"Urea "]
[null,null,null,61,"Potassium chloride **"]
[null,null,null,62,"Aluminum"]
[null,null,null,63,"Iron ore, cfr spot"]
[null,null,null,64,"Copper"]
[null,null,null,65,"Lead"]
[null,null,null,66,"Tin"]
[null,null,null,67,"Nickel"]
[null,null,null,68,"Zinc"]
[null,null,null,69,"Gold"]
[null,null,null,70,"Platinum"]
[null,null,null,71,"Silver"]

{"sheet":"Monthly Prices","index":9,"n_rows":804,"n_cols":79,"rows_kept":804,"cut":false,"hidden":false,"merged":[]}
[null,null,null,"World Bank Commodity Price Data (The Pink Sheet)"]
[null,null,null,"monthly prices in nominal US dollars, 1960 to present"]
[null,null,null,"(monthly series are available only in nominal US dollars)"]
[null,null,null,"Updated on May 04, 2026"]
[null,null,null,"Scenario",null,null,null,{"$f":"'NG Analysis'!H7","v":9}]
[null,null,null,null,null,{"$f":"'NG Analysis'!H9","v":557},null,{"$f":"INDEX(I6:CA6,$H$5)","v":"Liquefied natural gas, Japan"},"Crude oil, average","Crude oil, Brent","Crude oil, Dubai","Crude oil, WTI","Coal, Australian","Coal, South African **","Natural gas, US","Natural gas, Europe","Liquefied natural gas, Japan","Natural gas index","Cocoa","Coffee, Arabica","Coffee, Robusta","Tea, avg 3 auctions","Tea, Colombo","Tea, Kolkata","Tea, Mombasa","Coconut oil","Groundnuts","Fish meal","Groundnut oil **","Palm oil","Palm kernel oil","Soybeans","Soybean oil","Soybean meal","Rapeseed oil","Sunflower oil","Barley","Maize","Sorghum","Rice, Thai 5% ","Rice, Thai 25% ","Rice, Thai A.1","Rice, Viet Namese 5%","Wheat, US SRW","Wheat, US HRW","Banana, Europe","Banana, US","Orange","Beef **","Chicken **","Lamb **","Shrimps, Mexican","Sugar, EU","Sugar, US","Sugar, world","Tobacco, US import u.v.","Logs, Cameroon","Logs, Malaysian","Sawnwood, Cameroon","Sawnwood, Malaysian","Plywood","Cotton, A Index","Rubber, TSR20 **","Rubber, RSS3","Phosphate rock","DAP","TSP","Urea ","Potassium chloride **","Aluminum","Iron ore, cfr spot","Copper","Lead","Tin","Nickel","Zinc","Gold","Platinum","Silver"]
[null,null,null,null,null,null,null,{"$f":"INDEX(I7:CA7,$H$5)","v":"($/mmbtu)"},"($/bbl)","($/bbl)","($/bbl)","($/bbl)","($/mt)","($/mt)","($/mmbtu)","($/mmbtu)","($/mmbtu)","(2010=100)","($/kg)","($/kg)","($/kg)","($/kg)","($/kg)","($/kg)","($/kg)","($/mt)","($/mt)","($/mt)","($/mt)","($/mt)","($/mt)","($/mt)","($/mt)","($/mt)","($/mt)","($/mt)","($/mt)","($/mt)","($/mt)","($/mt)","($/mt)","($/mt)","($/mt)","($/mt)","($/mt)","($/kg)","($/kg)","($/kg)","($/kg)","($/kg)","($/kg)","($/kg)","($/kg)","($/kg)","($/kg)","($/mt)","($/cubic meter)","($/cubic meter)","($/cubic meter)","($/cubic meter)","(cents/sheet)","($/kg)","($/kg)","($/kg)","($/mt)","($/mt)","($/mt)","($/mt)","($/mt)","($/mt)","($/dmtu)","($/mt)","($/mt)","($/mt)","($/mt)","($/mt)","($/troy oz)","($/troy oz)","($/troy oz)"]
[null,null,null,null,null,null,null,{"$f":"INDEX(I8:CA8,$H$5)","v":"NGAS_JP"},"CRUDE_PETRO","CRUDE_BRENT","CRUDE_DUBAI","CRUDE_WTI","COAL_AUS","COAL_SAFRICA","NGAS_US","NGAS_EUR","NGAS_JP","iNATGAS","COCOA","COFFEE_ARABIC","COFFEE_ROBUS","TEA_AVG","TEA_COLOMBO","TEA_KOLKATA","TEA_MOMBASA","COCONUT_OIL","GRNUT","FISH_MEAL","GRNUT_OIL","PALM_OIL","PLMKRNL_OIL","SOYBEANS","SOYBEAN_OIL","SOYBEAN_MEAL","RAPESEED_OIL","SUNFLOWER_OIL","BARLEY","MAIZE","SORGHUM","RICE_05","RICE_25","RICE_A1","RICE_05_VNM","WHEAT_US_SRW","WHEAT_US_HRW","BANANA_EU","BANANA_US","ORANGE","BEEF","CHICKEN","LAMB","SHRIMP_MEX","SUGAR_EU","SUGAR_US","SUGAR_WLD","TOBAC_US","LOGS_CMR","LOGS_MYS","SAWNWD_CMR","SAWNWD_MYS","PLYWOOD","COTTON_A_INDX","RUBBER_TSR20","RUBBER1_MYSG","PHOSROCK","DAP","TSP","UREA_EE_BULK","POTASH","ALUMINUM","IRON_ORE","COPPER","LEAD","Tin","NICKEL","Zinc","GOLD","PLATINUM","SILVER"]
[null,null,1,"1960M01","1960-01-01",{"$f":"C9>=$F$6","v":false},{"$f":"IF(F9,E9,NA())","v":{"$error":"#N/A"}},{"$f":"INDEX(I9:CA9,$H$5)","v":"…"},1.63000011444,1.63000011444,1.63000011444,"…","…","…",0.14000000000000001,0.40477399635,"…","…",0.63400000000000001,0.94089999999999996,0.69686429999999999,1.0297000000000001,0.93030089999999999,1.1214010000000001,1.0374000000000001,390,"…","…",334,233,"…",94,204,91.9,"…","…",20.364800394620001,45,39,104.45,"…","…","…","…",59.89,"…",0.14308000000000001,0.11509999999999999,0.70550000000000002,0.29736879193999999,"…",1.433003,0.12235641,0.11684485999999999,6.6600000000000006E-2,1736.87,"…",31.94,"…",149.17497836621001,"…",0.64859999999999995,"…",0.82230000000000003,13,"...",53,42.25,28.5,511.47183227539,11.42,715.4,206.1,2180.4,1631,260.8,35.270000000000003,83.5,0.91369999999999996]
[null,null,2,"1960M02",{"$f":"EDATE(E9,1)","v":"1960-02-01"},{"$f":"C10>=$F$6","v":false},{"$f":"IF(F10,E10,NA())","v":{"$error":"#N/A"}},{"$f":"INDEX(I10:CA10,$H$5)","v":"…"},1.63000011444,1.63000011444,1.63000011444,"…","…","…",0.14000000000000001,0.40477399635,"…","…",0.60799999999999998,0.94689999999999996,0.68870739999999997,1.0297000000000001,0.93030089999999999,1.1214010000000001,1.0374000000000001,379,"…","…",341,229,"…",91,201,86.7,"…","…",20.41046354993,44,39,103.54,"…","…","…","…",60.99,"…",0.14308000000000001,0.10920000000000001,0.71209999999999996,0.29742454679000002,"…",1.4991416,0.12235641,0.11904948,6.7900000000000002E-2,1736.87,"…",31.94,"…",149.17497836621001,"…",0.64529999999999998,"…",0.82889999999999997,13,"...",53,42.25,28.5,511.47183227539,11.42,728.19,203.7,2180.4,1631,244.9,35.270000000000003,83.5,0.91369999999999996]
[null,null,3,"1960M03",{"$f":"EDATE(E10,1)","v":"1960-03-01"},false,{"$error":"#N/A"},{"$f":"INDEX(I11:CA11,$H$5)","v":"…"},1.63000011444,1.63000011444,1.63000011444,"…","…","…",0.14000000000000001,0.40477399635,"…","…",0.57889999999999997,0.92810000000000004,0.68870739999999997,1.0297000000000001,0.93030089999999999,1.1214010000000001,1.0374000000000001,361,"…","…",338,225,"…",92,201,84.1,"…","…",20.718174862910001,45,35,103.79,"…","…","…","…",61.73,"…",0.14308000000000001,0.13189999999999999,0.76939999999999997,0.29783404399000002,"…",1.4991416,0.12235641,0.1212541,6.83E-2,1736.87,"…",31.94,"…",149.17497836621001,"…",0.64639999999999997,"…",0.85760000000000003,13,"...",53,42.25,28.5,511.47183227539,11.42,684.94,210.3,2173.8000000000002,1631,248.7,35.270000000000003,83.5,0.91369999999999996]
[null,null,4,"1960M04","1960-04-01",false,{"$error":"#N/A"},{"$f":"INDEX(I12:CA12,$H$5)","v":"…"},1.63000011444,1.63000011444,1.63000011444,"…","…","…",0.14000000000000001,0.40477399635,"…","…",0.59830000000000005,0.93030000000000002,0.68451870000000004,1.0297000000000001,0.93030089999999999,1.1214010000000001,1.0374000000000001,338,"…","…",333,225,"…",93,207,86.7,"…","…",20.638036355250001,45,35,100.97,"…","…","…","…",60.99,"…",0.14308000000000001,0.1363,0.83779999999999999,0.29902148269000001,"…",1.6755112000000001,0.12235641,0.12345871999999999,6.8099999999999994E-2,1736.87,"…",31.94,"…",149.17497836621001,"…",0.64349999999999996,"…",0.86419999999999997,13,"...",53,42.25,28.5,511.47183227539,11.42,723.11,213.6,2178.1999999999998,1631,254.6,35.270000000000003,83.5,0.91369999999999996]
[null,null,5,"1960M05","1960-05-01",false,{"$error":"#N/A"},{"$f":"INDEX(I13:CA13,$H$5)","v":"…"},1.63000011444,1.63000011444,1.63000011444,"…","…","…",0.14000000000000001,0.40477399635,"…","…",0.60009999999999997,0.92,0.69069150000000001,1.0297000000000001,0.93030089999999999,1.1214010000000001,1.0374000000000001,321,"…","…",335,225,"…",93,209,81.5,"…","…",20.606055828519999,48,35,102.15,"…","…","…","…",57.69,"…",0.14899999999999999,0.1444,0.75619999999999998,0.29903147753999998,"…",1.7636959999999999,0.12235641,0.1212541,6.83E-2,1736.87,"…",31.94,"…",149.17497836621001,"…",0.64680000000000004,"…",0.92810000000000004,13,"...",53,42.25,28.5,511.47183227539,11.42,684.75,213.4,2162.6999999999998,1631,253.8,35.270000000000003,83.5,0.91369999999999996]
[null,null,6,"1960M06","1960-06-01",false,{"$error":"#N/A"},{"$f":"INDEX(I14:CA14,$H$5)","v":"…"},1.63000011444,1.63000011444,1.63000011444,"…","…","…",0.14000000000000001,0.40477399635,"…","…",0.59440000000000004,0.9123,0.69686429999999999,1.0297000000000001,0.93030089999999999,1.1214010000000001,1.0374000000000001,287,"…","…",334,219,"…",91,218,80.3,"…","…",20.126535821000001,47,36,103.13,"…","…","…","…",55.48,"…",0.14899999999999999,0.13850000000000001,0.7077,0.29964312136999999,"…",1.7636959999999999,0.12235641,0.12566334000000001,6.6600000000000006E-2,1736.87,"…",31.94,"…",149.17497836621001,"…",0.65590000000000004,"…",0.89290000000000003,13,"...",53,42.25,28.5,511.47183227539,11.42,691.59,202.4,2184.8000000000002,1631,249.8,35.270000000000003,83.5,0.91369999999999996]
[null,null,7,"1960M07","1960-07-01",false,{"$error":"#N/A"},{"$f":"INDEX(I15:CA15,$H$5)","v":"…"},1.63000011444,1.63000011444,1.63000011444,"…","…","…",0.14000000000000001,0.40477399635,"…","…",0.60450000000000004,0.91600000000000004,0.69069150000000001,1.0297000000000001,0.93030089999999999,1.1214010000000001,1.0374000000000001,298,"…","…",336,221,"…",92,224,77.7,"…","…",20.037785748379999,47,39.9,102.05,"…","…","…","…",54.75,"…",0.14899999999999999,0.12920000000000001,0.74739999999999995,0.30002403052999999,"…",1.7416498,0.12235641,0.13227720000000001,7.2800000000000004E-2,1736.87,"…",31.94,"…",149.17497836621001,"…",0.65720000000000001,"…",0.78700000000000003,13,"...",53,42.25,28.5,511.47183227539,11.42,702.39,196.2,2248.6999999999998,1631,248.7,35.270000000000003,83.5,0.91369999999999996]
[null,null,8,"1960M08","1960-08-01",false,{"$error":"#N/A"},{"$f":"INDEX(I16:CA16,$H$5)","v":"…"},1.63000011444,1.63000011444,1.63000011444,"…","…","…",0.14000000000000001,0.40477399635,"…","…",0.58819999999999995,0.92920000000000003,0.69884840000000004,1.0297000000000001,0.93030089999999999,1.1214010000000001,1.0374000000000001,292,"…","…",336,225,"…",93,237,77.7,"…","…",20.133178932290001,47,39,109.71,"…","…","…","…",55.12,"…",0.12698999999999999,0.12920000000000001,0.78259999999999996,0.30082839881000001,"…",1.5873264,0.12235641,0.12786796,7.4099999999999999E-2,1736.87,"…",31.94,"…",149.17497836621001,"…",0.65339999999999998,"…",0.72089999999999999,13,"...",53,42.25,28.5,511.47183227539,11.42,675.94,195.3,2204.6,1631,241,35.270000000000003,83.5,0.91369999999999996]
[null,null,9,"1960M09","1960-09-01",false,{"$error":"#N/A"},{"$f":"INDEX(I17:CA17,$H$5)","v":"…"},1.63000011444,1.63000011444,1.63000011444,"…","…","…",0.14000000000000001,0.40477399635,"…","…",0.5827,0.92259999999999998,0.70281660000000001,1.0297000000000001,0.93030089999999999,1.1214010000000001,1.0374000000000001,276,"…","…",323,224,"…",92,231,82.8,"…","…",20.260414622950002,46,35,116.1,"…","…","…","…",56.59,"…",0.13800000000000001,0.12920000000000001,0.80910000000000004,0.30245576462000001,"…",1.5211878000000001,0.12235641,0.13227720000000001,7.2499999999999995E-2,1736.87,"…",31.94,"…",149.17497836621001,"…",0.66180000000000005,"…",0.72750000000000004,13,"...",53,42.25,28.5,511.47183227539,11.42,647.05999999999995,192.7,2226.6999999999998,1631,240.1,35.270000000000003,83.5,0.91369999999999996]
[null,null,10,"1960M10","1960-10-01",false,{"$error":"#N/A"},{"$f":"INDEX(I18:CA18,$H$5)","v":"…"},1.63000011444,1.63000011444,1.63000011444,"…","…","…",0.14000000000000001,0.40477399635,"…","…",0.58579999999999999,0.92369999999999997,0.70678490000000005,1.0297000000000001,0.93030089999999999,1.1214010000000001,1.0374000000000001,280,"…","…",310,222,"…",88,237,75.099999999999994,"…","…",19.722910320699999,42,35,115.21,"…","…","…","…",56.95,"…",0.15409999999999999,0.12920000000000001,0.70989999999999998,0.30200390083,"…",1.6314188000000001,0.12235641,0.13007257999999999,5.3800000000000001E-2,1736.87,"…",31.94,"…",149.17497836621001,"…",0.66559999999999997,"…",0.68559999999999999,13,"...",53,42.25,28.5,511.47183227539,11.42,612.66,185.2,2226.6999999999998,1631,242.3,35.270000000000003,83.5,0.91369999999999996]
[null,null,11,"1960M11","1960-11-01",false,{"$error":"#N/A"},{"$f":"INDEX(I19:CA19,$H$5)","v":"…"},1.63000011444,1.63000011444,1.63000011444,"…","…","…",0.14000000000000001,0.40477399635,"…","…",0.56950000000000001,0.91159999999999997,0.70898950000000005,1.0297000000000001,0.93030089999999999,1.1214010000000001,1.0374000000000001,274,"…","…",303,222,"…",90,259,68.599999999999994,"…","…",19.19704754548,38,35,114.43,"…","…","…","…",57.69,"…",0.127,0.14879999999999999,0.63490000000000002,0.30164398589000002,"…",1.6314188000000001,0.12235641,0.13007257999999999,5.1999999999999998E-2,1736.87,"…",31.94,"…",149.17497836621001,"…",0.66510000000000002,"…",0.62829999999999997,13,"...",53,42.25,28.5,511.47183227539,11.42,642.13,188.1,2204.6,1631,241.4,35.270000000000003,83.5,0.91369999999999996]
[null,null,12,"1960M12","1960-12-01",false,{"$error":"#N/A"},{"$f":"INDEX(I20:CA20,$H$5)","v":"…"},1.63000011444,1.63000011444,1.63000011444,"…","…","…",0.14000000000000001,0.40477399635,"…","…",0.52380000000000004,0.90059999999999996,0.69686429999999999,1.0297000000000001,0.93030089999999999,1.1214010000000001,1.0374000000000001,252,"…","…",301,223,"…",93,259,79,"…","…",19.62896467785,40,36,112.66,"…","…","…","…",58.05,"…",0.14899999999999999,0.1188,0.66579999999999995,0.30428324670000001,"…",1.5211878000000001,0.12235641,0.13007257999999999,6.3500000000000001E-2,1736.87,"…",31.94,"…",149.17497836621001,"…",0.66490000000000005,"…",0.61950000000000005,13,"...",53,42.25,28.5,511.47183227539,11.42,636.91,179.2,2189.1999999999998,1631,228.2,35.270000000000003,83.5,0.91369999999999996]
[null,null,13,"1961M01","1961-01-01",false,{"$error":"#N/A"},{"$f":"INDEX(I21:CA21,$H$5)","v":"…"},1.57,1.57,1.57,"…","…","…",0.15,0.40477399635,"…","…",0.48499999999999999,0.91449999999999998,0.67658229999999997,0.95179999999999998,0.89250090000000004,0.97860100000000005,0.98419959999999995,269,"…","…",331,223,"…",102,278,85.4,"…","…",20.276955512939999,43,38,113.47,"…","…","…","…",58.79,"…",0.127,0.1143,0.6371,0.30611670552999998,"…",1.5211878000000001,0.124340568,0.12786796,6.4600000000000005E-2,1563.19,"…",33.06,"…",151.97728078764999,"…",0.66359999999999997,"…",0.59970000000000001,13,"...",52,42.25,30,511.47183227539,11.02,606.71,175.9,2162.6999999999998,1711,218,35.25,83.5,0.91369999999999996]
[null,null,14,"1961M02","1961-02-01",false,{"$error":"#N/A"},{"$f":"INDEX(I22:CA22,$H$5)","v":"…"},1.57,1.57,1.57,"…","…","…",0.15,0.40477399635,"…","…",0.48809999999999998,0.91669999999999996,0.67658229999999997,0.95179999999999998,0.89250090000000004,0.97860100000000005,0.98419959999999995,281,"…","…",349,228,"…",114,303,94.6,"…","…",20.531742813849998,44,39,109.52,"…","…","…","…",59.16,"…",0.127,0.1116,0.63929999999999998,0.30827661225000003,"…",1.543234,0.124340568,0.12566334000000001,6.2600000000000003E-2,1563.19,"…",33.06,"…",151.97728078764999,"…",0.6784,"…",0.57540000000000002,13,"...",52,42.25,30,511.47183227539,11.02,616.63,179.9,2187,1711,228.2,35.25,83.5,0.91369999999999996]
[null,null,15,"1961M03","1961-03-01",false,{"$error":"#N/A"},{"$f":"INDEX(I23:CA23,$H$5)","v":"…"},1.57,1.57,1.57,"…","…","…",0.15,0.40477399635,"…","…",0.45810000000000001,0.91049999999999998,0.66842539999999995,0.95179999999999998,0.89250090000000004,0.97860100000000005,0.98419959999999995,276,"…","…",373,231,"…",121,311,98.5,"…","…",20.387849192800001,44,39,117.65,"…","…","…","…",58.05,"…",0.14308000000000001,0.12379999999999999,0.78259999999999996,0.30963119519999999,"…",1.5211878000000001,0.124340568,0.12345871999999999,6.2600000000000003E-2,1563.19,"…",33.06,"…",151.97728078764999,"…",0.67479999999999996,"…",0.61509999999999998,13,"...",52,42.25,30,511.47183227539,11.02,621.26,181.7,2248.6999999999998,1711,233.2,35.25,83.5,0.91369999999999996]
[null,null,16,"1961M04","1961-04-01",false,{"$error":"#N/A"},{"$f":"INDEX(I24:CA24,$H$5)","v":"…"},1.57,1.57,1.57,"…","…","…",0.15,0.40477399635,"…","…",0.43540000000000001,0.90169999999999995,0.66445719999999997,0.95179999999999998,0.89250090000000004,0.97860100000000005,0.98419959999999995,269,"…","…",369,233,"…",129,322,110.7,"…","…",20.142683211790001,43,38,115.17,"…","…","…","…",57.32,"…",0.14308000000000001,0.1293,0.70989999999999998,0.31200864933,"…",1.5211878000000001,0.124340568,0.12345871999999999,6.6799999999999998E-2,1563.19,"…",33.06,"…",151.97728078764999,"…",0.67259999999999998,"…",0.63929999999999998,13,"...",52,42.25,30,511.47183227539,11.02,631.84,185,2308.1999999999998,1711,231.3,35.25,83.5,0.91369999999999996]
[null,null,17,"1961M05","1961-05-01",false,{"$error":"#N/A"},{"$f":"INDEX(I25:CA25,$H$5)","v":"…"},1.57,1.57,1.57,"…","…","…",0.15,0.40477399635,"…","…",0.48480000000000001,0.89290000000000003,0.66225259999999997,0.95179999999999998,0.89250090000000004,0.97860100000000005,0.98419959999999995,258,"…","…",352,234,"…",122,314,109.1,"…","…",20.25290293794,45,42,119.42,"…","…","…","…",55.85,"…",0.129,0.1293,0.6371,0.31264425820000002,"…",1.4991416,0.124340568,0.13007257999999999,7.0300000000000001E-2,1563.19,"…",33.06,"…",151.97728078764999,"…",0.67810000000000004,"…",0.64370000000000005,13,"...",52,42.25,30,511.47183227539,11.02,668.44,183.6,2376.6,1711,227.1,35.25,83.5,0.91369999999999996]
[null,null,18,"1961M06","1961-06-01",false,{"$error":"#N/A"},{"$f":"INDEX(I26:CA26,$H$5)","v":"…"},1.57,1.57,1.57,"…","…","…",0.15,0.40477399635,"…","…",0.49070000000000003,0.8891,0.66644119999999996,0.95179999999999998,0.89250090000000004,0.97860100000000005,0.98419959999999995,243,"…","…",330,233,"…",114,295,98.5,"…","…",19.884612191519999,44,45,121.4,"…","…","…","…",54.38,"…",0.121,0.19320000000000001,0.67679999999999996,0.31210954492999998,"…",1.5211878000000001,0.124340568,0.13007257999999999,6.5500000000000003E-2,1563.19,"…",33.06,"…",151.97728078764999,"…",0.6764,"…",0.60629999999999995,13,"...",52,42.25,30,511.47183227539,11.02,652.12,178.4,2467,1711,217.8,35.25,83.5,0.91369999999999996]
[null,null,19,"1961M07","1961-07-01",false,{"$error":"#N/A"},{"$f":"INDEX(I27:CA27,$H$5)","v":"…"},1.57,1.57,1.57,"…","…","…",0.15,0.40477399635,"…","…",0.4753,0.89290000000000003,0.66842539999999995,0.95179999999999998,0.89250090000000004,0.97860100000000005,0.98419959999999995,245,"…","…",328,229,"…",112,282,99.9,"…","…",20.443309274600001,45,45,123.41,"…","…","…","…",56.59,"…",0.13200000000000001,0.13300000000000001,0.66800000000000004,0.31312891829,"…",1.5652801999999999,0.124340568,0.12786796,6.0900000000000003E-2,1563.19,"…",33.06,"…",151.97728078764999,"…",0.67569999999999997,"…",0.60850000000000004,13,"...",52,42.25,30,511.47183227539,11.02,633.39,178.8,2519.9,1711,214.7,35.25,83.5,0.91369999999999996]
[null,null,20,"1961M08","1961-08-01",false,{"$error":"#N/A"},{"$f":"INDEX(I28:CA28,$H$5)","v":"…"},1.57,1.57,1.57,"…","…","…",0.15,0.40477399635,"…","…",0.47949999999999998,0.89349999999999996,0.66842539999999995,0.95179999999999998,0.89250090000000004,0.97860100000000005,0.98419959999999995,248,"…","…",321,226,"…",101,276,102.5,"…","…",20.67747910456,44,44,119.63,"…","…","…","…",58.79,"…",0.13200000000000001,0.13300000000000001,0.69450000000000001,0.31430717108,"…",1.8077884,0.124340568,0.1212541,5.3600000000000002E-2,1563.19,"…",33.06,"…",151.97728078764999,"…",0.67169999999999996,"…",0.61509999999999998,13,"...",52,42.25,30,511.47183227539,11.02,636.47,178.4,2605.9,1711,210.8,35.25,83.5,0.91369999999999996]
[null,null,21,"1961M09","1961-09-01",false,{"$error":"#N/A"},{"$f":"INDEX(I29:CA29,$H$5)","v":"…"},1.57,1.57,1.57,"…","…","…",0.15,0.40477399635,"…","…",0.46500000000000002,0.8891,0.67239360000000004,0.95179999999999998,0.89250090000000004,0.97860100000000005,0.98419959999999995,243,"…","…",301,226,"…",98,267,92,"…","…",20.72334962931,43,45,118.99,"…","…","…","…",59.89,"…",0.1459,0.13300000000000001,0.70550000000000002,0.31369094446000001,"…",1.8959732,0.124340568,0.1212541,5.4199999999999998E-2,1563.19,"…",33.06,"…",151.97728078764999,"…",0.67369999999999997,"…",0.61729999999999996,13,"...",52,42.25,30,511.47183227539,11.02,632.72,176.4,2630.1,1711,203.7,35.25,83.5,0.91369999999999996]
[null,null,22,"1961M10","1961-10-01",false,{"$error":"#N/A"},{"$f":"INDEX(I30:CA30,$H$5)","v":"…"},1.57,1.57,1.57,"…","…","…",0.15,0.40477399635,"…","…",0.46029999999999999,0.88519999999999999,0.67239360000000004,0.95179999999999998,0.89250090000000004,0.97860100000000005,0.98419959999999995,236,"…","…",293,226,"…",98,270,86.7,"…","…",21.567326153780002,47.64,40,120.32,"…","…","…","…",60.26,"…",0.13200000000000001,0.13300000000000001,0.67459999999999998,0.31372890514000001,"…",1.9400656000000001,0.124340568,0.12345871999999999,5.2699999999999997E-2,1563.19,"…",33.06,"…",151.97728078764999,"…",0.6764,"…",0.59299999999999997,13,"...",52,42.25,30,511.47183227539,11.02,630.29999999999995,172.5,2605.9,1711,198.2,35.25,83.5,0.91369999999999996]
[null,null,23,"1961M11","1961-11-01",false,{"$error":"#N/A"},{"$f":"INDEX(I31:CA31,$H$5)","v":"…"},1.57,1.57,1.57,"…","…","…",0.15,0.40477399635,"…","…",0.48080000000000001,0.88300000000000001,0.67040949999999999,0.95179999999999998,0.89250090000000004,0.97860100000000005,0.98419959999999995,236,"…","…",297,226,"…",100,265,92,"…","…",21.96639030907,48.42,41,128.32,"…","…","…","…",61.73,"…",0.14899999999999999,0.1565,0.6371,0.31536261584000003,"…",1.9621118,0.124340568,0.12566334000000001,5.0900000000000001E-2,1563.19,"…",33.06,"…",151.97728078764999,"…",0.6643,"…",0.5423,13,"...",52,42.25,30,511.47183227539,11.02,632.28,166.4,2667.6,1711,191.8,35.25,83.5,0.92310000000000003]
[null,null,24,"1961M12","1961-12-01",false,{"$error":"#N/A"},{"$f":"INDEX(I32:CA32,$H$5)","v":"…"},1.57,1.57,1.57,"…","…","…",0.15,0.40477399635,"…","…",0.53969999999999996,0.87739999999999996,0.66644119999999996,0.95179999999999998,0.89250090000000004,0.97860100000000005,0.98419959999999995,237,"…","…",319,226,"…",101,265,93,"…","…",22.121876896629999,48.42,41,120.1,"…","…","…","…",62.46,"…",0.13800000000000001,0.1061,0.72089999999999999,0.31634795408999999,"…",2.0282504000000001,0.124340568,0.12786796,4.87E-2,1563.19,"…",33.06,"…",151.97728078764999,"…",0.66049999999999998,"…",0.56000000000000005,13,"...",52,42.25,30,511.47183227539,11.02,634.85,166.7,2619.1,1711,196.9,35.25,83.5,1.0331999999999999]
[null,null,25,"1962M01","1962-01-01",false,{"$error":"#N/A"},{"$f":"INDEX(I33:CA33,$H$5)","v":"…"},1.52,1.52,1.52,"…","…","…",0.16,0.40477399635,"…","…",0.45879999999999999,0.87739999999999996,0.66842539999999995,0.97299999999999998,0.86100089999999996,1.1046009999999999,0.95339960000000001,246.9,"…","…",327.94,235.89,"…",101.41,265,80.2,"…","…",21.797246652470001,48.03,44.53,117.79,"…","…","…","…",60.63,"…",0.13100000000000001,0.10100000000000001,0.76280000000000003,0.31518829480999999,"…",2.0282504000000001,0.126324726,0.12786796,4.65E-2,1404.9,"…",36.39,"…",160.06096878503001,"…",0.65980000000000005,"…",0.57540000000000002,11.5,"...",51,42.25,30,511.47183227539,11.01,635.37,162.9,2610.3000000000002,1761,193.6,35.229999999999997,83.5,1.0427999999999999]
[null,null,26,"1962M02","1962-02-01",false,{"$error":"#N/A"},{"$f":"INDEX(I34:CA34,$H$5)","v":"…"},1.52,1.52,1.52,"…","…","…",0.16,0.40477399635,"…","…",0.4945,0.877,0.66842539999999995,0.97299999999999998,0.86100089999999996,1.1046009999999999,0.95339960000000001,248.6,"…","…",299.27999999999997,237,"…",100.59,259,77.900000000000006,"…","…",21.95367181692,48.03,44.53,119.18,"…","…","…","…",61.36,"…",0.13600000000000001,0.1031,0.75839999999999996,0.31533553019999999,"…",2.0723427999999999,0.126324726,0.12786796,4.9799999999999997E-2,1404.9,"…",36.39,"…",160.06096878503001,"…",0.66310000000000002,"…",0.59519999999999995,11.5,"...",51,42.25,30,504.85797119141,11.01,647.94000000000005,161.9,2623.5,1761,189.6,35.229999999999997,83.5,1.0246999999999999]
[null,null,27,"1962M03","1962-03-01",false,{"$error":"#N/A"},{"$f":"INDEX(I35:CA35,$H$5)","v":"…"},1.52,1.52,1.52,"…","…","…",0.16,0.40477399635,"…","…",0.44140000000000001,0.8609,0.67040949999999999,0.97299999999999998,0.86100089999999996,1.1046009999999999,0.95339960000000001,250.8,"…","…",290.73,223.22,"…",102.79,256,82.5,"…","…",22.17561032843,48.82,45.64,123.75,"…","…","…","…",61.73,"…",0.14899999999999999,0.1072,0.70550000000000002,0.31665114792999999,"…",2.0723427999999999,0.126324726,0.12786796,5.5800000000000002E-2,1404.9,"…",36.39,"…",160.06096878503001,"…",0.66339999999999999,"…",0.57540000000000002,11.5,"...",51,42.25,30,496.03948974609,11.01,647.5,167.1,2652.2,1761,191.4,35.229999999999997,83.5,1.0149999999999999]
[null,null,28,"1962M04","1962-04-01",false,{"$error":"#N/A"},{"$f":"INDEX(I36:CA36,$H$5)","v":"…"},1.52,1.52,1.52,"…","…","…",0.16,0.40477399635,"…","…",0.4647,0.84660000000000002,0.67437769999999997,0.97299999999999998,0.86100089999999996,1.1046009999999999,0.95339960000000001,260.7,"…","…",281.64,220.46,"…",104.44,254,83.7,"…","…",22.27341882951,48.82,46.52,130.84,"…","…","…","…",62.1,"…",0.1459,0.1024,0.65480000000000005,0.31738923354999998,"…",2.0943890000000001,0.126324726,0.12786796,5.7099999999999998E-2,1404.9,"…",36.39,"…",160.06096878503001,"…",0.65980000000000005,"…",0.56659999999999999,11.5,"...",51,42.25,30,496.03948974609,11.01,645.95000000000005,166.7,2614.6999999999998,1761,191.4,35.229999999999997,83.5,1.0149999999999999]
[null,null,29,"1962M05","1962-05-01",false,{"$error":"#N/A"},{"$f":"INDEX(I37:CA37,$H$5)","v":"…"},1.52,1.52,1.52,"…","…","…",0.16,0.40477399635,"…","…",0.46539999999999998,0.8256,0.67239360000000004,0.97299999999999998,0.86100089999999996,1.1046009999999999,0.95339960000000001,253.3,"…","…",270.33999999999997,219.08,"…",103.62,234,85.9,"…","…",22.675147729230002,49.6,47.18,149.13999999999999,"…","…","…","…",63.57,"…",0.13689999999999999,0.1017,0.72970000000000002,0.31828552760000001,"…",2.1605276,0.126324726,0.12786796,5.5300000000000002E-2,1404.9,"…",36.39,"…",160.06096878503001,"…",0.65980000000000005,"…",0.56440000000000001,11.5,"...",51,42.25,30,496.03948974609,11.01,645.73,164.9,2533.1,1761,188.5,35.229999999999997,83.5,1.0149999999999999]
[null,null,30,"1962M06","1962-06-01",false,{"$error":"#N/A"},{"$f":"INDEX(I38:CA38,$H$5)","v":"…"},1.52,1.52,1.52,"…","…","…",0.16,0.40477399635,"…","…",0.47289999999999999,0.80469999999999997,0.67239360000000004,0.97299999999999998,0.86100089999999996,1.1046009999999999,0.95339960000000001,239.5,"…","…",264.58999999999997,216.33,"…",102.24,215,89.4,"…","…",22.832105960450001,49.6,47.18,144.11000000000001,"…","…","…","…",64.3,"…",0.1239,0.1038,0.7893,0.31937532361999998,"…",2.2707586000000002,0.126324726,0.12786796,5.62E-2,1404.9,"…",36.39,"…",160.06096878503001,"…",0.65720000000000001,"…",0.54010000000000002,11.5,"...",51,42.25,30,496.03948974609,11.01,645.51,159,2414.1,1761,184.7,35.229999999999997,83.5,1.0226999999999999]
[null,null,31,"1962M07","1962-07-01",false,{"$error":"#N/A"},{"$f":"INDEX(I39:CA39,$H$5)","v":"…"},1.52,1.52,1.52,"…","…","…",0.16,0.40477399635,"…","…",0.46100000000000002,0.81310000000000004,0.67658229999999997,0.97299999999999998,0.86100089999999996,1.1046009999999999,0.95339960000000001,240.3,"…","…",266.76,212.75,"…",100.86,198,91.7,"…","…",22.922736732760001,48.82,44.34,144.22,"…","…","…","…",65.400000000000006,"…",0.11508,0.108,0.75619999999999998,0.32026978996,"…",2.2707586000000002,0.126324726,0.12786796,6.2100000000000002E-2,1404.9,"…",36.39,"…",160.06096878503001,"…",0.64900000000000002,"…",0.54669999999999996,11.5,"...",51,42.25,30,496.03948974609,11.01,645.51,148.4,2376.6,1761,182.1,35.229999999999997,83.5,1.0355000000000001]
[null,null,32,"1962M08","1962-08-01",false,{"$error":"#N/A"},{"$f":"INDEX(I40:CA40,$H$5)","v":"…"},1.52,1.52,1.52,"…","…","…",0.16,0.40477399635,"…","…",0.45879999999999999,0.81899999999999995,0.68451870000000004,0.97299999999999998,0.86100089999999996,1.1046009999999999,0.95339960000000001,244.7,"…","…",265.10000000000002,209.16,"…",95.35,198,94,"…","…",22.87706753977,47.24,42.55,142.91999999999999,"…","…","…","…",66.510000000000005,"…",0.11509999999999999,0.108,0.74519999999999997,0.32115812178999997,"…",2.3809895999999999,0.126324726,0.13007257999999999,6.4600000000000005E-2,1404.9,"…",36.39,"…",160.06096878503001,"…",0.63870000000000005,"…",0.53129999999999999,11.5,"...",51,42.25,30,496.03948974609,11.01,645.51,140.69999999999999,2350.1,1761,178.1,35.229999999999997,83.5,1.083]
[null,null,33,"1962M09","1962-09-01",false,{"$error":"#N/A"},{"$f":"INDEX(I41:CA41,$H$5)","v":"…"},1.52,1.52,1.52,"…","…","…",0.16,0.40477399635,"…","…",0.45,0.8256,0.69465969999999999,0.97299999999999998,0.86100089999999996,1.1046009999999999,0.95339960000000001,246.6,"…","…",268.69,205.3,"…",95.35,198,102,"…","…",22.864260300200002,47.64,42.55,140.63999999999999,"…","…","…","…",65.77,"…",0.11899999999999999,0.108,0.80030000000000001,0.322833288,"…",2.5353129999999999,0.126324726,0.12786796,6.2600000000000003E-2,1404.9,"…",36.39,"…",160.06096878503001,"…",0.627,"…",0.54010000000000002,11.5,"...",51,42.25,30,496.03948974609,11.01,645.51,143.1,2350.1,1761,176.6,35.229999999999997,83.5,1.1546000000000001]
[null,null,34,"1962M10","1962-10-01",false,{"$error":"#N/A"},{"$f":"INDEX(I42:CA42,$H$5)","v":"…"},1.52,1.52,1.52,"…","…","…",0.16,0.40477399635,"…","…",0.4365,0.81089999999999995,0.69465969999999999,0.97299999999999998,0.86100089999999996,1.1046009999999999,0.95339960000000001,253.5,"…","…",251.6,196.76,"…",97,212,92.8,"…","…",22.66588606885,47.64,42.77,142.94999999999999,"…","…","…","…",64.3,"…",0.1239,0.108,0.67679999999999996,0.32208198892000001,"…",2.4912206000000001,0.126324726,0.13007257999999999,6.6600000000000006E-2,1404.9,"…",36.39,"…",160.06096878503001,"…",0.62660000000000005,"…",0.56879999999999997,11.5,"...",51,42.25,30,496.03948974609,11.01,645.95000000000005,146.19999999999999,2358.9,1761,181.9,35.229999999999997,83.5,1.206]
[null,null,35,"1962M11","1962-11-01",false,{"$error":"#N/A"},{"$f":"INDEX(I43:CA43,$H$5)","v":"…"},1.52,1.52,1.52,"…","…","…",0.16,0.40477399635,"…","…",0.43830000000000002,0.81240000000000001,0.69267570000000001,0.97299999999999998,0.86100089999999996,1.1046009999999999,0.95339960000000001,257.39999999999998,"…","…",251.05,208.06,"…",100.59,220,94,"…","…",23.537040897090002,48.42,43.43,142.5,"…","…","…","…",68.709999999999994,"…",0.14990000000000001,0.14460000000000001,0.58860000000000001,0.32281075629,"…",2.3809895999999999,0.126324726,0.12786796,7.5399999999999995E-2,1404.9,"…",36.39,"…",160.06096878503001,"…",0.63449999999999995,"…",0.5776,11.5,"...",51,42.25,30,496.03948974609,11.01,645.51,149.69999999999999,2407.4,1761,188.5,35.229999999999997,83.5,1.1917]
[null,null,36,"1962M12","1962-12-01",false,{"$error":"#N/A"},{"$f":"INDEX(I44:CA44,$H$5)","v":"…"},1.52,1.52,1.52,"…","…","…",0.16,0.40477399635,"…","…",0.45329999999999998,0.81789999999999996,0.7169259,0.97299999999999998,0.86100089999999996,1.1046009999999999,0.95339960000000001,272.3,"…","…",254.36,210.82,"…",102.24,215,94,"…","…",23.85507759379,51.18,45.19,121.07,"…","…","…","…",67.61,"…",0.13100000000000001,0.1003,0.60189999999999999,0.32336352213000003,"…",2.2707586000000002,0.126324726,0.13007257999999999,8.8200000000000001E-2,1404.9,"…",36.39,"…",160.06096878503001,"…",0.65300000000000002,"…",0.58199999999999996,11.5,"...",51,42.25,30,496.03948974609,11.01,645.73,152.80000000000001,2365.6,1761,184.7,35.229999999999997,83.5,1.1987000000000001]
[null,null,37,"1963M01","1963-01-01",false,{"$error":"#N/A"},{"$f":"INDEX(I45:CA45,$H$5)","v":"…"},1.5,1.5,1.5,"…","…","…",0.16,0.39135113794999998,"…","…",0.49909999999999999,0.82669999999999999,0.65211160000000001,0.95289999999999997,0.81480079999999999,1.083601,0.96039960000000002,278.89999999999998,"…","…",261.25,217.71,"…",107.47,223,92.3,"…","…",24.08490904168,52.75,46.52,121.77,"…","…","…","…",67.239999999999995,"…",0.13100000000000001,8.0100000000000005E-2,0.57099999999999995,0.32366461983,"…",2.2928047999999999,0.12676565000000001,0.13448182,0.1157,1343.61,"…",36.67,"…",160.72484756487,"…",0.65810000000000002,"…",0.57320000000000004,11.5,"...",52,42.25,30,496.03948974609,11.02,645.51,149.4,2350.1,1741,186.3,35.090000000000003,83.5,1.2438]
[null,null,38,"1963M02","1963-02-01",false,{"$error":"#N/A"},{"$f":"INDEX(I46:CA46,$H$5)","v":"…"},1.5,1.5,1.5,"…","…","…",0.16,0.39135113794999998,"…","…",0.54390000000000005,0.80310000000000004,0.61375210000000002,0.95289999999999997,0.81480079999999999,1.083601,0.96039960000000002,272.5,"…","…",264.83,217.71,"…",109.96,231,92.3,"…","…",24.368774699269999,53.15,47.18,123.35,"…","…","…","…",68.34,"…",0.13100000000000001,8.0600000000000005E-2,0.55559999999999998,0.32448775452,"…",2.2928047999999999,0.12676565000000001,0.13668643999999999,0.1305,1343.61,"…",36.67,"…",160.72484756487,"…",0.65459999999999996,"…",0.56440000000000001,11.5,"...",52,42.25,30,496.03948974609,11.02,645.51,150.6,2350.1,1742,191.6,35.090000000000003,83.5,1.2564]
[null,null,39,"1963M03","1963-03-01",false,{"$error":"#N/A"},{"$f":"INDEX(I47:CA47,$H$5)","v":"…"},1.5,1.5,1.5,"…","…","…",0.16,0.39135113794999998,"…","…",0.53180000000000005,0.81089999999999995,0.61573619999999996,0.95289999999999997,0.81480079999999999,1.083601,0.96039960000000002,272.5,"…","…",264.27999999999997,217.71,"…",109.13,229,90.1,"…","…",24.463360895099999,52.36,47.18,123.28,"…","…","…","…",69.45,"…",0.13100000000000001,8.4699999999999998E-2,0.56220000000000003,0.32497767592999999,"…",2.2928047999999999,0.12676565000000001,0.14109568,0.1431,1343.61,"…",36.94,"…",161.36281156287001,"…",0.64949999999999997,"…",0.54449999999999998,11.5,"...",52,42.25,30,496.03948974609,11.02,645.51,153.69999999999999,2358.9,1742,197.5,35.090000000000003,83.5,1.2714000000000001]
[null,null,40,"1963M04","1963-04-01",false,{"$error":"#N/A"},{"$f":"INDEX(I48:CA48,$H$5)","v":"…"},1.5,1.5,1.5,"…","…","…",0.16,0.39135113794999998,"…","…",0.56310000000000004,0.80800000000000005,0.61573619999999996,0.95289999999999997,0.81480079999999999,1.083601,0.96039960000000002,278.3,"…","…",261.52,217.71,"…",107.2,229,86.8,"…","…",24.676750106379998,51.97,46.3,122.38,"…","…","…","…",70.92,"…",0.13100000000000001,9.69E-2,0.65039999999999998,0.32528488073,"…",2.2928047999999999,0.12676565000000001,0.16314187999999999,0.16470000000000001,1343.61,"…",36.94,"…",161.36281156287001,"…",0.64219999999999999,"…",0.54900000000000004,11.5,"...",52,42.25,30,496.03948974609,11.02,645.73,159.4,2427.3000000000002,1741,204.4,35.090000000000003,78.5,1.2728999999999999]
[null,null,41,"1963M05","1963-05-01",false,{"$error":"#N/A"},{"$f":"INDEX(I49:CA49,$H$5)","v":"…"},1.5,1.5,1.5,"…","…","…",0.16,0.39135113794999998,"…","…",0.60760000000000003,0.79700000000000004,0.61176790000000003,0.95289999999999997,0.81480079999999999,1.083601,0.96039960000000002,279.7,"…","…",268.69,217.71,"…",109.13,231,86.8,"…","…",24.244075698789999,52.36,46.52,123.17,"…","…","…","…",67.61,"…",0.13100000000000001,0.1143,0.69,0.32611213603,"…",2.2266661999999999,0.12676565000000001,0.22487124,0.21909999999999999,1343.61,"…",37.78,"…",163.33399554735999,"…",0.6391,"…",0.54010000000000002,11.5,"...",52,42.25,30,496.03948974609,11.02,645.51,167.1,2495.6,1742,209.4,35.090000000000003,78.5,1.2786999999999999]
[null,null,42,"1963M06","1963-06-01",false,{"$error":"#N/A"},{"$f":"INDEX(I50:CA50,$H$5)","v":"…"},1.5,1.5,1.5,"…","…","…",0.16,0.39135113794999998,"…","…",0.56220000000000003,0.79920000000000002,0.61176790000000003,0.95289999999999997,0.81480079999999999,1.083601,0.96039960000000002,282.5,"…","…",274.47000000000003,219.91,"…",108.3,231,90.1,"…","…",23.173049503649999,55.51,48.28,128.13,"…","…","…","…",58.42,"…",0.13100000000000001,0.12039999999999999,0.69,0.32746340893999998,"…",2.2046199999999998,0.12676565000000001,0.17857422000000001,0.21540000000000001,1343.61,"…",37.5,"…",162.67919539459999,"…",0.63890000000000002,"…",0.53129999999999999,11.5,"...",52,42.25,30,496.03948974609,11.02,645.73,179,2500,1742,209.2,35.090000000000003,78.5,1.2767999999999999]
[null,null,43,"1963M07","1963-07-01",false,{"$error":"#N/A"},{"$f":"INDEX(I51:CA51,$H$5)","v":"…"},1.5,1.5,1.5,"…","…","…",0.16,0.39135113794999998,"…","…",0.52490000000000003,0.80640000000000001,0.61573619999999996,0.95289999999999997,0.81480079999999999,1.083601,0.96039960000000002,286.3,"…","…",274.47000000000003,221.84,"…",108.58,229,91,"…","…",23.246436737829999,56.69,48.38,130.63,"…","…","…","…",57.69,"…",0.13100000000000001,9.4E-2,0.75619999999999998,0.32843572303000002,"…",2.0282504000000001,0.12676565000000001,0.16314187999999999,0.19750000000000001,1343.61,"…",36.11,"…",159.39473605820001,"…",0.63849999999999996,"…",0.52029999999999998,11.5,"...",52,42.25,30,496.03948974609,11.02,645.51,179.5,2482.4,1741,204.8,35.090000000000003,78.5,1.2899]
[null,null,44,"1963M08","1963-08-01",false,{"$error":"#N/A"},{"$f":"INDEX(I52:CA52,$H$5)","v":"…"},1.5,1.5,1.5,"…","…","…",0.16,0.39135113794999998,"…","…",0.52100000000000002,0.80469999999999997,0.61176790000000003,0.95289999999999997,0.81480079999999999,1.083601,0.96039960000000002,291.8,"…","…",264.55,224.6,"…",105.82,207,91,"…","…",23.250049880550002,55.51,47.84,129.86000000000001,"…","…","…","…",58.42,"…",0.16800000000000001,9.4E-2,0.83330000000000004,0.32927099146,"…",1.7196035999999999,0.12676565000000001,0.13227720000000001,0.14130000000000001,1343.61,"…",34.72,"…",156.05158283118001,"…",0.64329999999999998,"…",0.49159999999999998,11.5,"...",52,42.25,30,496.03948974609,11.02,645.51,184.7,2495.6,1742,210.3,35.090000000000003,78.95,1.2878000000000001]
[null,null,45,"1963M09","1963-09-01",false,{"$error":"#N/A"},{"$f":"INDEX(I53:CA53,$H$5)","v":"…"},1.5,1.5,1.5,"…","…","…",0.16,0.39135113794999998,"…","…",0.55089999999999995,0.80200000000000005,0.62389309999999998,0.95289999999999997,0.81480079999999999,1.083601,0.96039960000000002,297.60000000000002,"…","…",265.66000000000003,224.6,"…",108.58,204,91,"…","…",23.7462806576,55.9,48.94,130.29,"…","…","…","…",60.63,"…",0.15609999999999999,9.4E-2,0.69669999999999999,0.33010838411999999,"…",1.6755112000000001,0.12676565000000001,0.14991415999999999,0.16070000000000001,1343.61,"…",33.89,"…",154.02590822862999,"…",0.64990000000000003,"…",0.48060000000000003,11.5,"...",52,42.25,30,496.03948974609,11.02,645.51,187,2572.8000000000002,1742,211.2,35.090000000000003,80.75,1.2926]
[null,null,46,"1963M10","1963-10-01",false,{"$error":"#N/A"},{"$f":"INDEX(I54:CA54,$H$5)","v":"…"},1.5,1.5,1.5,"…","…","…",0.16,0.39135113794999998,"…","…",0.58069999999999999,0.80420000000000003,0.62587720000000002,0.95289999999999997,0.81480079999999999,1.083601,0.96039960000000002,303.7,"…","…",275.58,227.35,"…",116.84,234,91,"…","…",24.13976486436,53.15,48.98,128.72,"…","…","…","…",65.040000000000006,"…",0.1759,9.4E-2,0.66800000000000004,0.33094790640999999,"…",1.5873264,0.12676565000000001,0.19400655999999999,0.23039999999999999,1343.61,"…",32.78,"…",151.28085269523999,"…",0.64529999999999998,"…",0.496,11.5,"...",52,42.25,30,507.06259155273,11.02,645.51,192,2590.4,1741,220.9,35.090000000000003,80.5,1.2929999999999999]
[null,null,47,"1963M11","1963-11-01",false,{"$error":"#N/A"},{"$f":"INDEX(I55:CA55,$H$5)","v":"…"},1.5,1.5,1.5,"…","…","…",0.16,0.39135113794999998,"…","…",0.5706,0.80689999999999995,0.63182950000000004,0.95289999999999997,0.81480079999999999,1.083601,0.96039960000000002,303.39999999999998,"…","…",274.47000000000003,230.11,"…",116.02,223,91,"…","…",24.05495380584,52.36,48.98,124.84,"…","…","…","…",65.040000000000006,"…",0.153,9.4E-2,0.63270000000000004,0.33178956376000002,"…",1.653465,0.12676565000000001,0.19180194,0.25419999999999998,1343.61,"…",32.5,"…",150.5816827559,"…",0.64349999999999996,"…",0.496,11.5,"...",52,42.25,30,507.06259155273,11.02,645.73,190.5,2687.4,1742,231.5,35.090000000000003,82.97,1.2929999999999999]
[null,null,48,"1963M12","1963-12-01",false,{"$error":"#N/A"},{"$f":"INDEX(I56:CA56,$H$5)","v":"…"},1.5,1.5,1.5,"…","…","…",0.16,0.39135113794999998,"…","…",0.57230000000000003,0.79979999999999996,0.65211160000000001,0.95289999999999997,0.81480079999999999,1.083601,0.96039960000000002,288.8,"…","…",272.27,231.76,"…",114.09,212,98.8,"…","…",24.281283312949999,53.54,48.98,121.54,"…","…","…","…",65.040000000000006,"…",0.159,8.1100000000000005E-2,0.69,0.33380479678000002,"…",1.6975574,0.12676565000000001,0.18077884,0.22620000000000001,1343.61,"…",33.33,"…",152.64627140931,"…",0.64419999999999999,"…",0.46960000000000002,11.5,"...",52,42.25,30,507.06259155273,11.02,650.14,204.8,2782.2,1742,261,35.090000000000003,83.5,1.2929999999999999]
[null,null,49,"1964M01","1964-01-01",false,{"$error":"#N/A"},{"$f":"INDEX(I57:CA57,$H$5)","v":"…"},1.45,1.45,1.45,"…","…","…",0.15,0.38414980236000001,"…","…",0.55489999999999995,0.92589999999999995,0.70083260000000003,0.92700000000000005,0.81900079999999997,1.039501,0.92259959999999996,286.89999999999998,"…","…",269.79000000000002,232.86,"…",116.84,215,98.8,"…","…",24.393359444910001,55.12,49.6,124.01,"…","…","…","…",64.040000000000006,"…",0.15190000000000001,7.6600000000000001E-2,0.72970000000000002,0.33465371969000002,"…",1.7636959999999999,0.12676565000000001,0.19180194,0.23100000000000001,1488.3,"…",32.78,"…",151.28085269523999,"…",0.65590000000000004,"…",0.45190000000000002,12.5,"...",53,60.5,32.5,507.06259155273,10.24,655.65,217.6,2872.6,1741,264.10000000000002,35.1,88.27,1.2929999999999999]
[null,null,50,"1964M02","1964-02-01",false,{"$error":"#N/A"},{"$f":"INDEX(I58:CA58,$H$5)","v":"…"},1.45,1.45,1.45,"…","…","…",0.15,0.38414980236000001,"…","…",0.50770000000000004,0.94140000000000001,0.72111449999999999,0.92700000000000005,0.81900079999999997,1.039501,0.92259959999999996,271.39999999999998,"…","…",258.49,232.59,"…",112.71,209,95.5,"…","…",24.4243118055,52.75,49.9,119.06,"…","…","…","…",66.14,"…",0.16009999999999999,8.0500000000000002E-2,0.79149999999999998,0.33498084706999998,"…",1.6975574,0.12676565000000001,0.16314187999999999,0.1991,1488.3,"…",32.78,"…",151.28085269523999,"…",0.65559999999999996,"…",0.4718,12.5,"...",53,60.5,32.5,507.06259155273,10.24,693.79,223.1,3060,1742,270.5,35.1,88.5,1.2929999999999999]
[null,null,51,"1964M03","1964-03-01",false,{"$error":"#N/A"},{"$f":"INDEX(I59:CA59,$H$5)","v":"…"},1.45,1.45,1.45,"…","…","…",0.15,0.38414980236000001,"…","…",0.50839999999999996,1.0350999999999999,0.77975609999999995,0.92700000000000005,0.81900079999999997,1.039501,0.92259959999999996,280.5,"…","…",265.10000000000002,232.86,"…",110.51,209,94.4,"…","…",24.8406099752,54.33,48.98,115.11,"…","…","…","…",66.87,"…",0.16489999999999999,8.7099999999999997E-2,0.81569999999999998,0.33562932596,"…",1.6314188000000001,0.12676565000000001,0.14770954,0.16120000000000001,1488.3,"…",31.94,"…",149.17497836621001,"…",0.65480000000000005,"…",0.496,12.5,"...",53,60.5,32.5,524.69946289063,10.24,745.16,223.8,2958.6,1742,277.10000000000002,35.1,88.5,1.2929999999999999]
[null,null,52,"1964M04","1964-04-01",false,{"$error":"#N/A"},{"$f":"INDEX(I60:CA60,$H$5)","v":"…"},1.45,1.45,1.45,"…","…","…",0.15,0.38414980236000001,"…","…",0.47839999999999999,1.0042,0.81613150000000001,0.92700000000000005,0.81900079999999997,1.039501,0.92259959999999996,280.3,"…","…",273.10000000000002,232.86,"…",106.65,204,90,"…","…",25.19431726534,55.51,48.06,116.89,"…","…","…","…",67.61,"…",0.20100000000000001,8.5800000000000001E-2,0.82889999999999997,0.33575985011999998,"…",1.6093725999999999,0.12676565000000001,0.14991415999999999,0.1711,1488.3,"…",30.56,"…",145.65920662297,"…",0.65210000000000001,"…",0.49819999999999998,12.5,"...",53,60.5,32.5,529.10888671875,10.24,861.56,226.8,2879.2,1741,298.7,35.1,88.5,1.2929999999999999]
[null,null,53,"1964M05","1964-05-01",false,{"$error":"#N/A"},{"$f":"INDEX(I61:CA61,$H$5)","v":"…"},1.45,1.45,1.45,"…","…","…",0.15,0.38414980236000001,"…","…",0.47660000000000002,1.0203,0.82847709999999997,0.92700000000000005,0.81900079999999997,1.039501,0.92259959999999996,282.5,"…","…",292.39,232.86,"…",104.72,215,84.5,"…","…",25.610940160159998,55.9,48.06,117.02,"…","…","…","…",69.45,"…",0.20499999999999999,7.9200000000000007E-2,0.87080000000000002,0.33567042602000002,"…",1.6314188000000001,0.12676565000000001,0.13227720000000001,0.1545,1488.3,"…",29.44,"…",142.75178459014001,"…",0.65590000000000004,"…",0.496,12.5,"...",53,60.5,32.5,529.10888671875,10.24,828.28,243.8,2910.1,1742,343,35.1,88.5,1.2929999999999999]
[null,null,54,"1964M06","1964-06-01",false,{"$error":"#N/A"},{"$f":"INDEX(I62:CA62,$H$5)","v":"…"},1.45,1.45,1.45,"…","…","…",0.15,0.38414980236000001,"…","…",0.49540000000000001,1.0053000000000001,0.84655449999999999,0.92700000000000005,0.81900079999999997,1.039501,0.92259959999999996,294.89999999999998,"…","…",317.19,233.96,"…",104.44,212,85.6,"…","…",24.954118393009999,56.3,47.4,119.18,"…","…","…","…",65.040000000000006,"…",0.20699999999999999,8.7099999999999997E-2,0.85540000000000005,0.33667293363,"…",1.8077884,0.12676565000000001,0.12786796,0.11550000000000001,1488.3,"…",29.44,"…",142.75178459014001,"…",0.65939999999999999,"…",0.4894,12.5,"...",53,60.5,32.5,529.10888671875,10.24,808.43,246.3,3265,1742,357.1,35.1,88.5,1.2929999999999999]
[null,null,55,"1964M07","1964-07-01",false,{"$error":"#N/A"},{"$f":"INDEX(I63:CA63,$H$5)","v":"…"},1.45,1.45,1.45,"…","…","…",0.15,0.38414980236000001,"…","…",0.50770000000000004,1.0214000000000001,0.81833610000000001,0.92700000000000005,0.81900079999999997,1.039501,0.92259959999999996,303.7,"…","…",335.1,235.34,"…",102.24,209,84.5,"…","…",25.570036869679999,55.9,47.4,122.61,"…","…","…","…",68.709999999999994,"…",0.16800000000000001,8.4000000000000005E-2,0.94140000000000001,0.33730524234999998,"…",1.8298346000000001,0.12676565000000001,0.12345871999999999,0.10340000000000001,1488.3,"…",29.17,"…",142.04331617563,"…",0.64880000000000004,"…",0.47839999999999999,12.5,"...",53,60.5,32.5,529.10888671875,10.24,854.95,270.89999999999998,3452.4,1741,385.1,35.1,88.5,1.2929999999999999]
[null,null,56,"1964M08","1964-08-01",false,{"$error":"#N/A"},{"$f":"INDEX(I64:CA64,$H$5)","v":"…"},1.45,1.45,1.45,"…","…","…",0.15,0.38414980236000001,"…","…",0.4985,1.0489999999999999,0.81833610000000001,0.92700000000000005,0.81900079999999997,1.039501,0.92259959999999996,303.10000000000002,"…","…",323.52999999999997,235.62,"…",104.44,223,82.5,"…","…",25.424226990680001,54.72,47.62,122.92,"…","…","…","…",68.709999999999994,"…",0.15609999999999999,8.4000000000000005E-2,0.89949999999999997,0.33777958624999999,"…",1.7636959999999999,0.12676565000000001,0.12345871999999999,9.3299999999999994E-2,1488.3,"…",29.17,"…",142.04331617563,"…",0.64370000000000005,"…",0.47839999999999999,12.5,"...",53,60.5,32.5,529.10888671875,10.24,999.33,300.89999999999998,3512,1742,345.2,35.1,88.5,1.2929999999999999]
[null,null,57,"1964M09","1964-09-01",false,{"$error":"#N/A"},{"$f":"INDEX(I65:CA65,$H$5)","v":"…"},1.45,1.45,1.45,"…","…","…",0.15,0.38414980236000001,"…","…",0.51039999999999996,1.0373000000000001,0.78989719999999997,0.92700000000000005,0.81900079999999997,1.039501,0.92259959999999996,302.60000000000002,"…","…",346.68,237.55,"…",109.96,243,92.2,"…","…",25.59364599721,55.12,48.5,123.44,"…","…","…","…",69.08,"…",0.1759,8.4000000000000005E-2,0.81789999999999996,0.34021397486999999,"…",1.8959732,0.12676565000000001,0.12345871999999999,7.8299999999999995E-2,1488.3,"…",28.89,"…",141.30541463610001,"…",0.6482,"…",0.49819999999999998,12.5,"...",53,60.5,32.5,529.10888671875,10.24,1162.05,300.89999999999998,3933,1742,355.1,35.1,88.5,1.2929999999999999]
[null,null,58,"1964M10","1964-10-01",false,{"$error":"#N/A"},{"$f":"INDEX(I66:CA66,$H$5)","v":"…"},1.45,1.45,1.45,"…","…","…",0.15,0.38414980236000001,"…","…",0.50900000000000001,1.0379,0.77380380000000004,0.92700000000000005,0.81900079999999997,1.039501,0.92259959999999996,311.39999999999998,"…","…",370.65,250.77,"…",114.09,270,88.9,"…","…",25.195592894899999,52.8,47.4,121.48,"…","…","…","…",68.709999999999994,"…",0.16400000000000001,8.4000000000000005E-2,0.84440000000000004,0.34051048536,"…",1.9180193999999999,0.12676565000000001,0.12566334000000001,7.6899999999999996E-2,1488.3,"…",28.89,"…",141.30541463610001,"…",0.64600000000000002,"…",0.5181,12.5,"...",53,60.5,32.5,529.10888671875,10.24,1358.27,331.8,4371.8,1741,334.4,35.1,88.5,1.2929999999999999]
[null,null,59,"1964M11","1964-11-01",false,{"$error":"#N/A"},{"$f":"INDEX(I67:CA67,$H$5)","v":"…"},1.45,1.45,1.45,"…","…","…",0.15,0.38414980236000001,"…","…",0.52010000000000001,1.034,0.78791299999999997,0.92700000000000005,0.81900079999999997,1.039501,0.92259959999999996,314.39999999999998,"…","…",359.63,254.91,"…",117.67,270,84.5,"…","…",25.11402177958,52.8,47.18,120.97,"…","…","…","…",67.98,"…",0.16489999999999999,8.4000000000000005E-2,0.83560000000000001,0.34059879992999997,"…",2.0943890000000001,0.12676565000000001,0.12345871999999999,7.2499999999999995E-2,1488.3,"…",29.44,"…",142.75178459014001,"…",0.64129999999999998,"…",0.50929999999999997,12.5,"...",53,60.5,32.5,529.10888671875,10.24,1400.37,365.1,4105,1742,344.6,35.1,88.5,1.2929999999999999]
[null,null,60,"1964M12","1964-12-01",false,{"$error":"#N/A"},{"$f":"INDEX(I68:CA68,$H$5)","v":"…"},1.45,1.45,1.45,"…","…","…",0.15,0.38414980236000001,"…","…",0.50180000000000002,1.0053000000000001,0.76366279999999997,0.92700000000000005,0.81900079999999997,1.039501,0.92259959999999996,326,"…","…",372.86,261.25,"…",121.8,317,86.7,"…","…",25.405418292450001,54.33,48.72,119.08,"…","…","…","…",67.98,"…",0.12609999999999999,9.1700000000000004E-2,0.85980000000000001,0.34180254245000002,"…",2.1164352000000002,0.12456103,0.13227720000000001,5.91E-2,1488.3,"…",30.56,"…",145.65920662297,"…",0.64259999999999995,"…",0.50039999999999996,12.5,"...",53,60.5,32.5,540.1318359375,10.24,1269.2,383.6,3633.2,1742,343,35.1,88.5,1.2929999999999999]
[null,null,61,"1965M01","1965-01-01",false,{"$error":"#N/A"},{"$f":"INDEX(I69:CA69,$H$5)","v":"…"},1.42,1.42,1.42,"…","…","…",0.16,0.41076610522000001,"…","…",0.47,1.0119,0.62830220000000003,1.0003,0.84630090000000002,1.142401,1.0122,337.6,"…","…",361.28,266.20999999999998,"…",123.46,284,92.4,"…","…",25.37793498764,55.9,49.82,114.61,"…","…","…","…",66.14,"…",0.127,7.5899999999999995E-2,0.85250000000000004,0.34356775693000002,"…",2.0943890000000001,0.12456103,0.13889106000000001,5.1299999999999998E-2,1265.4100000000001,"…",30.56,"…",145.65920662297,"…",0.64239999999999997,"…",0.51370000000000005,14,"...",54,65.75,29.5,540.1318359375,10.24,1000.68,347.9,3456.8,1735,322.3,35.119999999999997,93,1.2929999999999999]
[null,null,62,"1965M02","1965-02-01",false,{"$error":"#N/A"},{"$f":"INDEX(I70:CA70,$H$5)","v":"…"},1.42,1.42,1.42,"…","…","…",0.16,0.41076610522000001,"…","…",0.41909999999999997,1.0384,0.63712049999999998,1.0003,0.84630090000000002,1.142401,1.0122,356.9,"…","…",373.13,283.02,"…",128.41999999999999,303,96,"…","…",24.67937518051,56.69,49.82,115.94,"…","…","…","…",61.36,"…",0.15809999999999999,7.6999999999999999E-2,0.85189999999999999,0.34520181425000002,"…",2.0062042,0.12456103,0.13889106000000001,4.7600000000000003E-2,1265.4100000000001,"…",33.33,"…",152.64627140931,"…",0.67369999999999997,"…",0.5181,14,"...",54,65.75,29.5,540.1318359375,10.24,1179.9100000000001,389.6,3390.7,1735,320.3,35.119999999999997,98.5,1.2929999999999999]
[null,null,63,"1965M03","1965-03-01",false,{"$error":"#N/A"},{"$f":"INDEX(I71:CA71,$H$5)","v":"…"},1.42,1.42,1.42,"…","…","…",0.16,0.41076610522000001,"…","…",0.35299999999999998,0.9899,0.57980169999999998,1.0003,0.84630090000000002,1.142401,1.0122,356.9,"…","…",344.2,292.11,"…",124.84,300,93.6,"…","…",24.710340438079999,57.08,48.94,115.56,"…","…","…","…",60.99,"…",0.15190000000000001,7.8E-2,0.85140000000000005,0.34590283672,"…",2.0282504000000001,0.12456103,0.13227720000000001,5.3400000000000003E-2,1265.4100000000001,"…",34.17,"…",154.71179313920999,"…",0.64639999999999997,"…",0.52029999999999998,14,"...",54,65.75,29.5,540.1318359375,10.24,1237.23,395.3,3584.7,1735,315.89999999999998,35.119999999999997,98.5,1.2929999999999999]
[null,null,64,"1965M04","1965-04-01",false,{"$error":"#N/A"},{"$f":"INDEX(I72:CA72,$H$5)","v":"…"},1.42,1.42,1.42,"…","…","…",0.16,0.41076610522000001,"…","…",0.34570000000000001,0.97440000000000004,0.54695360000000004,1.0003,0.84630090000000002,1.142401,1.0122,356.9,"…","…",325.73,297.62,"…",123.46,295,94.8,"…","…",24.604843525650001,57.48,47.84,113.29,"…","…","…","…",59.89,"…",0.16200000000000001,9.2100000000000001E-2,0.85270000000000001,0.34716961774999999,"…",2.0723427999999999,0.12456103,0.13227720000000001,5.1200000000000002E-2,1265.4100000000001,"…",35.56,"…",158.07910827788999,"…",0.64929999999999999,"…",0.53349999999999997,14,"...",54,65.75,29.5,540.1318359375,10.24,1348.34,353,3944.1,1735,315.89999999999998,35.119999999999997,98.5,1.2929999999999999]
[null,null,65,"1965M05","1965-05-01",false,{"$error":"#N/A"},{"$f":"INDEX(I73:CA73,$H$5)","v":"…"},1.42,1.42,1.42,"…","…","…",0.16,0.41076610522000001,"…","…",0.3276,0.96120000000000005,0.48720980000000003,1.0003,0.84630090000000002,1.142401,1.0122,356.9,"…","…",293.76,303.13,"…",118.5,256,93.6,"…","…",24.68019173743,58.66,47.84,111.77,"…","…","…","…",59.16,"…",0.14990000000000001,0.14630000000000001,0.84040000000000004,0.34806174503999998,"…",2.0502965999999998,0.12456103,0.13668643999999999,4.9599999999999998E-2,1265.4100000000001,"…",35.56,"…",158.07910827788999,"…",0.65039999999999998,"…",0.53129999999999999,14,"...",54,65.75,29.5,540.1318359375,15.3,1378.55,302,4215.2,1735,323.39999999999998,35.119999999999997,98.5,1.2929999999999999]
[null,null,66,"1965M06","1965-06-01",{"$f":"C74>=$F$6","v":false},{"$f":"IF(F74,E74,NA())","v":{"$error":"#N/A"}},{"$f":"INDEX(I74:CA74,$H$5)","v":"…"},1.42,1.42,1.42,"…","…","…",0.16,0.41076610522000001,"…","…",0.29060000000000002,0.98109999999999997,0.61309060000000004,1.0003,0.84630090000000002,1.142401,1.0122,420.5,"…","…",296.52,294.87,"…",122.08,256,93.6,"…","…",24.449309547799999,58.26,47.84,110.88,"…","…","…","…",58.05,"…",0.16600000000000001,0.11,0.86180000000000001,0.34914624691000001,"…",1.9621118,0.12456103,0.13668643999999999,4.1200000000000001E-2,1265.4100000000001,"…",35.56,"…",158.07910827788999,"…",0.629,"…",0.52249999999999996,14,"...",54,65.75,29.5,540.1318359375,10.24,1308.8800000000001,278.7,4131.5,1735,314.39999999999998,35.119999999999997,98.5,1.2929999999999999]
[null,null,67,"1965M07",{"$f":"EDATE(E74,1)","v":"1965-07-01"},false,{"$error":"#N/A"},{"$f":"INDEX(I75:CA75,$H$5)","v":"…"},1.42,1.42,1.42,"…","…","…",0.16,0.41076610522000001,"…","…",0.25900000000000001,0.98109999999999997,0.71626449999999997,1.0003,0.84630090000000002,1.142401,1.0122,372.6,"…","…",301.76,279.99,"…",119.88,248,101.8,"…","…",24.119177946930002,56.69,47.84,112.04,"…","…","…","…",57.32,"…",0.17699999999999999,9.6000000000000002E-2,0.88070000000000004,0.35149371578999999,"…",1.9400656000000001,0.12456103,0.13448182,4.0800000000000003E-2,1265.4100000000001,"…",35.56,"…",158.07910827788999,"…",0.63490000000000002,"…",0.49380000000000002,14,"...",54,65.75,29.5,540.1318359375,10.24,1134.06,271.60000000000002,3966.1,1735,310.39999999999998,35.119999999999997,98.5,1.2929999999999999]
[null,null,68,"1965M08","1965-08-01",false,{"$error":"#N/A"},{"$f":"INDEX(I76:CA76,$H$5)","v":"…"},1.42,1.42,1.42,"…","…","…",0.16,0.41076610522000001,"…","…",0.32579999999999998,1.0008999999999999,0.79496770000000005,1.0003,0.84630090000000002,1.142401,1.0122,334.8,"…","…",299.27999999999997,257.66000000000003,"…",110.78,234,96,"…","…",23.99647841614,55.12,47.4,116.92,"…","…","…","…",57.69,"…",0.17,9.6000000000000002E-2,0.89419999999999999,0.35170583883000001,"…",1.8739269999999999,0.12456103,0.13668643999999999,3.7699999999999997E-2,1265.4100000000001,"…",35.56,"…",158.07910827788999,"…",0.63119999999999998,"…",0.48280000000000001,14,"...",54,65.75,29.5,540.1318359375,10.24,1209.9000000000001,272,4091.8,1735,303.60000000000002,35.119999999999997,98.5,1.2929999999999999]
[null,null,69,"1965M09","1965-09-01",false,{"$error":"#N/A"},{"$f":"INDEX(I77:CA77,$H$5)","v":"…"},1.42,1.42,1.42,"…","…","…",0.16,0.41076610522000001,"…","…",0.3649,0.99870000000000003,0.77755160000000001,1.0003,0.84630090000000002,1.142401,1.0122,312,"…","…",308.92,246.64,"…",106.1,248,105.3,"…","…",23.993643982830001,53.93,47.4,126.55,"…","…","…","…",58.42,"…",0.18210000000000001,9.6000000000000002E-2,0.91320000000000001,0.3541989753,"…",1.8959732,0.12456103,0.13668643999999999,3.9E-2,1265.4100000000001,"…",36.11,"…",159.39473605820001,"…",0.63100000000000001,"…",0.47620000000000001,14,"...",54,65.75,29.5,540.1318359375,10.24,1327.84,289.2,4208.6000000000004,1735,299.60000000000002,35.119999999999997,98.5,1.2929999999999999]
[null,null,70,"1965M10","1965-10-01",false,{"$error":"#N/A"},{"$f":"INDEX(I78:CA78,$H$5)","v":"…"},1.42,1.42,1.42,"…","…","…",0.16,0.41076610522000001,"…","…",0.37059999999999998,1.0097,0.80731319999999995,1.0003,0.84630090000000002,1.142401,1.0122,331,"…","…",324.08,250.22,"…",104.44,284,97.1,"…","…",23.595577371520001,51.57,46.52,126.65,"…","…","…","…",58.05,"…",0.18890000000000001,9.6000000000000002E-2,0.92920000000000003,0.35407337028000002,"…",1.9180193999999999,0.12456103,0.13889106000000001,4.2799999999999998E-2,1265.4100000000001,"…",36.11,"…",159.39473605820001,"…",0.62450000000000006,"…",0.4718,14,"...",54,65.75,29.5,540.1318359375,10.24,1401.92,306.89999999999998,4010.2,1735,307.8,35.119999999999997,98.5,1.2929999999999999]
[null,null,71,"1965M11","1965-11-01",false,{"$error":"#N/A"},{"$f":"INDEX(I79:CA79,$H$5)","v":"…"},1.42,1.42,1.42,"…","…","…",0.16,0.41076610522000001,"…","…",0.39860000000000001,1.0250999999999999,0.75682859999999996,1.0003,0.84630090000000002,1.142401,1.0122,334.8,"…","…",336.2,250.22,"…",107.47,276,103,"…","…",23.634747044929998,51.57,46.3,129.19999999999999,"…","…","…","…",58.05,"…",0.15190000000000001,9.6000000000000002E-2,0.90939999999999999,0.35607334770999999,"…",2.0062042,0.12456103,0.13668643999999999,3.7699999999999997E-2,1265.4100000000001,"…",36.11,"…",159.39473605820001,"…",0.62280000000000002,"…",0.4894,14,"...",54,65.75,29.5,540.1318359375,10.24,1469.16,299.2,3820.6,1735,298.7,35.119999999999997,98.5,1.2929999999999999]
[null,null,72,"1965M12","1965-12-01",false,{"$error":"#N/A"},{"$f":"INDEX(I80:CA80,$H$5)","v":"…"},1.42,1.42,1.42,"…","…","…",0.16,0.41076610522000001,"…","…",0.45879999999999999,1.0318000000000001,0.79364489999999999,1.0003,0.84630090000000002,1.142401,1.0122,330.7,"…","…",322.14999999999998,248.57,"…",112.99,256,97.1,"…","…",24.296005810560001,55.12,47.62,132.06,"…","…","…","…",58.42,"…",0.12809999999999999,9.2700000000000005E-2,0.94199999999999995,0.35628327393999998,"…",2.0062042,0.12456103,0.13448182,3.8300000000000001E-2,1265.4100000000001,"…",36.11,"…",159.39473605820001,"…",0.61950000000000005,"…",0.50490000000000002,14,"...",54,65.75,29.5,540.1318359375,10.24,1517.66,300.7,3869.1,1735,302.7,35.119999999999997,98.5,1.2929999999999999]
[null,null,73,"1966M01","1966-01-01",false,{"$error":"#N/A"},{"$f":"INDEX(I81:CA81,$H$5)","v":"…"},1.36,1.36,1.36,"…","…","…",0.16,0.42492866513999999,"…","…",0.47310000000000002,1.0119,0.80158130000000005,0.95989999999999998,0.76020080000000001,1.2054009999999999,0.9141996,355.5,"…","…",307.27,246.92,"…",119.6,267,101.93,"…","…",24.632156512150001,57.08,47.62,125.51,"…","…","…","…",58.42,"…",0.129,9.1399999999999995E-2,0.96760000000000002,0.35813582505000002,"…",2.314851,0.13095442800000001,0.13889106000000001,5.3100000000000001E-2,1581.22,"…",36.11,"…",159.39473605820001,"…",0.61950000000000005,"…",0.50509999999999999,13,"...",50,59.25,27.5,540.1318359375,9.52,1679.04,301.2,3926.4,1739,302.7,35.130000000000003,98.5,1.2929999999999999]
[null,null,74,"1966M02","1966-02-01",false,{"$error":"#N/A"},{"$f":"INDEX(I82:CA82,$H$5)","v":"…"},1.36,1.36,1.36,"…","…","…",0.16,0.42492866513999999,"…","…",0.4718,0.97219999999999995,0.75771029999999995,0.95989999999999998,0.76020080000000001,1.2054009999999999,0.9141996,348.6,"…","…",299.69,248.02,"…",121.8,273,99.1,"…","…",24.744632186930001,57.08,48.5,124.79,"…","…","…","…",58.79,"…",0.14299999999999999,7.2800000000000004E-2,0.96409999999999996,0.35856747324999999,"…",2.314851,0.13095442800000001,0.13889106000000001,4.8899999999999999E-2,1581.22,"…",36.94,"…",161.36281156287001,"…",0.61950000000000005,"…",0.50660000000000005,13,"...",50,59.25,27.5,540.1318359375,9.52,1874.37,291.5,3877.9,1739,299.8,35.130000000000003,98.5,1.2929999999999999]
[null,null,75,"1966M03","1966-03-01",false,{"$error":"#N/A"},{"$f":"INDEX(I83:CA83,$H$5)","v":"…"},1.36,1.36,1.36,"…","…","…",0.16,0.42492866513999999,"…","…",0.48959999999999998,0.9546,0.74382159999999997,0.95989999999999998,0.76020080000000001,1.2054009999999999,0.9141996,338.4,"…","…",292.8,245.26,"…",119.88,265,92.5,"…","…",24.547821105659999,55.51,47.4,131.72999999999999,"…","…","…","…",58.79,"…",0.1731,8.5000000000000006E-2,1.0672999999999999,0.35837460202999999,"…",2.314851,0.13095442800000001,0.13668643999999999,4.7199999999999999E-2,1581.22,"…",36.94,"…",161.36281156287001,"…",0.63900000000000001,"…",0.50309999999999999,13,"...",50,59.25,27.5,540.1318359375,9.52,1874.81,292.8,3772.1,1739,300.7,35.130000000000003,99.65,1.2929999999999999]
[null,null,76,"1966M04","1966-04-01",false,{"$error":"#N/A"},{"$f":"INDEX(I84:CA84,$H$5)","v":"…"},1.36,1.36,1.36,"…","…","…",0.16,0.42492866513999999,"…","…",0.5333,0.9546,0.76057629999999998,0.95989999999999998,0.76020080000000001,1.2054009999999999,0.9141996,331.2,"…","…",285.77,233.69,"…",122.08,267,96.9,"…","…",24.648170335820001,55.9,46.96,143.04,"…","…","…","…",58.79,"…",0.18920000000000001,9.1399999999999995E-2,1.0713999999999999,0.35995302555999997,"…",2.314851,0.13095442800000001,0.13889106000000001,4.5199999999999997E-2,1581.22,"…",36.39,"…",160.06096878503001,"…",0.61839999999999995,"…",0.48480000000000001,13,"...",50,59.25,27.5,540.1318359375,9.52,1907.44,280.39999999999998,3763.3,1739,278.7,35.130000000000003,100,1.2929999999999999]
[null,null,77,"1966M05","1966-05-01",false,{"$error":"#N/A"},{"$f":"INDEX(I85:CA85,$H$5)","v":"…"},1.36,1.36,1.36,"…","…","…",0.16,0.42492866513999999,"…","…",0.51300000000000001,0.94579999999999997,0.76520589999999999,0.95989999999999998,0.76020080000000001,1.2054009999999999,0.9141996,330.7,"…","…",288.31,225.7,"…",124.84,256,102.4,"…","…",24.56941687658,55.12,46.96,140.86000000000001,"…","…","…","…",58.79,"…",0.18410000000000001,8.77E-2,1.0429999999999999,0.3616734465,"…",2.314851,0.13095442800000001,0.13889106000000001,4.4999999999999998E-2,1581.22,"…",36.94,"…",161.36281156287001,"…",0.62280000000000002,"…",0.49490000000000001,13,"...",50,59.25,27.5,540.1318359375,9.52,1663.61,261.89999999999998,3688.3,1739,270,35.130000000000003,100,1.2929999999999999]
[null,null,78,"1966M06","1966-06-01",false,{"$error":"#N/A"},{"$f":"INDEX(I86:CA86,$H$5)","v":"…"},1.36,1.36,1.36,"…","…","…",0.16,0.42492866513999999,"…","…",0.52669999999999995,0.92369999999999997,0.74095569999999999,0.81320000000000003,0.76020080000000001,0.76533329999999999,0.9141996,332.1,"…","…",288.31,225.42,"…",130.62,256,117.8,"…","…",25.543382021140001,57.08,46.74,144.44999999999999,"…","…","…","…",62.1,"…",0.18099999999999999,8.4000000000000005E-2,0.99229999999999996,0.36472329579000001,"…",2.314851,0.13095442800000001,0.13889106000000001,3.6999999999999998E-2,1581.22,"…",36.94,"…",161.36281156287001,"…",0.61819999999999997,"…",0.4733,13,"...",50,59.25,27.5,540.1318359375,9.52,1695.79,259.3,3516.4,1739,272.10000000000002,35.130000000000003,100,1.2929999999999999]
[null,null,79,"1966M07","1966-07-01",false,{"$error":"#N/A"},{"$f":"INDEX(I87:CA87,$H$5)","v":"…"},1.36,1.36,1.36,"…","…","…",0.16,0.42492866513999999,"…","…",0.57609999999999995,0.91710000000000003,0.729051,0.81320000000000003,0.76020080000000001,0.76533329999999999,0.9141996,330.4,"…","…",294.58999999999997,235.34,"…",138.88999999999999,267,123.3,"…","…",26.510184373169999,59.05,47.18,153.30000000000001,"…","…","…","…",65.400000000000006,"…",0.14399999999999999,8.4000000000000005E-2,0.96689999999999998,0.36631654723000001,"…",2.314851,0.13095442800000001,0.14109568,3.7900000000000003E-2,1581.22,"…",36.94,"…",161.36281156287001,"…",0.61509999999999998,"…",0.46560000000000001,13,"...",50,59.25,27.5,540.1318359375,9.52,1567.93,263.39999999999998,3514.2,1739,264.60000000000002,35.130000000000003,100,1.2929999999999999]
[null,null,80,"1966M08","1966-08-01",false,{"$error":"#N/A"},{"$f":"INDEX(I88:CA88,$H$5)","v":"…"},1.36,1.36,1.36,"…","…","…",0.16,0.42492866513999999,"…","…",0.57299999999999995,0.91710000000000003,0.7189101,0.81320000000000003,0.76020080000000001,0.76533329999999999,0.9141996,319.10000000000002,"…","…",304.83999999999997,239.75,"…",140.27000000000001,276,124.4,"…","…",27.51208083445,62.6,50.49,150.38999999999999,"…","…","…","…",67.61,"…",0.157,8.4000000000000005E-2,1,0.36733921340999998,"…",2.314851,0.13095442800000001,0.14330029999999999,3.5900000000000001E-2,1581.22,"…",36.94,"…",161.36281156287001,"…",0.61950000000000005,"…",0.45810000000000001,13,"...",50,59.25,27.5,540.1318359375,9.52,1195.3399999999999,242.5,3428.2,1739,264.60000000000002,35.130000000000003,100,1.2929999999999999]
[null,null,81,"1966M09","1966-09-01",false,{"$error":"#N/A"},{"$f":"INDEX(I89:CA89,$H$5)","v":"…"},1.36,1.36,1.36,"…","…","…",0.16,0.42492866513999999,"…","…",0.50219999999999998,0.89949999999999997,0.69950970000000001,0.81320000000000003,0.76020080000000001,0.76533329999999999,0.9141996,317.2,"…","…",298.73,239.75,"…",127.59,267,112.3,"…","…",27.24653073432,61.02,51.59,155.38999999999999,"…","…","…","…",67.239999999999995,"…",0.13900000000000001,8.4000000000000005E-2,1.0528999999999999,0.36661768145000001,"…",2.314851,0.13095442800000001,0.14330029999999999,3.2899999999999999E-2,1581.22,"…",36.94,"…",161.36281156287001,"…",0.60719999999999996,"…",0.4299,13,"...",50,59.25,27.5,540.1318359375,9.52,1128.32,254.2,3377.5,1739,270.5,35.130000000000003,100,1.2929999999999999]
[null,null,82,"1966M10","1966-10-01",false,{"$error":"#N/A"},{"$f":"INDEX(I90:CA90,$H$5)","v":"…"},1.36,1.36,1.36,"…","…","…",0.16,0.42492866513999999,"…","…",0.50839999999999996,0.88849999999999996,0.71714639999999996,0.81320000000000003,0.76020080000000001,0.76533329999999999,0.9141996,303.10000000000002,"…","…",291.83999999999997,230.93,"…",120.15,251,104.6,"…","…",26.71904876764,58.66,48.72,164.26,"…","…","…","…",66.14,"…",0.12809999999999999,8.4000000000000005E-2,1.0528999999999999,0.36638743869000001,"…",2.314851,0.13095442800000001,0.14550492000000001,3.3700000000000001E-2,1581.22,"…",36.94,"…",161.36281156287001,"…",0.63160000000000005,"…",0.45150000000000001,13,"...",50,59.25,27.5,540.1318359375,9.52,1275.3699999999999,233.7,3362,1739,276,35.130000000000003,100,1.2929999999999999]
[null,null,83,"1966M11","1966-11-01",false,{"$error":"#N/A"},{"$f":"INDEX(I91:CA91,$H$5)","v":"…"},1.36,1.36,1.36,"…","…","…",0.16,0.42492866513999999,"…","…",0.49519999999999997,0.88690000000000002,0.72001230000000005,0.81320000000000003,0.76020080000000001,0.76533329999999999,0.9141996,277.8,"…","…",292.66000000000003,225.97,"…",121.25,248,101.3,"…","…",26.755831733210002,59.05,49.38,166.11,"…","…","…","…",65.77,"…",0.13800000000000001,8.4000000000000005E-2,1.0310999999999999,0.36676787628000002,"…",2.314851,0.13095442800000001,0.14330029999999999,3.1099999999999999E-2,1581.22,"…",36.94,"…",161.36281156287001,"…",0.63139999999999996,"…",0.45169999999999999,13,"...",50,59.25,27.5,540.1318359375,9.52,1301.6099999999999,222.7,3320.2,1739,288.10000000000002,35.130000000000003,100,1.2929999999999999]
[null,null,84,"1966M12","1966-12-01",false,{"$error":"#N/A"},{"$f":"INDEX(I92:CA92,$H$5)","v":"…"},1.36,1.36,1.36,"…","…","…",0.16,0.42492866513999999,"…","…",0.54920000000000002,0.87280000000000002,0.71516219999999997,0.81320000000000003,0.76020080000000001,0.76533329999999999,0.9141996,300.39999999999998,"…","…",310.85000000000002,230.93,"…",120.98,245,107.9,"…","…",27.512030130140001,61.41,51.37,142.6,"…","…","…","…",67.61,"…",0.14000000000000001,7.5999999999999998E-2,1.0587,0.36864552075000001,"…",2.314851,0.13095442800000001,0.14330029999999999,2.98E-2,1581.22,"…",36.94,"…",161.36281156287001,"…",0.63139999999999996,"…",0.43409999999999999,13,"...",50,59.25,27.5,540.1318359375,9.52,1214.53,224.2,3335.6,1739,285.5,35.130000000000003,100,1.2929999999999999]
[null,null,85,"1967M01","1967-01-01",false,{"$error":"#N/A"},{"$f":"INDEX(I93:CA93,$H$5)","v":"…"},1.33,1.33,1.33,"…","…","…",0.16,0.45664737628000002,"…","…",0.57389999999999997,0.85009999999999997,0.70568260000000005,0.84019999999999995,0.73080069999999997,0.79866669999999995,0.99119959999999996,310,"…","…",303.41000000000003,234.24,"…",117.4,231,104.6,"…","…",27.30459229629,60.23,52.91,142.27000000000001,"…","…","…","…",67.239999999999995,"…",0.157,0.1764,1.0783,0.36904401261999997,"…",2.2928047999999999,0.12941119400000001,0.14330029999999999,2.87E-2,1299.43,"…",36.94,"…",161.36281156287001,"…",0.64490000000000003,"…",0.4264,12,68.5,46.5,49.25,25.5,540.1318359375,8.86,1243.8499999999999,220.2,3302.5,1935.7,279.5,34.950000000000003,102.93,1.2929999999999999]
[null,null,86,"1967M02","1967-02-01",false,{"$error":"#N/A"},{"$f":"INDEX(I94:CA94,$H$5)","v":"…"},1.33,1.33,1.33,"…","…","…",0.16,0.45664737628000002,"…","…",0.60780000000000001,0.84409999999999996,0.72861010000000004,0.84019999999999995,0.73080069999999997,0.79866669999999995,0.99119959999999996,316.89999999999998,"…","…",297.07,230.66,"…",116.84,225,101.3,"…","…",27.300211619540001,59.05,52.91,151.44999999999999,"…","…","…","…",67.98,"…",0.14299999999999999,0.1474,1.0642,0.36926172679000002,"…",2.2928047999999999,0.12941119400000001,0.14550492000000001,3.6999999999999998E-2,1299.43,"…",37.5,"…",162.67919539459999,"…",0.65959999999999996,"…",0.40849999999999997,12,68.5,46.5,49.25,25.5,540.1318359375,8.86,1220.48,221.8,3309.1,1935.7,282.2,34.950000000000003,110.5,1.2929999999999999]
[null,null,87,"1967M03","1967-03-01",false,{"$error":"#N/A"},{"$f":"INDEX(I95:CA95,$H$5)","v":"…"},1.33,1.33,1.33,"…","…","…",0.16,0.45664737628000002,"…","…",0.59519999999999995,0.82279999999999998,0.7257441,0.84019999999999995,0.73080069999999997,0.79866669999999995,0.99119959999999996,314.2,"…","…",300.64999999999998,223.22,"…",115.74,231,98,"…","…",27.68090394903,59.05,54.89,163.53,"…","…","…","…",69.81,"…",0.16200000000000001,0.15920000000000001,1.0448,0.36946279927999998,"…",2.2928047999999999,0.12941119400000001,0.14550492000000001,3.4599999999999999E-2,1299.43,"…",38.33,"…",164.61374432967,"…",0.66359999999999997,"…",0.4083,12,68.5,46.5,49.25,25.5,540.1318359375,8.86,1098.3399999999999,228.4,3318,1935.7,279.3,34.950000000000003,110.5,1.2929999999999999]
[null,null,88,"1967M04","1967-04-01",false,{"$error":"#N/A"},{"$f":"INDEX(I96:CA96,$H$5)","v":"…"},1.33,1.33,1.33,"…","…","…",0.16,0.45664737628000002,"…","…",0.57540000000000002,0.8508,0.74712840000000003,0.84019999999999995,0.73080069999999997,0.79866669999999995,0.99119959999999996,305.10000000000002,"…","…",292.39,223.22,"…",116.29,227,95.8,"…","…",27.266413170269999,57.87,54.23,168.53,"…","…","…","…",68.34,"…",0.16400000000000001,0.157,1.0569,0.36982858624999998,"…",2.2928047999999999,0.12941119400000001,0.14550492000000001,4.5199999999999997E-2,1299.43,"…",38.33,"…",164.61374432967,"…",0.66139999999999999,"…",0.41139999999999999,12,68.5,46.5,49.25,25.5,540.1318359375,8.86,994.72,226.6,3351,1935.7,272.10000000000002,34.950000000000003,110.5,1.2929999999999999]
[null,null,89,"1967M05","1967-05-01",false,{"$error":"#N/A"},{"$f":"INDEX(I97:CA97,$H$5)","v":"…"},1.33,1.33,1.33,"…","…","…",0.16,0.45664737628000002,"…","…",0.56879999999999997,0.8891,0.77027650000000003,0.84019999999999995,0.73080069999999997,0.79866669999999995,0.99119959999999996,283.8,"…","…",288.8,223.77,"…",116.29,224,94.7,"…","…",27.182174198889999,57.08,54.45,175.8,"…","…","…","…",68.34,"…",0.14990000000000001,0.1474,1.0350999999999999,0.37037132382999999,"…",2.2928047999999999,0.12941119400000001,0.14770954,5.6000000000000001E-2,1299.43,"…",38.89,"…",165.90811172856999,"…",0.66139999999999999,"…",0.40389999999999998,12,68.5,46.5,49.25,25.5,540.1318359375,8.86,1036.17,226.2,3357.6,1935.7,275.10000000000002,34.950000000000003,110.5,1.2959000000000001]
[null,null,90,"1967M06","1967-06-01",false,{"$error":"#N/A"},{"$f":"INDEX(I98:CA98,$H$5)","v":"…"},1.33,1.33,1.33,"…","…","…",0.16,0.45664737628000002,"…","…",0.57920000000000005,0.90920000000000001,0.78240160000000003,0.84019999999999995,0.73080069999999997,0.79866669999999995,0.99119959999999996,319.7,"…","…",293.76,229.28,"…",117.4,226,98.9,"…","…",26.890272563949999,57.08,52.91,184.54,"…","…","…","…",66.510000000000005,"…",0.16089999999999999,0.159,1.0362,0.37178706541000001,"…",2.2928047999999999,0.12941119400000001,0.14770954,5.4699999999999999E-2,1299.43,"…",38.89,"…",165.90811172856999,"…",0.66669999999999996,"…",0.41120000000000001,12,68.5,46.5,49.25,25.5,540.1318359375,8.86,1015.22,228.2,3366.5,1935.7,274.3,34.950000000000003,110.5,1.3009999999999999]
[null,null,91,"1967M07","1967-07-01",false,{"$error":"#N/A"},{"$f":"INDEX(I99:CA99,$H$5)","v":"…"},1.33,1.33,1.33,"…","…","…",0.16,0.45664737628000002,"…","…",0.56859999999999999,0.90259999999999996,0.74073520000000004,0.84019999999999995,0.73080069999999997,0.79866669999999995,0.99119959999999996,318.3,"…","…",294.58999999999997,228.73,"…",115.19,212,98.9,"…","…",26.27104018448,55.12,52.03,206.24,"…","…","…","…",64.67,"…",0.159,0.159,1.0353000000000001,0.37251653689999997,"…",2.2928047999999999,0.12941119400000001,0.14770954,3.6999999999999998E-2,1299.43,"…",38.89,"…",165.90811172856999,"…",0.66800000000000004,"…",0.39879999999999999,12,68.5,43.5,49.25,25.5,540.1318359375,8.86,997.37,231.3,3362,1935.7,267.2,34.950000000000003,110.5,1.5929]
[null,null,92,"1967M08","1967-08-01",false,{"$error":"#N/A"},{"$f":"INDEX(I100:CA100,$H$5)","v":"…"},1.33,1.33,1.33,"…","…","…",0.16,0.45664737628000002,"…","…",0.58550000000000002,0.87609999999999999,0.71758719999999998,0.84019999999999995,0.73080069999999997,0.79866669999999995,0.99119959999999996,310,"…","…",291.56,228.73,"…",111.13,210,98.9,"…","…",25.648796559369998,51.97,50.26,207.22,"…","…","…","…",63.93,"…",0.14990000000000001,0.159,1.0285,0.37324743966000001,"…",2.2928047999999999,0.12941119400000001,0.14770954,3.6200000000000003E-2,1299.43,"…",38.89,"…",165.90811172856999,"…",0.67749999999999999,"…",0.37480000000000002,12,68.5,43.5,49.25,25.5,540.1318359375,8.86,1044.55,232.3,3291.5,1935.7,268.7,34.950000000000003,110.5,1.7498]
[null,null,93,"1967M09","1967-09-01",false,{"$error":"#N/A"},{"$f":"INDEX(I101:CA101,$H$5)","v":"…"},1.33,1.33,1.33,"…","…","…",0.16,0.45664737628000002,"…","…",0.62390000000000001,0.86070000000000002,0.72398050000000003,0.84019999999999995,0.73080069999999997,0.79866669999999995,0.99119959999999996,324.89999999999998,"…","…",275.3,225.15,"…",111.06,206,98.9,"…","…",25.078624937979999,49.21,49.6,221.64,"…","…","…","…",63.2,"…",0.1799,0.159,1.0384,0.37397977650000003,"…",2.2928047999999999,0.12941119400000001,0.14770954,3.6999999999999998E-2,1299.43,"…",40.28,"…",169.08436100495001,"…",0.69089999999999996,"…",0.3649,12,68.5,43.5,49.25,25.5,540.1318359375,8.86,1060.2,226.9,3267.2,1935.7,264.60000000000002,34.950000000000003,110.5,1.6795]
[null,null,94,"1967M10","1967-10-01",false,{"$error":"#N/A"},{"$f":"INDEX(I102:CA102,$H$5)","v":"…"},1.33,1.33,1.33,"…","…","…",0.16,0.45664737628000002,"…","…",0.60780000000000001,0.84719999999999995,0.72949200000000003,0.84019999999999995,0.73080069999999997,0.79866669999999995,0.99119959999999996,350.5,"…","…",259.04000000000002,221.56,"…",109.96,203,98.9,"…","…",24.97713143451,48.03,49.38,224.12,"…","…","…","…",63.57,"…",0.17899999999999999,0.159,1.0431999999999999,0.37471355023000003,"…",2.2928047999999999,0.12941119400000001,0.14991415999999999,4.2799999999999998E-2,1299.43,"…",41.67,"…",172.21057681803001,"…",0.70240000000000002,"…",0.36180000000000001,12,68.5,43.5,49.25,25.5,540.1318359375,8.86,1138.47,225.7,3280.5,1935.7,263.89999999999998,34.950000000000003,110.5,1.7859]
[null,null,95,"1967M11","1967-11-01",false,{"$error":"#N/A"},{"$f":"INDEX(I103:CA103,$H$5)","v":"…"},1.33,1.33,1.33,"…","…","…",0.16,0.45664737628000002,"…","…",0.64419999999999999,0.86660000000000004,0.74778979999999995,0.84019999999999995,0.73080069999999997,0.79866669999999995,0.99119959999999996,376.2,"…","…",248.02,217.98,"…",116.02,211,98.9,"…","…",24.81447247034,47.64,48.94,213.57,"…","…","…","…",62.83,"…",0.16489999999999999,0.159,1.0125999999999999,0.37544876368000002,"…",2.2928047999999999,0.12941119400000001,0.14991415999999999,4.8500000000000001E-2,1299.43,"…",41.67,"…",172.21057681803001,"…",0.70550000000000002,"…",0.35410000000000003,12,68.5,43.5,49.25,25.5,540.1318359375,8.86,1443.81,242.1,3298.1,1935.7,287,34.950000000000003,110.5,1.9532]
[null,null,96,"1967M12","1967-12-01",false,{"$error":"#N/A"},{"$f":"INDEX(I104:CA104,$H$5)","v":"…"},1.33,1.33,1.33,"…","…","…",0.16,0.45664737628000002,"…","…",0.64710000000000001,0.85119999999999996,0.74999439999999995,0.79149999999999998,0.58464110000000002,0.79866669999999995,0.99119959999999996,386.7,"…","…",250.85,194.87,"…",113.38,196,98.9,"…","…",24.589256001460001,46.9,50.26,213.57,"…","…","…","…",62.1,"…",0.13400000000000001,0.16669999999999999,1.0201,0.37618541967000002,"…",2.2928047999999999,0.12941119400000001,0.14770954,4.7E-2,1299.43,"…",41.67,"…",172.21057681803001,"…",0.71650000000000003,"…",0.3574,12,68.5,43.5,49.25,25.5,540.1318359375,8.86,1324.09,222.4,3192.3,1935.7,266.10000000000002,34.950000000000003,115.05,2.06]
[null,null,97,"1968M01","1968-01-01",false,{"$error":"#N/A"},{"$f":"INDEX(I105:CA105,$H$5)","v":"…"},1.32,1.32,1.32,"…","…","…",0.16,0.45180187736999999,"…","…",0.65429999999999999,0.86599999999999999,0.75969450000000005,0.74870000000000003,0.67704129999999996,0.73333340000000002,0.83579970000000003,398,"…","…",251.33,191.33,"…",114.09,196,97,"…","…",25.451915863069999,51.57,55.6,198.78,"…","…","…","…",62.1,"…",0.114,0.1628,1.026,0.37661109172000001,"…",2.5794054000000002,0.112215158,0.14991415999999999,4.6699999999999998E-2,1253.81,"…",41.67,"…",172.21057681803001,"…",0.71650000000000003,"…",0.34699999999999998,11.5,60.5,39,35.5,24,540.1318359375,8.77,1408.75,218,3126.2,2074.5,262.8,35.5,114,1.9899]
[null,null,98,"1968M02","1968-02-01",false,{"$error":"#N/A"},{"$f":"INDEX(I106:CA106,$H$5)","v":"…"},1.32,1.32,1.32,"…","…","…",0.16,0.45180187736999999,"…","…",0.6321,0.86909999999999998,0.75660819999999995,0.74870000000000003,0.67704129999999996,0.73333340000000002,0.83579970000000003,412.2,"…","…",255.34,191.33,"…",114.56,193,97,"…","…",25.564062734339998,51.18,58.1,207.03,"…","…","…","…",62.83,"…",0.16600000000000001,0.1706,1.0226,0.37793880405000002,"…",2.5794054000000002,0.112215158,0.14991415999999999,4.6100000000000002E-2,1248.52,"…",41.67,"…",172.21057681803001,"…",0.71279999999999999,"…",0.32690000000000002,11.5,60.5,39,35.5,24,540.1318359375,8.77,1719.82,227.5,3110.7,2074.5,259.7,36,111.5,1.8547]
[null,null,99,"1968M03","1968-03-01",false,{"$error":"#N/A"},{"$f":"INDEX(I107:CA107,$H$5)","v":"…"},1.32,1.32,1.32,"…","…","…",0.16,0.45180187736999999,"…","…",0.62350000000000005,0.8821,0.75484450000000003,0.74870000000000003,0.67704129999999996,0.73333340000000002,0.83579970000000003,423,"…","…",256.52,191.33,"…",115.51,191,96,"…","…",25.53764357387,50,57,209.78,"…","…","…","…",63.57,"…",0.16200000000000001,0.1807,1.0250999999999999,0.37910322157999998,"…",2.5794054000000002,0.112215158,0.14991415999999999,4.1700000000000001E-2,1234.74,"…",41.67,"…",172.21057681803001,"…",0.70989999999999998,"…",0.35630000000000001,11.5,60.5,39,35.5,24,540.1318359375,8.77,1701.08,233.9,3112.9,2074.5,257.5,37,111.5,2.1804999999999999]
[null,null,100,"1968M04","1968-04-01",false,{"$error":"#N/A"},{"$f":"INDEX(I108:CA108,$H$5)","v":"…"},1.32,1.32,1.32,"…","…","…",0.16,0.45180187736999999,"…","…",0.62880000000000003,0.88600000000000001,0.75330129999999995,0.74870000000000003,0.67704129999999996,0.73333340000000002,0.83579970000000003,435.8,"…","…",259.58999999999997,188.97,"…",113.14,190,95,"…","…",24.889212957800002,48.03,57,197.01,"…","…","…","…",61.73,"…",0.1744,0.18179999999999999,1.0459000000000001,0.38026946268,"…",2.5794054000000002,0.112215158,0.14991415999999999,3.8800000000000001E-2,1210.46,"…",41.67,"…",172.21057681803001,"…",0.71099999999999997,"…",0.35870000000000002,11.5,60.5,39,35.5,24,540.1318359375,8.77,1255.0899999999999,235,3106.3,2074.5,258.2,37.86,111.5,2.2027999999999999]
[null,null,101,"1968M05","1968-05-01",false,{"$error":"#N/A"},{"$f":"INDEX(I109:CA109,$H$5)","v":"…"},1.32,1.32,1.32,"…","…","…",0.16,0.45180187736999999,"…","…",0.62429999999999997,0.88160000000000005,0.75506490000000004,0.74870000000000003,0.67704129999999996,0.73333340000000002,0.83579970000000003,439.8,"…","…",271.64,186.13,"…",114.32,189,96,"…","…",24.72536841798,48.42,53.1,187.09,"…","…","…","…",60.26,"…",0.183,0.1918,1.0785,0.38178092955999998,"…",2.5794054000000002,0.112215158,0.15211878000000001,4.1399999999999999E-2,1200.8800000000001,"…",41.67,"…",172.21057681803001,"…",0.7097,"…",0.37040000000000001,11.5,60.5,39,35.5,24,540.1318359375,8.77,1096.58,237.7,3084.3,2074.5,261.5,40.700000000000003,111.5,2.3767999999999998]
[null,null,102,"1968M06","1968-06-01",false,{"$error":"#N/A"},{"$f":"INDEX(I110:CA110,$H$5)","v":"…"},1.32,1.32,1.32,"…","…","…",0.16,0.45180187736999999,"…","…",0.61329999999999996,0.88800000000000001,0.75660819999999995,0.74870000000000003,0.67704129999999996,0.73333340000000002,0.83579970000000003,406.8,"…","…",279.2,174.79,"…",111.96,178,96,"…","…",24.901613950809999,47.64,51.3,179.34,"…","…","…","…",61.73,"…",0.15229999999999999,0.15870000000000001,1.1062000000000001,0.38312686772999999,"…",2.5794054000000002,0.112215158,0.1543234,3.8399999999999997E-2,1205.4100000000001,"…",38.89,"…",165.90811172856999,"…",0.7,"…",0.39860000000000001,11.5,60.5,39,35.5,24,562.17797851563,8.77,1136.7,238.5,3084.3,2074.5,262.10000000000002,41.14,111.5,2.4641000000000002]
[null,null,103,"1968M07","1968-07-01",false,{"$error":"#N/A"},{"$f":"INDEX(I111:CA111,$H$5)","v":"…"},1.32,1.32,1.32,"…","…","…",0.16,0.45180187736999999,"…","…",0.62570000000000003,0.88139999999999996,0.74977400000000005,0.74870000000000003,0.67704129999999996,0.73333340000000002,0.83579970000000003,377.9,"…","…",261.25,172.43,"…",110.78,162,96,"…","…",25.20781032751,47.24,49.8,181.69,"…","…","…","…",63.57,"…",0.1585,0.15870000000000001,1.0992,0.38447755091000002,"…",2.5794054000000002,0.112215158,0.1543234,3.5900000000000001E-2,1173.9000000000001,"…",38.89,"…",165.90811172856999,"…",0.69179999999999997,"…",0.39129999999999998,11.5,60.5,36,35.5,24,562.17797851563,8.77,1054.25,247.1,3075.4,2074.5,265.7,39.46,122.5,2.3138000000000001]
[null,null,104,"1968M08","1968-08-01",false,{"$error":"#N/A"},{"$f":"INDEX(I112:CA112,$H$5)","v":"…"},1.32,1.32,1.32,"…","…","…",0.16,0.45180187736999999,"…","…",0.65259999999999996,0.86619999999999997,0.74756940000000005,0.74870000000000003,0.67704129999999996,0.73333340000000002,0.83579970000000003,385.5,"…","…",266.68,150.22999999999999,"…",105.82,157,96,"…","…",24.870512294089998,44.88,46.9,177.69,"…","…","…","…",63.93,"…",0.13780000000000001,0.15870000000000001,1.0968,0.38583299581000002,"…",2.5794054000000002,0.112215158,0.1543234,3.3700000000000001E-2,1180.58,"…",38.89,"…",165.90811172856999,"…",0.68369999999999997,"…",0.39789999999999998,11.5,60.5,36,35.5,24,562.17797851563,8.77,1056.45,250.2,3062.2,2074.5,269,39.19,122.5,2.1945999999999999]
[null,null,105,"1968M09","1968-09-01",false,{"$error":"#N/A"},{"$f":"INDEX(I113:CA113,$H$5)","v":"…"},1.32,1.32,1.32,"…","…","…",0.16,0.45180187736999999,"…","…",0.77470000000000006,0.8538,0.74933300000000003,0.74870000000000003,0.67704129999999996,0.73333340000000002,0.83579970000000003,375.6,"…","…",272.82,141.72999999999999,"…",105.35,161,99,"…","…",24.695209685409999,44.09,47.3,175.8,"…","…","…","…",63.57,"…",0.16470000000000001,0.15870000000000001,1.1587000000000001,0.38770287871999998,"…",2.5794054000000002,0.112215158,0.1543234,3.04E-2,1228.75,"…",38.89,"…",165.90811172856999,"…",0.66339999999999999,"…",0.39419999999999999,11.5,60.5,36,35.5,24,562.17797851563,8.77,1110.03,251.5,3071,2074.5,263,40.18,122.5,2.2084999999999999]
[null,null,106,"1968M10","1968-10-01",false,{"$error":"#N/A"},{"$f":"INDEX(I114:CA114,$H$5)","v":"…"},1.32,1.32,1.32,"…","…","…",0.16,0.45180187736999999,"…","…",0.83050000000000002,0.85450000000000004,0.74007389999999995,0.74870000000000003,0.67704129999999996,0.73333340000000002,0.83579970000000003,373.7,"…","…",269.75,141.72999999999999,"…",104.17,166,98,"…","…",24.888574381630001,44.88,48.8,163.72,"…","…","…","…",63.57,"…",0.1532,0.15870000000000001,1.1704000000000001,0.38890087713999999,"…",2.5794054000000002,0.112215158,0.15652801999999999,3.9E-2,1183.73,"…",38.89,"…",165.90811172856999,"…",0.65629999999999999,"…",0.4103,11.5,60.5,36,35.5,24,562.17797851563,8.77,1079.82,247.8,3110.7,2074.5,262.10000000000002,39.21,122.5,1.9728000000000001]
[null,null,107,"1968M11","1968-11-01",false,{"$error":"#N/A"},{"$f":"INDEX(I115:CA115,$H$5)","v":"…"},1.32,1.32,1.32,"…","…","…",0.16,0.45180187736999999,"…","…",0.96609999999999996,0.84860000000000002,0.72331909999999999,0.74870000000000003,0.67704129999999996,0.73333340000000002,0.83579970000000003,376,"…","…",284.63,143.13999999999999,"…",108.89,173,97,"…","…",25.66779826758,49.21,52,157.13999999999999,"…","…","…","…",63.2,"…",0.13730000000000001,0.15870000000000001,1.1033999999999999,0.39010084091000002,"…",2.5794054000000002,0.112215158,0.1543234,5.0900000000000001E-2,1167.22,"…",38.89,"…",165.90811172856999,"…",0.63449999999999995,"…",0.41760000000000003,11.5,60.5,36,35.5,24,562.17797851563,8.77,1099.8800000000001,248.5,3320.2,2074.5,264.10000000000002,39.78,122.5,2.0177999999999998]
[null,null,108,"1968M12","1968-12-01",false,{"$error":"#N/A"},{"$f":"INDEX(I116:CA116,$H$5)","v":"…"},1.32,1.32,1.32,"…","…","…",0.16,0.45180187736999999,"…","…",1.0246999999999999,0.82669999999999999,0.70943029999999996,0.74870000000000003,0.67704129999999996,0.73333340000000002,0.83579970000000003,386.9,"…","…",320.06,152.83000000000001,"…",111.02,181,94,"…","…",25.56693042645,48.42,53.9,159.88999999999999,"…","…","…","…",63.2,"…",0.1338,0.1762,1.0896999999999999,0.39095071872999998,"…",2.5794054000000002,0.112215158,0.1543234,6.0199999999999997E-2,1165.6300000000001,"…",38.89,"…",165.90811172856999,"…",0.62460000000000004,"…",0.41620000000000001,11.5,60.5,36,35.5,24,562.17797851563,8.77,1184.98,250.2,3258.4,2074.5,269,41.08,122.5,1.9593]
[null,null,109,"1969M01","1969-01-01",false,{"$error":"#N/A"},{"$f":"INDEX(I117:CA117,$H$5)","v":"…"},1.27,1.27,1.27,"…","…","…",0.17,0.45181991824000001,"…","…",0.93779999999999997,0.82609999999999995,0.70656439999999998,0.72619999999999996,0.59640110000000002,0.86266670000000001,0.71959969999999995,398.7,"…","…",319.58999999999997,158.26,"…",111.49,181,95,"…","…",25.964967781759999,50.39,53.2,162.35,"…","…","…","…",63.2,"…",0.14180000000000001,0.14499999999999999,1.0872999999999999,0.39250649992999997,"…",2.8660060000000001,0.112215158,0.15652801999999999,6.3500000000000001E-2,1135.81,"…",38.89,"…",165.90811172856999,"…",0.625,"…",0.42620000000000002,11.25,58,38.5,26.6,22,573.201171875,9.84,1255.53,254.2,3227.6,2363.4,269.39999999999998,42.3,122.5,1.9789000000000001]
[null,null,110,"1969M02","1969-02-01",false,{"$error":"#N/A"},{"$f":"INDEX(I118:CA118,$H$5)","v":"…"},1.27,1.27,1.27,"…","…","…",0.17,0.45181991824000001,"…","…",0.91049999999999998,0.84189999999999998,0.70810759999999995,0.72619999999999996,0.59640110000000002,0.86266670000000001,0.71959969999999995,396.4,"…","…",346.05,158.26,"…",109.36,185,95,"…","…",25.93808894104,50.39,54.1,160.47999999999999,"…","…","…","…",62.83,"…",0.14130000000000001,0.14929999999999999,1.0911,0.39398716029000003,"…",2.8660060000000001,0.112215158,0.15652801999999999,6.88E-2,1097.9100000000001,"…",38.89,"…",165.90811172856999,"…",0.62829999999999997,"…",0.47070000000000001,11.25,58,38.5,26.6,22,584.22436523438,9.84,1285.29,258.39999999999998,3245.2,2363.4,267.39999999999998,42.6,122.5,1.8396999999999999]
[null,null,111,"1969M03","1969-03-01",false,{"$error":"#N/A"},{"$f":"INDEX(I119:CA119,$H$5)","v":"…"},1.27,1.27,1.27,"…","…","…",0.17,0.45181991824000001,"…","…",0.89839999999999998,0.82940000000000003,0.6871642,0.72619999999999996,0.59640110000000002,0.86266670000000001,0.71959969999999995,388.1,"…","…",347.82,179.52,"…",110.55,178,94,"…","…",25.84218776746,50.39,53.1,166.96,"…","…","…","…",62.1,"…",0.15210000000000001,0.16639999999999999,1.125,0.39529454870000003,"…",2.8660060000000001,0.112215158,0.15873264000000001,7.7399999999999997E-2,1098.6500000000001,"…",38.89,"…",165.90811172856999,"…",0.62829999999999997,"…",0.50900000000000001,11.25,58,38.5,26.6,22,584.22436523438,9.84,1278.46,261.2,3243,2363.4,271.60000000000002,43.16,122.5,1.8257000000000001]
[null,null,112,"1969M04","1969-04-01",false,{"$error":"#N/A"},{"$f":"INDEX(I120:CA120,$H$5)","v":"…"},1.27,1.27,1.27,"…","…","…",0.17,0.45181991824000001,"…","…",0.87590000000000001,0.8135,0.65894569999999997,0.72619999999999996,0.59640110000000002,0.86266670000000001,0.71959969999999995,376.3,"…","…",340.14,170.07,"…",110.07,167,95,"…","…",26.0931028205,51.57,51.9,165.2,"…","…","…","…",62.1,"…",0.1512,0.1845,1.1632,0.39696525865999999,"…",2.8660060000000001,0.112215158,0.15873264000000001,8.0500000000000002E-2,1110.75,"…",38.89,"…",165.90811172856999,"…",0.62719999999999998,"…",0.51919999999999999,11.25,58,38.5,26.6,22,584.22436523438,9.84,1388.03,268.3,3304.7,2363.4,272.7,43.31,122.5,1.7781]
[null,null,113,"1969M05","1969-05-01",false,{"$error":"#N/A"},{"$f":"INDEX(I121:CA121,$H$5)","v":"…"},1.27,1.27,1.27,"…","…","…",0.17,0.45181991824000001,"…","…",0.80889999999999995,0.80930000000000002,0.64968649999999994,0.72619999999999996,0.59640110000000002,0.86266670000000001,0.71959969999999995,353.1,"…","…",345.17,166.29,"…",112.44,170,96,"…","…",26.61187885367,54.33,49.9,171.09,"…","…","…","…",62.1,"…",0.1739,0.17599999999999999,1.2410000000000001,0.39864114155000002,"…",2.8660060000000001,0.112215158,0.15873264000000001,8.0500000000000002E-2,1114.6300000000001,"…",38.89,"…",165.90811172856999,"…",0.63270000000000004,"…",0.49709999999999999,11.25,58,38.5,26.6,22,584.22436523438,9.84,1392.44,278.2,3355.4,2363.4,278.89999999999998,43.46,122.5,1.7609999999999999]
[null,null,114,"1969M06","1969-06-01",false,{"$error":"#N/A"},{"$f":"INDEX(I122:CA122,$H$5)","v":"…"},1.27,1.27,1.27,"…","…","…",0.17,0.45181991824000001,"…","…",0.89290000000000003,0.79500000000000004,0.6772437,0.72619999999999996,0.59640110000000002,0.86266670000000001,0.71959969999999995,339,"…","…",315.10000000000002,165.35,"…",109.6,173,99,"…","…",26.583057777699999,54.33,49,178.75,"…","…","…","…",61.73,"…",0.16089999999999999,0.17599999999999999,1.3120000000000001,0.4006716515,"…",2.8660060000000001,0.112215158,0.15873264000000001,8.0299999999999996E-2,1125.81,"…",38.89,"…",165.90811172856999,"…",0.62480000000000002,"…",0.51259999999999994,11.25,58,38.5,26.6,22,584.22436523438,9.84,1483.04,285.5,3379.7,2363.4,281.3,41.44,122.5,1.6455]
[null,null,115,"1969M07","1969-07-01",false,{"$error":"#N/A"},{"$f":"INDEX(I123:CA123,$H$5)","v":"…"},1.27,1.27,1.27,"…","…","…",0.17,0.45181991824000001,"…","…",0.93120000000000003,0.77759999999999996,0.6871642,0.72619999999999996,0.59640110000000002,0.86266670000000001,0.71959969999999995,326.89999999999998,"…","…",323.37,161.80000000000001,"…",101.57,180,95,"…","…",26.26711375995,53.93,51.5,180.51,"…","…","…","…",60.26,"…",0.15390000000000001,0.17599999999999999,1.3013999999999999,0.40147466759,"…",2.8660060000000001,0.112215158,0.14991415999999999,7.6499999999999999E-2,1149.6099999999999,"…",38.89,"…",165.90811172856999,"…",0.61380000000000001,"…",0.54369999999999996,11.25,58,40,26.6,22,584.22436523438,9.84,1453.95,311.10000000000002,3439.2,2363.4,283.7,41.76,122.5,1.6183000000000001]
[null,null,116,"1969M08","1969-08-01",false,{"$error":"#N/A"},{"$f":"INDEX(I124:CA124,$H$5)","v":"…"},1.27,1.27,1.27,"…","…","…",0.17,0.45181991824000001,"…","…",0.9143,0.81259999999999999,0.72464200000000001,0.72619999999999996,0.59640110000000002,0.86266670000000001,0.71959969999999995,330.7,"…","…",309.91000000000003,171.49,"…",99.21,181,96,"…","…",25.422180310440002,53.54,54.2,171.58,"…","…","…","…",56.22,"…",0.16869999999999999,0.17599999999999999,1.3748,0.40316958802000002,"…",2.8660060000000001,0.112215158,0.15873264000000001,6.5000000000000002E-2,1121.04,"…",38.89,"…",165.90811172856999,"…",0.59989999999999999,"…",0.57869999999999999,11.25,58,40,26.6,22,584.22436523438,9.84,1606.73,315.89999999999998,3470.1,2363.4,293.89999999999998,41.09,122.5,1.6526000000000001]
[null,null,117,"1969M09","1969-09-01",false,{"$error":"#N/A"},{"$f":"INDEX(I125:CA125,$H$5)","v":"…"},1.27,1.27,1.27,"…","…","…",0.17,0.45181991824000001,"…","…",0.90080000000000005,0.90259999999999996,0.76300140000000005,0.72619999999999996,0.59640110000000002,0.86266670000000001,0.71959969999999995,332.6,"…","…",318.88,180.94,"…",100.86,200,92,"…","…",24.537951386700001,51.18,56.8,167.55,"…","…","…","…",53.65,"…",0.1792,0.17599999999999999,1.3203,0.40395487341000003,"…",2.8660060000000001,0.112215158,0.15873264000000001,6.0400000000000002E-2,1096.94,"…",38.89,"…",165.90811172856999,"…",0.61309999999999998,"…",0.54259999999999997,11.25,58,40,26.6,22,584.22436523438,9.84,1578.95,302.5,3470.1,2363.4,299.39999999999998,40.869999999999997,122.5,1.7855000000000001]
[null,null,118,"1969M10","1969-10-01",false,{"$error":"#N/A"},{"$f":"INDEX(I126:CA126,$H$5)","v":"…"},1.27,1.27,1.27,"…","…","…",0.17,0.45181991824000001,"…","…",0.91859999999999997,1.0401,0.84501139999999997,0.72619999999999996,0.59640110000000002,0.86266670000000001,0.71959969999999995,336.6,"…","…",331.09,203.14,"…",102.99,240,92,"…","…",24.379960128099999,51.87,57.4,167.36,"…","…","…","…",52.18,"…",0.1704,0.17599999999999999,1.2323999999999999,0.40547872070000002,"…",2.8660060000000001,0.112215158,0.16093726,6.5000000000000002E-2,1139.1400000000001,"…",38.89,"…",165.90811172856999,"…",0.62719999999999998,"…",0.50270000000000004,11.25,58,40,26.6,22,601.861328125,9.84,1554.48,293.7,3534,2363.4,298.89999999999998,40.44,122.75,1.8725000000000001]
[null,null,119,"1969M11","1969-11-01",false,{"$error":"#N/A"},{"$f":"INDEX(I127:CA127,$H$5)","v":"…"},1.27,1.27,1.27,"…","…","…",0.17,0.45181991824000001,"…","…",0.93210000000000004,1.0246999999999999,0.82076110000000002,0.72619999999999996,0.59640110000000002,0.86266670000000001,0.71959969999999995,357.4,"…","…",346.64,203.14,"…",106.53,260,91,"…","…",24.628753134709999,53.16,57.5,167.55,"…","…","…","…",52.18,"…",0.16420000000000001,0.17599999999999999,1.2114,0.40681820822999998,"…",2.8660060000000001,0.112215158,0.15873264000000001,6.7000000000000004E-2,1096.3800000000001,"…",38.89,"…",165.90811172856999,"…",0.64770000000000005,"…",0.45369999999999999,11.25,58,40,26.6,22,606.2705078125,9.84,1631.42,315.7,3642,2363.4,309.5,37.4,132.5,1.9231]
[null,null,120,"1969M12","1969-12-01",false,{"$error":"#N/A"},{"$f":"INDEX(I128:CA128,$H$5)","v":"…"},1.27,1.27,1.27,"…","…","…",0.17,0.45181991824000001,"…","…",0.85119999999999996,1.0479000000000001,0.82847709999999997,0.72619999999999996,0.59640110000000002,0.86266670000000001,0.71959969999999995,399.4,"…","…",334.54,255.11,"…",106.29,251,96,"…","…",24.540627623150002,52.36,56.5,161.07,"…","…","…","…",52.18,"…",0.1565,0.16320000000000001,1.2144999999999999,0.40928763806000001,"…",2.8660060000000001,0.112215158,0.1543234,6.2199999999999998E-2,1061.92,"…",38.89,"…",165.90811172856999,"…",0.65590000000000004,"…",0.47020000000000001,11.25,58,40,26.6,22,606.2705078125,9.84,1699.76,334,3818.4,2363.4,310.2,35.17,132.5,1.8070999999999999]
[null,null,121,"1970M01","1970-01-01",false,{"$error":"#N/A"},{"$f":"INDEX(I129:CA129,$H$5)","v":"…"},1.21,1.21,1.21,"…",7.8,"…",0.17,0.44721801014000001,"…","…",0.67500000000000004,1.1369,0.86198649999999999,0.83499999999999996,0.62664120000000001,0.99066670000000001,0.88759960000000004,405.8,"…","…",349.83,255.34,"…",107,252,101,"…","…",25.527059572439999,58.4,51.8,140.44999999999999,"…","…","…","…",52.18,"…",0.1656,0.1696,1.2957000000000001,0.41172424583,"…",2.7337288000000002,0.112215158,0.16534650000000001,7.9100000000000004E-2,1078.1099999999999,42.99,38.89,175,165.90811172856999,"…",0.64480000000000004,"…",0.50419999999999998,11,54,44,18.25,31.5,606.2705078125,9.84,1626.3,324.7,3842.7,2846.2,302.39999999999998,34.94,132.5,1.8765000000000001]
[null,null,122,"1970M02","1970-02-01",false,{"$error":"#N/A"},{"$f":"INDEX(I130:CA130,$H$5)","v":"…"},1.21,1.21,1.21,"…",7.8,"…",0.17,0.44721801014000001,"…","…",0.67500000000000004,1.1453,0.84743639999999998,0.83499999999999996,0.62664120000000001,0.99066670000000001,0.88759960000000004,406.28,"…","…",346.99,256.29000000000002,"…",110,257,102,"…","…",25.569435589379999,58.4,51.8,133.38,"…","…","…","…",52.18,"…",0.1744,0.1696,1.3338000000000001,0.41333127903,"…",2.7337288000000002,0.112215158,0.16314187999999999,6.9000000000000006E-2,1114.27,42.99,40.630000000000003,175,169.87615213162999,"…",0.65159999999999996,"…",0.47970000000000002,11,54,44,18.25,31.5,606.2705078125,9.84,1657.2,341,3767.7,2846.2,298,34.99,132.5,1.8957999999999999]
[null,null,123,"1970M03","1970-03-01",false,{"$error":"#N/A"},{"$f":"INDEX(I131:CA131,$H$5)","v":"…"},1.21,1.21,1.21,"…",7.8,"…",0.17,0.44721801014000001,"…","…",0.67500000000000004,1.1711,0.86793880000000001,0.83499999999999996,0.62664120000000001,0.99066670000000001,0.88759960000000004,406.28,"…","…",343.45,258.88,"…",111,268,97,"…","…",25.611881952329998,58.4,51.8,126.31,"…","…","…","…",52.18,"…",0.19359999999999999,0.159,1.3461000000000001,0.41387964614,"…",2.7337288000000002,0.112215158,0.16093726,7.4499999999999997E-2,1111.53,42.99,41.67,175,172.21057681803001,"…",0.65700000000000003,"…",0.44330000000000003,11,54,44,18.25,31.5,606.2705078125,9.84,1754,335.5,3796.4,2846.2,296,35.090000000000003,132.5,1.8885000000000001]
[null,null,124,"1970M04","1970-04-01",false,{"$error":"#N/A"},{"$f":"INDEX(I132:CA132,$H$5)","v":"…"},1.21,1.21,1.21,"…",7.8,"…",0.17,0.44721801014000001,"…","…",0.67500000000000004,1.2028000000000001,0.9129121,0.83499999999999996,0.62664120000000001,0.99066670000000001,0.88759960000000004,406.28,"…","…",358.57,267.62,"…",112,298,97,"…","…",25.65439877807,58.4,51.8,121.59,"…","…","…","…",52.18,"…",0.17130000000000001,0.16159999999999999,1.3622000000000001,0.41532013670000001,"…",2.7337288000000002,0.112215158,0.16093726,7.8700000000000006E-2,1119.96,42.99,41.81,175,172.52276965825001,"…",0.66180000000000005,"…",0.42020000000000002,11,54,44,18.25,31.5,612.88427734375,9.84,1741.6,321.2,3849.3,2846.2,293.39999999999998,35.619999999999997,132.5,1.8529]
[null,null,125,"1970M05","1970-05-01",false,{"$error":"#N/A"},{"$f":"INDEX(I133:CA133,$H$5)","v":"…"},1.21,1.21,1.21,"…",7.8,"…",0.17,0.44721801014000001,"…","…",0.67500000000000004,1.2170000000000001,0.94002819999999998,0.83499999999999996,0.62664120000000001,0.99066670000000001,0.88759960000000004,399.19,"…","…",383.84,278.73,"…",115,292,98,"…","…",25.696986183570001,58.4,51.8,121.59,"…","…","…","…",52.18,"…",0.18920000000000001,0.159,1.3349,0.41694840965000002,"…",2.7337288000000002,0.112215158,0.16755112,8.0500000000000002E-2,1074.77,42.99,43.5,175,176.25414124668001,"…",0.66449999999999998,"…",0.41489999999999999,11,54,44,18.25,31.5,617.29370117188,9.84,1597.9,291.60000000000002,3736.8,2846.2,291.7,35.950000000000003,132.5,1.67]
[null,null,126,"1970M06","1970-06-01",false,{"$error":"#N/A"},{"$f":"INDEX(I134:CA134,$H$5)","v":"…"},1.21,1.21,1.21,"…",7.8,"…",0.17,0.44721801014000001,"…","…",0.67500000000000004,1.2060999999999999,0.92988729999999997,0.83499999999999996,0.62664120000000001,0.99066670000000001,0.88759960000000004,389.74,"…","…",383.37,277.07,"…",118,288,102,"…","…",25.73964428599,58.4,51.8,123.95,"…","…","…","…",52.18,"…",0.18190000000000001,0.15629999999999999,1.2979000000000001,0.41911571831,"…",2.7337288000000002,0.112215158,0.16755112,8.4199999999999997E-2,1047.3399999999999,42.99,44.44,175,178.30072878273,"…",0.66600000000000004,"…",0.41199999999999998,11,54,44,18.25,31.5,617.29370117188,9.84,1458,308.2,3542.8,2846.2,293.2,35.42,132.5,1.6394]
[null,null,127,"1970M07","1970-07-01",false,{"$error":"#N/A"},{"$f":"INDEX(I135:CA135,$H$5)","v":"…"},1.21,1.21,1.21,"…",7.8,"…",0.17,0.44721801014000001,"…","…",0.67500000000000004,1.2121,0.9424534,0.83499999999999996,0.62664120000000001,0.99066670000000001,0.88759960000000004,389.74,"…","…",385.73,261.01,"…",122,290,106,"…","…",25.863846571130001,58.4,51.8,124.93,"…","…","…","…",52.54,"…",0.1479,0.1696,1.2927999999999999,0.42126657604000001,"…",2.7337288000000002,0.112215158,0.16755112,8.4199999999999997E-2,1065.43,42.99,44.44,175,178.30072878273,"…",0.67210000000000003,"…",0.38290000000000002,11,54,41,18.25,31.5,617.29370117188,9.84,1366.6,300.7,3498.7,2846.2,298.10000000000002,35.32,132.5,1.6866000000000001]
[null,null,128,"1970M08","1970-08-01",false,{"$error":"#N/A"},{"$f":"INDEX(I136:CA136,$H$5)","v":"…"},1.21,1.21,1.21,"…",7.8,"…",0.17,0.44721801014000001,"…","…",0.67500000000000004,1.1828000000000001,0.94465779999999999,0.83499999999999996,0.62664120000000001,0.99066670000000001,0.88759960000000004,377.93,"…","…",392.11,240.22,"…",120,270,107,"…","…",26.236915759319999,58.4,51.8,128.08000000000001,"…","…","…","…",54.01,"…",0.1598,0.1696,1.2468999999999999,0.42290249237999999,"…",2.7337288000000002,0.112215158,0.16755112,8.4099999999999994E-2,1082.5999999999999,42.99,44.44,175,178.30072878273,"…",0.68259999999999998,"…",0.37130000000000002,11,54,41,18.25,31.5,617.29370117188,9.84,1266.5,285.39999999999998,3620,2846.2,298.10000000000002,35.380000000000003,132.5,1.7977000000000001]
[null,null,129,"1970M09","1970-09-01",false,{"$error":"#N/A"},{"$f":"INDEX(I137:CA137,$H$5)","v":"…"},1.21,1.21,1.21,"…",7.8,"…",0.17,0.44721801014000001,"…","…",0.67500000000000004,1.1603000000000001,0.93870549999999997,0.83499999999999996,0.62664120000000001,0.99066670000000001,0.88759960000000004,381,"…","…",364.47,226.29,"…",119,276,106,"…","…",26.768581567679998,58.4,51.8,125.72,"…","…","…","…",56.22,"…",0.1618,0.1696,1.28,0.42420408000999998,"…",2.7337288000000002,0.112215158,0.16755112,8.5300000000000001E-2,1071.75,42.99,44.44,175,178.30072878273,"…",0.69179999999999997,"…",0.3649,11,54,41,18.25,31.5,617.29370117188,9.84,1246.9000000000001,284.8,3646.4,2846.2,300,36.19,132.5,1.8016000000000001]
[null,null,130,"1970M10","1970-10-01",{"$f":"C138>=$F$6","v":false},{"$f":"IF(F138,E138,NA())","v":{"$error":"#N/A"}},{"$f":"INDEX(I138:CA138,$H$5)","v":"…"},1.21,1.21,1.21,"…",7.8,"…",0.17,0.44721801014000001,"…","…",0.67500000000000004,1.1196999999999999,0.94157150000000001,0.83499999999999996,0.62664120000000001,0.99066670000000001,0.88759960000000004,398.48,"…","…",390.22,257.47000000000003,"…",123,304,104,"…","…",27.368679832400002,58.4,51.8,124.44,"…","…","…","…",58.79,"…",0.16930000000000001,0.1696,1.284,0.42533402559,"…",2.7337288000000002,0.112215158,0.16755112,8.6599999999999996E-2,1025.76,42.99,44.44,175,178.30072878273,"…",0.69769999999999999,"…",0.34810000000000002,11,54,41,18.25,31.5,617.29370117188,9.84,1142.4000000000001,285.2,3668.5,2846.2,296.5,37.520000000000003,132.5,1.7458]
[null,null,131,"1970M11",{"$f":"EDATE(E138,1)","v":"1970-11-01"},false,{"$error":"#N/A"},{"$f":"INDEX(I139:CA139,$H$5)","v":"…"},1.21,1.21,1.21,"…",7.8,"…",0.17,0.44721801014000001,"…","…",0.67500000000000004,1.0278,0.91599850000000005,0.83499999999999996,0.62664120000000001,0.99066670000000001,0.88759960000000004,401.56,"…","…",406.28,269.99,"…",125,330,105,"…","…",27.880192790190002,58.4,51.8,124.84,"…","…","…","…",60.99,"…",0.1497,0.1696,1.2703,0.4269890174,"…",2.7337288000000002,0.112215158,0.16314187999999999,9.01E-2,1057.02,42.99,44.44,175,178.30072878273,"…",0.70899999999999996,"…",0.37409999999999999,11,54,41,18.25,31.5,617.29370117188,9.84,1085.3,279.89999999999998,3615.6,2846.2,293.2,37.44,132.5,1.7604]
[null,null,132,"1970M12","1970-12-01",false,{"$error":"#N/A"},{"$f":"INDEX(I140:CA140,$H$5)","v":"…"},1.21,1.21,1.21,"…",7.8,"…",0.17,0.44721801014000001,"…","…",0.67500000000000004,0.97750000000000004,0.91908489999999998,0.83499999999999996,0.62664120000000001,0.99066670000000001,0.88759960000000004,403.92,"…","…",437.69,271.64,"…",121,311,106,"…","…",28.38636321121,58.4,51.8,120.42,"…","…","…","…",63.2,"…",0.1285,0.19339999999999999,1.3069,0.42864878674000001,"…",2.7337288000000002,0.112215158,0.16534650000000001,9.06E-2,1063.19,42.99,44.44,175,178.30072878273,"…",0.71650000000000003,"…",0.37040000000000001,11,54,41,18.25,31.5,617.29370117188,9.84,1045.7,276.7,3496.5,2846.2,289.2,37.44,132.5,1.6348]
[null,null,133,"1971M01","1971-01-01",false,{"$error":"#N/A"},{"$f":"INDEX(I141:CA141,$H$5)","v":"…"},1.64,1.64,1.64,"…",8.68,"…",0.18,0.50224354379000002,"…","…",0.53800000000000003,1.0031000000000001,0.92988729999999997,0.77969999999999995,0.63839950000000001,0.7991994,0.90159959999999995,409.82,"…","…",448.32,273.29000000000002,"…",125,309,105,"…","…",28.50975184959,58.4,55.77,121.4,"…","…","…","…",63.57,"…",0.13800000000000001,0.13189999999999999,1.3358000000000001,0.42996642411000002,0.80259999999999998,3.3069299999999999,0.112215158,0.16975573999999999,0.104,1045.9100000000001,44.43,44.44,"…",178.30072878273,"…",0.72750000000000004,"…",0.35339999999999999,11.25,57.5,40,16,32.5,617.29370117188,10.33,1010,262.5,3465.7,2932.1,284.60000000000002,37.880000000000003,129,1.6395999999999999]
[null,null,134,"1971M02","1971-02-01",false,{"$error":"#N/A"},{"$f":"INDEX(I142:CA142,$H$5)","v":"…"},1.64,1.64,1.64,"…",8.68,"…",0.18,0.50224354379000002,"…","…",0.53800000000000003,0.98329999999999995,0.92966680000000002,0.77810000000000001,0.66959950000000001,0.76319939999999997,0.90159959999999995,393.4,"…","…",479.5,273.29000000000002,"…",125,297,101,"…","…",28.55707926401,58.4,55.77,105.1,"…","…","…","…",63.57,"…",0.13500000000000001,0.1462,1.3716999999999999,0.43115038508999998,0.7913,3.3069299999999999,0.112215158,0.17416498,0.10630000000000001,1018.55,44.43,44.44,"…",178.30072878273,"…",0.74029999999999996,"…",0.33329999999999999,11.25,57.5,40,16,32.5,617.29370117188,10.33,1020.2,266.10000000000002,3463.5,2932.1,272.10000000000002,38.74,122.5,1.6003000000000001]
[null,null,135,"1971M03","1971-03-01",false,{"$error":"#N/A"},{"$f":"INDEX(I143:CA143,$H$5)","v":"…"},1.64,1.64,1.64,"…",8.68,"…",0.18,0.50224354379000002,"…","…",0.53800000000000003,1.0143,0.94068960000000001,0.75649999999999995,0.70319940000000003,0.66479949999999999,0.90159959999999995,401.56,"…","…",481.87,278.02,"…",124,300,100,"…","…",28.451203500919998,58.4,55.77,98.91,"…","…","…","…",62.83,"…",0.13700000000000001,0.15240000000000001,1.3812,0.43287185936,0.78459999999999996,3.3069299999999999,0.112215158,0.17196036000000001,0.10340000000000001,1020.68,44.43,44.44,"…",178.30072878273,"…",0.72750000000000004,"…",0.33529999999999999,11.25,57.5,40,16,32.5,617.29370117188,10.33,1144.0999999999999,267.39999999999998,3527.4,2932.1,283.7,38.869999999999997,122.5,1.669]
[null,null,136,"1971M04","1971-04-01",false,{"$error":"#N/A"},{"$f":"INDEX(I144:CA144,$H$5)","v":"…"},1.64,1.64,1.64,"…",8.68,"…",0.18,0.50224354379000002,"…","…",0.53800000000000003,0.98939999999999995,0.94002819999999998,1.0293000000000001,0.64559949999999999,1.540799,0.90159959999999995,388.8,"…","…",462.97,269.27999999999997,"…",119,292,98,"…","…",28.421298617390001,58.4,55.77,95.67,"…","…","…","…",62.46,"…",0.13800000000000001,0.1711,1.4020999999999999,0.43440977716000001,0.81910000000000005,3.3069299999999999,0.112215158,0.16975573999999999,0.10050000000000001,1012.52,44.43,44.44,"…",178.30072878273,"…",0.72550000000000003,"…",0.35599999999999998,11.25,57.5,40,16,32.5,617.29370117188,10.33,1251.5,268,3562.7,2932.1,283.5,39.01,122.5,1.726]
[null,null,137,"1971M05","1971-05-01",false,{"$error":"#N/A"},{"$f":"INDEX(I145:CA145,$H$5)","v":"…"},1.64,1.64,1.64,"…",8.68,"…",0.18,0.50224354379000002,"…","…",0.53800000000000003,1.0183,0.94002819999999998,0.91410000000000002,0.65519950000000005,1.1855990000000001,0.90159959999999995,359.04,"…","…",453.52,242.82,"…",122,293,101,"…","…",28.622759685889999,58.4,55.77,105.98,"…","…","…","…",63.2,"…",0.13900000000000001,0.1542,1.4038999999999999,0.43689260567999999,0.78979999999999995,3.3069299999999999,0.112215158,0.17416498,9.6100000000000005E-2,1038.8,44.43,44.31,"…",178.01888484413999,"…",0.75349999999999995,"…",0.37609999999999999,11.25,57.5,40,16,32.5,617.29370117188,10.33,1114.4000000000001,264.5,3520.8,2932.1,287.7,40.520000000000003,122.5,1.6667000000000001]
[null,null,138,"1971M06","1971-06-01",false,{"$error":"#N/A"},{"$f":"INDEX(I146:CA146,$H$5)","v":"…"},1.64,1.64,1.64,"…",8.68,"…",0.18,0.50224354379000002,"…","…",0.53800000000000003,1.0022,0.93407589999999996,0.85329999999999995,0.63599950000000005,1.0223990000000001,0.90159959999999995,354.31,"…","…",441.24,240.93,"…",127,310,104,"…","…",28.284179171270001,58.4,55.77,109.22,"…","…","…","…",61.36,"…",0.13700000000000001,0.1542,1.3711,0.43937304593999998,0.75819999999999999,3.3069299999999999,0.112215158,0.17636959999999999,9.1499999999999998E-2,1035.0899999999999,44.43,43.26,"…",175.72835731123001,"…",0.7923,"…",0.34239999999999998,11.25,57.5,40,16,32.5,617.29370117188,10.33,1074.2,273.3,3448,2932.1,308.60000000000002,40.1,122.5,1.6081000000000001]
[null,null,139,"1971M07","1971-07-01",false,{"$error":"#N/A"},{"$f":"INDEX(I147:CA147,$H$5)","v":"…"},1.74,1.74,1.74,"…",8.68,"…",0.18,0.50224354379000002,"…","…",0.53800000000000003,0.99270000000000003,0.92834399999999995,0.90769999999999995,0.63359949999999998,1.187999,0.90159959999999995,351.01,"…","…",439.58,263.37,"…",134,336,107,"…","…",28.331132125340002,58.4,55.77,111.48,"…","…","…","…",61.36,"…",0.13600000000000001,0.1542,1.3479000000000001,0.44185184502000002,0.75239999999999996,3.3069299999999999,0.112215158,0.17636959999999999,9.1999999999999998E-2,1011.61,44.43,41.94,"…",172.81223271447999,"…",0.79649999999999999,"…",0.33139999999999997,11.25,66,46.5,16,32.5,617.29370117188,10.33,1115.3,261.89999999999998,3456.8,2932.1,317.60000000000002,40.950000000000003,122.5,1.5808]
[null,null,140,"1971M08","1971-08-01",false,{"$error":"#N/A"},{"$f":"INDEX(I148:CA148,$H$5)","v":"…"},1.74,1.74,1.74,"…",8.68,"…",0.18,0.50224354379000002,"…","…",0.53800000000000003,1.0051000000000001,0.92988729999999997,0.86260000000000003,0.71286939999999999,0.97320050000000002,0.90159959999999995,355.49,"…","…",439.64,282.56,"…",131,335,108,"…","…",28.299510307239998,58.4,55.77,113.35,"…","…","…","…",60.99,"…",0.14499999999999999,0.1542,1.3241000000000001,0.44398130064000002,0.75019999999999998,3.3069299999999999,0.113758392,0.17857422000000001,9.3700000000000006E-2,1001.25,44.43,42.19,"…",173.36773483105,"…",0.82889999999999997,"…",0.31569999999999998,11.25,66,46.5,16,32.5,628.31665039063,10.33,1097.9000000000001,258.3,3478.9,2932.1,322.5,42.71,122.5,1.5866]
[null,null,141,"1971M09","1971-09-01",false,{"$error":"#N/A"},{"$f":"INDEX(I149:CA149,$H$5)","v":"…"},1.74,1.74,1.74,"…",8.68,"…",0.18,0.50224354379000002,"…","…",0.53800000000000003,0.96450000000000002,0.92437579999999997,0.85460000000000003,0.72609270000000004,0.9360174,0.90159959999999995,356.72,"…","…",429.75,272.24,"…",124,296,99,"…","…",28.34648871165,58.4,55.77,120.61,"…","…","…","…",60.99,"…",0.14699999999999999,0.1542,1.2968,0.44428801614000002,0.79010000000000002,3.3069299999999999,0.115522088,0.17416498,8.7900000000000006E-2,1042.75,44.43,43.12,"…",175.42103026599,"…",0.82669999999999999,"…",0.32319999999999999,11.25,66,46.5,16,32.5,639.33984375,10.33,1056.4000000000001,239.2,3525.2,2932.1,311.2,42.03,122.5,1.4214]
[null,null,142,"1971M10","1971-10-01",false,{"$error":"#N/A"},{"$f":"INDEX(I150:CA150,$H$5)","v":"…"},1.74,1.74,1.74,"…",8.68,"…",0.18,0.50224354379000002,"…","…",0.53800000000000003,0.94310000000000005,0.91908489999999998,0.84770000000000001,0.70495339999999995,0.93661640000000002,0.90159959999999995,357.94,"…","…",404.03,253.99,"…",125,305,101,"…","…",28.237086453309999,58.4,55.77,121.69,"…","…","…","…",60.26,"…",0.14299999999999999,0.1542,1.3129,0.4466334247,0.79790000000000005,3.3069299999999999,0.116403936,0.17416498,9.2799999999999994E-2,1081.58,44.43,43.58,"…",176.42910586900001,"…",0.81850000000000001,"…",0.31569999999999998,11.25,66,46.5,16,32.5,639.33984375,10.33,1041.2,229.5,3489.9,2932.1,336.6,42.5,122.5,1.3358000000000001]
[null,null,143,"1971M11","1971-11-01",false,{"$error":"#N/A"},{"$f":"INDEX(I151:CA151,$H$5)","v":"…"},1.74,1.74,1.74,"…",8.68,"…",0.18,0.50224354379000002,"…","…",0.53800000000000003,0.96579999999999999,0.92547809999999997,0.82069999999999999,0.69305430000000001,0.86756429999999995,0.90159959999999995,358.23,"…","…",396.01,247.82,"…",125,301,102,"…","…",28.283961231439999,58.4,55.77,118.06,"…","…","…","…",60.26,"…",0.14299999999999999,0.1542,1.2862,0.44879647447999998,0.84789999999999999,3.3069299999999999,0.116624398,0.17636959999999999,9.35E-2,1102.4000000000001,44.43,41.57,"…",171.98728644139999,"…",0.81569999999999998,"…",0.31530000000000002,11.25,66,46.5,16,32.5,641.54443359375,10.33,1013.9,221.8,3534,2932.1,344.4,42.86,122.5,1.3199000000000001]
[null,null,144,"1971M12","1971-12-01",false,{"$error":"#N/A"},{"$f":"INDEX(I152:CA152,$H$5)","v":"…"},1.74,1.74,1.74,"…",8.68,"…",0.18,0.50224354379000002,"…","…",0.53800000000000003,1.0206999999999999,0.93738279999999996,0.80400000000000005,0.70222770000000001,0.80831960000000003,0.90159959999999995,300,"…","…",410.95,233.69,"…",126,271,101,"…","…",28.25095631656,58.4,55.77,116.98,"…","…","…","…",59.89,"…",0.14399999999999999,0.15509999999999999,1.3166,0.45059029344000001,0.877,3.3069299999999999,0.11816763199999999,0.18298345999999999,0.1275,1100.6199999999999,44.43,41.45,"…",171.71901157872,"…",0.84550000000000003,"…",0.2928,11.25,66,46.5,16,32.5,665.79516601563,10.33,1037.9000000000001,231,3670.7,2932.1,358.9,43.48,122.5,1.3935]
[null,null,145,"1972M01","1972-01-01",false,{"$error":"#N/A"},{"$f":"INDEX(I153:CA153,$H$5)","v":"…"},1.77,1.77,1.77,"…",9.6,"…",0.19,0.54216598655000003,"…","…",0.64400000000000002,0.99050000000000005,0.92966680000000002,0.78690000000000004,0.74601410000000001,0.80410809999999999,0.81059970000000003,300,"…","…",426.69,218.34,"…",125,249,105,"…","…",27.06295183816,51.33,53.08,113.84,"…","…","…","…",59.89,"…",0.13100000000000001,0.1885,1.3857999999999999,0.45333391136000001,0.92,4.1226393999999997,0.1543234,0.19180194,0.1741,1106.83,52.48,40.35,"…",169.24297163932999,"…",0.88839999999999997,"…",0.31609999999999999,11.5,83,60,29.25,33.5,670.20458984375,10.33,1078,251.9,3626.6,3079.9,379.8,45.75,122.5,1.4731000000000001]
[null,null,146,"1972M02","1972-02-01",false,{"$error":"#N/A"},{"$f":"INDEX(I154:CA154,$H$5)","v":"…"},1.77,1.77,1.77,"…",9.6,"…",0.19,0.54216598655000003,"…","…",0.64400000000000002,0.99960000000000004,0.93076899999999996,0.7923,0.78249400000000002,0.78392609999999996,0.81059970000000003,250,"…","…",437.61,185.17,"…",127,246,107,"…","…",27.178920096150001,51.72,53.46,112.56,"…","…","…","…",59.89,"…",0.14000000000000001,0.19120000000000001,1.4041999999999999,0.45641986358999997,0.88849999999999996,4.1226393999999997,0.15608709600000001,0.1873927,0.18099999999999999,1115.1600000000001,52.48,42.13,"…",173.23455272171,"…",0.89639999999999997,"…",0.3135,11.5,83,60,29.25,33.5,670.20458984375,10.33,1112.4000000000001,294.3,3631,3079.9,389.7,48.26,122.5,1.5036]
[null,null,147,"1972M03","1972-03-01",false,{"$error":"#N/A"},{"$f":"INDEX(I155:CA155,$H$5)","v":"…"},1.77,1.77,1.77,"…",9.6,"…",0.19,0.54216598655000003,"…","…",0.64400000000000002,1.0192000000000001,0.94950800000000002,0.79600000000000004,0.82444589999999995,0.75308070000000005,0.81059970000000003,210,"…","…",434.41,216.68,"…",135,258,114,"…","…",27.367115362260002,52.51,53.57,113.05,"…","…","…","…",59.89,"…",0.13300000000000001,0.1648,1.4548000000000001,0.46040182827999998,0.91759999999999997,4.1226393999999997,0.157189406,0.18959732000000001,0.185,1088.67,52.48,43.98,"…",177.30172162124001,"…",0.87070000000000003,"…",0.30969999999999998,11.5,83,60,29.25,33.5,670.20458984375,10.33,1108.2,320.5,3789.7,3079.9,397.4,48.33,122.5,1.5364]
[null,null,148,"1972M04","1972-04-01",false,{"$error":"#N/A"},{"$f":"INDEX(I156:CA156,$H$5)","v":"…"},1.77,1.77,1.77,"…",9.6,"…",0.19,0.54216598655000003,"…","…",0.64400000000000002,1.0115000000000001,0.96273529999999996,0.81399999999999995,0.80985399999999996,0.82147219999999999,0.81059970000000003,200,"…","…",439.9,227.34,"…",140,272,117,"…","…",27.700405945970001,53.68,53.68,111.58,"…","…","…","…",60.26,"…",0.13500000000000001,0.1542,1.4991000000000001,0.46367674180000001,0.93069999999999997,4.1226393999999997,0.15652801999999999,0.18518808,0.156,1066.04,52.48,43.57,"…",176.40724337569,"…",0.86509999999999998,"…",0.30640000000000001,11.5,83,60,29.25,33.5,670.20458984375,10.33,1133,315.89999999999998,3844.9,3079.9,395,49.03,122.5,1.5720000000000001]
[null,null,149,"1972M05","1972-05-01",false,{"$error":"#N/A"},{"$f":"INDEX(I157:CA157,$H$5)","v":"…"},1.77,1.77,1.77,"…",9.6,"…",0.19,0.54216598655000003,"…","…",0.64400000000000002,1.0377000000000001,0.96471949999999995,0.85770000000000002,0.80255799999999999,0.95983830000000003,0.81059970000000003,220,"…","…",441.52,227.51,"…",140,252,117,"…","…",27.888683322049999,54.48,51.53,114.13,"…","…","…","…",60.26,"…",0.1411,0.1331,1.5055000000000001,0.46645670906999998,0.98470000000000002,4.1226393999999997,0.15652801999999999,0.17857422000000001,0.1462,1060.8699999999999,52.48,42.54,"…",174.14290035315,"…",0.85980000000000001,"…",0.32629999999999998,11.5,83,60,29.25,33.5,599.65673828125,10.33,1106.4000000000001,317.89999999999998,3765.5,3079.9,386.2,54.62,122.5,1.583]
[null,null,150,"1972M06","1972-06-01",false,{"$error":"#N/A"},{"$f":"INDEX(I158:CA158,$H$5)","v":"…"},1.77,1.77,1.77,"…",9.6,"…",0.19,0.54216598655000003,"…","…",0.64400000000000002,1.0697000000000001,0.96251489999999995,0.86650000000000005,0.73507009999999995,1.053885,0.81059970000000003,248.46,"…","…",422.12,216.13,"…",138,234,119,"…","…",27.574097412130001,52.9,49.82,118.35,"…","…","…","…",59.89,"…",0.13700000000000001,0.1331,1.5350999999999999,0.46959346886999997,1.2290000000000001,4.1226393999999997,0.154543862,0.18077884,0.13950000000000001,1072.21,52.48,40.75,"…",170.14690053573,"…",0.83130000000000004,"…",0.32669999999999999,11.5,83,60,29.25,33.5,566.58740234375,10.33,1063.2,311.89999999999998,3741.2,3079.9,371,62.09,122.5,1.569]
[null,null,151,"1972M07","1972-07-01",false,{"$error":"#N/A"},{"$f":"INDEX(I159:CA159,$H$5)","v":"…"},1.87,1.87,1.87,"…",9.6,"…",0.19,0.54216598655000003,"…","…",0.64400000000000002,1.2361,1.043863,0.78779999999999994,0.54557230000000001,1.007215,0.81059970000000003,222.41,"…","…",403.2,214.6,"…",141,226,127,"…","…",27.9083578784,54.07,51.92,119.33,"…","…","…","…",60.26,"…",0.13109999999999999,0.1331,1.5065999999999999,0.47372466781,1.1514,4.1226393999999997,0.146386768,0.1873927,0.1225,1062.48,52.48,39.020000000000003,"…",166.20736113845001,"…",0.78149999999999997,"…",0.3241,11.5,99,75,29.25,33.5,537.92724609375,10.33,1034.5999999999999,303.7,3732.4,3079.9,363.7,65.66,128,1.7358]
[null,null,152,"1972M08","1972-08-01",false,{"$error":"#N/A"},{"$f":"INDEX(I160:CA160,$H$5)","v":"…"},1.87,1.87,1.87,"…",9.6,"…",0.19,0.54216598655000003,"…","…",0.64400000000000002,1.2009000000000001,1.040557,0.77200000000000002,0.63593750000000004,0.86931360000000002,0.81059970000000003,217.02,"…","…",413.54,220.64,"…",141,223,126,"…","…",28.6286672552,55.66,54.94,135.55000000000001,"…","…","…","…",62.1,"…",0.14199999999999999,0.1331,1.4916,0.47640385862000001,1.2221,4.1226393999999997,0.14682769200000001,0.19400655999999999,0.13780000000000001,1081.81,52.48,39.270000000000003,"…",166.78155467369999,"…",0.74150000000000005,"…",0.317,11.5,99,75,29.25,33.5,540.1318359375,10.33,1046.7,297.8,3754.5,3079.9,363.5,67.03,132.5,1.8461000000000001]
[null,null,153,"1972M09","1972-09-01",false,{"$error":"#N/A"},{"$f":"INDEX(I161:CA161,$H$5)","v":"…"},1.87,1.87,1.87,"…",9.6,"…",0.19,0.54216598655000003,"…","…",0.64400000000000002,1.1687000000000001,1.0346040000000001,0.75629999999999997,0.69374999999999998,0.76441870000000001,0.81059970000000003,226,"…","…",412.33,224.87,"…",135,225,138,"…","…",32.15085873956,59.2,58.2,144.80000000000001,"…","…","…","…",76.06,"…",0.13300000000000001,0.1331,1.4577,0.48112753612999998,1.2,4.1226393999999997,0.146386768,0.19400655999999999,0.15579999999999999,1062.8399999999999,52.48,39.380000000000003,"…",167.03366698553,"…",0.73299999999999998,"…",0.308,11.5,99,75,29.25,33.5,537.92724609375,10.33,1060.5999999999999,302.39999999999998,3803,3079.9,368.4,65.459999999999994,132.5,1.7766999999999999]
[null,null,154,"1972M10","1972-10-01",false,{"$error":"#N/A"},{"$f":"INDEX(I162:CA162,$H$5)","v":"…"},1.87,1.87,1.87,"…",9.6,"…",0.19,0.54216598655000003,"…","…",0.64400000000000002,1.1778999999999999,1.0368090000000001,0.74009999999999998,0.63293100000000002,0.77686829999999996,0.81059970000000003,232,"…","…",401.48,224.02,"…",136,228,135,"…","…",33.932380115139999,57.22,56.88,148.69999999999999,"…","…","…","…",87.45,"…",0.13500000000000001,0.1331,1.4686999999999999,0.48355758726999998,1.1093,4.1226393999999997,0.143741224,0.19400655999999999,0.1633,1061.76,52.48,39.46,"…",167.21681798073001,"…",0.77990000000000004,"…",0.36020000000000002,11.5,99,75,29.25,33.5,537.92724609375,10.33,917.5,297.2,3758.9,3079.9,363.7,64.86,132.5,1.8106]
[null,null,155,"1972M11","1972-11-01",false,{"$error":"#N/A"},{"$f":"INDEX(I163:CA163,$H$5)","v":"…"},1.87,1.87,1.87,"…",9.6,"…",0.19,0.54216598655000003,"…","…",0.64400000000000002,1.1859,1.0443039999999999,0.70989999999999998,0.5837871,0.73531970000000002,0.81059970000000003,234.96,"…","…",422.59,218.54,"…",148,240,155,"…","…",34.65496025254,59.2,61.95,156,"…","…","…","…",88.92,"…",0.14099999999999999,0.1331,1.4845999999999999,0.48933809322999999,1.1214,4.1226393999999997,0.14109568,0.18518808,0.16039999999999999,1048.8599999999999,52.48,39.46,"…",167.21681798073001,"…",0.81430000000000002,"…",0.37209999999999999,11.5,99,75,29.25,33.5,540.1318359375,10.33,1007.1,298,3701.6,3079.9,378.9,62.91,132.5,1.8325]
[null,null,156,"1972M12","1972-12-01",false,{"$error":"#N/A"},{"$f":"INDEX(I164:CA164,$H$5)","v":"…"},1.87,1.87,1.87,"…",9.6,"…",0.19,0.54216598655000003,"…","…",0.64400000000000002,1.2174,1.052902,0.70740000000000003,0.60316510000000001,0.70840000000000003,0.81059970000000003,247.87,"…","…",455.82,213.26,"…",174,234,198,"…","…",38.749758890309998,67.06,75.83,165.5,"…","…","…","…",102.88,"…",0.13400000000000001,0.22939999999999999,1.5694999999999999,0.49745133572,1.1425000000000001,4.1226393999999997,0.14065475599999999,0.18959732000000001,0.20169999999999999,1056.18,52.48,43.48,"…",176.21037696933001,"…",0.86199999999999999,"…",0.4012,11.5,99,75,29.25,33.5,540.1318359375,10.33,1024.4000000000001,308.39999999999998,3730.2,3079.9,375,63.91,132.5,1.976]
[null,null,157,"1973M01","1973-01-01",false,{"$error":"#N/A"},{"$f":"INDEX(I165:CA165,$H$5)","v":"…"},2.08,2.08,2.08,"…",11.48,"…",0.21,0.69350672431000004,"…","…",1.131,1.278,1.0540050000000001,0.71609999999999996,0.60239160000000003,0.72538650000000005,0.82039969999999995,231,"…","…",445.79,211.77,"…",214,239,215,"…","…",42.096023126120002,79.13,81.349999999999994,160.88,"…","…","…","…",108.39,"…",0.13500000000000001,0.14879999999999999,1.7009000000000001,0.50219902931000004,1.1688000000000001,5.0044874000000004,0.14131614200000001,0.20679335600000001,0.2072,1041.72,133.47,48.85,"…",187.64716089258999,"…",0.88580000000000003,"…",0.44219999999999998,13.75,105,84,64.75,42.5,542.33642578125,10.33,1119,318.3,3789.7,3373.1,387,65.14,132.5,2.0165999999999999]
[null,null,158,"1973M02","1973-02-01",false,{"$error":"#N/A"},{"$f":"INDEX(I166:CA166,$H$5)","v":"…"},2.08,2.08,2.08,"…",11.48,"…",0.21,0.69350672431000004,"…","…",1.131,1.4541999999999999,1.091923,0.72919999999999996,0.65741309999999997,0.70984480000000005,0.82039969999999995,299,"…","…",460.54,258.66000000000003,"…",259,291,247,"…","…",40.763645642930001,81.099999999999994,78.48,173.53,"…","…","…","…",98.84,"…",0.14199999999999999,0.18229999999999999,1.8744000000000001,0.50886058293000003,1.1846000000000001,5.0044874000000004,0.14550492000000001,0.20150226800000001,0.19789999999999999,1039.48,133.47,63.34,"…",215.90429558033,"…",0.90680000000000005,"…",0.46250000000000002,13.75,105,84,64.75,42.5,557.76879882813,10.33,1243.5999999999999,339.9,4027.8,3373.1,422,74.2,141.97,2.2362000000000002]
[null,null,159,"1973M03","1973-03-01",false,{"$error":"#N/A"},{"$f":"INDEX(I167:CA167,$H$5)","v":"…"},2.08,2.08,2.08,"…",11.48,"…",0.21,0.69350672431000004,"…","…",1.131,1.4193,1.10978,0.73399999999999999,0.69585609999999998,0.68559780000000003,0.82039969999999995,315,"…","…",462.7,280.36,"…",258,311,238,"…","…",40.555044765280002,79.92,76.28,185.87,"…","…","…","…",98.47,"…",0.14199999999999999,0.17810000000000001,1.9795,0.51174867349999997,1.2307999999999999,5.0044874000000004,0.14859138799999999,0.20811612800000001,0.1933,1046.8599999999999,133.47,74.099999999999994,"…",234.99410265012,"…",0.95799999999999996,"…",0.5454,13.75,105,84,64.75,42.5,570.99658203125,10.33,1509.5,372.1,4288,3373.1,474,84.37,152.5,2.3092000000000001]
[null,null,160,"1973M04","1973-04-01",false,{"$error":"#N/A"},{"$f":"INDEX(I168:CA168,$H$5)","v":"…"},2.35,2.35,2.35,"…",11.48,"…",0.21,0.69350672431000004,"…","…",1.131,1.2909999999999999,1.077593,0.80410000000000004,0.69264749999999997,0.89935120000000002,0.82039969999999995,360,"…","…",473.56,290.2,"…",260,333,256,"…","…",40.721553010720001,77.77,74.510000000000005,185.87,"…","…","…","…",101.05,"…",0.14699999999999999,0.14879999999999999,1.8532,0.51707943782999999,1.2693000000000001,5.0044874000000004,0.14881185,0.21274583,0.19819999999999999,1066.55,133.47,70.97,"…",229.58077942838,"…",1.0306999999999999,"…",0.54369999999999996,13.75,105,84,64.75,42.5,570.99658203125,10.33,1588.4,387.1,4270.3,3373.1,513,90.5,152.5,2.2071999999999998]
[null,null,161,"1973M05","1973-05-01",false,{"$error":"#N/A"},{"$f":"INDEX(I169:CA169,$H$5)","v":"…"},2.35,2.35,2.35,"…",11.48,"…",0.21,0.69350672431000004,"…","…",1.131,1.4151,1.0745070000000001,0.80710000000000004,0.63614459999999995,0.96477179999999996,0.82039969999999995,416,"…","…",493.84,323.83,"…",358,373,364,"…","…",42.944456676900003,88.97,78.48,185.87,"…","…","…","…",102.15,"…",0.157,0.154,1.8479000000000001,0.52873590114000002,1.2408999999999999,5.0044874000000004,0.151677856,0.22178477199999999,0.2001,1087.3599999999999,133.47,61.74,"…",212.94189212805,"…",1.1497999999999999,"…",0.55069999999999997,13.75,105,84,64.75,42.5,582.01977539063,10.33,1552.2,396.4,4347.5,3373.1,549,101.96,152.5,2.4011999999999998]
[null,null,162,"1973M06","1973-06-01",false,{"$error":"#N/A"},{"$f":"INDEX(I170:CA170,$H$5)","v":"…"},2.35,2.35,2.35,"…",11.48,"…",0.21,0.69350672431000004,"…","…",1.131,1.4147000000000001,1.077593,0.84370000000000001,0.60471980000000003,1.076973,0.84927540000000001,457,"…","…",524.80999999999995,371.41,"…",470,455,497,"…","…",46.210613849799998,101.17,87.3,185.87,"…","…","…","…",108.39,"…",0.16,0.154,1.7996000000000001,0.53971898260999995,1.2883,5.0044874000000004,0.154543862,0.22597355,0.20669999999999999,1116.3,133.47,55.72,"…",201.46570566532,"…",1.2237,"…",0.66949999999999998,13.75,105,84,64.75,42.5,601.861328125,10.33,1748.7,425.3,4530.5,3373.1,656,120.12,152.5,2.6208999999999998]
[null,null,163,"1973M07","1973-07-01",false,{"$error":"#N/A"},{"$f":"INDEX(I171:CA171,$H$5)","v":"…"},2.7,2.7,2.7,"…",11.48,"…",0.21,0.69350672431000004,"…","…",1.131,1.3567,1.0581929999999999,0.87180000000000002,0.63099689999999997,1.1351500000000001,0.84927540000000001,552,"…","…",593.55999999999995,472.85,"…",330,550,582,"…","…",48.801615768029997,109.44,99.65,332.53,"…","…","…","…",114.64,"…",0.154,0.154,1.9575,0.54732563547000002,1.4375,5.0044874000000004,0.15233924200000001,0.22597355,0.20979999999999999,1135.95,133.47,56.35,"…",202.69257881953999,"…",1.4550000000000001,"…",0.84860000000000002,13.75,132.5,115,64.75,42.5,634.9306640625,10.33,2021.2,469.8,4962.6000000000004,3373.1,842,120.17,152.5,2.7056]
[null,null,164,"1973M08","1973-08-01",false,{"$error":"#N/A"},{"$f":"INDEX(I172:CA172,$H$5)","v":"…"},2.7,2.7,2.7,"…",11.48,"…",0.21,0.69350672431000004,"…","…",1.131,1.3307,1.0449660000000001,0.85289999999999999,0.73660709999999996,0.97289599999999998,0.84927540000000001,573,"…","…",597.88,536.33000000000004,"…",331,548,330,"…","…",64.466196250950006,122.43,113.32,377.7,"…","…","…","…",192.54,"…",0.14599999999999999,0.154,2.4590000000000001,0.53809543567999996,1.4748000000000001,5.0044874000000004,0.14859138799999999,0.23699665,0.19769999999999999,1150.06,133.47,63.55,"…",216.29054293146001,"…",1.6719999999999999,"…",0.82410000000000005,13.75,132.5,115,64.75,42.5,619.49829101563,10.33,2123,447.5,5004.5,3373.1,914,106.76,152.5,2.6364999999999998]
[null,null,165,"1973M09","1973-09-01",false,{"$error":"#N/A"},{"$f":"INDEX(I173:CA173,$H$5)","v":"…"},2.7,2.7,2.7,"…",11.48,"…",0.21,0.69350672431000004,"…","…",1.131,1.3271999999999999,1.1044890000000001,0.81,0.7370892,0.84370089999999998,0.84927540000000001,550,"…","…",533.73,424.13,"…",266,508,218,"…","…",61.216465074749998,107.08,105.82,377.7,"…","…","…","…",189.6,"…",0.14199999999999999,0.154,2.2624,0.53248726374999999,1.5645,5.0044874000000004,0.14528445800000001,0.24184681399999999,0.19769999999999999,1179.2,133.47,70.27,"…",228.35520024168,"…",1.9112,"…",0.73409999999999997,13.75,132.5,115,64.75,42.5,604.06591796875,10.33,1936.1,444.7,5011.1000000000004,3373.1,976,102.97,155.24,2.6751]
[null,null,166,"1973M10","1973-10-01",false,{"$error":"#N/A"},{"$f":"INDEX(I174:CA174,$H$5)","v":"…"},4.0999999999999996,4.0999999999999996,4.0999999999999996,"…",11.48,"…",0.21,0.69350672431000004,"…","…",1.131,1.3778999999999999,1.1463760000000001,0.79049999999999998,0.66965669999999999,0.85254649999999998,0.84927540000000001,617,"…","…",560.67999999999995,434.92,"…",245,531,207,"…","…",60.081170373920003,106.39,109.24,337.7,"…","…","…","…",182.25,"…",0.14799999999999999,0.154,2.1839,0.53517399087999995,1.5986,5.0044874000000004,0.14550492000000001,0.24581512999999999,0.20960000000000001,1202.69,133.47,78,"…",241.59404019581001,"…",1.9252,"…",0.7097,13.75,132.5,115,64.75,42.5,621.70288085938,10.33,2065.3000000000002,471.6,5359.4,3373.1,1163,100.08,160.5,2.8856000000000002]
[null,null,167,"1973M11","1973-11-01",false,{"$error":"#N/A"},{"$f":"INDEX(I175:CA175,$H$5)","v":"…"},4.0999999999999996,4.0999999999999996,4.0999999999999996,"…",11.48,"…",0.21,0.69350672431000004,"…","…",1.131,1.3931,1.1684220000000001,0.75739999999999996,0.63024570000000002,0.79253980000000002,0.84927540000000001,718,"…","…",617.23,429.29,"…",239,490,223,"…","…",60.412720288540001,107.87,106.7,475.9,"…","…","…","…",181.88,"…",0.13900000000000001,0.154,2.1429,0.54078451437999997,1.6149,5.0044874000000004,0.14330029999999999,0.24471282,0.2235,1222.18,133.47,77.03,"…",239.96697452255,"…",1.7527999999999999,"…",0.79810000000000003,13.75,132.5,115,64.75,42.5,650.36279296875,10.33,2273,490,5573.3,3373.1,1625,94.92,160.5,2.8599000000000001]
[null,null,168,"1973M12","1973-12-01",false,{"$error":"#N/A"},{"$f":"INDEX(I176:CA176,$H$5)","v":"…"},4.0999999999999996,4.0999999999999996,4.0999999999999996,"…",11.48,"…",0.21,0.69350672431000004,"…","…",1.131,1.4235,1.1904669999999999,0.74229999999999996,0.64535410000000004,0.73233740000000003,0.84927540000000001,1068,"…","…",789.7,496.71,"…",254,603,243,"…","…",64.080791319460005,112.59,109.57,495.54,"…","…","…","…",199.52,"…",0.129,0.22,2.0693000000000001,0.54672108039,1.6195999999999999,5.0044874000000004,0.13911152199999999,0.250003908,0.26119999999999999,1247.9000000000001,133.47,96.43,"…",270.91290996890001,"…",1.8159000000000001,"…",1.0075000000000001,13.75,132.5,115,64.75,42.5,632.72583007813,10.33,2244.3000000000002,593.5,6461.7,3373.1,1623,106.72,160.5,3.1366999999999998]
[null,null,169,"1974M01","1974-01-01",false,{"$error":"#N/A"},{"$f":"INDEX(I177:CA177,$H$5)","v":"…"},13,13,13,"…",16.89,"…",0.28999999999999998,1.73,"…","…",1.5609999999999999,1.5304,1.2266220000000001,0.84130000000000005,0.67642749999999996,0.71053540000000004,1.1368,1191,"…","…",958.77,578.77,"…",261,665,221,"…","…",66.147272088890006,112.28,115.79,512.23,"…","…","…","…",213.48,"…",0.16908999999999999,0.13950000000000001,2.0371000000000001,0.54846764849999996,1.6008,4.6517482000000001,0.18188114999999999,0.27844350600000001,0.3342,1280.6300000000001,120.43,95.43,"…",269.39218328268998,"…",1.9886999999999999,"…",1.0803,42,215,180,285.75,53,604.06591796875,13.38,2032.4,565.70000000000005,6503.6,3571.5,1330,129.19,162.68,3.6369500000000001]
[null,null,170,"1974M02","1974-02-01",false,{"$error":"#N/A"},{"$f":"INDEX(I178:CA178,$H$5)","v":"…"},13,13,13,"…",16.89,"…",0.28999999999999998,1.73,"…","…",1.5609999999999999,1.6466000000000001,1.334867,0.87470000000000003,0.69211719999999999,0.79520239999999998,1.1368,1160,"…","…",1093.4000000000001,667.24,"…",271,780,203,"…","…",70.943976089109995,131.1,121.31,539.73,"…","…","…","…",220.46,"…",0.1618,0.16750000000000001,1.9825999999999999,0.54914694708,1.4649000000000001,4.6517482000000001,0.186069928,0.376769558,0.46500000000000002,1310.72,120.43,97.86,"…",273.07500188848002,"…",1.8436999999999999,"…",0.97889999999999999,42,232.5,220,285.75,55,619.49829101563,13.38,2291.6999999999998,649.20000000000005,7418.5,3571.5,1516,150.13,172.5,5.3589500000000001]
[null,null,171,"1974M03","1974-03-01",false,{"$error":"#N/A"},{"$f":"INDEX(I179:CA179,$H$5)","v":"…"},13,13,13,"…",16.89,"…",0.28999999999999998,1.73,"…","…",1.5609999999999999,1.5753999999999999,1.382706,0.94350000000000001,0.86261030000000005,0.8311096,1.1368,1266,"…","…",1123.83,632.88,"…",265,711,200,"…","…",65.647393558589997,126.37,113.54,570.16999999999996,"…","…","…","…",190.7,"…",0.14352000000000001,0.17299999999999999,1.7427999999999999,0.55147643732999996,1.4476,4.6517482000000001,0.19114055399999999,0.39925668199999997,0.4652,1341.7,120.43,99.71,"…",275.85066670152003,"…",1.6949000000000001,"…",0.93740000000000001,42,262.5,242,285.75,55,687.84155273438,13.38,2743.4,708.3,8218.7999999999993,3571.5,1630,168.42,172.5,5.32552]
[null,null,172,"1974M04","1974-04-01",false,{"$error":"#N/A"},{"$f":"INDEX(I180:CA180,$H$5)","v":"…"},10.59999847412,10.59999847412,10.59999847412,"…",16.89,"…",0.28999999999999998,1.73,"…","…",1.5609999999999999,1.5498000000000001,1.411586,1.1544000000000001,0.86222770000000004,1.4642170000000001,1.1368,1150,"…","…",1113.3599999999999,613.85,"…",235,660,172,"…","…",58.916282058749999,114.17,103.07,603.55999999999995,"…","…","…","…",162.04,"…",0.15961,0.16750000000000001,1.6182000000000001,0.55060696299,1.4476,4.6517482000000001,0.19532933199999999,0.42416888800000002,0.47620000000000001,1401.16,120.43,94.68,"…",268.24682218934998,"…",1.6093999999999999,"…",0.84150000000000003,42,293.8,281,285.75,55,751.775390625,13.38,3031.8,702,9206.5,3571.5,1743,172.24,172.5,5.0359499999999997]
[null,null,173,"1974M05","1974-05-01",false,{"$error":"#N/A"},{"$f":"INDEX(I181:CA181,$H$5)","v":"…"},10.59999847412,10.59999847412,10.59999847412,"…",16.89,"…",0.28999999999999998,1.73,"…","…",1.5609999999999999,1.5657000000000001,1.4226080000000001,1.0914999999999999,0.84067380000000003,1.2968820000000001,1.1368,996,"…","…",1102.24,591.5,"…",229,775,157,"…","…",55.369076521330001,113.7,95.9,598.65,"…","…","…","…",141.46,"…",0.20943999999999999,0.1983,1.5448,0.55114065192999995,1.4216,4.6517482000000001,0.19731349000000001,0.50794444800000005,0.52100000000000002,1427.35,120.43,87.12,"…",256.45949290384999,"…",1.4681999999999999,"…",0.85670000000000002,42,301.3,294,285.75,55,765.00317382813,13.38,2875.7,668.7,9305.7000000000007,3571.5,1782,163.27000000000001,174.55,5.4318200000000001]
[null,null,174,"1974M06","1974-06-01",false,{"$error":"#N/A"},{"$f":"INDEX(I182:CA182,$H$5)","v":"…"},10.59999847412,10.59999847412,10.59999847412,"…",16.89,"…",0.28999999999999998,1.73,"…","…",1.5609999999999999,1.5898000000000001,1.3624240000000001,1.1900999999999999,0.90769230000000001,1.52586,1.1368,1039,"…","…",1070.19,603.30999999999995,"…",228,788,142,"…","…",58.48418559425,116.63,93.7,570.41999999999996,"…","…","…","…",155.79,"…",0.19026000000000001,0.1983,1.4451000000000001,0.55145864266,1.3918999999999999,4.6517482000000001,0.195549794,0.57871275,0.51829999999999998,1502.41,120.43,79.489999999999995,"…",244.07532683238,"…",1.3973,"…",0.73899999999999999,63,339.5,336,285.75,57,756.1845703125,13.38,2440,570.1,9041.1,3571.5,1410,154.1,195,4.8960999999999997]
[null,null,175,"1974M07","1974-07-01",false,{"$error":"#N/A"},{"$f":"INDEX(I183:CA183,$H$5)","v":"…"},10,10,10,"…",16.89,"…",0.28999999999999998,1.73,"…","…",1.5609999999999999,1.5232000000000001,1.3035620000000001,1.3055000000000001,0.92635129999999999,1.853248,1.1368,1007,"…","…",1010.85,609.64,"…",276,872,163,"…","…",63.520145895570003,132.28,116.02,494.56,"…","…","…","…",169.02,"…",0.22178,0.1983,1.6409,0.55742740877999997,1.3101,4.6517482000000001,0.19532933199999999,0.62500977000000002,0.55179999999999996,1530.14,120.43,83.19,"…",250.14598598167001,"…",1.3228,"…",0.66930000000000001,63,358.1,341,285.75,58,760.59399414063,13.38,1919.1,548.5,8547.2999999999993,4079,1097,142.97999999999999,195,4.4154499999999999]
[null,null,176,"1974M08","1974-08-01",false,{"$error":"#N/A"},{"$f":"INDEX(I184:CA184,$H$5)","v":"…"},10,10,10,"…",16.89,"…",0.28999999999999998,1.73,"…","…",1.5609999999999999,1.379,1.2347790000000001,1.1838,0.96637379999999995,1.4482930000000001,1.1368,1053,"…","…",1085.19,727.84,"…",320,922,197,"…","…",65.542893643010004,145.82,127.87,496.52,"…","…","…","…",167.55,"…",0.19184999999999999,0.1983,1.6057999999999999,0.56470334966000002,1.2987,4.6517482000000001,0.19180194,0.71892658200000004,0.67530000000000001,1554.54,120.43,80.069999999999993,"…",245.03540428884,"…",1.3349,"…",0.67659999999999998,63,365,337,285.75,62,848.77880859375,13.38,1802.9,549.6,8787.6,4079,1066,154.63999999999999,195,4.4313599999999997]
[null,null,177,"1974M09","1974-09-01",false,{"$error":"#N/A"},{"$f":"INDEX(I185:CA185,$H$5)","v":"…"},10,10,10,"…",16.89,"…",0.28999999999999998,1.73,"…","…",1.5609999999999999,1.2039,1.188704,1.1204000000000001,0.96062049999999999,1.2637350000000001,1.1368,826,"…","…",1057.69,706.65,"…",303,933,184,"…","…",65.48202529852,141.43,128.69999999999999,491.86,"…","…","…","…",170.49,"…",0.22355,0.1983,1.3971,0.56580626510999998,1.3515999999999999,4.6517482000000001,0.31900851400000002,0.74317740200000004,0.75290000000000001,1576.75,120.43,71.42,"…",230.36571700988,"…",1.3172999999999999,"…",0.59570000000000001,63,405,361,285.75,66,837.75561523438,13.38,1460.5,539.29999999999995,9166.7999999999993,4079,911,151.75,195,4.0487500000000001]
[null,null,178,"1974M10","1974-10-01",false,{"$error":"#N/A"},{"$f":"INDEX(I186:CA186,$H$5)","v":"…"},10.29999923706,10.29999923706,10.29999923706,"…",16.89,"…",0.28999999999999998,1.73,"…","…",1.5609999999999999,1.2518,1.21119,1.1081000000000001,0.9605361,1.227041,1.1368,875,"…","…",1139.17,840.17,"…",335,1045,210,"…","…",70.97357056253,151.57,149.25,478.36,"…","…","…","…",192.17,"…",0.19267999999999999,0.1983,1.3852,0.57178972684999996,1.4274,4.6517482000000001,0.32143359599999999,0.85583348400000003,0.87080000000000002,1590.67,120.43,65.11,"…",219.14162949108001,"…",1.2621,"…",0.57850000000000001,63,405,355,285.75,70,844.36938476563,13.38,1398.8,537.29999999999995,7409.7,4079,825,158.78,195,4.8297699999999999]
[null,null,179,"1974M11","1974-11-01",false,{"$error":"#N/A"},{"$f":"INDEX(I187:CA187,$H$5)","v":"…"},10.29999923706,10.29999923706,10.29999923706,"…",16.89,"…",0.28999999999999998,1.73,"…","…",1.5609999999999999,1.3069,1.227063,1.1334,0.99805770000000005,1.2652369999999999,1.1368,748,"…","…",1085.08,767.53,"…",312,943,179,"…","…",69.055303759699996,144.09,146.16999999999999,436.62,"…","…","…","…",187.39,"…",0.16975999999999999,0.1983,1.3231999999999999,0.57067109715999997,1.4415,4.6517482000000001,0.32077221,1.26324726,1.2377,1624.69,120.43,59.98,"…",209.64215740367999,"…",1.1742999999999999,"…",0.50270000000000004,65,405,355,285.75,70,842.16479492188,13.38,1416.7,534.20000000000005,7403.1,4079,794,181.66,195,4.6938899999999997]
[null,null,180,"1974M12","1974-12-01",false,{"$error":"#N/A"},{"$f":"INDEX(I188:CA188,$H$5)","v":"…"},10.29999923706,10.29999923706,10.29999923706,"…",16.89,"…",0.28999999999999998,1.73,"…","…",1.5609999999999999,1.2959000000000001,1.2164809999999999,1.1786000000000001,1.0249509999999999,1.3741810000000001,1.1368,660,"…","…",1082.8800000000001,689.26,"…",288,892,184,"…","…",69.115057229360005,145.27000000000001,139.99,413.3,"…","…","…","…",185.92,"…",0.17460999999999999,0.1721,1.2639,0.57413251938999998,1.4794,4.6517482000000001,0.32077221,1.0282347679999999,0.98939999999999995,1644.11,120.43,65.900000000000006,"…",220.57345963898999,"…",1.0912999999999999,"…",0.56259999999999999,64.25,408.75,341,285.75,70,859.8017578125,13.38,1289,534.20000000000005,7202.5,4079,771,183.78,195,4.3912500000000003]
[null,null,181,"1975M01","1975-01-01",false,{"$error":"#N/A"},{"$f":"INDEX(I189:CA189,$H$5)","v":"…"},10.42000007629,10.42000007629,10.42000007629,"…",26.84,"…",0.43,1.6820935907700001,"…","…",1.246,1.2311000000000001,1.197522,1.1428,1.018491,1.2857510000000001,1.1242000000000001,548,"…","…",1078,589.4,"…",256,775,156,"…","…",63.225253591680001,131.72999999999999,118.83,376.72,"…","…","…","…",164.24,"…",0.221,0.15409999999999999,1.1455,0.57287807653,1.5407,5.8863354000000001,0.60472726600000004,0.88515493000000001,0.84450000000000003,1677.78,126.57,68.42,"…",225.08885339700001,"…",1.0538000000000001,"…",0.5474,68,396,335,168,70,895.07568359375,17.3,1211.2,538.4,7676.5,4431,799,176.27,195,4.1924999999999999]
[null,null,182,"1975M02","1975-02-01",false,{"$error":"#N/A"},{"$f":"INDEX(I190:CA190,$H$5)","v":"…"},10.42000007629,10.42000007629,10.42000007629,"…",26.84,"…",0.43,1.6820935907700001,"…","…",1.246,1.1788000000000001,1.1549739999999999,1.1274,1.0641240000000001,1.1939960000000001,1.1242000000000001,467,"…","…",1078,497.67,"…",231,661,141,"…","…",59.477257500450001,120.47,109.13,381.38,"…","…","…","…",153.22,"…",0.23699999999999999,0.1686,1.1468,0.57183342660000003,1.4562999999999999,5.8863354000000001,0.33003161399999997,0.79520643400000002,0.74909999999999999,1732.73,126.57,61.61,"…",212.6996542327,"…",1.0582,"…",0.57830000000000004,68,383,320,168,70,908.30346679688,17.3,1266.5,541.20000000000005,7557.4,4431,794,179.6,180.53,4.37]
[null,null,183,"1975M03","1975-03-01",false,{"$error":"#N/A"},{"$f":"INDEX(I191:CA191,$H$5)","v":"…"},10.42000007629,10.42000007629,10.42000007629,"…",26.84,"…",0.43,1.6820935907700001,"…","…",1.246,1.1033999999999999,1.0943480000000001,1.0960000000000001,1.032988,1.130917,1.1242000000000001,450,"…","…",965,478.26,"…",226,622,144,"…","…",58.465304159710001,120.17,111.06,374.02,"…","…","…","…",147.34,"…",0.254,0.18579999999999999,1.1431,0.57377894463000001,1.5662,5.8863354000000001,0.33399993,0.62875762400000001,0.58199999999999996,1809.61,126.57,68.05,"…",224.43072949755,"…",1.0899000000000001,"…",0.57250000000000001,68,363,297,168,88,917.12182617188,17.3,1344.2,542.79999999999995,7383.3,4431,803,178.16,175,4.3315000000000001]
[null,null,184,"1975M04","1975-04-01",false,{"$error":"#N/A"},{"$f":"INDEX(I192:CA192,$H$5)","v":"…"},10.42000007629,10.42000007629,10.42000007629,"…",26.84,"…",0.43,1.6820935907700001,"…","…",1.246,1.0503,1.0809,1.3713,0.95774210000000004,2.0319310000000002,1.1242000000000001,428,"…","…",882,451.1,"…",229,624,153,"…","…",57.188385776040001,119.66,111.61,377.7,"…","…","…","…",140.36000000000001,"…",0.252,0.2697,1.2808999999999999,0.57670580702999996,1.581,5.8863354000000001,0.32892930399999998,0.57474443399999997,0.52800000000000002,1843.91,126.57,67.099999999999994,"…",222.73337203853001,"…",1.1616,"…",0.53259999999999996,68,307,249,168,88,897.2802734375,17.3,1329.2,479.5,7129.7,4431,783,169.84,163.06,4.2091799999999999]
[null,null,185,"1975M05","1975-05-01",false,{"$error":"#N/A"},{"$f":"INDEX(I193:CA193,$H$5)","v":"…"},10.42000007629,10.42000007629,10.42000007629,"…",26.84,"…",0.43,1.6820935907700001,"…","…",1.246,1.121,1.0476110000000001,1.1746000000000001,0.90037449999999997,1.4991890000000001,1.1242000000000001,355,"…","…",727,391.74,"…",208,516,148,"…","…",54.764735226729996,114.52,110.12,365.43,"…","…","…","…",131.54,"…",0.245,0.27379999999999999,1.3694999999999999,0.57732676327999999,1.5235000000000001,5.8863354000000001,0.332456696,0.42483027400000001,0.39090000000000003,1859.52,126.57,67.25,"…",223.00210731544999,"…",1.2224999999999999,"…",0.5262,68,242,206,168,89,903.89428710938,17.3,1253.8,356.9,6898.3,4431,747,167.39,160,4.5381]
[null,null,186,"1975M06","1975-06-01",false,{"$error":"#N/A"},{"$f":"INDEX(I194:CA194,$H$5)","v":"…"},10.42000007629,10.42000007629,10.42000007629,"…",26.84,"…",0.43,1.6820935907700001,"…","…",1.246,1.2330000000000001,1.087734,1.2236,0.84589490000000001,1.7008529999999999,1.1242000000000001,333,"…","…",660,356,"…",207,525,150,"…","…",54.74118956297,119.1,105.82,324.92,"…","…","…","…",127.13,"…",0.23599999999999999,0.27379999999999999,1.3327,0.57910204643999996,1.5348999999999999,5.8863354000000001,0.332456696,0.35185735200000001,0.3009,1852.98,126.57,66.760000000000005,"…",222.12321371215,"…",1.2319,"…",0.53900000000000003,68,194,172,168,88,903.89428710938,17.3,1193,353.4,6926.9,4431,751,164.24,160,4.4891399999999999]
[null,null,187,"1975M07","1975-07-01",false,{"$error":"#N/A"},{"$f":"INDEX(I195:CA195,$H$5)","v":"…"},10.43000030518,10.43000030518,10.43000030518,"…",26.84,"…",0.43,1.6820935907700001,"…","…",1.246,1.4478,1.293641,1.2274,0.82522879999999998,1.732839,1.1242000000000001,372,"…","…",813,401.98,"…",224,578,157,"…","…",58.39066894314,119.82,103.39,307.73,"…","…","…","…",145.13999999999999,"…",0.16500000000000001,0.27379999999999999,1.3466,0.58168260491000001,1.4391,5.8863354000000001,0.316583432,0.43849891800000002,0.36799999999999999,1864.54,126.57,66.17,"…",221.06100691521999,"…",1.2544,"…",0.5706,68,181,158,168,85,864.2109375,17.3,1222.4000000000001,359.3,6810.1,4431,707,165.17,162.72999999999999,4.7045500000000002]
[null,null,188,"1975M08","1975-08-01",false,{"$error":"#N/A"},{"$f":"INDEX(I196:CA196,$H$5)","v":"…"},10.43000030518,10.43000030518,10.43000030518,"…",26.84,"…",0.43,1.6820935907700001,"…","…",1.246,1.8404,1.69862,1.1726000000000001,0.85859980000000002,1.534951,1.1242000000000001,388,"…","…",908,472.61,"…",243,599,170,"…","…",63.671833615600001,131.56,122.36,323.69,"…","…","…","…",162.77000000000001,"…",0.19600000000000001,0.27379999999999999,1.2991999999999999,0.58512303589000003,1.3460000000000001,5.8863354000000001,0.30511940799999998,0.46539528200000002,0.41020000000000001,1885.59,126.57,69.48,"…",226.96528122116001,"…",1.3130999999999999,"…",0.58640000000000003,68,185,158,168,85,837.75561523438,17.3,1277.0999999999999,383.6,6774.8,4431,737,163,175,4.9250999999999996]
[null,null,189,"1975M09","1975-09-01",false,{"$error":"#N/A"},{"$f":"INDEX(I197:CA197,$H$5)","v":"…"},10.43000030518,10.43000030518,10.43000030518,"…",26.84,"…",0.43,1.6820935907700001,"…","…",1.246,1.7830999999999999,1.6776770000000001,1.1065,0.79550019999999999,1.399848,1.1242000000000001,368,"…","…",871,412.35,"…",227,551,169,"…","…",62.702812825279999,122.31,118.17,336.21,"…","…","…","…",165.71,"…",0.22,0.27379999999999999,1.4165000000000001,0.58643768995000001,1.3875999999999999,5.8863354000000001,0.29982831999999998,0.38272203199999999,0.3417,1879.64,126.57,68.239999999999995,"…",224.76889005311,"…",1.327,"…",0.55510000000000004,68,192,158,168,84,826.732421875,17.3,1210.0999999999999,370,6558.7,4852,724,144.16999999999999,175,4.5159500000000001]
[null,null,190,"1975M10","1975-10-01",false,{"$error":"#N/A"},{"$f":"INDEX(I198:CA198,$H$5)","v":"…"},10.46000003815,10.46000003815,10.46000003815,"…",26.84,"…",0.43,1.6820935907700001,"…","…",1.246,1.7723,1.6108789999999999,1.0791999999999999,0.75238850000000002,1.3996189999999999,1.08548,347,"…","…",840,412.19,"…",211,495,163,"…","…",61.13024393768,116.87,114.84,332.53,"…","…","…","…",161.66999999999999,"…",0.192,0.27379999999999999,1.5330999999999999,0.58699577704000006,1.4112,5.8863354000000001,0.301812478,0.34061379000000003,0.31009999999999999,1898.57,126.57,67.13,"…",222.78714118401999,"…",1.3162,"…",0.53400000000000003,68,162,131,168,78,815.70947265625,17.3,1178.8,344.6,6347.1,4852,706,142.79,172.17,4.3288599999999997]
[null,null,191,"1975M11","1975-11-01",false,{"$error":"#N/A"},{"$f":"INDEX(I199:CA199,$H$5)","v":"…"},10.46000003815,10.46000003815,10.46000003815,"…",26.84,"…",0.43,1.6820935907700001,"…","…",1.246,1.7090000000000001,1.5742830000000001,1.0014000000000001,0.75677810000000001,1.2667440000000001,0.9805777,327,"…","…",755,378.8,"…",192,423,152,"…","…",57.442739873950003,110.26,108.85,309.45,"…","…","…","…",146.97,"…",0.20300000000000001,0.13550000000000001,1.4662999999999999,0.58670803845999997,1.4535,5.8863354000000001,0.30137155399999999,0.331354386,0.2969,1893.61,126.57,69.25,"…",226.55925668309001,"…",1.2998000000000001,"…",0.56859999999999999,68,150,123,168,76,813.5048828125,17.3,1179.7,337.3,6281,4852,705,142.41999999999999,160,4.3324400000000001]
[null,null,192,"1975M12","1975-12-01",false,{"$error":"#N/A"},{"$f":"INDEX(I200:CA200,$H$5)","v":"…"},10.46000003815,10.46000003815,10.46000003815,"…",26.84,"…",0.43,1.6820935907700001,"…","…",1.246,1.8352999999999999,1.6320429999999999,0.98299999999999998,0.76883049999999997,1.2063600000000001,0.97381969999999995,339,"…","…",713,367.93,"…",185,391,157,"…","…",56.542956433480001,109.15,108.3,287.36,"…","…","…","…",142.57,"…",0.191,0.17960000000000001,1.4449000000000001,0.58898890623,1.4911000000000001,5.8863354000000001,0.29762369999999999,0.32628375999999998,0.2908,1905.39,126.57,70.66,"…",229.03871214220001,"…",1.3461000000000001,"…",0.62019999999999997,58,155,123,168,75,837.75561523438,17.3,1151,333.1,6175.1,4852,686,139.30000000000001,160,4.0848599999999999]
[null,null,193,"1976M01","1976-01-01",false,{"$error":"#N/A"},{"$f":"INDEX(I201:CA201,$H$5)","v":"…"},11.510000228879999,11.510000228879999,11.510000228879999,"…",27.16,"…",0.54,1.7351132997100001,"…","…",1.4046000000000001,2.0470000000000002,1.7444759999999999,1.1020000000000001,0.85829120000000003,1.2140029999999999,1.233625,332,"…","…",720,353.88,"…",189,385,160,"…","…",57.036130707049999,110.26,108.58,259.86,"…","…","…","…",143.66999999999999,"…",0.24299999999999999,0.216,1.4861,0.59093909828000002,1.46,8.3114173999999998,0.29740323800000001,0.33995240399999999,0.30909999999999999,1977.71,145.74,73.2,"…",233.44851460571999,"…",1.4743999999999999,"…",0.63849999999999996,40,130,105,82,70,853.18798828125,22.72,1193,337,6241.3,4850,692,131.05000000000001,160,4.0626499999999997]
[null,null,194,"1976M02","1976-02-01",{"$f":"C202>=$F$6","v":false},{"$f":"IF(F202,E202,NA())","v":{"$error":"#N/A"}},{"$f":"INDEX(I202:CA202,$H$5)","v":"…"},11.510000228879999,11.510000228879999,11.510000228879999,"…",27.16,"…",0.54,1.7351132997100001,"…","…",1.4340999999999999,2.1873999999999998,1.8222970000000001,1.0791999999999999,0.81809929999999997,1.1882600000000001,1.2312350000000001,336,"…","…",734,365.84,"…",191,390,164,"…","…",59.322428982840002,113.24,110.07,233.35,"…","…","…","…",152.85,"…",0.26100000000000001,0.216,1.5871,0.59403950554999996,1.36,8.3114173999999998,0.29563954199999998,0.33157484799999998,0.29759999999999998,2052.2600000000002,145.43,77.510000000000005,"…",240.77329107945999,"…",1.5169999999999999,"…",0.7077,40,125,98,82,56,850.9833984375,22.72,1219,348,6508,4850,690,131.06,160,4.0864200000000004]
[null,null,195,"1976M03",{"$f":"EDATE(E202,1)","v":"1976-03-01"},false,{"$error":"#N/A"},{"$f":"INDEX(I203:CA203,$H$5)","v":"…"},11.510000228879999,11.510000228879999,11.510000228879999,"…",27.16,"…",0.54,1.7351132997100001,"…","…",1.4151,2.1958000000000002,1.815904,1.0711999999999999,0.84592909999999999,1.1485700000000001,1.219025,349,"…","…",669,375.79,"…",190,399,162,"…","…",59.324002671179997,113.06,110.51,228.44,"…","…","…","…",152.49,"…",0.27100000000000002,0.216,1.7070000000000001,0.59621336881999998,1.5196000000000001,8.3114173999999998,0.288584758,0.35869167400000002,0.3261,2110.0100000000002,140.59,79.64,"…",244.32393079246,"…",1.5431999999999999,"…",0.73880000000000001,35,126,98,82,56,815.70947265625,22.72,1329,384,6902.7,4850,728,132.76,160,4.1891299999999996]
[null,null,196,"1976M04","1976-04-01",false,{"$error":"#N/A"},{"$f":"INDEX(I204:CA204,$H$5)","v":"…"},11.510000228879999,11.510000228879999,11.510000228879999,"…",27.16,"…",0.55000000000000004,1.7351132997100001,"…","…",1.6389,2.7002000000000002,2.3763049999999999,1.2695000000000001,0.88701810000000003,1.7090110000000001,1.2125189999999999,347,"…","…",701,348.4,"…",190,384,163,"…","…",57.806047704370002,111.1,107.8,226.47,"…","…","…","…",145.5,"…",0.27100000000000002,0.216,1.8070999999999999,0.59886666139,1.4899,8.3114173999999998,0.29762369999999999,0.343479796,0.30969999999999998,2107.46,143.47,83.04,"…",249.90232406204001,"…",1.5565,"…",0.74709999999999999,35,113,90,82,55,820.11865234375,22.72,1510,454,7123.1,4850,789,127.94,160,4.3555200000000003]
[null,null,197,"1976M05","1976-05-01",false,{"$error":"#N/A"},{"$f":"INDEX(I205:CA205,$H$5)","v":"…"},11.510000228879999,11.510000228879999,11.510000228879999,"…",27.16,"…",0.55000000000000004,1.7351132997100001,"…","…",1.7685,2.9864000000000002,2.681638,1.1373,0.86450249999999995,1.338079,1.209206,355,"…","…",643,344.8,"…",210,370,189,"…","…",58.46623896386,118.2,107.8,226.47,"…","…","…","…",141.83000000000001,"…",0.28000000000000003,0.216,1.7758,0.60519023137000005,1.5590999999999999,8.3114173999999998,0.29563954199999998,0.35207781399999999,0.3206,2174.4299999999998,142.55000000000001,83.06,"…",249.93482400916,"…",1.6137999999999999,"…",0.81200000000000006,35,104,80,82,53,824.52783203125,22.72,1512,483,7449.4,4850,774,126.92,160,4.4884500000000003]
[null,null,198,"1976M06","1976-06-01",false,{"$error":"#N/A"},{"$f":"INDEX(I206:CA206,$H$5)","v":"…"},11.510000228879999,11.510000228879999,11.510000228879999,"…",27.16,"…",0.57999999999999996,1.7351132997100001,"…","…",1.9241999999999999,3.2976999999999999,2.8672629999999999,1.2145999999999999,0.85786859999999998,1.5818270000000001,1.203978,380,"…","…",671,394.8,"…",248,408,244,"…","…",60.01133589877,121.8,109.5,222.84,"…","…","…","…",146.24,"…",0.26500000000000001,0.216,1.6006,0.61439551869999998,1.5347,8.3114173999999998,0.29321446000000001,0.31746528000000002,0.28639999999999999,2198.62,141.43,86.57,"…",255.58392577031,"…",1.8011999999999999,"…",0.85140000000000005,35,100,80,82,53,804.68627929688,22.72,1550,476,7766.9,4850,750,125.71,163.54,4.8117299999999998]
[null,null,199,"1976M07","1976-07-01",false,{"$error":"#N/A"},{"$f":"INDEX(I207:CA207,$H$5)","v":"…"},11.60000038147,11.60000038147,11.60000038147,"…",27.16,"…",0.57999999999999996,1.7351132997100001,"…","…",1.9570000000000001,3.0255999999999998,2.7841499999999999,1.2606999999999999,0.94700459999999997,1.629308,1.2058850000000001,455,"…","…",420,450.5,"…",264,457,231,"…","…",59.258800179449999,121.3,113,222.74,"…","…","…","…",142.19999999999999,"…",0.25800000000000001,0.216,1.5302,0.61552509375999997,1.5457000000000001,8.3114173999999998,0.29299399799999998,0.32165405800000002,0.29120000000000001,2212.9499999999998,138.30000000000001,94.04,"…",267.26614296423998,"…",2.0017999999999998,"…",0.79210000000000003,35,120,85,82,55,903.89428710938,22.72,1647,509,8496.6,4850,776,117.73,171.12,4.7606000000000002]
[null,null,200,"1976M08","1976-08-01",false,{"$error":"#N/A"},{"$f":"INDEX(I208:CA208,$H$5)","v":"…"},11.60000038147,11.60000038147,11.60000038147,"…",27.16,"…",0.6,1.7351132997100001,"…","…",2.1219000000000001,3.3847999999999998,2.9157630000000001,1.2365999999999999,1.0311060000000001,1.469708,1.208915,451,"…","…",748,431,"…",248,456,212,"…","…",55.388592817830002,116.1,101.3,223.53,"…","…","…","…",126.4,"…",0.26500000000000001,0.216,1.5785,0.61583797033999998,1.605,8.3114173999999998,0.293875846,0.24956298399999999,0.22090000000000001,2231.33,135.02000000000001,100.91,"…",277.63844446133999,"…",1.9157999999999999,"…",0.78310000000000002,35,125,93,82,53,939.16821289063,22.72,1539,483,8084.3,4850,741,109.93,156.15,4.2766000000000002]
[null,null,201,"1976M09","1976-09-01",false,{"$error":"#N/A"},{"$f":"INDEX(I209:CA209,$H$5)","v":"…"},11.60000038147,11.60000038147,11.60000038147,"…",27.16,"…",0.6,1.7351132997100001,"…","…",2.3904999999999998,3.5133000000000001,3.022024,1.2104999999999999,1.0050539999999999,1.4120619999999999,1.2143630000000001,484,"…","…",808,456.5,"…",261,505,218,"…","…",53.949854285180002,115,105.9,244.93,"…","…","…","…",119.78,"…",0.25800000000000001,0.216,1.5615000000000001,0.61915413003999997,1.6248,8.3114173999999998,0.29563954199999998,0.21605276000000001,0.1792,2280.46,136.31,105.12,"…",283.83452526645999,"…",1.8761000000000001,"…",0.76900000000000002,35,140,100,82,53,996.48828125,22.72,1459,481,7960.9,4938,712,114.15,158.24,4.3034999999999997]
[null,null,202,"1976M10","1976-10-01",false,{"$error":"#N/A"},{"$f":"INDEX(I210:CA210,$H$5)","v":"…"},11.89999961853,11.89999961853,11.89999961853,"…",27.16,"…",0.62,1.7351132997100001,"…","…",2.5935000000000001,3.8214999999999999,3.3487399999999998,1.2196,1.023298,1.4192929999999999,1.2160709999999999,481,"…","…",829,443.6,"…",254,495,211,"…","…",50.836539608940001,106.2,98.1,250.04,"…","…","…","…",111.33,"…",0.26500000000000001,0.216,1.4283999999999999,0.62087910073999997,1.6458999999999999,8.3114173999999998,0.29586000400000001,0.23479203000000001,0.17699999999999999,2276.0300000000002,134.53,107.04,"…",286.62233214916,"…",1.9201999999999999,"…",0.82869999999999999,35,128,93,82,55,947.98657226563,22.72,1285,465,7971.9,5313,639,116.15,157.9,4.2195]
[null,null,203,"1976M11","1976-11-01",false,{"$error":"#N/A"},{"$f":"INDEX(I211:CA211,$H$5)","v":"…"},11.89999961853,11.89999961853,11.89999961853,"…",27.16,"…",0.63,1.7351132997100001,"…","…",2.9253,4.0342000000000002,3.8857729999999999,1.2096,0.98394499999999996,1.4295789999999999,1.2152959999999999,499,"…","…",834,456.5,"…",260,506,215,"…","…",48.659850092470002,98.7,93.5,239.24,"…","…","…","…",106.56,"…",0.23100000000000001,0.216,1.4125000000000001,0.62397885565,1.6947000000000001,8.3114173999999998,0.29652139,0.23060325200000001,0.17369999999999999,2292.6999999999998,148.31,107.04,"…",286.62233214916,"…",1.907,"…",0.83069999999999999,35,115,86,82,54,947.98657226563,22.72,1279,459,8121.8,5313,604,130.46,156.83000000000001,4.3532999999999999]
[null,null,204,"1976M12","1976-12-01",false,{"$error":"#N/A"},{"$f":"INDEX(I212:CA212,$H$5)","v":"…"},11.89999961853,11.89999961853,11.89999961853,"…",27.16,"…",0.64,1.7351132997100001,"…","…",2.9754,4.5659999999999998,4.4964389999999996,1.2345999999999999,1.0086919999999999,1.4789049999999999,1.216245,553,"…","…",777,456.8,"…",269,505,231,"…","…",49.46854338168,103.5,96.5,238.26,"…","…","…","…",106.19,"…",0.23499999999999999,0.216,1.4972000000000001,0.62851646310999998,1.7536,8.3114173999999998,0.299607858,0.22531216400000001,0.16639999999999999,2326.62,156.38999999999999,107.04,"…",286.62233214916,"…",1.8431,"…",0.78569999999999995,35,113,83,82,53,974.44213867188,22.72,1287,478,8399.6,5313,642,133.93,151.99,4.3601000000000001]
[null,null,205,"1977M01","1977-01-01",false,{"$error":"#N/A"},{"$f":"INDEX(I213:CA213,$H$5)","v":2.7711628728200002},12.5,12.5,12.5,"…",28.68,"…",0.67,1.7916226068200001,2.7711628728200002,18.530830763960001,3.45,4.8272000000000004,4.767601,1.5964,1.1550739999999999,1.5512159999999999,2.082884,546,"…","…",933,462,"…",287,502,251,"…","…",51.419833102790001,111.6,99.7,239.53,"…","…","…","…",108.76,"…",0.24099999999999999,0.254,1.5773999999999999,0.63339175275000004,1.7942,7.9145858000000002,0.29938739599999997,0.24140589000000001,0.18390000000000001,2323.42,156.96,92,"…",264.11955563443001,"…",1.7514000000000001,"…",0.82169999999999999,140,130,95,115,54.5,1058.21752929688,23.06,1396,560,9486.5,5313,692,132.26,154.55000000000001,4.4192]
[null,null,206,"1977M02","1977-02-01",false,{"$error":"#N/A"},{"$f":"INDEX(I214:CA214,$H$5)","v":2.7711628728200002},12.5,12.5,12.5,"…",28.68,"…",0.71,1.7916226068200001,2.7711628728200002,19.016565682909999,3.8176999999999999,5.4119000000000002,5.4313969999999996,1.893,1.695557,1.90513,2.0784250000000002,576,"…","…",856,507,"…",293,553,248,"…","…",51.741940393759997,110.6,99.5,235.11,"…","…","…","…",110.6,"…",0.3,0.254,1.6383000000000001,0.63689532489,1.6501999999999999,7.9145858000000002,0.29828508599999998,0.24383097200000001,0.18940000000000001,2269.89,156.66,95.2,"…",269.04138082950999,"…",1.8629,"…",0.81659999999999999,142.5,133,95,100.5,54.5,1078.05908203125,23.06,1426,648,10227.200000000001,5313,703,136.24,161.27000000000001,4.5324999999999998]
[null,null,207,"1977M03","1977-03-01",false,{"$error":"#N/A"},{"$f":"INDEX(I215:CA215,$H$5)","v":2.7711628728200002},12.5,12.5,12.5,"…",28.68,"…",0.75,1.7916226068200001,2.7711628728200002,19.502300601849999,4.0342000000000002,6.7058,6.7479659999999999,2.1875,2.4231060000000002,2.0574849999999998,2.0820110000000001,735,"…","…",871,598,"…",328,630,272,"…","…",50.611217801999999,108,98,242.48,"…","…","…","…",106.92,"…",0.32800000000000001,0.254,1.6222000000000001,0.64328271278000004,1.5915999999999999,7.9145858000000002,0.299166934,0.25727915400000001,0.19800000000000001,2240.98,156.58000000000001,96.6,"…",271.17071075373002,"…",1.9169,"…",0.81859999999999999,123.5,137,99,100.5,54.5,1082.46850585938,23.06,1515,703,10372.700000000001,5313,719,148.22999999999999,162.99,4.8653000000000004]
[null,null,208,"1977M04","1977-04-01",false,{"$error":"#N/A"},{"$f":"INDEX(I216:CA216,$H$5)","v":2.7711628728200002},12.44999980927,12.44999980927,12.44999980927,"…",28.68,"…",0.77,1.7916226068200001,2.7711628728200002,19.745168061329998,3.5878000000000001,7.0035999999999996,6.8835470000000001,2.8752,3.5588799999999998,2.9788489999999999,2.087888,793,"…","…",881,647,"…",384,782,316,"…","…",49.292532772210002,105.8,93.6,232.56,"…","…","…","…",102.15,"…",0.3,0.254,1.5505,0.65133503758,1.5737000000000001,7.9145858000000002,0.30048970600000002,0.27712073399999998,0.2213,2260.9299999999998,157.11000000000001,94.7,"…",268.27741919971999,"…",1.8905000000000001,"…",0.79339999999999999,44,134,98,109.5,54.5,1082.46850585938,23.06,1429,648,9596.7000000000007,5187,655,149.16999999999999,160.74,4.79]
[null,null,209,"1977M05","1977-05-01",false,{"$error":"#N/A"},{"$f":"INDEX(I217:CA217,$H$5)","v":2.7711628728200002},12.44999980927,12.44999980927,12.44999980927,"…",28.677777777780001,"…",0.77,1.7916226068200001,2.7711628728200002,19.745168061329998,3.7831000000000001,6.2888999999999999,5.9426360000000003,2.1995,2.2605,2.248183,2.0899220000000001,718,"…","…",897,659,"…",371,741,298,"…","…",46.935191091969998,100.9,91.7,237.67,"…","…","…","…",94.8,"…",0.31900000000000001,0.254,1.498,0.65363380170999996,1.6044,7.9145858000000002,0.30776495199999998,0.250003908,0.1986,2264.9699999999998,157.47999999999999,91.1,"…",262.72116104627003,"…",1.7802,"…",0.7833,44,129,92,116.1,54.3,1082.46850585938,23.06,1371,661,9843.6,5282,611,146.61000000000001,156.55000000000001,4.6997999999999998]
[null,null,210,"1977M06","1977-06-01",false,{"$error":"#N/A"},{"$f":"INDEX(I218:CA218,$H$5)","v":2.7711628728200002},12.44999980927,12.44999980927,12.44999980927,"…",28.677777777780001,"…",0.82,1.7916226068200001,2.7711628728200002,20.35233671001,4.2535999999999996,5.7781000000000002,4.9386760000000001,2.0911,1.6318969999999999,2.5508060000000001,2.0907010000000001,620,"…","…",848,619,"…",326,666,253,"…","…",45.54828176326,94.5,84.2,244.64,"…","…","…","…",92.96,"…",0.28499999999999998,0.254,1.4612000000000001,0.65300151780000004,1.6180000000000001,7.9145858000000002,0.30776495199999998,0.22663493600000001,0.17349999999999999,2246.77,157.88999999999999,90.8,"…",262.25361861125998,"…",1.605,"…",0.76680000000000004,40.75,133,96,120,55,1102.31005859375,23.06,1312,567,9627.6,5313,542,140.78,150.36000000000001,4.4814999999999996]
[null,null,211,"1977M07","1977-07-01",false,{"$error":"#N/A"},{"$f":"INDEX(I219:CA219,$H$5)","v":2.7711628728200002},12.63000011444,12.63000011444,12.63000011444,"…",28.677777777780001,"…",0.83,1.7916226068200001,2.7711628728200002,20.473770439750002,4.3628999999999998,4.8487999999999998,4.3317579999999998,2.0543,1.6181719999999999,2.4343840000000001,2.1102219999999998,513,"…","…",804,520,"…",252,548,193,"…","…",44.773282760039997,85,80.3,251.22,"…","…","…","…",96.64,"…",0.23400000000000001,0.254,1.4177999999999999,0.64939282676999999,1.5881000000000001,7.9145858000000002,0.31305603999999998,0.22376893,0.16289999999999999,2222.4,160.80000000000001,91.5,"…",263.34345066778002,"…",1.5721000000000001,"…",0.77029999999999998,37.5,133,95,123.125,55,1170.6533203125,23.06,1248,562,10416.799999999999,5313,542,143.38999999999999,149.57,4.5323000000000002]
[null,null,212,"1977M08","1977-08-01",false,{"$error":"#N/A"},{"$f":"INDEX(I220:CA220,$H$5)","v":2.7711628728200002},12.63000011444,12.63000011444,12.63000011444,"…",28.677777777780001,"…",0.82,1.7916226068200001,2.7711628728200002,20.35233671001,3.9701,4.3959999999999999,4.482551,1.9267000000000001,1.5506629999999999,2.1302810000000001,2.099059,451,"…","…",807,493,"…",230,498,174,"…","…",43.092125591859997,76.900000000000006,75.7,254.95,"…","…","…","…",95.53,"…",0.24299999999999999,0.254,1.3891,0.65043270612000004,1.5936999999999999,7.9145858000000002,0.31151280599999998,0.24713790199999999,0.1678,2206.8200000000002,159.35,90.9,"…",262.40954493408998,"…",1.506,"…",0.79630000000000001,31.2,143,104,129.6,55.1,1183.880859375,23.06,1160,551,11309.7,5313,520,144.94,148.86000000000001,4.4732000000000003]
[null,null,213,"1977M09","1977-09-01",false,{"$error":"#N/A"},{"$f":"INDEX(I221:CA221,$H$5)","v":2.7711628728200002},12.63000011444,12.63000011444,12.63000011444,"…",28.677777777780001,"…",0.83,1.7916226068200001,2.7711628728200002,20.473770439750002,3.8515000000000001,4.1778000000000004,4.4422069999999998,1.8091999999999999,1.349386,1.989215,2.089118,463,"…","…",773,459.5,"…",205,512,174,"…","…",44.342642061749999,78.3,76.8,254.95,"…","…","…","…",99.94,"…",0.253,0.254,1.4149,0.65436680415000004,1.6822999999999999,7.9145858000000002,0.310190034,0.22950094200000001,0.16120000000000001,2224.09,158.47,90.9,"…",262.40954493408998,"…",1.4286000000000001,"…",0.85980000000000001,34.5,148,108,132.5,56.625,1183.880859375,23.06,1195,582,11157.6,5313,518,149.53,150.33000000000001,4.5380000000000003]
[null,null,214,"1977M10","1977-10-01",false,{"$error":"#N/A"},{"$f":"INDEX(I222:CA222,$H$5)","v":2.7711628728200002},12.68000030518,12.68000030518,12.68000030518,"…",28.677777777780001,"…",0.84,1.7916226068200001,2.7711628728200002,20.595204169479999,3.6934,3.7703000000000002,3.8344070000000001,1.7714000000000001,1.358385,1.849116,2.1067429999999998,479,"…","…",794,450,"…",209,490,179,"…","…",46.19074401964,83.2,81,256.91000000000003,"…","…","…","…",103.98,"…",0.25800000000000001,0.254,1.4632000000000001,0.65912245922000001,1.855,7.9145858000000002,0.31459927399999998,0.22575308799999999,0.15629999999999999,2255.52,160.52000000000001,92.3,"…",264.58428746390001,"…",1.3944000000000001,"…",0.86750000000000005,34.5,138,107,131,57.5,1203.72241210938,23.06,1210,615,12153.8,4586,511,158.94999999999999,157.62,4.7586000000000004]
[null,null,215,"1977M11","1977-11-01",false,{"$error":"#N/A"},{"$f":"INDEX(I223:CA223,$H$5)","v":2.7711628728200002},12.68000030518,12.68000030518,12.68000030518,"…",28.677777777780001,"…",0.83,1.7916226068200001,2.7711628728200002,20.473770439750002,3.4817999999999998,4.3465999999999996,3.6752370000000001,1.5442,0.96895430000000005,1.5364359999999999,2.1270609999999999,505,"…","…",852,444.8,"…",236,500,200,"…","…",49.763932459199999,93.4,90,274.10000000000002,"…","…","…","…",111.7,"…",0.26200000000000001,0.254,1.4601,0.66626111558000001,1.9164000000000001,7.9145858000000002,0.31790620400000003,0.22972140399999999,0.15590000000000001,2261.85,160.69999999999999,93.1,"…",265.82018681835001,"…",1.4137999999999999,"…",0.85540000000000005,34.5,123,93,137,56,1236.79174804688,23.06,1182,633,12676.6,4586,525,162.1,169.67,4.8258000000000001]
[null,null,216,"1977M12","1977-12-01",false,{"$error":"#N/A"},{"$f":"INDEX(I224:CA224,$H$5)","v":2.7711628728200002},12.68000030518,12.68000030518,12.68000030518,"…",28.677777777780001,"…",0.84,1.7916226068200001,2.7711628728200002,20.595204169479999,3.1947000000000001,4.4714,3.7162419999999998,1.5047999999999999,0.77943510000000005,1.577477,2.157524,539,"…","…",917,501,"…",241,541,200,"…","…",50.925569640859997,96,89.9,302.58,"…","…","…","…",114.64,"…",0.26200000000000001,0.254,1.5849,0.67029095067,1.9399,7.9145858000000002,0.32694514600000002,0.25904284999999999,0.1784,2269.4699999999998,162.72,91.7,"…",263.65412618261001,"…",1.4207000000000001,"…",0.82650000000000001,34.5,128,93,134.33333333332999,56,1261.04272460938,23.06,1261,686,12784.6,4586,538,160.44999999999999,177.35,4.7168000000000001]
[null,null,217,"1978M01","1978-01-01",false,{"$error":"#N/A"},{"$f":"INDEX(I225:CA225,$H$5)","v":3.0360808420400001},12.659999847410001,12.659999847410001,12.659999847410001,"…",27.868888888890002,"…",0.87,2.3022180992700001,3.0360808420400001,23.566342590360001,2.9790999999999999,4.5449999999999999,3.9049529999999999,1.3594999999999999,0.7810781,1.7368749999999999,1.560419,541,"…","…",956,514,"…",239,522,200,"…","…",50.897776394520001,95.8,88.4,317.31,"…","…","…","…",114.27,"…",0.25700000000000001,0.26939999999999997,1.7154,0.67434515993999999,1.9975000000000001,8.0689092000000002,0.33399993,0.292773536,0.1933,2212.4699999999998,165.36,93.9,"…",267.05121055379999,"…",1.4605999999999999,"…",0.84499999999999997,28,138,98,133,56,1316.158203125,21.45,1261,664,12121,4586,518,173.18,201.73,4.9238]
[null,null,218,"1978M02","1978-02-01",false,{"$error":"#N/A"},{"$f":"INDEX(I226:CA226,$H$5)","v":3.0360808420400001},12.659999847410001,12.659999847410001,12.659999847410001,"…",27.06,"…",0.88,2.3022180992700001,3.0360808420400001,23.687776320099999,2.8258999999999999,4.3560999999999996,3.8482959999999999,1.4025000000000001,0.91662319999999997,1.7254750000000001,1.5652980000000001,561,"…","…",910,558,"…",239,534,187.5,"…","…",52.22811274979,101,89.9,341.07,"…","…","…","…",115.74,"…",0.30299999999999999,0.25009999999999999,1.9136,0.67584648048999996,1.9591000000000001,8.0689092000000002,0.33642501200000002,0.32518144999999998,0.187,2230.98,161.19,96.6,"…",271.17071075373002,"…",1.5335000000000001,"…",0.86329999999999996,28,138,93,134.75,56,1320.5673828125,21.45,1217,582,12149.7,4586,478,178.14,224.41,4.9607000000000001]
[null,null,219,"1978M03","1978-03-01",false,{"$error":"#N/A"},{"$f":"INDEX(I227:CA227,$H$5)","v":3.0360808420400001},12.659999847410001,12.659999847410001,12.659999847410001,"…",27.06,"…",0.89,2.3022180992700001,3.0360808420400001,23.809210049840001,3.3818999999999999,3.8576000000000001,3.4752830000000001,1.3586,0.84892829999999997,1.6463300000000001,1.580495,650,"…","…",1020,598,"…",273,629,215,"…","…",54.962402221479998,106.1,95.6,373.77,"…","…","…","…",124.19,"…",0.35299999999999998,0.27960000000000002,1.9996,0.68320787104000003,1.917,8.0689092000000002,0.343479796,0.3086468,0.1706,2207,165.48,96,"…",270.25989083201,"…",1.5840000000000001,"…",0.87150000000000005,28,137,97,134.5,56,1298.52124023438,21.45,1254,582,11422.1,4586,507,183.61,226.78,5.2731000000000003]
[null,null,220,"1978M04","1978-04-01",false,{"$error":"#N/A"},{"$f":"INDEX(I228:CA228,$H$5)","v":3.0360808420400001},12.68000030518,12.68000030518,12.68000030518,"…",27.06,"…",0.88,2.3022180992700001,3.0360808420400001,23.687776320099999,3.4424999999999999,3.9367999999999999,3.1922160000000002,1.7924,0.7104277,3.0812409999999999,1.5854980000000001,600,"…","…",1127,603,"…",290,624,224,"…","…",57.357579760969998,111.5,101.1,388.5,"…","…","…","…",130.81,"…",0.36399999999999999,0.2959,2.2376999999999998,0.68782533404000001,1.8965000000000001,8.0689092000000002,0.343479796,0.30710356599999999,0.1673,2231.6799999999998,170.13,100.4,"…",276.87984048182,"…",1.5956999999999999,"…",0.86470000000000002,31.375,131,97,134,56,1258.83813476563,21.45,1285,573,11005.5,4696,553,175.28,214.09,5.1672000000000002]
[null,null,221,"1978M05","1978-05-01",false,{"$error":"#N/A"},{"$f":"INDEX(I229:CA229,$H$5)","v":3.0360808420400001},12.69999980927,12.69999980927,12.69999980927,"…",28.605,"…",0.91,2.3022180992700001,3.0360808420400001,24.052077509309999,3.1356000000000002,3.7397,3.0001980000000001,1.3593999999999999,0.67086219999999996,1.843189,1.5642510000000001,596,"…","…",1128,624,"…",290,657,221,"…","…",56.383036728759997,112.69,101.8,386.54,"…","…","…","…",124.56,"…",0.35799999999999998,0.2959,2.2509000000000001,0.69086283439999996,2.0022000000000002,8.0689092000000002,0.33267715799999997,0.30026924399999999,0.16159999999999999,2211.87,193.5,93.8,"…",266.89759714117997,"…",1.6301000000000001,"…",0.91269999999999996,32.5,128,93,130.80000000000001,56,1236.79174804688,21.45,1303,545,11704.3,4696,562,176.31,232.73,5.1337000000000002]
[null,null,222,"1978M06","1978-06-01",false,{"$error":"#N/A"},{"$f":"INDEX(I230:CA230,$H$5)","v":3.0360808420400001},12.72999954224,12.72999954224,12.72999954224,"…",30.15,"…",0.91,2.3022180992700001,3.0360808420400001,24.052077509309999,2.9921000000000002,3.7147999999999999,3.331985,1.3512,0.61728400000000005,1.8566720000000001,1.579556,646,"…","…",1106,654,"…",278,631,208,"…","…",55.76703939627,106.55,97.05,381.14,"…","…","…","…",126.4,"…",0.255,0.3105,1.9885999999999999,0.69251678512000003,2.1122999999999998,8.0689092000000002,0.33642501200000002,0.299166934,0.15939999999999999,2234.8000000000002,196.51,92.4,"…",264.73904361904999,"…",1.6006,"…",0.98,32.5,130,92,132.5,56,1247.81494140625,21.45,1333,570,12356.9,4645,578,183.75,244.96,5.3288000000000002]
[null,null,223,"1978M07","1978-07-01",false,{"$error":"#N/A"},{"$f":"INDEX(I231:CA231,$H$5)","v":3.0360808420400001},12.77000045776,12.77000045776,12.77000045776,"…",30.15,"…",0.89,2.3022180992700001,3.0360808420400001,23.809210049840001,3.1636000000000002,2.9498000000000002,2.7897259999999999,1.4278999999999999,0.66061270000000005,2.0176419999999999,1.605483,644,"…","…",1042,622,"…",266,586,207,"…","…",54.26825712438,97.26,90.61,362.23,"…","…","…","…",127.13,"…",0.23899999999999999,0.31480000000000002,1.9509000000000001,0.69583267216,2.2831999999999999,8.0689092000000002,0.349873194,0.27844350600000001,0.14180000000000001,2286.81,202.73,94.3,"…",267.66491302933002,"…",1.5461,"…",0.97840000000000005,32.5,137,95,142,57,1289.70263671875,21.45,1337,582,12414.2,4586,584,188.73,245.64,5.3613]
[null,null,224,"1978M08","1978-08-01",false,{"$error":"#N/A"},{"$f":"INDEX(I232:CA232,$H$5)","v":3.0360808420400001},12.78999996185,12.78999996185,12.78999996185,"…",30.15,"…",0.91,2.3022180992700001,3.0360808420400001,24.052077509309999,3.3612000000000002,3.0472000000000001,2.8318349999999999,1.3958999999999999,0.73431500000000005,1.8201160000000001,1.6333470000000001,657,"…","…",1044,585,"…",262,587,202,"…","…",53.398439469240003,92.02,88.02,344.31,"…","…","…","…",127.5,"…",0.25,0.30599999999999999,2.0251999999999999,0.69857792917999995,2.3184999999999998,8.0689092000000002,0.35758936400000002,0.29299399799999998,0.15609999999999999,2311.11,206.4,100.4,"…",276.87984048182,"…",1.5894999999999999,"…",1.0344,32.5,143,102,142.5,58.5,1320.5673828125,21.45,1426,639,12994.5,4586,618,206.3,267.35000000000002,5.5361000000000002]
[null,null,225,"1978M09","1978-09-01",false,{"$error":"#N/A"},{"$f":"INDEX(I233:CA233,$H$5)","v":3.0360808420400001},12.80000019073,12.80000019073,12.80000019073,"…",30.15,"…",0.92,2.3022180992700001,3.0360808420400001,24.173511239050001,3.7505000000000002,3.4243999999999999,3.2385869999999999,1.3633,0.72845570000000004,1.724461,1.6369009999999999,777.5,"…","…",1210,615,"…",264,630,208,"…","…",53.909617578979997,90.99,87.25,347.01,"…","…","…","…",130.81,"…",0.252,0.30599999999999999,2.2418999999999998,0.70294647135999999,2.4079000000000002,8.0689092000000002,0.36133721800000002,0.31768574199999999,0.18010000000000001,2309.2399999999998,206.34,99.3,"…",275.23757660878999,"…",1.6258999999999999,"…",1.0944,32.5,151.5,105.5,134.625,63.125,1382.29663085938,21.45,1442,693,13889.1,4586,634,212.08,269.33999999999997,5.5884]
[null,null,226,"1978M10","1978-10-01",false,{"$error":"#N/A"},{"$f":"INDEX(I234:CA234,$H$5)","v":3.0360808420400001},12.85000038147,12.85000038147,12.85000038147,"…",30.15,"…",0.92,2.3022180992700001,3.0360808420400001,24.173511239050001,3.8273999999999999,3.3963999999999999,3.3095759999999999,1.4083000000000001,0.81758189999999997,1.7302789999999999,1.6770160000000001,805,"…","…",1194,623,"…",271,637,223,"…","…",56.255630228199998,95.94,93.81,338.42,"…","…","…","…",137.41999999999999,"…",0.25600000000000001,0.30599999999999999,2.3462000000000001,0.70856387004999999,2.5428999999999999,8.0689092000000002,0.37985602600000001,0.34634580199999998,0.19750000000000001,2305.41,213.08,101.6,"…",278.66198952046,"…",1.67,"…",1.1620999999999999,32.5,151.5,105.5,132,63.5,1424.62548828125,21.45,1506,830,15256,4586,713,227.44,331.83,5.9447000000000001]
[null,null,227,"1978M11","1978-11-01",false,{"$error":"#N/A"},{"$f":"INDEX(I235:CA235,$H$5)","v":3.0360808420400001},13.19999980927,13.19999980927,13.19999980927,"…",30.15,"…",0.93,2.3022180992700001,3.0360808420400001,24.294944968780001,4.0303000000000004,3.2223000000000002,3.1803849999999998,1.3691,0.75812040000000003,1.69279,1.6562650000000001,835,"…","…",1191,604,"…",270,620,227,"…","…",57.339669778100003,100.54,96.47,294.23,"…","…","…","…",137.79,"…",0.26700000000000002,0.32469999999999999,2.4196,0.71264467510999996,2.4807999999999999,8.0689092000000002,0.36795107799999999,0.313937888,0.17660000000000001,2328.9899999999998,206.32,97.8,"…",272.98457803699,"…",1.7317,"…",1.1449,32.5,151.5,101,140.75,65,1394.42211914063,21.45,1481,824,15035.5,4586,695,206.2,328.51,5.8723999999999998]
[null,null,228,"1978M12","1978-12-01",false,{"$error":"#N/A"},{"$f":"INDEX(I236:CA236,$H$5)","v":3.0360808420400001},14.5,14.5,14.5,"…",30.15,"…",0.96,2.3022180992700001,3.0360808420400001,24.659246157990001,3.9478,2.8898000000000001,2.9118620000000002,1.3257000000000001,0.70359190000000005,1.6243529999999999,1.6490499999999999,886,"…","…",1022,604,"…",278,627,237,"…","…",56.753164858440002,98.52,96.05,273.36,"…","…","…","…",136.32,"…",0.29299999999999998,0.34289999999999998,2.5697000000000001,0.71752556122,2.4117999999999999,8.0689092000000002,0.37125800799999997,0.31415834999999998,0.1764,2345.85,208.33,101.8,"…",278.95807103613998,"…",1.7122999999999999,"…",1.0761000000000001,32.5,141.5,97.5,141,65,1408.75219726563,21.45,1533,859,14153.7,4586,687,207.85,340.44,5.9349999999999996]
[null,null,229,"1979M01","1979-01-01",false,{"$error":"#N/A"},{"$f":"INDEX(I237:CA237,$H$5)","v":3.6924229155699999},17.4500002861,18.95000076294,15.94999980927,"…",30.15,"…",1.02,3.2594885748500002,3.6924229155699999,30.383353821939998,3.6555,2.8349000000000002,2.9377,1.3112999999999999,0.70779349999999996,1.593796,1.6323570000000001,966,"…",381,976,636,"…",284,616,235,"…","…",58.478917517089997,105.41,97.06,278.52,"…","…","…",140.36000000000001,137.79,"…",0.27400000000000002,0.32729999999999998,2.7978999999999998,0.72084854698,2.3426999999999998,11.9710866,0.37765140600000002,0.32253590599999998,0.16689999999999999,2380.71,212.2,116.2,"…",299.61699248246998,270,1.6755,"…",1.0668,32.5,153,109.5,143,65,1264.75634765625,23.5,1659,992,13853.8,4586,720,227.28,358.47,6.2027000000000001]
[null,null,230,"1979M02","1979-02-01",false,{"$error":"#N/A"},{"$f":"INDEX(I238:CA238,$H$5)","v":3.6924229155699999},20.75,22,19.5,"…",30.15,"…",1.05,3.2594885748500002,3.6924229155699999,30.747655011150002,3.5028999999999999,2.7119,2.9211,1.2827,0.69534929999999995,1.528214,1.6245689999999999,981,"…",382,969,694,"…",298,653,238,"…","…",59.383369616960003,107.01,97.83,279.5,"…","…","…",144.77000000000001,140.36000000000001,"…",0.31,0.28399999999999997,2.9285999999999999,0.72458113308000005,2.1673,11.9710866,0.37588770999999999,0.33752732200000002,0.18140000000000001,2364.48,191.8,127.8,"…",315.41460001492999,238,1.6737,"…",1.1281000000000001,32.5,157.5,116.5,143,64.5,1441.91015625,23.5,1944,1055,14526.2,4546,793,245.67,410.41,7.3494000000000002]
[null,null,231,"1979M03","1979-03-01",false,{"$error":"#N/A"},{"$f":"INDEX(I239:CA239,$H$5)","v":3.6924229155699999},22.02499961853,23.25,20.79999923706,"…",30.15,"…",1.1000000000000001,3.2594885748500002,3.6924229155699999,31.35482365983,3.3961999999999999,2.8734999999999999,2.9809000000000001,1.2626999999999999,0.66645140000000003,1.4974419999999999,1.6241209999999999,986,"…",381,972,688,"…",310,669,241,"…","…",59.888147720159999,109.52,99.21,293,"…","…","…",144.04,139.99,"…",0.316,0.30980000000000002,3.0122,0.72832809938999998,2.1787999999999998,11.9710866,0.37588770999999999,0.34237748600000001,0.1865,2398.7399999999998,199.4,131.69999999999999,"…",320.57632771531001,206.6,1.6868000000000001,"…",1.159,32.5,162.5,132,131.875,65.5,1541.69091796875,23.5,2050,1177,15022.3,4819,795,242.05,397.76,7.4158999999999997]
[null,null,232,"1979M04","1979-04-01",false,{"$error":"#N/A"},{"$f":"INDEX(I240:CA240,$H$5)","v":3.6924229155699999},22.42500019073,23.64999961853,21.20000076294,"…",30.15,"…",1.1100000000000001,3.2594885748500002,3.6924229155699999,31.476257389570002,3.2477999999999998,3.0562999999999998,3.1261999999999999,2.0665,0.6247182,3.9570379999999998,1.617747,1062,"…",365.5,970,666,"…",300,648,238,"…","…",60.358503611080003,111.49,98.27,295.45999999999998,"…","…","…",142.19999999999999,139.99,"…",0.36699999999999999,0.36709999999999998,3.1526000000000001,0.73131082877999998,2.2568000000000001,11.9710866,0.37191939400000001,0.31504019799999999,0.1724,2350.83,204.6,133.1,"…",322.41206197192002,225.4,1.6424000000000001,"…",1.2446999999999999,32.5,164,134.19999999999999,135,70,1569.18627929688,23.5,2100,1161,15136.9,5379,789,239.11,391.16,7.4371]
[null,null,233,"1979M05","1979-05-01",false,{"$error":"#N/A"},{"$f":"INDEX(I241:CA241,$H$5)","v":3.6924229155699999},33.5,32.75,34.25,"…",30.15,"…",1.1499999999999999,3.2594885748500002,3.6924229155699999,31.961992308519999,3.3586999999999998,3.3022999999999998,3.2557999999999998,1.4376,0.52219660000000001,2.1867260000000002,1.603823,1056,"…",368,925,665,"…",300,636,240,"…","…",61.314589436790001,112.57,100.49,296.77999999999997,"…","…","…",141.43,143.30000000000001,"…",0.36709999999999998,0.41270000000000001,3.036,0.73496194719999997,2.3542000000000001,11.9710866,0.36773061600000001,0.31592204600000001,0.1731,2362.0700000000002,201.9,148.4,"…",341.92388365385,256,1.6798999999999999,"…",1.2796000000000001,32.5,162,130.5,141.75,70,1576.08227539063,23.5,1926,1239,15361.8,5968,778,257.58999999999997,430.39,8.3759999999999994]
[null,null,234,"1979M06","1979-06-01",false,{"$error":"#N/A"},{"$f":"INDEX(I242:CA242,$H$5)","v":3.6924229155699999},34.67499923706,36.5,32.84999847412,"…",30.15,"…",1.17,3.2594885748500002,3.6924229155699999,32.204859767990001,3.4807000000000001,4.2588999999999997,4.1620999999999997,1.3341000000000001,0.43419790000000003,1.9580420000000001,1.6101399999999999,1062,"…",393,893,675,"…",322,673,261,"…","…",67.595387991999999,120.35,109.46,303.31,"…","…","…",163.88,167.92,"…",0.37809999999999999,0.48909999999999998,2.7749999999999999,0.74101947772999999,2.3950999999999998,11.9710866,0.37213985599999999,0.32209498199999997,0.17949999999999999,2342.29,203.9,180.5,"…",380.06057627950997,285,1.6976,"…",1.3756999999999999,32.5,175.5,131.5,148.5,71.25,1596.5595703125,23.5,1877.9,1382,16135.6,6519,754,279.07,430.29,8.5595999999999997]
[null,null,235,"1979M07","1979-07-01",false,{"$error":"#N/A"},{"$f":"INDEX(I243:CA243,$H$5)","v":3.6924229155699999},33.5,35,32,"…",30.15,"…",1.2,3.2594885748500002,3.6924229155699999,32.569160957199998,3.2519999999999998,4.4898999999999996,4.3240999999999996,1.4221999999999999,0.65406790000000004,1.9691190000000001,1.6433979999999999,1095,"…",415,913,678,"…",322,690,246,"…","…",70.876565127449993,130.51,118.9,304.05,"…","…","…",168.29,174.53,"…",0.33510000000000001,0.51880000000000004,2.4752999999999998,0.74257147188999995,2.5304000000000002,11.9710866,0.473552376,0.34370025799999998,0.18779999999999999,2335.4499999999998,209.7,208,"…",410.30738336194997,333,1.7031000000000001,"…",1.3325,35.75,187.5,141.5,155.4,77,1534.46801757813,23.5,1814,1272,15780.7,6614,722,294.74,411.79,9.0545000000000009]
[null,null,236,"1979M08","1979-08-01",false,{"$error":"#N/A"},{"$f":"INDEX(I244:CA244,$H$5)","v":3.6924229155699999},34,35.75,32.25,"…",31.26,"…",1.24,3.2594885748500002,3.6924229155699999,33.054895876149999,3.1354000000000002,4.3529999999999998,4.0110999999999999,1.5622,0.9279077,2.1179730000000001,1.6406499999999999,1002,"…",400,867,652,"…",302,682.2,236,"…","…",67.729138250250003,118.85,111.38,328.43,"…","…","…",162.77000000000001,169.02,"…",0.29809999999999998,0.48259999999999997,2.5607000000000002,0.74468961965000002,2.4152,11.9710866,0.47200914199999999,0.348770884,0.1956,2340.27,209,222.5,"…",425.51349628016999,281,1.7119,"…",1.3069,39,207.5,151.5,160,79,1561.89428710938,23.5,1976.4,1213,14793,6614,665,300.82,394.34,9.3066999999999993]
[null,null,237,"1979M09","1979-09-01",false,{"$error":"#N/A"},{"$f":"INDEX(I245:CA245,$H$5)","v":3.6924229155699999},35.5,36.5,34.5,"…",31.26,"…",1.24,3.2594885748500002,3.6924229155699999,33.054895876149999,3.2225000000000001,4.5716999999999999,4.2293000000000003,1.5602,0.96173540000000002,2.0737920000000001,1.645043,905,"…",394,872,640,"…",292,691,238,"…","…",68.602088674279997,117.96,112.6,338.17,"…","…","…",164.98,174.16,"…",0.30199999999999999,0.43909999999999999,2.8847,0.74840979188000001,2.3774000000000002,11.9710866,0.47707976800000002,0.34656626400000001,0.21820000000000001,2339.9299999999998,212.5,218.5,"…",421.36543724530998,283,1.7182999999999999,"…",1.2957000000000001,39,215,153,163.75,80.125,1615.60888671875,23.5,2095.9,1231,15399.3,6614,724,354.95,462.93,13.7593]
[null,null,238,"1979M10","1979-10-01",false,{"$error":"#N/A"},{"$f":"INDEX(I246:CA246,$H$5)","v":3.6924229155699999},37.25,38.5,36,"…",32.369999999999997,"…",1.28,3.2594885748500002,3.6924229155699999,33.540630795090003,3.0590999999999999,4.6207000000000003,4.0640000000000001,1.5702,0.96416270000000004,2.1050499999999999,1.6413040000000001,907,"…",394,812,602,"…",283,671,238,"…","…",69.676025685940004,119.1,116.2,340.38,"…","…","…",163.1,178.21,"…",0.307,0.44550000000000001,2.8593999999999999,0.75187726389999998,2.4083999999999999,11.9710866,0.47509561,0.35075504200000002,0.26200000000000001,2328.3200000000002,226.4,191.4,"…",392.28687258078003,258,1.7150000000000001,"…",1.3033999999999999,39,247.5,177.5,167.5,83.5,1786.22021484375,23.5,2075.9,1319,16012.2,6614,707,391.66,519.87,16.633099999999999]
[null,null,239,"1979M11","1979-11-01",false,{"$error":"#N/A"},{"$f":"INDEX(I247:CA247,$H$5)","v":3.6924229155699999},40.75,42,39.5,"…",32.369999999999997,"…",1.29,3.2594885748500002,3.6924229155699999,33.662064524830001,3.0164,4.5574000000000003,3.9089999999999998,1.5841000000000001,0.92235809999999996,2.1981670000000002,1.631778,907,"…",415,775,620,"…",281,670,251,"…","…",69.608873587310001,118.2,117.7,342.35,"…","…","…",166.8,178.21,"…",0.312,0.35549999999999998,3.0283000000000002,0.75708001870999997,2.4209999999999998,11.9710866,0.47685930599999998,0.35913259800000003,0.30299999999999999,2295.14,229.5,179.7,"…",379.15002835272003,252,1.7649999999999999,"…",1.31,39,242,187,170,83.5,1832.54736328125,23.5,2090,1225,16360.5,6614,702,391.99,505.64,16.650200000000002]
[null,null,240,"1979M12","1979-12-01",false,{"$error":"#N/A"},{"$f":"INDEX(I248:CA248,$H$5)","v":3.6924229155699999},39.75,40.5,39,"…",32.369999999999997,"…",1.31,3.2594885748500002,3.6924229155699999,33.904931984299999,3.1867999999999999,4.2831000000000001,3.9020000000000001,1.6709000000000001,1.313053,2.0446810000000002,1.6550720000000001,885,"…",450,720,630,"…",279,647,254.3,"…","…",69.452935566350007,115.3,118.2,356.88,"…","…","…",173.1,180.04,"…",0.34100000000000003,0.35,3.0975000000000001,0.76101246349999996,2.6042999999999998,11.9710866,0.48788240599999999,0.40344545999999998,0.32900000000000001,2294.9699999999998,237.4,182.7,"…",382.55505651419998,262,1.819,"…",1.3428,39,246,190,176.25,108.25,1913.49438476563,23.5,2214,1233,16986.599999999999,6945,751,455.08,600.53,22.450399999999998]
[null,null,241,"1980M01","1980-01-01",false,{"$error":"#N/A"},{"$f":"INDEX(I249:CA249,$H$5)","v":5.69622732832},39,40,38,"…",32.369999999999997,"…",1.37,4.22,5.69622732832,40.557344803079999,3.1675,3.8077999999999999,3.5712999999999999,1.6861999999999999,1.1859470000000001,2.0300210000000001,1.842562,885,869,491,744,662,"…",268,609,244,"…","…",66.584538050000006,105.4,111.5,372.79,"…","…","…",169.71,175.63,"…",0.40179999999999999,0.34699999999999998,3.0062000000000002,0.74736617999999999,2.5990000000000002,10.141252,0.49273256999999998,0.43342829199999999,0.38100000000000001,2286.27,245.2,200.1,396,401.81723331356,285.8,1.9296,"…",1.5172000000000001,39,257,197.5,187.5,106.5,2054.86010742188,28.09,2601,1118,17013,6584.8,774,675.31,806.79,38.875599999999999]
[null,null,242,"1980M02","1980-02-01",false,{"$error":"#N/A"},{"$f":"INDEX(I250:CA250,$H$5)","v":5.69622732832},37.25,38.5,36,"…",32.369999999999997,"…",1.42,4.22,5.69622732832,41.164513451760001,3.2368000000000001,3.7101999999999999,3.5520999999999998,1.6798999999999999,1.174774,2.031631,1.8331809999999999,840,887,518.29999999999995,778,672,"…",271,610,238,"…","…",66.58,113.9,118.3,376.52,"…","…","…",170.49,172.7,"…",0.37219999999999998,0.35,2.9662999999999999,0.71760380999999995,2.6949999999999998,10.141252,0.48810286800000002,0.54432067799999995,0.5,2300.11,249,213.6,396,416.23615900690999,306.89999999999998,2.0988000000000002,"…",1.6603000000000001,39,257.5,195,187.5,106.5,2131.00854492188,28.09,2918,1168,17100.400000000001,6978.9,870,665.32,882.31,35.243499999999997]
[null,null,243,"1980M03","1980-03-01",false,{"$error":"#N/A"},{"$f":"INDEX(I251:CA251,$H$5)","v":5.69622732832},37,38.25,35.75,"…",32.369999999999997,"…",1.46,4.22,5.69622732832,41.650248370710003,3.0910000000000002,4.1173000000000002,3.7225000000000001,1.6375,1.141416,1.9855579999999999,1.785539,760,895,478,720,637,"…",264,580,242,"…","…",69.900000000000006,110.4,114.6,392.72,"…","…","…",162.4,163.51,"…",0.42270000000000002,0.33800000000000002,2.6015000000000001,0.70173054599999996,2.629,10.141252,0.46341112400000001,0.46693851600000003,0.433,2292.46,243.4,209.3,396,411.69018618054997,310.10000000000002,2.0331000000000001,"…",1.4628000000000001,42,260.5,200,187.5,106.5,1978.37890625,28.09,2306,1121,17470.3,6733.8,743,553.58000000000004,746.54,24.73]
[null,null,244,"1980M04","1980-04-01",false,{"$error":"#N/A"},{"$f":"INDEX(I252:CA252,$H$5)","v":5.69622732832},36.57500076294,38.15000152588,35,"…",39.54,"…",1.51,4.22,5.69622732832,42.257417019389997,2.9106999999999998,4.0528000000000004,3.6463999999999999,1.6335999999999999,1.1296679999999999,2.0010240000000001,1.7700720000000001,660,900,470,708,611,"…",252,552,242,"…","…",69.900000000000006,108.2,114.5,395.97,"…","…","…",155.80000000000001,156.53,"…",0.39560000000000001,0.377,2.5245000000000002,0.68321173800000001,2.9239999999999999,10.141252,0.45966327000000001,0.49978735400000002,0.46800000000000003,2323.69,241.8,206.8,396,409.02741711325001,285.3,2.0015999999999998,"…",1.3349,54,202.5,182.5,196.25,106.5,1932.45556640625,28.09,2070,969,17017.2,6233.3,708,517.41,589.05999999999995,14.948700000000001]
[null,null,245,"1980M05","1980-05-01",false,{"$error":"#N/A"},{"$f":"INDEX(I253:CA253,$H$5)","v":5.69622732832},37.04999923706,38.5,35.59999847412,"…",40.14,"…",1.56,4.22,5.69622732832,42.864585668079997,2.5857999999999999,4.2314999999999996,3.8847999999999998,1.6701999999999999,1.1450530000000001,2.0446810000000002,1.8207409999999999,618,918,505,733,584,"…",260,562,224,"…","…",68.239999999999995,110,116.5,410.4,"…","…","…",156.19999999999999,161.30000000000001,"…",0.44419999999999998,0.44219999999999998,2.4361000000000002,0.67593649200000006,3.1349999999999998,10.141252,0.47862300200000002,0.70305331800000004,0.68159999999999998,2305.8000000000002,251.1,216.73,396,419.51878082343001,291.10000000000002,1.958,"…",1.3313999999999999,54,211,171,205,106.5,1775.8037109375,28.09,2037,772,17041.7,6000.8,691.5,513.79999999999995,559.65,12.6761]
[null,null,246,"1980M06","1980-06-01",false,{"$error":"#N/A"},{"$f":"INDEX(I254:CA254,$H$5)","v":5.69622732832},37,38,36,"…",40.74,"…",1.57,4.22,5.69622732832,42.986019397809997,2.4981,4.0503,3.7612999999999999,1.6807000000000001,1.142911,2.0569250000000001,1.842414,630,925,484,713,555,"…",262,570,218,"…","…",64.930000000000007,113.6,119.4,418.94,"…","…","…",146.19999999999999,157.63,"…",0.34229999999999999,0.48,2.5108000000000001,0.68960513599999995,2.9820000000000002,10.141252,0.485677786,0.70768302000000005,0.67900000000000005,2297.7199999999998,255.3,218.42,396,421.28212136410002,264.60000000000002,1.8909,"…",1.3640000000000001,44,212.5,170,205,106.5,1668.96044921875,28.09,2006,739,17223.900000000001,6294.9,678.1,600.72,641.84,15.7834]
[null,null,247,"1980M07","1980-07-01",false,{"$error":"#N/A"},{"$f":"INDEX(I255:CA255,$H$5)","v":5.69622732832},35.375,37.40000152588,33.34999847412,"…",40.74,"…",1.64,4.22,5.69622732832,43.836055505970002,2.4647999999999999,3.5164,3.2808999999999999,1.6907000000000001,1.139642,2.0791580000000001,1.8531530000000001,648,880,479,860,545,"…",303,635,248,"…","…",86.53,128.9,133,418.94,"…","…","…",160.5,168.65,"…",0.35139999999999999,0.41499999999999998,2.7549000000000001,0.75706650799999997,3.2,10.141252,0.51698339000000004,0.63382824999999998,0.60899999999999999,2297.52,259.89999999999998,195.13,396,396.39677748016999,276.5,1.9821,"…",1.3461000000000001,44,215,173,205,106.5,1758.07495117188,28.09,2176,811,17090.8,6622.2,714,643.27,670.35,16.321999999999999]
[null,null,248,"1980M08","1980-08-01",false,{"$error":"#N/A"},{"$f":"INDEX(I256:CA256,$H$5)","v":5.69622732832},32.949998855590003,33.59999847412,32.29999923706,"…",44.24,"…",1.64,4.22,5.69622732832,43.836055505970002,2.3121999999999998,3.1000999999999999,2.9496000000000002,1.6717,1.1088260000000001,2.074163,1.8321369999999999,620,940,490,914,518,"…",309,636,260,"…","…",81.56,143.44999999999999,143.02000000000001,418.94,"…","…","…",165.28,171.23,"…",0.3422,0.40429999999999999,2.9213,0.80270214200000001,3.0720000000000001,10.141252,0.50706260000000003,0.73061106799999997,0.70279999999999998,2263.02,253,188.51,396,389.07712994392,257.5,2.1219000000000001,"…",1.401,44,215,167.5,205,106.5,1783.62719726563,28.09,2082.1,853,17018.400000000001,6584.5,769,627.15,644.24,15.941800000000001]
[null,null,249,"1980M09","1980-09-01",false,{"$error":"#N/A"},{"$f":"INDEX(I257:CA257,$H$5)","v":5.69622732832},32.82500076294,33.40000152588,32.25,"…",44.61,"…",1.69,4.22,5.69622732832,44.443224154649997,2.3860000000000001,2.8559000000000001,2.7566999999999999,1.6686000000000001,1.0807150000000001,2.0852780000000002,1.8398509999999999,590,1200,501,928,509,"…",335,615,292,"…","…",78.239999999999995,140.80000000000001,141.80000000000001,418.94,"…","…","…",175.6,179.68,"…",0.35270000000000001,0.50549999999999995,2.8473000000000002,0.83709421399999995,2.9950000000000001,10.141252,0.50772398600000002,0.77227838599999998,0.76490000000000002,2226.88,252.5,213.12,396,415.73080209665,242.5,2.1999,"…",1.4570000000000001,44,205,165,207,106.5,1655.06567382813,28.09,2060,883,17308.3,6655.3,796,673.63,695.88,19.886800000000001]
[null,null,250,"1980M10","1980-10-01",false,{"$error":"#N/A"},{"$f":"INDEX(I258:CA258,$H$5)","v":5.69622732832},37.350000381469997,37.90000152588,36.79999923706,"…",44.61,"…",1.71,4.22,5.69622732832,44.68609161413,2.3050000000000002,2.8372999999999999,2.7242000000000002,1.6563000000000001,1.0525409999999999,2.089467,1.8268949999999999,580,1700,511.8,934,507,"…",340,592,310,"…","…",88.18,140.4,142.9,418.94,"…","…","…",187.04,188.13,"…",0.35270000000000001,0.505,2.8622999999999998,0.84767638999999995,2.9159999999999999,10.141252,0.49714181000000002,0.91932654000000003,0.89400000000000002,2224.33,258.89999999999998,159.05000000000001,396,354.96318685761997,241,2.1701999999999999,"…",1.4226000000000001,44,202.5,164.5,207,106.5,1626.15209960938,28.09,2040,879,16692.099999999999,6691.9,805,661.15,675.6,20.200399999999998]
[null,null,251,"1980M11","1980-11-01",false,{"$error":"#N/A"},{"$f":"INDEX(I259:CA259,$H$5)","v":5.69622732832},40.29999923706,40.84999847412,39.75,"…",44.98,"…",1.76,4.22,5.69622732832,45.293260262810001,2.1739999999999999,2.5985999999999998,2.5183,1.6282000000000001,1.020829,2.0736789999999998,1.7900780000000001,650,2400,568,1093,585,"…",367,639,336,"…","…",103.22,146.6,148.4,439.37,"…","…","…",193.3,195.11,"…",0.37959999999999999,0.3165,2.9377,0.81637078600000001,2.6949999999999998,10.141252,0.47928438800000001,0.86597473599999997,0.83299999999999996,2258.46,258.39999999999998,161.97,396,358.4675152794,259.60000000000002,2.1560999999999999,"…",1.4157999999999999,44,214,175.5,207,106.5,1503.91015625,28.09,2010,813,15615.5,6452.7,802,624.77,632.6,18.5823]
[null,null,252,"1980M12","1980-12-01",false,{"$error":"#N/A"},{"$f":"INDEX(I260:CA260,$H$5)","v":5.69622732832},39.75,40.15000152588,39.34999847412,"…",44.98,"…",1.74,4.22,5.69622732832,45.050392803340003,2.11,2.7172000000000001,2.5505,1.6079000000000001,1.014052,2.040654,1.7689010000000001,605,2325,557,1180,619.29999999999995,"…",323.75,571.29999999999995,295,"…","…",94.88,141.5,142.41,446.44,"…","…","…",177.1,182.62,"…",0.36980000000000002,0.3216,2.7507000000000001,0.80909553999999995,2.7109999999999999,10.141252,0.46627712999999998,0.66777939799999997,0.63300000000000001,2234.06,251.8,163.43,396,360.20877859705001,264.5,2.1999,"…",1.3814,44,214,201.5,207,106.5,1430.65673828125,28.09,1879,743,14707,6391,784,538.26,604.34,16.4618]
[null,null,253,"1981M01","1981-01-01",false,{"$error":"#N/A"},{"$f":"INDEX(I261:CA261,$H$5)","v":6.0303414353400004},39.774999618530003,40.29999923706,39.25,"…",44.98,"…",1.77,4.5999999999999996,6.0303414353400004,47.447563833190003,2.093,2.8894000000000002,2.6282999999999999,1.6580999999999999,1.0880449999999999,1.971751,1.914596,613,2000,541,1110,625,"…",323,545,287,"…","…",92.52,148.81,146.66,446.44,"…","…","…",177.5,189.6,"…",0.38800000000000001,0.3488,2.6837,0.79145858000000002,2.9180000000000001,10.1632982,0.46164742800000003,0.65190613399999997,0.61599999999999999,2271.12,247.98,166.34,"…",363.65816889176,258.89999999999998,2.1779999999999999,"…",1.3708,44,227.5,202.5,207,115,1430.82958984375,28.09,1869.1,705.3,14332.7,6403.8,777.4,557.39,536.01,14.788500000000001]
[null,null,254,"1981M02","1981-02-01",false,{"$error":"#N/A"},{"$f":"INDEX(I262:CA262,$H$5)","v":6.0303414353400004},37.899999618530003,38.70000076294,37.09999847412,"…",44.98,"…",1.81,4.5999999999999996,6.0303414353400004,47.933298752139997,2.0409999999999999,2.8517000000000001,2.4885999999999999,1.6373,1.2260200000000001,1.913808,1.7720229999999999,603,1500,518,1100,640,"…",306,516,270,"…","…",94.17,143.30000000000001,142.66999999999999,456.26,"…","…","…",176.4,181.51,"…",0.43519999999999998,0.32519999999999999,2.5739000000000001,0.80909553999999995,2.97,10.1632982,0.43298736799999998,0.57474443399999997,0.53200000000000003,2288.69,231.48,163.11000000000001,"…",359.82774613642999,259.39999999999998,2.1246,"…",1.3186,44,226,204.5,242.5,115,1452.38110351563,28.09,1801,689.3,13633.4,6370.7,731,499.76,479.69,13.0646]
[null,null,255,"1981M03","1981-03-01",false,{"$error":"#N/A"},{"$f":"INDEX(I263:CA263,$H$5)","v":6.0303414353400004},37.59999847412,38.34999847412,36.84999847412,"…",44.98,"…",1.86,4.5999999999999996,6.0303414353400004,48.540467400819999,2.1160000000000001,2.8574000000000002,2.4723000000000002,1.6049,1.224591,1.907233,1.682747,574,1400,507,1115,620,"…",305,535,265,"…","…",89.2,142.13,141.04,480.56,"…","…","…",167.92,175.27,"…",0.45910000000000001,0.38650000000000001,2.4977999999999998,0.79388366200000005,2.7250000000000001,10.1632982,0.43276690600000001,0.52492002199999999,0.49659999999999999,2286.29,231.39,160.77000000000001,"…",357.03092699114001,244.3,2.0384000000000002,"…",1.2627999999999999,44,207.5,187.5,242.5,115,1442.95190429688,28.09,1818,729.7,13633,6292.4,751,499.11,490.88,12.3407]
[null,null,256,"1981M04","1981-04-01",false,{"$error":"#N/A"},{"$f":"INDEX(I264:CA264,$H$5)","v":6.0303414353400004},36.369998931879998,37.18999862671,35.54999923706,"…",56.5,"…",1.93,4.5999999999999996,6.0303414353400004,49.390503508979997,2.11,2.8887,2.4506999999999999,1.5747,1.0858589999999999,1.897991,1.740367,552,1410,501,1105,588,"…",316,531.20000000000005,273,"…","…",82.58,145.5,140.6,490.63,"…","…","…",172.07,180.41,"…",0.42509999999999998,0.40300000000000002,2.5308999999999999,0.77470346800000001,2.9740000000000002,10.1632982,0.42152334400000002,0.43893984200000002,0.3931,2292.4499999999998,225.25,156.28,"…",351.61141711912001,259.39999999999998,1.9766999999999999,"…",1.149,47.5,193,177.5,135,70,1369.23461914063,28.09,1821,758.7,13365,6307,824,495.8,481.17,11.473599999999999]
[null,null,257,"1981M05","1981-05-01",false,{"$error":"#N/A"},{"$f":"INDEX(I265:CA265,$H$5)","v":6.0303414353400004},34.284999847409999,35.18999862671,33.380001068120002,"…",56.5,"…",1.95,4.5999999999999996,6.0303414353400004,49.633370968450002,1.9330000000000001,2.8329,2.3477000000000001,1.5152000000000001,0.98641279999999998,1.8662030000000001,1.69309,563,1408,504,1185,599,"…",306,511,267,"…","…",82.58,141.30000000000001,139.80000000000001,494.36,"…","…","…",142.93,171.59,"…",0.45,0.373,2.4901,0.74405924999999995,3.22,10.1632982,0.39727252400000002,0.38426526599999999,0.33050000000000002,2296.2399999999998,209.45,158.55000000000001,"…",354.36017231398,256.5,1.9481999999999999,"…",1.1649,51,195.5,161,215,115,1296.99584960938,28.09,1742,696.9,12663.5,6352.2,851,479.7,461.92,10.850199999999999]
[null,null,258,"1981M06","1981-06-01",{"$f":"C266>=$F$6","v":false},{"$f":"IF(F266,E266,NA())","v":{"$error":"#N/A"}},{"$f":"INDEX(I266:CA266,$H$5)","v":6.0303414353400004},32.709999084469999,33.25,32.169998168950002,"…",56.5,"…",1.95,4.5999999999999996,6.0303414353400004,49.633370968450002,1.663,2.5104000000000002,1.8583000000000001,1.4614,0.89918260000000005,1.823763,1.6611659999999999,570,1226,485,1185,640,"…",291,512,247,"…","…",70.92,136.1,127.04,510.27,"…","…","…",132.83000000000001,168.65,"…",0.38779999999999998,0.37880000000000003,2.4357000000000002,0.75772789399999996,2.9929999999999999,10.1632982,0.38250157000000001,0.41777549000000003,0.36099999999999999,2298.17,203.14,156.41999999999999,"…",351.78147309935002,231.9,1.9276,"…",1.1385000000000001,51,190,157.5,215,115,1232.40673828125,28.09,1700,712.1,12603.5,6169.4,840,461.09,443.42,9.9981000000000009]
[null,null,259,"1981M07",{"$f":"EDATE(E266,1)","v":"1981-07-01"},false,{"$error":"#N/A"},{"$f":"INDEX(I267:CA267,$H$5)","v":6.0303414353400004},33.510000228880003,35.06000137329,31.959999084469999,"…",56.5,"…",2.0099999999999998,4.5999999999999996,6.0303414353400004,50.361973346870002,2.0482999999999998,2.6690999999999998,1.9357,1.4142999999999999,0.84569499999999997,1.7655080000000001,1.6317120000000001,585,1175,470,1160,600,"…",294,530,247,"…","…",77.540000000000006,137.56,123.61,498.49,"…","…","…",138.57,167.92,"…",0.3296,0.38178000000000001,2.4140999999999999,0.80909553999999995,2.4891000000000001,10.1632982,0.40234314999999998,0.42108242000000001,0.36020000000000002,2283.3200000000002,198.3,145.61000000000001,"…",338.43742352508002,224.18,1.8879999999999999,"…",1.0333000000000001,51,177.5,146.5,180,116.5,1175.31127929688,28.09,1681.9,784.3,13358,6150.2,865.1,409.07,406.71,8.5812000000000008]
[null,null,260,"1981M08","1981-08-01",false,{"$error":"#N/A"},{"$f":"INDEX(I268:CA268,$H$5)","v":6.0303414353400004},33.984998703000002,35.79999923706,32.169998168950002,"…",56.5,"…",2.02,4.5999999999999996,6.0303414353400004,50.48340707661,2.2469000000000001,2.782,1.9785999999999999,1.3917999999999999,0.82339150000000005,1.7415480000000001,1.6103130000000001,565,1094,438.8,1160,531,"…",283,506,243,"…","…",75.89,127.11,116.04,473.94,"…","…","…",140.30000000000001,170.12,"…",0.30530000000000002,0.44424999999999998,2.4140999999999999,0.787490264,2.1812,10.1632982,0.39220189799999999,0.38404480400000002,0.33,2313.73,192.26,142.83000000000001,"…",334.93275880483998,215.24,1.772,"…",1.0679000000000001,51,179.5,137.5,160,116.5,1230.82885742188,28.09,1787,824,14485,5999.2,955,410.16,417.6,8.9159000000000006]
[null,null,261,"1981M09","1981-09-01",false,{"$error":"#N/A"},{"$f":"INDEX(I269:CA269,$H$5)","v":6.0303414353400004},33.985000610349999,35.909999847409999,32.06000137329,"…",56.5,"…",2.08,4.5999999999999996,6.0303414353400004,51.21200945503,2.3565,2.8037999999999998,1.9702999999999999,1.4307000000000001,1.0311269999999999,1.7225999999999999,1.5382830000000001,535,1046,434,1005,509,"…",264,485,235,"…","…",70.92,115.5,109.1,463.13,"…","…","…",147.07,171.23,"…",0.435,0.52127000000000001,2.4881000000000002,0.77139653799999996,2.4722,10.1632982,0.41160255400000001,0.34149563799999999,0.25679999999999997,2309.46,203.75,142.19,"…",334.12149844906003,236.94,1.6976,"…",1.0606,51,130,139,160,116.5,1168.9111328125,28.09,1710.4,763.6,14935.1,5579,939.2,443.75,435.61,10.0502]
[null,null,262,"1981M10","1981-10-01",false,{"$error":"#N/A"},{"$f":"INDEX(I270:CA270,$H$5)","v":6.0303414353400004},34.610000610349999,36.540000915530001,32.680000305180002,"…",56.5,"…",2.11,4.5999999999999996,6.0303414353400004,51.576310644240003,2.1726999999999999,3.0225,2.1656,1.2848999999999999,0.73793299999999995,1.710229,1.4066149999999999,564,978,405,863,513,"…",260,486,231,"…","…",73.59,112.67,105.9,431.71,"…","…","…",149.66,168.65,"…",0.38890000000000002,0.50563000000000002,2.4335,0.75860974199999998,2.6421999999999999,10.1632982,0.42284611599999999,0.34524349199999999,0.26550000000000001,2378.4,204.46,146.24,"…",339.22735606470002,231.37,1.6689000000000001,"…",1.0189999999999999,51,122.5,133.5,160,116.5,1140.181640625,28.09,1666.3,716.5,15112.6,5216.8,891.7,437.76,420.25,9.2281999999999993]
[null,null,263,"1981M11","1981-11-01",false,{"$error":"#N/A"},{"$f":"INDEX(I271:CA271,$H$5)","v":6.0303414353400004},35.680000305180002,37.119998931879998,34.240001678470001,"…",56.5,"…",2.15,4.5999999999999996,6.0303414353400004,52.062045563189997,2.0636999999999999,3.1804000000000001,2.3134999999999999,1.3243,0.83428789999999997,1.7188410000000001,1.419635,570,948,407,805,500,"…",257,470,230,"…","…",77.540000000000006,111.76,112.14,405.2,"…","…","…",156.80000000000001,178.57,"…",0.39550000000000002,0.45889999999999997,2.3706,0.74648433199999997,2.6547999999999998,10.1632982,0.42769627999999998,0.35891213599999999,0.26219999999999999,2405.27,204.82,156.41999999999999,"…",351.78147309935002,250.88,1.6479999999999999,"…",0.98740000000000006,51,145,146.5,136.5,116.5,1081.84643554688,28.09,1651.4,666,15836.2,5100.2,876.9,413.37,397.07,8.5388999999999999]
[null,null,264,"1981M12","1981-12-01",false,{"$error":"#N/A"},{"$f":"INDEX(I272:CA272,$H$5)","v":6.0303414353400004},35.409999847409999,36.70000076294,34.119998931879998,"…",56.5,"…",2.16,4.5999999999999996,6.0303414353400004,52.183479292919998,2.1105,3.1343000000000001,2.2730000000000001,1.3448,0.89672989999999997,1.717589,1.419967,545,904,399,720,483,"…",256,455,236,"…","…",69.260000000000005,107.63,111.86,356.88,"…","…","…",152.99,176,"…",0.4158,0.34160000000000001,2.3597999999999999,0.74339786399999996,2.6244000000000001,10.1632982,0.42196426799999998,0.376328634,0.28510000000000002,2437.1,201.2,160,"…",356.10651712509002,267.32,1.5847,"…",0.9012,51,137.5,142.5,136.5,94.5,1130.88427734375,28.09,1655.3,674.3,15951.5,5496.1,845.5,410.09,399.45,8.4481000000000002]
[null,null,265,"1982M01","1982-01-01",false,{"$error":"#N/A"},{"$f":"INDEX(I273:CA273,$H$5)","v":6.0516223988900002},35.049999491370002,35.84999847412,34,35.299999999999997,55.61,"…",2.23,4.45,6.0516223988900002,52.334837269639998,2.1922000000000001,3.1785999999999999,2.3075999999999999,1.5295000000000001,0.95013840000000005,1.91252,1.725786,536,898,390,685,502,"…",262,455,242,"…","…",72.569999999999993,115.35,116.04,321.24,"…","…","…",148.41999999999999,173.06,"…",0.42459999999999998,0.31519999999999998,2.3809999999999998,0.75530281200000005,2.9613999999999998,10.029999999999999,0.41557086999999998,0.40035899200000002,0.28620000000000001,2471.1,197.42,163.27000000000001,"…",360.01830530786998,255.47,1.5454000000000001,"…",0.90849999999999997,51,135,155,112.5,94.5,1113.3,32.5,1610.6,648.20000000000005,16133.1,5628.8,818.5,384.14,369.59,7.9881000000000002]
[null,null,266,"1982M02","1982-02-01",false,{"$error":"#N/A"},{"$f":"INDEX(I274:CA274,$H$5)","v":6.0516223988900002},32.273333485919999,31.620000839229998,30.39999961853,34.799999999999997,55.61,"…",2.2999999999999998,4.45,6.0516223988900002,53.184873377800002,2.0871,3.4045999999999998,2.5167999999999999,1.5270999999999999,0.98571770000000003,1.899607,1.6959930000000001,526,868,369,685,528,"…",254,454,235,"…","…",75.89,112.59,112.73,302.82,"…","…","…",153.74,170.86,"…",0.38319999999999999,0.30199999999999999,2.3809999999999998,0.76742822200000005,2.7618,11.46,0.40212268800000001,0.39176097399999998,0.28839999999999999,2535.7399999999998,191.11,154.81,"…",349.82157993750002,235.29,1.5421,"…",0.87939999999999996,51,190,157.5,130,94.5,1087.7,32.5,1598,618,15992.6,5716.8,822.9,374.13,359.63,8.2848000000000006]
[null,null,267,"1982M03","1982-03-01",false,{"$error":"#N/A"},{"$f":"INDEX(I275:CA275,$H$5)","v":6.0516223988900002},30.16666653951,29.29999923706,28.60000038147,32.6,55.61,"…",2.35,4.45,6.0516223988900002,53.792042026479997,1.946,3.2195999999999998,2.4685000000000001,1.528,1.02176,1.881284,1.680917,480,855,357,644,507,"…",254.25,452,226.35,"…","…",70.92,114.17,112,305.27999999999997,"…","…","…",141.83000000000001,168.65,"…",0.42149999999999999,0.32440000000000002,2.3809999999999998,0.762578058,2.6564999999999999,12.79,0.39440651799999998,0.37765140600000002,0.24840000000000001,2566.2600000000002,187.23,151.18,"…",345.36798383453998,240.94,1.5528999999999999,"…",0.877,51,190,140,130,94.5,1029.2,32.5,1510.4,612.5,12766.3,5653.3,789.7,330.25,317.62,7.2327000000000004]
[null,null,268,"1982M04","1982-04-01",false,{"$error":"#N/A"},{"$f":"INDEX(I276:CA276,$H$5)","v":6.0516223988900002},31.56666603088,33.119998931879998,30.879999160770002,30.7,55.61,"…",2.4,4.45,6.0516223988900002,54.399210675170004,1.7408999999999999,3.1223999999999998,2.3454999999999999,1.5287999999999999,1.054616,1.8647069999999999,1.667133,502,838,357,679,509,"…",265,482,230,"…","…",70.22,117.76,114.6,291.27999999999997,"…","…","…",148.58000000000001,169.76,"…",0.47639999999999999,0.34649999999999997,2.403,0.75949158999999999,2.5499999999999998,13.45,0.38867450599999998,0.39440651799999998,0.21029999999999999,2610.86,184.19,148.88999999999999,"…",342.53307813825,235.85,1.5767,"…",0.88670000000000004,51,168.5,135.5,122.5,94.5,996.2,32.5,1521.7,574.70000000000005,12618.1,5394,742.5,350.3,337.93,7.3087]
[null,null,269,"1982M05","1982-05-01",false,{"$error":"#N/A"},{"$f":"INDEX(I277:CA277,$H$5)","v":6.0516223988900002},33.043332926429997,35.180000305180002,33.34999847412,30.6,55.61,"…",2.4500000000000002,4.45,6.0516223988900002,55.006379323849998,1.7190000000000001,3.0333000000000001,2.2822,1.5471999999999999,1.0638300000000001,1.881284,1.6964920000000001,493,802,362,645,511,"…",269,509,234,"…","…",76.209999999999994,118.11,116.73,278.52,"…","…","…",128.26,167.55,"…",0.43809999999999999,0.3725,2.4140999999999999,0.76985330399999996,2.5398000000000001,13.89,0.40234314999999998,0.43144413399999998,0.1792,2652.52,191.1,152.71,"…",347.25105097004001,233.8,1.6887000000000001,"…",0.89710000000000001,48.4,166,138.5,122.5,90,973.3,32.5,1527.7,574.70000000000005,12735.9,5211.8999999999996,750.2,333.71,310.39,6.6833999999999998]
[null,null,270,"1982M06","1982-06-01",false,{"$error":"#N/A"},{"$f":"INDEX(I278:CA278,$H$5)","v":6.0516223988900002},32.766666666669998,34.59999847412,32.65000152588,31.05,55.61,"…",2.4500000000000002,4.45,6.0516223988900002,55.006379323849998,1.5488,3.1004,2.2408000000000001,1.4964999999999999,0.98981710000000001,1.850921,1.648676,497,770,348,599,494,"…",254,475,222,"…","…",71.87,114.95,110.45,270.66000000000003,"…","…","…",125.7,155.79,"…",0.3997,0.40899999999999997,2.3809999999999998,0.77867178400000003,2.4270999999999998,13.89,0.38073787399999998,0.46363158599999998,0.151,2635.91,174.8,140.38999999999999,"…",331.83077789316002,207.5,1.6675,"…",0.84299999999999997,44.5,167,133,122.5,75,918.8,32.5,1300,520.70000000000005,11087,5186.6000000000004,691.9,314.98,276.26,5.5616000000000003]
[null,null,271,"1982M07","1982-07-01",false,{"$error":"#N/A"},{"$f":"INDEX(I279:CA279,$H$5)","v":6.0516223988900002},32.916667175290002,33.70000076294,31.70000076294,33.35,55.61,"…",2.4700000000000002,4.45,6.0516223988900002,55.249246783319997,1.5565,2.9434,2.1678000000000002,1.5182,1.0929329999999999,1.8298080000000001,1.6319779999999999,465,798,335,570,421,"…",249,464,212,"…","…",58.56,114.95,102.69,261.82,"…","…","…",127.52,151.75,"…",0.32719999999999999,0.43219999999999997,2.2267000000000001,0.78660841599999998,2.3769999999999998,12.68,0.408516086,0.48832333,0.1726,2597.12,168,140.59,"…",332.08596693516,225.4,1.73,"…",0.83030000000000004,37.375,168,133.5,122.5,77.5,957.8,32.5,1440.9,552.4,11316.6,5068.6000000000004,726.9,338.97,287.97000000000003,6.4626000000000001]
[null,null,272,"1982M08","1982-08-01",false,{"$error":"#N/A"},{"$f":"INDEX(I280:CA280,$H$5)","v":6.0516223988900002},32.416666412349997,32.84999847412,31.20000076294,33.200000000000003,55.61,"…",2.5299999999999998,4.45,6.0516223988900002,55.977849161739996,1.5463,2.9308000000000001,2.2477999999999998,1.5741000000000001,1.272562,1.8264910000000001,1.6233059999999999,412,770,320,572,396,"…",234,432,203,"…","…",59.26,102.28,100.31,266.73,"…","…","…",123.8,152.49,"…",0.30270000000000002,0.52690000000000003,2.2421000000000002,0.75772789399999996,2.2677999999999998,13.12,0.405870542,0.49493719000000003,0.14899999999999999,2554.87,166.3,140.11000000000001,"…",331.47323211807998,230.3,1.6568000000000001,"…",0.84330000000000005,35,165.5,135.5,125,77.5,958.9,32.5,1451.5,522.9,12195.7,4953.1000000000004,715.5,364.23,296.81,7.1078000000000001]
[null,null,273,"1982M09","1982-09-01",false,{"$error":"#N/A"},{"$f":"INDEX(I281:CA281,$H$5)","v":6.0516223988900002},33.466666412350001,34.25,33.04999923706,33.1,55.61,"…",2.56,4.45,6.0516223988900002,56.34215035095,1.6851,3.0042,2.4091999999999998,1.6328,1.4686049999999999,1.814103,1.6157760000000001,411,750,319,530,380,"…",217,426,196,"…","…",54.92,100.88,97.08,252,"…","…","…",120.45,152.85,"…",0.34789999999999999,0.4728,2.4249999999999998,0.76191667200000002,2.1835,14.55,0.40124083999999999,0.460324656,0.13,2585.79,162.79,140.59,"…",332.08596693516,239.1,1.6039000000000001,"…",0.85319999999999996,35,167,135,125,77,959.5,32.5,1426.5,515.29999999999995,12675.7,4310.3,749.5,437.31,334.13,8.7818000000000005]
[null,null,274,"1982M10","1982-10-01",false,{"$error":"#N/A"},{"$f":"INDEX(I282:CA282,$H$5)","v":6.0516223988900002},33.783333841960001,35,33.40000152588,32.950000000000003,55.61,"…",2.6,4.45,6.0516223988900002,56.827885269900001,1.6335,3.0954999999999999,2.5855999999999999,1.5694999999999999,1.3008710000000001,1.805377,1.6021730000000001,406,851,326,470,355,"…",214,416,192,"…","…",50.27,91.73,97.94,235.06,"…","…","…",112.86,146.61000000000001,"…",0.2944,0.4304,2.4802,0.75287773000000002,2.0989,14.22,0.39661113799999997,0.45062432800000002,0.13020000000000001,2516.15,160.97,136.66,"…",327.04046830703999,217.39,1.5479000000000001,"…",0.85099999999999998,35,163.5,134,127.5,79,951.5,32.5,1461,497.4,12413.8,3916.5,751.3,422.15,334.54,9.3874999999999993]
[null,null,275,"1982M11","1982-11-01",false,{"$error":"#N/A"},{"$f":"INDEX(I283:CA283,$H$5)","v":6.0516223988900002},32.849999745689999,33.79999923706,31.75,33,55.61,"…",2.62,4.45,6.0516223988900002,57.07075272937,1.5405,3.0449999999999999,2.6943000000000001,1.5611999999999999,1.3013699999999999,1.788799,1.5934729999999999,416,868,353,474,362,"…",231,403,213,"…","…",50.27,102.87,110.23,238.26,"…","…","…",131.59,155.06,"…",0.3327,0.3916,2.4802,0.74009093400000003,1.8782000000000001,14.44,0.39043820200000001,0.45834049799999999,0.14330000000000001,2485,159.4,140.78,"…",332.32824189399003,221.6,1.5198,"…",0.82669999999999999,35,160.5,131.5,127.5,72.5,965.2,32.5,1443.8,462.4,11981.9,3433.7,710,414.89,345.91,9.7905999999999995]
[null,null,276,"1982M12","1982-12-01",false,{"$error":"#N/A"},{"$f":"INDEX(I284:CA284,$H$5)","v":6.0516223988900002},31.46666679382,31.75,30.10000038147,32.549999999999997,45.5,"…",2.62,4.45,6.0516223988900002,57.07075272937,1.6315,2.9729000000000001,2.8176999999999999,1.5066999999999999,1.237425,1.801887,1.480788,429,862,399,466,376,"…",232,399,217,"…","…",53.59,105.51,111.55,246.11,"…","…","…",127.87,159.83000000000001,"…",0.34279999999999999,0.2913,2.4802,0.72487905600000002,1.821,14.88,0.406972852,0.459222346,0.1391,2556.16,167.7,147.47,"…",340.76510712684001,246.72,1.5355000000000001,"…",0.79590000000000005,41.25,158.5,132,120,72.5,987.4,32.5,1473.2,448,11992.9,3576.3,668.5,444.5,368.72,10.569100000000001]
[null,null,277,"1983M01","1983-01-01",false,{"$error":"#N/A"},{"$f":"INDEX(I285:CA285,$H$5)","v":5.5458157477299999},30.653333028159999,30.85000038147,30.04999923706,31.059999465939999,43,"…",2.66,4.05,5.5458157477299999,55.312217676099998,1.7784,2.8651,2.7450000000000001,1.7617,1.3767,1.9151260000000001,1.99333,435,840,439,461,372,"…",235,397,216,"…","…",53.59,107.84,114.64,239.97,"…","…","…",131.15,164.98,"…",0.33800000000000002,0.28944999999999999,2.2839999999999998,0.73061106799999997,1.7765,14.64,0.41005932,0.46804082600000002,0.13270000000000001,2572.2399999999998,169.88,145.53,"…",338.33700223046998,244.7,1.5846,"…",0.82010000000000005,47.5,150.5,137.5,124.5,75,1076.5,29,1571.9,475.3,12082.6,3797,699.1,481.29,452.85,12.339]
[null,null,278,"1983M02","1983-02-01",false,{"$error":"#N/A"},{"$f":"INDEX(I286:CA286,$H$5)","v":5.5458157477299999},29.113333384200001,29.10000038147,29,29.239999771120001,43,"…",2.66,4.05,5.5458157477299999,55.312217676099998,1.9439,2.7982999999999998,2.6846000000000001,1.8217000000000001,1.500712,1.9911289999999999,1.973322,451,820,423,452,367,"…",239,395,211,"…","…",57.92,117.32,121.03,249.55,"…","…","…",133.38,164.24,"…",0.38030000000000003,0.28889999999999999,2.3809999999999998,0.74494109799999997,1.6675,14.37,0.40234314999999998,0.47972531200000001,0.14169999999999999,2598.64,167.1,127.51,"…",315.02790413060001,234.9,1.6387,"…",0.94379999999999997,47.5,164,134.5,124.5,75.5,1230.4000000000001,29,1647.4,454.5,13034.2,4228.2,681.4,491.09,464.51,13.9756]
[null,null,279,"1983M03","1983-03-01",false,{"$error":"#N/A"},{"$f":"INDEX(I287:CA287,$H$5)","v":5.5458157477299999},28.32000033061,28.20000076294,28.10000038147,28.659999847409999,43,"…",2.58,4.05,5.5458157477299999,54.34074783821,1.8680000000000001,2.7566999999999999,2.6726999999999999,1.8802000000000001,1.7030719999999999,1.9710909999999999,1.9663569999999999,482.2,815,403.2,445,377.6,"…",242,394,211.4,"…","…",56.9,125.19,124.34,261.82,"…","…","…",133.01,166.08,"…",0.40679999999999999,0.32790000000000002,2.4933999999999998,0.74582294599999999,1.8159000000000001,13.78,0.40035899200000002,0.48192993200000001,0.13669999999999999,2601.79,164.03,125.49,"…",312.32306327506001,243.3,1.7392000000000001,"…",1.0592999999999999,47.5,179.5,145,120,75.5,1301.8,29,1597.7,443.3,13426,4831.8999999999996,678.4,419.7,401.06,10.6403]
[null,null,280,"1983M04","1983-04-01",false,{"$error":"#N/A"},{"$f":"INDEX(I288:CA288,$H$5)","v":5.5458157477299999},29.693333307900001,29.75,28.70000076294,30.629999160770002,43,"…",2.5299999999999998,4.05,5.5458157477299999,53.73357918952,1.8772,2.7505000000000002,2.6726999999999999,2.0491999999999999,1.7831790000000001,2.404277,1.9600900000000001,576.29999999999995,836,440,495,418.5,"…",252.5,434,219,"…","…",66.900000000000006,133.43,132.06,261.82,"…","…","…",137.05000000000001,167.18,"…",0.4793,0.40570000000000001,2.5440999999999998,0.72179258800000001,2.1168,13.4,0.39418605600000001,0.49449626600000002,0.1479,2619.7600000000002,157.18,127.11,"…",314.49386602833999,237.68,1.7686999999999999,"…",1.1343000000000001,47.5,180.5,136,109,75.5,1363.6,29,1674.9,457.6,13792.8,4817.8,697.5,432.88,413.68,11.6129]
[null,null,281,"1983M05","1983-05-01",false,{"$error":"#N/A"},{"$f":"INDEX(I289:CA289,$H$5)","v":5.5458157477299999},29.359999974570002,29.60000038147,28.5,29.979999542240002,43,"…",2.5299999999999998,4.05,5.5458157477299999,53.73357918952,2.0703,2.8323,2.7151999999999998,2.1284000000000001,1.954458,2.4694820000000002,1.961328,622,825,437,548,432,"…",252,434,217,"…","…",63.59,133.85,133.43,259.86,"…","…","…",135.69999999999999,160.19999999999999,"…",0.55420000000000003,0.4506,2.5375000000000001,0.73369753599999998,2.1017000000000001,13.45,0.39220189799999999,0.49824412000000001,0.2036,2613,154.78,131.86000000000001,"…",320.78657873952,240.63,1.8069999999999999,"…",1.0525,43,171.5,132.5,101.5,75.5,1453.4,29,1765.7,433.1,13522.9,5031.6000000000004,735.6,438.01,448.52,12.9162]
[null,null,282,"1983M06","1983-06-01",false,{"$error":"#N/A"},{"$f":"INDEX(I290:CA290,$H$5)","v":5.5458157477299999},29.966667175289999,30.20000076294,28.75,30.95000076294,43,"…",2.59,4.05,5.5458157477299999,54.46218156794,2.2976999999999999,2.8071000000000002,2.6511,2.1964999999999999,2.0148350000000002,2.643176,1.931627,694,831,430,593,394,"…",243,425,210,"…","…",66.58,135.03,127.4,249.06,"…","…","…",132.28,151.75,"…",0.50460000000000005,0.38769999999999999,2.4670000000000001,0.75133449600000002,2.0388000000000002,13.76,0.38029695000000002,0.49692134799999998,0.23680000000000001,2637.52,150.07,129.77000000000001,"…",318.03085416984999,231.63,1.8982000000000001,"…",1.0803,41.125,158.5,127.5,120,73,1465.6,29,1701.2,408.1,13354,4883.2,718.4,412.84,422.37,11.739000000000001]
[null,null,283,"1983M07","1983-07-01",false,{"$error":"#N/A"},{"$f":"INDEX(I291:CA291,$H$5)","v":5.5458157477299999},30.466666539510001,30.79999923706,29,31.60000038147,34.75,"…",2.52,4.05,5.5458157477299999,53.612145459780002,2.3027000000000002,2.8294000000000001,2.6469,2.0154000000000001,1.6543749999999999,2.5037929999999999,1.8880520000000001,846,832,433,635,425,"…",263,477,226,"…","…",64.930000000000007,140.59,125.11,241.45,"…","…","…",135.33000000000001,147.34,"…",0.50309999999999999,0.33750000000000002,2.4582000000000002,0.77712855000000003,1.9735,13.12,0.38911542999999998,0.48700055799999997,0.2321,2668.06,147.82,129.22999999999999,"…",317.31553680390999,215.39,1.9497,"…",1.1332,37.25,157.5,128,109,73,1520.2,29,1704.3,403.3,13193,4804.1000000000004,739.8,402.91,433.27,12.029299999999999]
[null,null,284,"1983M08","1983-08-01",false,{"$error":"#N/A"},{"$f":"INDEX(I292:CA292,$H$5)","v":5.5458157477299999},30.653333028159999,31.10000038147,28.89999961853,31.959999084469999,34.75,"…",2.58,4.05,5.5458157477299999,54.34074783821,2.3037999999999998,2.8559000000000001,2.6526000000000001,2.1145999999999998,1.8442959999999999,2.6411530000000001,1.8583400000000001,985,950,452,969,559,"…",339,651,279,"…","…",76.59,152.75,136.30000000000001,254.95,"…","…","…",145.13999999999999,152.49,"…",0.46410000000000001,0.34984999999999999,2.4802,0.790576732,1.9300999999999999,12.74,0.37809232999999998,0.49714181000000002,0.23280000000000001,2692.84,143.03,134.5,"…",324.23893534118002,214.47,2.0017999999999998,"…",1.1315999999999999,34,154.5,122.5,110.5,73,1603.6,29,1639.8,398,12826,4852.8,808.9,416.2,435.56,12.0626]
[null,null,285,"1983M09","1983-09-01",false,{"$error":"#N/A"},{"$f":"INDEX(I293:CA293,$H$5)","v":5.5458157477299999},30.07000033061,30.35000038147,28.60000038147,31.260000228879999,34.75,"…",2.67,4.05,5.5458157477299999,55.433651405840003,2.145,2.9169,2.6877,2.1558999999999999,1.908979,2.7030470000000002,1.8555630000000001,954,1300,502.8,1052,645,"…",349.8,732.6,276.60000000000002,"…","…",87.36,147.75,135.54,278.27,"…","…","…",141.83000000000001,156.53,"…",0.41889999999999999,0.437,2.4653999999999998,0.81945725400000002,1.9471000000000001,12.61,0.37765140600000002,0.48942564,0.2079,2678.49,156.63999999999999,138.54,"…",329.46230318466002,218.32,1.9809000000000001,"…",1.0871,34,160,124.5,110.5,73,1613.7,29,1560.7,404.7,12755.3,4910.6000000000004,837.8,411.8,431.11,11.956200000000001]
[null,null,286,"1983M10","1983-10-01",false,{"$error":"#N/A"},{"$f":"INDEX(I294:CA294,$H$5)","v":5.5458157477299999},29.616666793819999,29.85000038147,28.60000038147,30.39999961853,34.75,"…",2.58,4.05,5.5458157477299999,54.34074783821,2.0977000000000001,3.1025999999999998,2.8725999999999998,2.2252000000000001,1.926339,2.8687680000000002,1.8805909999999999,860,1275,510,1054,671,"…",328.75,687,267,"…","…",88.18,148.15,132.06,269.68,"…","…","…",141.46,152.85,"…",0.41149999999999998,0.4587,2.452,0.77867178400000003,1.9763999999999999,12.32,0.38404480400000002,0.48369362799999999,0.2147,2741.07,168.27,152.84,"…",347.41064924672003,227.46,1.9428000000000001,"…",1.0919000000000001,34,174,145,114,73,1566.3,29,1435.2,419.4,12750.8,4674.2,859,393.6,395.87,9.8866999999999994]
[null,null,287,"1983M11","1983-11-01",false,{"$error":"#N/A"},{"$f":"INDEX(I295:CA295,$H$5)","v":5.5458157477299999},29.16666666667,29.20000076294,28.29999923706,30,32,"…",2.6,4.05,5.5458157477299999,54.583615297679998,2.2151999999999998,3.1869999999999998,2.8515000000000001,2.3950999999999998,2.2266499999999998,3.099577,1.859032,884,1140,479,951,661,"…",324,652,265,"…","…",89.91,147.02000000000001,132.28,264.18,"…","…","…",139.63999999999999,151.75,"…",0.34250000000000003,0.40600000000000003,2.4068000000000001,0.81152062199999997,1.9438,12.24,0.37390355199999997,0.48060715999999998,0.18360000000000001,2745.91,177.43,152.91999999999999,"…",347.50883253457999,225.24,1.9650000000000001,"…",1.1083000000000001,32.75,188.5,140.5,115.5,75.5,1516.8,29,1389.1,404.7,12772.5,4585.2,859.1,381.7,387.67,8.8122000000000007]
[null,null,288,"1983M12","1983-12-01",false,{"$error":"#N/A"},{"$f":"INDEX(I296:CA296,$H$5)","v":5.5458157477299999},28.813333511349999,28.95000076294,28.25,29.239999771120001,29.25,"…",2.61,4.05,5.5458157477299999,54.705049027420003,2.5385,3.2332999999999998,2.9270999999999998,2.4211999999999998,2.3922629999999998,3.0298980000000002,1.8415649999999999,969,1120,482,876,695,"…",311,644,256,"…","…",78.239999999999995,143.28,130.87,251.02,"…","…","…",141.68,153.59,"…",0.34239999999999998,0.33910000000000001,2.3090999999999999,0.85803810400000002,1.8843000000000001,12.06,0.364644148,0.47333191400000002,0.17019999999999999,2709.22,172.99,157.16999999999999,"…",352.69129757554998,223.98,1.9701,"…",1.1276999999999999,31.5,190,142.5,115.5,75.5,1549.3,29,1415.2,402.1,12345.5,4657,857,388.34,393.22,9.1454000000000004]
[null,null,289,"1984M01","1984-01-01",false,{"$error":"#N/A"},{"$f":"INDEX(I297:CA297,$H$5)","v":5.23768078193},29.043333053590001,29.559999465939999,27.729999542240002,29.840000152590001,29.25,29.34,2.67,3.76,5.23768078193,53.846239794870002,2.6219999999999999,3.1682999999999999,2.9306000000000001,3.0710999999999999,2.8414239999999999,3.4692539999999998,2.9025590000000001,1069,1080,480,983,875,"…",305,692,237,"…","…",84.87,141.91999999999999,129.47,237.77,"…","…","…",139.94999999999999,152.85,"…",0.3417,0.26795000000000002,2.2618999999999998,0.894193872,1.8496999999999999,11.93,0.356707516,0.47421376199999998,0.15359999999999999,2675.78,168.69,160.6,"…",356.82701199245002,222.32,1.9308000000000001,"…",1.1354,31.5,191.5,142.5,116.5,82.5,1548.9,26.15,1375.7,397.5,12117.8,4670.5,957.8,370.89,376.25,8.2538]
[null,null,290,"1984M02","1984-02-01",false,{"$error":"#N/A"},{"$f":"INDEX(I298:CA298,$H$5)","v":5.23768078193},29.203332901,29.879999160770002,27.64999961853,30.079999923710002,29.25,29.34,2.71,3.76,5.23768078193,54.331974713820003,2.5005000000000002,3.2168000000000001,3.0049000000000001,2.7067999999999999,2.6451030000000002,2.5446260000000001,2.9306390000000002,1158,960,466,1024,875,"…",293,669,221,"…","…",84.87,137,125.66,227.85,"…","…","…",133.27000000000001,150.65,"…",0.41652,0.24562999999999999,2.339,0.922192546,1.8706,12.08,0.36773061600000001,0.48237085600000001,0.1462,2630.46,174.21,158.63,"…",354.45671336298,225.74,1.9277,"…",1.1387,31.5,204,142.5,118,82.5,1491.2,26.15,1429.8,404.5,12297.7,4639.8,998.4,385.96,391.23,9.1181999999999999]
[null,null,291,"1984M03","1984-03-01",false,{"$error":"#N/A"},{"$f":"INDEX(I299:CA299,$H$5)","v":5.23768078193},29.533333460489999,30.079999923710002,27.790000915530001,30.729999542240002,29.25,29.34,2.67,3.76,5.23768078193,53.846239794870002,2.5347,3.2698999999999998,3.0432999999999999,2.7898000000000001,2.665368,2.6262910000000002,3.0777079999999999,1123,975,428,1086,845,"…",314,720,229,"…","…",87.55,147.08000000000001,130.82,234.08,"…","…","…",142.66,153.96,"…",0.41364000000000001,0.25784000000000001,2.3809999999999998,0.90940575000000001,1.9560999999999999,12.48,0.38139926000000002,0.485677786,0.14149999999999999,2632.91,190.58,169.74,"…",367.65340963518003,254,1.9495,"…",1.1233,31.5,201,132.5,141,82.5,1455.8,26.15,1501.2,459.5,12406.1,4780.7,1040.5999999999999,394.26,398.43,9.6479999999999997]
[null,null,292,"1984M04","1984-04-01",false,{"$error":"#N/A"},{"$f":"INDEX(I300:CA300,$H$5)","v":5.23768078193},29.573332468669999,30.129999160770002,27.959999084469999,30.629999160770002,29.25,29.34,2.64,3.76,5.23768078193,53.481938605659998,2.5358000000000001,3.3115999999999999,3.0325000000000002,3.0051000000000001,2.7269830000000002,3.3508719999999999,2.9373499999999999,1150,950,402,1159,841,"…",315,772,220,"…","…",92.52,148.02000000000001,129.52000000000001,235.31,"…","…","…",148.1,157.26,"…",0.41449999999999998,0.24179,2.4691999999999998,0.90367373799999995,2.0746000000000002,12.54,0.37456493800000001,0.48589824799999998,0.13250000000000001,2627.55,190.76,181.83,"…",381.57026360761,255.61,1.9619,"…",1.0731999999999999,31.5,198.5,125,127.5,81,1370.3,26.15,1532.6,481.7,12445,4911.5,1004.1,381.37,391.62,9.2471999999999994]
[null,null,293,"1984M05","1984-05-01",false,{"$error":"#N/A"},{"$f":"INDEX(I301:CA301,$H$5)","v":5.23768078193},29.460000356039998,29.89999961853,28.030000686649998,30.45000076294,29.25,29.34,2.67,3.76,5.23768078193,53.846239794870002,2.6825999999999999,3.3123999999999998,3.2292999999999998,2.8134000000000001,2.5274329999999998,3.0555810000000001,2.8570419999999999,1314,910,382,1171,951,"…",338,914,219,"…","…",93.22,146.06,131.91999999999999,234.33,"…","…","…",144.33000000000001,153.96,"…",0.42621999999999999,0.24057999999999999,2.3950999999999998,0.87236813400000002,2.0754999999999999,12.02,0.36111675599999998,0.48523686199999999,0.1241,2687.46,183.43,184.41,"…",384.48441795784998,244.95,1.972,"…",0.97729999999999995,31.5,171.5,116,147.5,81,1289.0999999999999,26.15,1420.9,453.1,12582.8,4811.3999999999996,1001.3,377.4,387.86,8.9675999999999991]
[null,null,294,"1984M06","1984-06-01",false,{"$error":"#N/A"},{"$f":"INDEX(I302:CA302,$H$5)","v":5.23768078193},29.050000508629999,29.20000076294,27.909999847409999,30.040000915530001,31.75,34.31,2.7,3.76,5.23768078193,54.210540984079998,2.4849999999999999,3.2473999999999998,3.165,2.7050000000000001,2.196615,3.0884749999999999,2.8299110000000001,1431,923,372,1155,783,"…",308,844,202,"…","…",89.91,146.97,128.32,235.31,"…","…","…",136.32,149.91,"…",0.45889000000000002,0.31769999999999998,2.3331,0.87479321600000004,2.048,11.79,0.36155767999999999,0.48633917199999999,0.1217,2759.88,184.09,175.13,"…",373.91236475996999,232.62,1.8454999999999999,"…",0.87939999999999996,31.5,156,120,155,81,1275,26.15,1366.5,484.3,12662.2,4773.2,941.5,377.7,381.55,8.7721]
[null,null,295,"1984M07","1984-07-01",false,{"$error":"#N/A"},{"$f":"INDEX(I303:CA303,$H$5)","v":5.23768078193},27.98666699727,27.909999847409999,27.260000228879999,28.790000915530001,31.75,35.799999999999997,2.68,3.76,5.23768078193,53.967673524609999,2.2145000000000001,3.1770999999999998,3.0402,2.6983000000000001,2.1369929999999999,3.1948850000000002,2.763153,1273,840,341,1054,580,"…",270,697,186,"…","…",72.89,142.59,111.39,248.81,"…","…","…",133.66,146.97,"…",0.36663000000000001,0.4088,2.2336999999999998,0.89176878999999998,1.9575,11.46,0.35692797799999998,0.48259131799999999,0.10009999999999999,2840.07,177.35,157.9,"…",353.57494408388999,218.25,1.7414000000000001,"…",0.88959999999999995,33.799999999999997,163.5,132.5,162.5,86.5,1162.8,26.15,1330.8,493.6,12438.7,4640.3,853.6,347.71,343.32,7.4553000000000003]
[null,null,296,"1984M08","1984-08-01",false,{"$error":"#N/A"},{"$f":"INDEX(I304:CA304,$H$5)","v":5.23768078193},28.170000076289998,28.110000610349999,27.229999542240002,29.170000076289998,31.75,35.799999999999997,2.69,3.76,5.23768078193,54.089107254349997,2.2136,3.2121,3.0990000000000002,2.7004999999999999,2.26003,3.0965959999999999,2.7448899999999998,1079,700,333,984,562,"…",261,679,180,"…","…",66.58,138.75,107.23,252,"…","…","…",137.47,152.49,"…",0.33961999999999998,0.50790000000000002,2.2544,0.85473117399999998,1.9468000000000001,11,0.355164282,0.478843464,8.8999999999999996E-2,2907.89,174.9,147.54,"…",340.85244363665998,222.86,1.6649,"…",0.9052,33.5,170.5,137.5,165,86.5,1135.8,26.15,1337.5,467.4,12302.2,4736,834.1,347.7,339.78,7.5974000000000004]
[null,null,297,"1984M09","1984-09-01",false,{"$error":"#N/A"},{"$f":"INDEX(I305:CA305,$H$5)","v":5.23768078193},28.353333155310001,28.360000610349999,27.39999961853,29.29999923706,31.75,35.799999999999997,2.62,3.76,5.23768078193,53.23907114619,2.3108,3.1356000000000002,3.1189,2.6547999999999998,2.5340940000000001,2.7131259999999999,2.717114,1170,630,318,931,611,"…",245,694,168,"…","…",68.88,130.41,104.78,236.54,"…","…","…",140.78,155.06,"…",0.37892999999999999,0.5615,2.1846000000000001,0.86134503399999995,1.8616999999999999,10.47,0.340393328,0.47840253999999999,9.0399999999999994E-2,2953.76,167.04,142.78,"…",334.86943938505999,216.12,1.6129,"…",0.92259999999999998,33.5,168,137.5,165,86.5,1012.1,26.15,1293.5999999999999,401.6,12091.1,4705.5,873.3,340.2,326.7,7.2533000000000003]
[null,null,298,"1984M10","1984-10-01",false,{"$error":"#N/A"},{"$f":"INDEX(I306:CA306,$H$5)","v":5.23768078193},27.853333155310001,27.809999465939999,27.110000610349999,28.639999389650001,31.75,35.799999999999997,2.63,3.76,5.23768078193,53.360504875929998,2.2572999999999999,3.0175000000000001,2.9786999999999999,2.6659999999999999,2.5083039999999999,2.7980130000000001,2.6915960000000001,1175,655,319,836,615,"…",245,679,170,"…","…",70.599999999999994,121.19,101.34,231.63,"…","…","…",141.28,152.85,"…",0.30886999999999998,0.49991999999999998,2.105,0.83643282799999996,1.8007,11.13,0.44004215200000002,0.47509561,0.10249999999999999,2932.06,164.5,135.87,"…",326.01821245997002,211.92,1.6233,"…",0.85299999999999998,35,166,137.5,172,86.5,1027.9000000000001,26.15,1273,412,11744.9,4750.3,843.7,341,324.33999999999997,7.2903000000000002]
[null,null,299,"1984M11","1984-11-01",false,{"$error":"#N/A"},{"$f":"INDEX(I307:CA307,$H$5)","v":5.23768078193},27.650000254310001,27.70000076294,27.090000152590001,28.159999847409999,32.75,35.305,2.61,3.76,5.23768078193,53.117637416450002,2.2551000000000001,3.0911,2.9998,2.5293000000000001,2.5111279999999998,2.4058600000000001,2.6710470000000002,993,720,323,905,616,"…",250,698,169,"…","…",71.239999999999995,117.37,106.7,211.74,"…","…","…",143.52000000000001,152.49,"…",0.26900000000000002,0.36181000000000002,2.1013999999999999,0.84194437799999999,1.8428,11.79,0.33576362599999998,0.47156821799999998,9.6100000000000005E-2,2933.26,168.95,136.11000000000001,"…",326.32905966201997,211.66,1.6013999999999999,"…",0.80510000000000004,36,160.5,127.5,166,86.5,1151.8,26.15,1345.1,440.5,11991.2,4748.3,855.1,342,328.49,7.4896000000000003]
[null,null,300,"1984M12","1984-12-01",false,{"$error":"#N/A"},{"$f":"INDEX(I308:CA308,$H$5)","v":5.23768078193},26.813333511349999,26.979999542240002,26.760000228879999,26.70000076294,33.75,34.935000000000002,2.57,3.76,5.23768078193,52.631902497509998,2.14,3.1040999999999999,2.7991999999999999,2.5585,2.4506700000000001,2.6315789999999999,2.593127,920,696,314,912,592,"…",241,630,165,"…","…",61.55,113.95,111.11,204.62,"…","…","…",141.38999999999999,149.55000000000001,"…",0.29921999999999999,0.31730000000000003,2.2193999999999998,0.82276418399999995,1.7690999999999999,12.13,0.32099267199999998,0.46517481999999999,7.8299999999999995E-2,2854.79,163.21,130.58000000000001,"…",319.10126794818001,207.71,1.5869,"…",0.78900000000000003,36,156.5,124,166,86.5,1095.2,26.15,1321.1,415.6,11722.2,4859,859.7,319.54000000000002,304.13,6.6355000000000004]
[null,null,301,"1985M01","1985-01-01",false,{"$error":"#N/A"},{"$f":"INDEX(I309:CA309,$H$5)","v":5.23},26.63333333333,26.95,27.3,25.65,33.75,35.06,2.64,3.65,5.23,52.953797958439999,2.2198000000000002,3.2052999999999998,2.7675000000000001,2.1032000000000002,2.313555,2.3612869999999999,1.6348450000000001,856,682,307,890,583,"…",243,630,166,"…","…",66.58,119.01,114.7,206.83,"…","…","…",147.57,149.18,"…",0.37626999999999999,0.23716000000000001,2.2692000000000001,0.83797606199999997,1.726,11.07,0.30511940799999998,0.45679726399999998,7.9600000000000004E-2,2796.84,159.82,120.44,307,305.47194802338998,202.61,1.5679000000000001,"…",0.76390000000000002,36,158.5,117.5,168.5,86.5,1075.4000000000001,26.56,1359.1,420.5,11073.4,4947.2,867.1,302.79000000000002,274.39,6.0991999999999997]
[null,null,302,"1985M02","1985-02-01",false,{"$error":"#N/A"},{"$f":"INDEX(I310:CA310,$H$5)","v":5.23},27.6,28.2,27.25,27.35,33.75,35.06,2.71,3.65,5.23,53.803834066599997,2.2740999999999998,3.1764000000000001,2.7010999999999998,1.9359999999999999,2.1254909999999998,2.086103,1.596549,756,665,292,873,595,"…",239,664,151,"…","…",68.239999999999995,119.78,112.55,200.94,"…","…","…",140.5,147.34,"…",0.44235999999999998,0.28010000000000002,2.3149000000000002,0.84679454200000004,1.6909000000000001,11.16,0.29563954199999998,0.45150617599999998,8.1600000000000006E-2,2730.48,153.91,116.49,307,300.02054774157,196.9,1.5141,"…",0.73570000000000002,36,156,113.5,168.5,87,1098.2,26.56,1388.5,368.2,10946,5050.8,886.6,299.10000000000002,269.39999999999998,6.0628000000000002]
[null,null,303,"1985M03","1985-03-01",false,{"$error":"#N/A"},{"$f":"INDEX(I311:CA311,$H$5)","v":5.23},27.85,28.1,27.15,28.3,33.75,35.06,2.62,3.65,5.23,52.710930498970001,2.2320000000000002,3.2602000000000002,2.7079,1.7219,1.728791,1.8543099999999999,1.5826610000000001,843,680,280,944,651,"…",241,667,154,"…","…",64.930000000000007,120.19,117.34,199.96,"…","…","…",140.88,145.13999999999999,"…",0.45369999999999999,0.3644,2.25,0.84370807400000003,1.7071000000000001,10.69,0.30291478799999999,0.46120650400000002,8.4400000000000003E-2,2689.7,153.29,116.83,307,300.49309342906002,197.19,1.482,"…",0.74160000000000004,36,179.5,114,105,75.5,1095.3,26.56,1389.9,352,11210.6,5211.7,920.9,313.5,260.76,5.9939999999999998]
[null,null,304,"1985M04","1985-04-01",false,{"$error":"#N/A"},{"$f":"INDEX(I312:CA312,$H$5)","v":5.23},27.8,27.9,26.65,28.85,33.75,35.06,2.64,3.65,5.23,52.953797958439999,2.2395,3.1189,2.702,1.8212999999999999,1.606155,2.2338809999999998,1.6237440000000001,769,739,271,1020,653,"…",243,693,151,"…","…",68.239999999999995,120.05,118.39,202.9,"…","…","…",139.13999999999999,143.66999999999999,"…",0.48441000000000001,0.43369999999999997,2.1318999999999999,0.84040114399999999,1.8574999999999999,10.210000000000001,0.33576362599999998,0.46230881400000001,7.5399999999999995E-2,2675.23,164.7,121.11,307,306.38841037007001,202.65,1.4581,"…",0.78700000000000003,36,179.5,116,107.5,75.5,1106.3,26.56,1501.8,389.6,11806.4,5489.5,931.3,326.8,282.72000000000003,6.4446000000000003]
[null,null,305,"1985M05","1985-05-01",false,{"$error":"#N/A"},{"$f":"INDEX(I313:CA313,$H$5)","v":5.23},26.65,26.65,25.65,27.65,33.75,35.06,2.5299999999999998,3.65,5.23,51.618026931339998,2.129,3.1457999999999999,2.6684999999999999,1.7715000000000001,1.3986419999999999,2.3027259999999998,1.6130530000000001,662,768,276,1026,610,"…",231,652,144,"…","…",68.239999999999995,116.73,115.24,202.9,"…","…","…",122.65,136.32,"…",0.45750999999999997,0.43540000000000001,2.0916999999999999,0.81791402000000002,1.8371,10.210000000000001,0.33752732200000002,0.46495435800000001,6.2199999999999998E-2,2634.51,163.66,120.49,307,305.54042158062998,200.4,1.4345000000000001,"…",0.77470000000000006,36,154,116,127.5,87,1105.2,26.56,1530.6,376,11909.8,5604.1,881.3,316,272.38,6.2687999999999997]
[null,null,306,"1985M06","1985-06-01",false,{"$error":"#N/A"},{"$f":"INDEX(I314:CA314,$H$5)","v":5.23},26.36666666667,26.45,25.45,27.2,33.75,35.06,2.58,3.65,5.23,52.225195580019999,2.0922000000000001,3.1280999999999999,2.6497000000000002,1.7112000000000001,1.1560900000000001,2.3607770000000001,1.616601,575,760,256,974,556,"…",227,630,141,"…","…",64.930000000000007,116.04,105.3,202.9,"…","…","…",123.15,134.11000000000001,"…",0.3805,0.43630000000000002,2.0939000000000001,0.83555098000000005,1.8638999999999999,10.210000000000001,0.34634580199999998,0.46892267399999998,6.13E-2,2611.25,165.96,117.96,307,302.05908580879998,196.8,1.3855999999999999,"…",0.81020000000000003,36,151.5,112,112.5,87,1032.2,26.56,1432.4,389.4,12385.8,5553.4,808,316.5,267.8,6.1771000000000003]
[null,null,307,"1985M07","1985-07-01",false,{"$error":"#N/A"},{"$f":"INDEX(I315:CA315,$H$5)","v":5.23},26.38333333333,26.6,25.7,26.85,33.75,35.06,2.5099999999999998,3.65,5.23,51.375159471869999,2.2111000000000001,2.9777999999999998,2.3433000000000002,1.8069999999999999,1.2473920000000001,2.5735420000000002,1.599966,520,665,254,880,487,"…",223,568,144,"…","…",59.89,114.91,99.01,191.12,"…","…","…",117.77,128.6,"…",0.32050000000000001,0.44919999999999999,2.0514000000000001,0.82827573399999999,1.9825999999999999,10.119999999999999,0.37324216599999999,0.46804082600000002,7.0800000000000002E-2,2582.5100000000002,174.6,120.79,307,305.95098874175,208.1,1.3445,"…",0.78039999999999998,36,151,114.5,109.5,87,1011.6,26.56,1474.6,403.1,12755.8,5090.5,766.8,317.2,268.91000000000003,5.9996999999999998]
[null,null,308,"1985M08","1985-08-01",false,{"$error":"#N/A"},{"$f":"INDEX(I316:CA316,$H$5)","v":5.23},27.016666666670002,27.15,26.3,27.6,33.75,35.06,2.4700000000000002,3.65,5.23,50.889424552919998,2.2721,2.9426999999999999,2.3466,1.7330000000000001,1.2706010000000001,2.3921239999999999,1.536405,456,615,259,896,404,"…",211,518,150,"…","…",48.3,105.53,89.13,191.12,"…","…","…",111.81,123.09,"…",0.4219,0.50870000000000004,2.0661999999999998,0.83246451200000005,1.9619,10.210000000000001,0.374124014,0.453931258,9.6799999999999997E-2,2568.5700000000002,181.84,118.28,307,302.50129745581,212.89,1.256,"…",0.75729999999999997,36,155.5,122.5,97.5,87,1019.3,26.56,1420.2,413.6,12647.2,4907.5,735.1,330.4,307.8,6.1510999999999996]
[null,null,309,"1985M09","1985-09-01",false,{"$error":"#N/A"},{"$f":"INDEX(I317:CA317,$H$5)","v":5.23},26.983333333329998,27.15,26.15,27.65,33.75,35.06,2.42,3.65,5.23,50.282255904240003,2.3468,2.9426999999999999,2.2940999999999998,1.6376999999999999,1.243525,2.158344,1.5113510000000001,427,585,265,810,360,"…",207,469,160,"…","…",46.58,101.91,81.62,191.12,"…","…","…",111.19,125.3,"…",0.36149999999999999,0.50863999999999998,2.0790000000000002,0.83797606199999997,1.8083,10.25,0.36883292600000001,0.43012136200000001,0.1129,2532.65,179.01,115.69,307,298.90616637431998,210.17,1.1778,"…",0.73280000000000001,36,154,126,87.5,81.5,985.1,26.56,1366.4,400.4,12325.2,4570.2,689.5,323.35000000000002,311.14999999999998,6.0548999999999999]
[null,null,310,"1985M10","1985-10-01",false,{"$error":"#N/A"},{"$f":"INDEX(I318:CA318,$H$5)","v":5.23},27.816666666669999,27.9,26.7,28.85,33.75,34.49,2.37,3.65,5.23,49.675087255549997,2.3635999999999999,3.0979000000000001,2.4544000000000001,1.5639000000000001,1.1525129999999999,1.9728969999999999,1.566252,430,622,287,808,356,"…",205,448,170,"…","…",48.3,98.58,87.57,191.12,"…","…","…",121.03,127.5,"…",0.27829999999999999,0.4516,2.1362999999999999,0.82276418399999995,1.8728,10.36,0.38470619,0.41182301599999999,0.1105,2502.7399999999998,192.13,122.19,307,307.86079756646001,225.87,1.0767,"…",0.74980000000000002,36,151,132.5,80.5,81.5,970.5,26.56,1384.7,393.4,12391.1,4239.5,631.9,325.85000000000002,323.45999999999998,6.1765999999999996]
[null,null,311,"1985M11","1985-11-01",false,{"$error":"#N/A"},{"$f":"INDEX(I319:CA319,$H$5)","v":5.23},28.6,29.05,26.9,29.85,33.75,34.49,2.36,3.65,5.23,49.553653525820003,2.2978999999999998,3.4315000000000002,2.7816000000000001,1.5671999999999999,1.0997699999999999,2.0147279999999999,1.587215,393,644,308,911,362,"…",210,455,177,"…","…",48.3,106.2,95.68,191.12,"…","…","…",131.65,132.63999999999999,"…",0.27500000000000002,0.35770000000000002,2.1385000000000001,0.84679454200000004,1.9067000000000001,10.54,0.38933589200000002,0.416452718,0.1208,2465.83,196.34,130.9,307,319.52330544746002,237.83,1.0585,"…",0.73629999999999995,36,149,135,87.5,81.5,950.4,26.56,1369.5,394.2,9903.2000000000007,4034.5,597.5,321.5,334.4,6.1017999999999999]
[null,null,312,"1985M12","1985-12-01",false,{"$error":"#N/A"},{"$f":"INDEX(I320:CA320,$H$5)","v":5.23},26.5,25.85,26.3,27.35,33.75,34.49,2.2799999999999998,3.65,5.23,48.582183687920001,2.3753000000000002,4.3422000000000001,3.3668999999999998,1.6197999999999999,1.137707,2.1282890000000001,1.5934090000000001,395,684,306,827,390,"…",213,470,178,"…","…",53.27,107.87,99.58,191.12,"…","…","…",136.58000000000001,137.05000000000001,"…",0.28489999999999999,0.318,2.2267000000000001,0.86531334999999998,1.9215,10.87,0.391099588,0.43849891800000002,0.1173,2551.4899999999998,201.34,139.63999999999999,307,330.87232625655997,239.13,1.0637000000000001,"…",0.73480000000000001,36,146.5,137,87.5,81.5,1039.2,26.56,1390.9,389.9,9114,4089.6,685.3,321.89999999999998,336.82,5.8521999999999998]
[null,null,313,"1986M01","1986-01-01",false,{"$error":"#N/A"},{"$f":"INDEX(I321:CA321,$H$5)","v":4.0999999999999996},24.683333333330001,25.75,25.4,22.9,33.75,33.83,2.2799999999999998,3.65,4.0999999999999996,47.816615367319997,2.3237000000000001,5.2441000000000004,3.7515999999999998,1.5328999999999999,1.0961639999999999,1.8061100000000001,1.696566,380,702,292,701,342,"…",221,457,186,"…","…",53.27,107.79,98.33,220.58,83.26352,98,"…",135.4,132.28,"…",0.32900000000000001,0.31874999999999998,2.1825999999999999,0.84194437799999999,1.8766,11.22,0.395288366,0.45282894800000001,0.1067,2646.02,206.72,144.99,"…",337.65849318711003,242.42,1.1424000000000001,"…",0.74319999999999997,36,145.5,133,82.5,81.5,1119.24,26.26,1418.3,368.4,7910,4034.5,644,347.48,363.76,6.0164]
[null,null,314,"1986M02","1986-02-01",false,{"$error":"#N/A"},{"$f":"INDEX(I322:CA322,$H$5)","v":4.0999999999999996},15.91666666667,17.55,14.8,15.4,33.75,33.83,2.2599999999999998,3.65,4.0999999999999996,47.573747907849999,2.2290999999999999,5.0307000000000004,3.5720999999999998,1.5207999999999999,1.1362479999999999,1.710037,1.71618,318,693,292,580,283,"…",216,394,185,"…","…",53.27,103.19,95.18,211.99,115.1003,97,"…",136.06,129.71,"…",0.38640000000000002,0.32222000000000001,2.1604999999999999,0.84679454200000004,1.8794999999999999,11.9,0.396390676,0.45679726399999998,0.1235,2680.73,216.42,148.69999999999999,"…",342.29696950002,258.61,1.2018,"…",0.79169999999999996,36,143,134.5,77,80,1114.8499999999999,26.26,1405.5,367.3,7922.9,3988.2,608.70000000000005,338.89,376.04,5.8587999999999996]
[null,null,315,"1986M03","1986-03-01",false,{"$error":"#N/A"},{"$f":"INDEX(I323:CA323,$H$5)","v":4.0999999999999996},12.65,13.85,11.45,12.65,30.75,31.64,2.16,3.65,4.0999999999999996,46.359410610479998,2.1065,5.2823000000000002,3.7229000000000001,1.4829000000000001,1.1412949999999999,1.595866,1.7115560000000001,293,700,321,541,243,"…",217,369,194,"…","…",54.35,100.88,94.47,197.26,101.41840000000001,100,"…",139.47999999999999,134.47999999999999,"…",0.49990000000000001,0.33809,2.1913999999999998,0.85010147199999997,2.1113,12.41,0.40675239000000002,0.45701772600000001,0.15329999999999999,2695.37,192.13,142.12,"…",334.03266503573002,257.64,1.1540999999999999,"…",0.7762,36,148,139,77,80,1168.01,26.26,1445.1,367.2,7313.6,4122.6000000000004,625.70000000000005,345.7,413.64,5.6226000000000003]
[null,null,316,"1986M04","1986-04-01",false,{"$error":"#N/A"},{"$f":"INDEX(I324:CA324,$H$5)","v":4.0999999999999996},11.9,12.5,10.3,12.9,30.75,31.64,2.1,3.65,4.0999999999999996,45.630808232059998,1.9897,4.9832999999999998,3.4702999999999999,1.5139,1.0503009999999999,1.7939210000000001,1.6975640000000001,266,726,333,578,242,"…",213,349,187,"…","…",49.64,101.33,98.71,186.21,91.135059999999996,97,"…",139.66999999999999,132.63999999999999,"…",0.5776,0.36429,2.0640000000000001,0.83312589800000003,2.3226,12.85,0.41579133200000001,0.45282894800000001,0.1837,2655.77,215.39,136.47,"…",326.79485811351998,256.95,1.0691999999999999,"…",0.74519999999999997,36,149,140,72.5,75,1164.44,26.26,1434.6,369.5,5686.1,3999.2,659.9,340.44,418.39,5.1879999999999997]
[null,null,317,"1986M05","1986-05-01",false,{"$error":"#N/A"},{"$f":"INDEX(I325:CA325,$H$5)","v":4.0999999999999996},13.716666666669999,14.2,11.5,15.45,30.75,29.46,1.96,3.65,4.0999999999999996,43.93073601575,1.9058999999999999,4.6592000000000002,3.1415999999999999,1.6707000000000001,0.97811680000000001,2.3333870000000001,1.7007330000000001,233,898,317,578,238,"…",215,345,184,"…","…",49.95,105.55,105.95,181.3,94.819159999999997,98,"…",119.2,119.42,"…",0.38750000000000001,0.37354999999999999,2.0653000000000001,0.85076285799999996,2.5590000000000002,13.89,0.42306657800000003,0.46054511799999998,0.1691,2638.78,217.86,145.21,"…",337.93506288164002,269.74,1.0013000000000001,"…",0.76739999999999997,36,148,127,72.5,75,1164.3,26.26,1418.74,376.5,5474.2,4043.3,707.3,342.4,413.62,5.0728]
[null,null,318,"1986M06","1986-06-01",false,{"$error":"#N/A"},{"$f":"INDEX(I326:CA326,$H$5)","v":4.0999999999999996},11.85,11.85,10.199999999999999,13.5,30.75,29.46,1.85,3.65,4.0999999999999996,42.594964988640001,1.9058999999999999,3.9039000000000001,2.7602000000000002,1.6254,0.89510040000000002,2.2962259999999999,1.684884,254,898,317,560,243,"…",213,351,180,"…","…",43.26,103.54,85.76,181.3,86.363849999999999,101,"…",99.61,105.82,"…",0.34499999999999997,0.39937,2.0171999999999999,0.88052522799999999,2.5733000000000001,14.2,0.41865733799999999,0.46208835199999998,0.1401,2604.64,217.42,136.69,"…",327.07923450136002,267.94,0.90469999999999995,"…",0.7833,36,140.5,118.5,72.5,75,1183.04,26.26,1413.14,418.4,5378.3,4087.4,804.2,342.7,432.49,5.1321000000000003]
[null,null,319,"1986M07","1986-07-01",false,{"$error":"#N/A"},{"$f":"INDEX(I327:CA327,$H$5)","v":4.0999999999999996},9.6166666666699996,9.4499999999999993,7.85,11.55,30.75,29.46,1.8,3.65,4.0999999999999996,41.987796339959999,2.0223,3.7988,2.7761,1.7057,0.91408199999999995,2.4854150000000002,1.7175309999999999,229,898,319,548,221,"…",209,336,184,"…","…",39.950000000000003,83.03,73.41,181.25,88.320920000000001,107,"…",100.09,101.78,"…",0.33069999999999999,0.42608000000000001,1.9277,0.97752850800000002,2.3734000000000002,13.71,0.42505073599999998,0.46230881400000001,0.12239999999999999,2599.2600000000002,223.77,135.96,"…",326.13480973658,280.58,0.82540000000000002,"…",0.80710000000000004,36,135.5,110.5,67.5,72.5,1123.06,26.26,1344.3,379.8,5386.6,3911,807.1,348.34,438.8,5.0259]
[null,null,320,"1986M08","1986-08-01",false,{"$error":"#N/A"},{"$f":"INDEX(I328:CA328,$H$5)","v":4.0999999999999996},13.7,13.65,12.15,15.3,30.75,29.46,1.77,3.65,4.0999999999999996,41.623495150750003,2.0722999999999998,3.8344999999999998,2.9750999999999999,1.7150000000000001,1.055938,2.3630439999999999,1.726126,211,1326,326,561,197,"…",202,271,187,"…","…",36.64,72.31,62.53,185.75,99.404319999999998,122,"…",100.26,102.15,"…",0.32079999999999997,0.49719000000000002,1.9983,1.060863144,2.1160000000000001,13.45,0.41865733799999999,0.46208835199999998,0.12280000000000001,2568.8200000000002,230.44,132.55000000000001,"…",321.69194496197002,280.02999999999997,0.81930000000000003,"…",0.84350000000000003,36,135.5,108,71,72.5,1129.23,26.26,1303.0999999999999,392.2,5404.3,3807.4,816,376.66,540.33000000000004,5.1822999999999997]
[null,null,321,"1986M09","1986-09-01",false,{"$error":"#N/A"},{"$f":"INDEX(I329:CA329,$H$5)","v":4.0999999999999996},14.08333333333,14.2,13.1,14.95,30.75,29.46,1.78,3.65,4.0999999999999996,41.744928880480003,2.2063999999999999,4.4010999999999996,3.6061999999999999,1.7013,1.028959,2.3559549999999998,1.718885,240,1326,339,534,207,"…",195,276,189,"…","…",39.950000000000003,65.7,64.459999999999994,173.5,106.1545,113,"…",102.29,103.62,"…",0.42380000000000001,0.49719000000000002,2.0922000000000001,1.0064090299999999,2.0651000000000002,12.99,0.41468902200000002,0.46010419400000002,0.1032,2607.02,232.04,126.18,"…",313.24923107656002,274.69,0.95899999999999996,"…",0.85960000000000003,36,129.5,111,65,66.5,1205.82,26.26,1347,407.2,5397.2,3723.6,871.1,417.73,604.48,5.6299000000000001]
[null,null,322,"1986M10","1986-10-01",{"$f":"C330>=$F$6","v":false},{"$f":"IF(F330,E330,NA())","v":{"$error":"#N/A"}},{"$f":"INDEX(I330:CA330,$H$5)","v":4.0999999999999996},13.95,13.8,13.15,14.9,30.75,29.46,1.73,3.65,4.0999999999999996,41.137760231800002,2.073,3.9152,3.2808000000000002,1.7616000000000001,1.0914280000000001,2.4778280000000001,1.715457,341,1625,353,572,272,"…",197,319,185,"…","…",48.3,65.31,69,174.8,96.470550000000003,113,"…",114.79,104.72,"…",0.37480000000000002,0.44305,2.1076000000000001,1.0015588660000001,1.9849000000000001,12.28,0.40212268800000001,0.46473389599999998,0.1188,2654.09,236.67,123.94,"…",310.23396019922001,278.13,1.1294,"…",0.88139999999999996,36,134.5,116,62.5,66.5,1161.94,26.26,1316.8,434.6,5542.8,3644.2,886.2,423.51,581.25,5.6398000000000001]
[null,null,323,"1986M11",{"$f":"EDATE(E330,1)","v":"1986-11-01"},false,{"$error":"#N/A"},{"$f":"INDEX(I331:CA331,$H$5)","v":4.0999999999999996},14.45,14.55,13.55,15.25,30.75,29.46,1.77,3.65,4.0999999999999996,41.623495150750003,2.0245000000000002,3.4544999999999999,3.1337000000000002,1.843,1.405932,2.4289640000000001,1.694221,388,1225,328,551,303,"…",204,322,182,"…","…",55.56,72.430000000000007,72.42,174,146,105,"…",118.13,105.09,"…",0.29380000000000001,0.38092999999999999,2.1164000000000001,0.98634698799999998,1.9726999999999999,12.81,0.40102037800000001,0.46693851600000003,0.13100000000000001,2753.28,233.97,134.11000000000001,"…",323.73090319076999,285.14,1.1642999999999999,"…",0.8417,36,127,108,64.5,65.5,1131.81,26.26,1303.2,473.4,6092.3,3642,820,397.56,517.07000000000005,5.5513000000000003]
[null,null,324,"1986M12","1986-12-01",false,{"$error":"#N/A"},{"$f":"INDEX(I332:CA332,$H$5)","v":4.0999999999999996},15.683333333329999,15.9,14.9,16.25,29.25,27.28,1.76,3.65,4.0999999999999996,41.502061421009998,1.9761,3.0034000000000001,2.7465000000000002,1.8415999999999999,1.5087660000000001,2.3088600000000001,1.707252,405,906,310,529,293,"…",199,320,174,"…","…",46.58,69.64,68.739999999999995,167,141,100,"…",115.69,107.29,"…",0.31140000000000001,0.36405999999999999,2.1825999999999999,0.97025326199999995,2.0049999999999999,12.92,0.40454776999999997,0.46539528200000002,0.12590000000000001,2806.36,236.9,156,"…",351.27109479308001,332.74,1.3044,"…",0.83819999999999995,36,122,108.5,64.5,65.5,1133.48,26.26,1335.6,518.4,6428.1,3571.5,798.2,390.92,480.61,5.3503999999999996]
[null,null,325,"1987M01","1987-01-01",false,{"$error":"#N/A"},{"$f":"INDEX(I333:CA333,$H$5)","v":3.35},18.066666666669999,18.399999999999999,17.2,18.600000000000001,29.25,27.28,1.74,2.59,3.35,35.711862661710001,1.9651000000000001,2.7233999999999998,2.4996,1.6722999999999999,1.5015400000000001,2.1710120000000002,1.344455,425,836,317,520,350,"…",200,315,182,"…","…",46.45,67.91,68.2,172,148,107,"…",117.44,109.13,"…",0.42159999999999997,0.36501,2.1825999999999999,0.95834831399999998,2.1061999999999999,12.9,0.42425134259000002,0.47399330000000001,0.1431,2777.67,250.23,169.99,"…",367.94571792388001,373.83,1.4479,"…",0.88249999999999995,36,140,113.5,64,63,1171.4000000000001,25.3,1346,464.1,6712.7,3525.2,759.7,408.26,515.97,5.5069999999999997]
[null,null,326,"1987M02","1987-02-01",false,{"$error":"#N/A"},{"$f":"INDEX(I334:CA334,$H$5)","v":3.35},17.25,17.3,16.7,17.75,29.25,27.28,1.73,2.59,3.35,35.590428931970003,1.9585999999999999,2.6644999999999999,2.4268999999999998,1.5857000000000001,1.348832,2.0821860000000001,1.325942,403,775,322,500,330,"…",198,307,183,"…","…",46.32,66.14,67.680000000000007,186,164,120,"…",115.67,112.07,"…",0.46189999999999998,0.36133999999999999,2.2772999999999999,0.95195491600000004,2.0922000000000001,12.35,0.42992087364999998,0.47972527500000001,0.16259999999999999,2769.11,254.75,167.42,"…",364.93128256233001,376.27,1.4517,"…",0.90059999999999996,36,161,126.5,68,61.5,1283.44,25.3,1379.83,460.4,6688.4,3717,740.4,401.12,517.86,5.4842000000000004]
[null,null,327,"1987M03","1987-03-01",false,{"$error":"#N/A"},{"$f":"INDEX(I335:CA335,$H$5)","v":3.35},17.75,17.899999999999999,16.899999999999999,18.45,29.25,27.28,1.73,2.59,3.35,35.590428931970003,2.0097,2.2877000000000001,2.157,1.6232,1.425492,2.1117720000000002,1.332319,344,711,332,484,313,"…",199,305,175,"…","…",46.45,71.599999999999994,73.8,198.25,178,131,"…",116.53,115.38,"…",0.44919999999999999,0.34965000000000002,2.3271999999999999,0.92373578000000001,2.2199,11.9,0.44845314095,0.47972527500000001,0.16650000000000001,2775.51,253.91,171.29,"…",369.46254391270998,339.84,1.3908,"…",0.8962,36,165,131,70.5,61.5,1367.26,25.3,1465.72,487,6631.5,3772.1,731.6,408.91,532.63,5.6643999999999997]
[null,null,328,"1987M04","1987-04-01",false,{"$error":"#N/A"},{"$f":"INDEX(I336:CA336,$H$5)","v":3.35},17.899999999999999,18.100000000000001,16.95,18.649999999999999,24.75,26.18,1.69,2.59,3.35,35.104694013020001,2.0697000000000001,2.3712,2.2290000000000001,1.7302,1.373472,2.4767779999999999,1.3403659999999999,389,690,341,507,339,"…",207,333,185,"…","…",58.94,74.88,72.069999999999993,199.4,176,133,"…",113.1,113.17,"…",0.35049999999999998,0.39767999999999998,2.3963999999999999,0.90698066799999999,2.1709999999999998,11.75,0.45920640745000002,0.48192994546000001,0.1472,2797.14,256.98,174.26,"…",372.90816658795001,323.47000000000003,1.4597,"…",0.92589999999999995,34.5,157.5,132.5,77.5,61.5,1400.97,25.3,1484.24,555.6,6699.8,3897.8,761.9,438.35,585.65,7.3494999999999999]
[null,null,329,"1987M05","1987-05-01",false,{"$error":"#N/A"},{"$f":"INDEX(I337:CA337,$H$5)","v":3.35},18.399999999999999,18.75,17.05,19.399999999999999,24.75,26.18,1.65,2.59,3.35,34.61895909407,2.0684,2.5859999999999999,2.3281000000000001,1.6697,1.145697,2.5258020000000001,1.3376619999999999,405,690,355,525,341,"…",221,351,201,"…","…",63.91,81.84,77.69,197.5,175,136,"…",115.83,119.05,"…",0.45469999999999999,0.50046000000000002,2.403,0.90543743399999999,2.2240000000000002,12.08,0.46963008769999998,0.48523682499999998,0.1484,2737,259.64999999999998,159.56,"…",355.57736402126,329.09,1.6887000000000001,"…",0.94669999999999999,34.5,151.5,132.5,87.5,61.5,1411.6,25.3,1520.44,693.3,6747.4,4435.7,838.7,460.23,606.73,8.4602000000000004]
[null,null,330,"1987M06","1987-06-01",false,{"$error":"#N/A"},{"$f":"INDEX(I338:CA338,$H$5)","v":3.35},18.716666666670001,18.850000000000001,17.25,20.05,24.75,26.18,1.65,2.59,3.35,34.61895909407,1.9952000000000001,2.3176000000000001,2.1615000000000002,1.6526000000000001,1.1920280000000001,2.447041,1.3187850000000001,451,670,393,513,342,"…",228,351,214,"…","…",56.58,80.7,76.42,192.75,174,142,"…",102.15,108.76,"…",0.38250000000000001,0.57093000000000005,2.3170999999999999,0.89485525799999999,2.1591,11.75,0.45916133006999998,0.48633920227999999,0.14199999999999999,2766.86,255.14,160.43,"…",356.62299767844002,352.3,1.7483,"…",0.98060000000000003,34.5,149,139.5,87.5,61.5,1472.33,25.3,1571.87,629.29999999999995,6610.4,4435.7,878.4,449.59,569,7.4164000000000003]
[null,null,331,"1987M07","1987-07-01",false,{"$error":"#N/A"},{"$f":"INDEX(I339:CA339,$H$5)","v":3.35},19.61666666667,19.8,17.75,21.3,27,26.18,1.66,2.59,3.35,34.740392823809998,2.1177999999999999,2.2023000000000001,2.0388000000000002,1.7172000000000001,1.3170170000000001,2.5331999999999999,1.301399,443,642,403,499,300,"…",222,318,204,"…","…",54.92,76.37,72.2,190.8,170,148,"…",100.6,104.72,"…",0.43540000000000001,0.51480999999999999,2.3315999999999999,0.88118661399999998,2.0981000000000001,10.98,0.47451639938000001,0.48655962727000002,0.13450000000000001,2744.43,252.79,166.81,"…",364.21267499110002,384.46,1.8351,"…",1.0206999999999999,34.5,159.5,146.5,87.5,70,1653.09,25.3,1694.62,663.6,6404.9,4753.2,829.8,450.52,572.35,7.6086999999999998]
[null,null,332,"1987M08","1987-08-01",false,{"$error":"#N/A"},{"$f":"INDEX(I340:CA340,$H$5)","v":3.35},18.816666666669999,18.95,17.3,20.2,27,26.18,1.63,2.59,3.35,34.376091634600002,2.0213999999999999,2.2530999999999999,2.0844999999999998,1.6950000000000001,1.444868,2.3419850000000002,1.298138,479,630,413,467,308,"…",215,322,194,"…","…",50.59,71.650000000000006,67.19,204,186,168,"…",101.74,106.92,"…",0.33839999999999998,0.52098,2.3052000000000001,0.91337406600000004,2.0625,10.76,0.47019254568000002,0.48237087955000002,0.12379999999999999,2765.26,251.53,199.64,"…",401.31816168076,454.05,1.9092,"…",1.0293000000000001,34.5,167,152.5,85,70,1810.37,25.3,1756.31,659.3,6556.1,5306.5,804.1,461.15,609.91999999999996,7.8423999999999996]
[null,null,333,"1987M09","1987-09-01",false,{"$error":"#N/A"},{"$f":"INDEX(I341:CA341,$H$5)","v":3.35},18.283333333329999,18.350000000000001,17,19.5,27,26.18,1.56,2.59,3.35,33.526055526439997,1.9870000000000001,2.4365000000000001,2.1898,1.6412,1.3586480000000001,2.2694109999999998,1.2955319999999999,480,645,400,469,335,"…",214,330,207,"…","…",57.6,73.569999999999993,68.7,258,231,195,"…",110.1,112.07,"…",0.35439999999999999,0.50992999999999999,2.5066999999999999,0.91888561599999996,2.1034999999999999,10.69,0.48468790703999998,0.48237087955000002,0.1283,2743.91,257.75,254.45,"…",457.48879010796003,479.02,1.8432999999999999,"…",1.056,33.25,167.5,149.5,85,70,1746.28,25.3,1811.01,646.79999999999995,6406.3,5333,756.7,460.38,590,7.6063999999999998]
[null,null,334,"1987M10","1987-10-01",false,{"$error":"#N/A"},{"$f":"INDEX(I342:CA342,$H$5)","v":3.35},18.566666666669999,18.8,17.05,19.850000000000001,27,26.18,1.57,2.59,3.35,33.647489256180002,1.9107000000000001,2.6318999999999999,2.2822,1.6428,1.386792,2.2712310000000002,1.2702549999999999,482,845,406,502,353,"…",217,348,214,"…","…",60.6,78.849999999999994,74.099999999999994,266.75,232,210,"…",113.46,113.91,"…",0.27010000000000001,0.47294000000000003,2.5133000000000001,0.90609881999999997,2.0868000000000002,10.56,0.48956589287000002,0.47818204772,0.14660000000000001,2726.68,259.14,259.75,"…",462.61012257213002,472.87,1.6797,"…",1.0474000000000001,32,163,145.5,92.5,73,1962.66,25.3,1967.2,601.4,6763.8,5692.3,769.9,465.35,568.04999999999995,7.6074000000000002]
[null,null,335,"1987M11","1987-11-01",false,{"$error":"#N/A"},{"$f":"INDEX(I343:CA343,$H$5)","v":3.35},17.75,17.8,16.600000000000001,18.850000000000001,29,26.34,1.64,2.59,3.35,34.497525364339999,1.9297,2.7884000000000002,2.3111000000000002,1.6161000000000001,1.3402400000000001,2.2389899999999998,1.269088,477,925,445,481,368,"…",228,338,239,"…","…",59.42,81.69,78.12,254.25,231,189,"…",113.72,115.01,"…",0.41010000000000002,0.46450999999999998,2.5583,0.87567506399999995,2.2307000000000001,10.58,0.52322540371000004,0.47950484999999998,0.16159999999999999,2711.86,273.37,275.67,"…",477.71124514357001,470.24,1.6717,"…",1.0429999999999999,32,165,144,92.5,73,1681,25.3,2523.9,642.20000000000005,6927.3,5937,848,467.57,500.3,6.7619999999999996]
[null,null,336,"1987M12","1987-12-01",false,{"$error":"#N/A"},{"$f":"INDEX(I344:CA344,$H$5)","v":3.35},16.63333333333,17.100000000000001,15.5,17.3,31,26.5,1.7,2.59,3.35,35.226127742759999,1.8973,2.7972000000000001,2.2715999999999998,1.5687,1.3528610000000001,2.0649989999999998,1.2881590000000001,529,1043,474,530,432,"…",240,393,241,"…","…",58.24,83.16,76.989999999999995,255.6,227,168,"…",124.88,124.56,"…",0.38800000000000001,0.44357000000000002,2.5125999999999999,0.86354965400000006,2.3955000000000002,10.98,0.53871406519999998,0.47972527500000001,0.18290000000000001,2631.12,281.75,262,"…",464.76972287934001,437.44,1.6551,"…",1.0869,32,174,142.5,92.5,81,1823.93,25.3,2868.9,659.1,6829.4,7661.1,866.3,486.24,500.22,6.8125]
[null,null,337,"1988M01","1988-01-01",false,{"$error":"#N/A"},{"$f":"INDEX(I345:CA345,$H$5)","v":3.34},16.466666666670001,16.850000000000001,15.4,17.149999999999999,31,26.5,1.96,2.36,3.34,37.283216125400003,1.9734,2.8222999999999998,2.2511000000000001,1.5863,1.4873730000000001,1.8458950000000001,1.425529,566,1006,473,540,486,"…",254,433,225,"…","…",56.9,85.92,80.47,291.5,265,207,"…",126.17,128.6,"…",0.4481,0.39269999999999999,2.4912000000000001,0.86531334999999998,2.4710000000000001,11.42,0.53147225046000002,0.48126858636999997,0.21310000000000001,2608.79,279.81,238.71,"…",441.98269129788002,414.51,1.5914999999999999,"…",1.1012,32,189,154.5,92.5,82,2002.46,24.3,2663.2,666.8,6808.1,8073.3,878.5,476.58,494.07,6.7446000000000002]
[null,null,338,"1988M02","1988-02-01",false,{"$error":"#N/A"},{"$f":"INDEX(I346:CA346,$H$5)","v":3.34},15.85,15.75,15.05,16.75,31,26,1.84,2.36,3.34,35.826011368560003,1.7991999999999999,3.0543999999999998,2.2702,1.5969,1.574425,1.816721,1.3995029999999999,530,1044,473,503,403,"…",254,406,216,"…","…",56.9,87.99,84.08,306.25,278,214,"…",125.25,131.54,"…",0.48559999999999998,0.38527,2.6139999999999999,0.87810014599999997,2.4504000000000001,11.86,0.51768425066000001,0.48722098636,0.18579999999999999,2536.19,271.92,196.79,"…",398.21422062198002,353.82,1.4878,"…",1.0889,32,194.5,153.5,97.5,83,2138.02,24.3,2330.1999999999998,655.7,6690.1,8666.9,876.4,442.07,458.51,6.3414000000000001]
[null,null,339,"1988M03","1988-03-01",false,{"$error":"#N/A"},{"$f":"INDEX(I347:CA347,$H$5)","v":3.34},14.783333333330001,14.75,13.4,16.2,33,26.5,1.7,2.36,3.34,34.125939152240001,1.6852,3.0104000000000002,2.1817000000000002,1.5548999999999999,1.504356,1.749231,1.4111309999999999,516,1058,487,501,381,"…",257,396,227,"…","…",62.25,90.23,84.75,294,270,213,"…",118.2,124.93,"…",0.52580000000000005,0.41403000000000001,2.5903999999999998,0.88449354400000002,2.5367000000000002,12.83,0.53953050391000001,0.48854378863999998,0.18779999999999999,2453.13,273.95999999999998,199.48,"…",401.14444757955999,373.19,1.4624999999999999,"…",1.1166,32,189,154,105,83,2526.41,24.3,2359.3000000000002,648.70000000000005,6772.9,15496.8,981.9,443.61,496.38,6.4104999999999999]
[null,null,340,"1988M04","1988-04-01",false,{"$error":"#N/A"},{"$f":"INDEX(I348:CA348,$H$5)","v":3.34},16.466666666670001,16.600000000000001,14.95,17.850000000000001,33,27,1.59,2.36,3.34,32.790168125139999,1.6491,3.0074999999999998,2.1204000000000001,1.5568,1.479805,1.7798989999999999,1.410569,509,1070,520,515,403,"…",270,409,237,"…","…",67.92,89.52,81.739999999999995,288,267,220,"…",122.91,126.77,"…",0.48230000000000001,0.46826000000000001,2.4912000000000001,0.89485525799999999,2.5838000000000001,13.56,0.55288526473999999,0.48854378863999998,0.1883,2359.59,274.64,212.62,"…",415.20383158843998,376.21,1.4495,"…",1.1884999999999999,32,194.5,154,97.5,83,2508.35,24.3,2286.3000000000002,649.4,6752.6,18011.8,1069.2,451.55,526.98,6.4802999999999997]
[null,null,341,"1988M05","1988-05-01",false,{"$error":"#N/A"},{"$f":"INDEX(I349:CA349,$H$5)","v":3.34},16.216666666670001,16.399999999999999,14.85,17.399999999999999,33,27.5,1.52,2.36,3.34,31.940132016980002,1.7073,3.0567000000000002,2.0737000000000001,1.6766000000000001,1.343664,2.2848130000000002,1.4014720000000001,533,1094,541,541,422,"…",285,437,255,"…","…",65.25,89.32,81.41,257,241,211,"…",124.42,128.97,"…",0.55830000000000002,0.44890000000000002,2.4251,0.94137274000000004,2.5488,13.34,0.55142626318999999,0.48788242955,0.19620000000000001,2379.98,272.07,210.65,"…",413.12199841976002,372.69,1.4457,"…",1.3007,32,175.5,154,110,84.5,2988.16,24.3,2447.9899999999998,668.3,6777.6,17025,1176.7,451.07,548.84,6.5404]
[null,null,342,"1988M06","1988-06-01",false,{"$error":"#N/A"},{"$f":"INDEX(I350:CA350,$H$5)","v":3.34},15.33333333333,15.55,13.8,16.649999999999999,36,27.5,1.53,2.36,3.34,32.061565746719999,1.6241000000000001,3.1718000000000002,2.0608,1.6653,1.335542,2.2892000000000001,1.37104,614,1150,606,637,496,"…",353,544,317,"…","…",79.900000000000006,120.27,114.6,271.5,253,226,"…",139.63,149.91,"…",0.59519999999999995,0.43955,2.4228999999999998,1.0094954979999999,2.4245000000000001,13.37,0.52520018797000001,0.49692136817999999,0.23300000000000001,2340.16,263.43,198.44,"…",400.01373999039998,350.01,1.5163,"…",1.4621,32,166.5,157.5,110,84.5,3577.86,24.3,2540.27,677.5,7035.8,15589.8,1365.3,451.33,579.63,7.0155000000000003]
[null,null,343,"1988M07","1988-07-01",false,{"$error":"#N/A"},{"$f":"INDEX(I351:CA351,$H$5)","v":3.34},14.48333333333,14.9,13.05,15.5,36,27.5,1.56,2.36,3.34,32.425866935930003,1.6095999999999999,3.1299000000000001,1.881,1.6453,1.2353289999999999,2.372436,1.328036,666,799,609,769,517,"…",351,600,293,"…","…",78.239999999999995,125.49,116.9,271.75,260,232,"…",138.94,149.55000000000001,"…",0.41670000000000001,0.39562999999999998,2.4426999999999999,1.1018690760000001,2.3047,12.51,0.50262588467000002,0.51654247272999998,0.30919999999999997,2374,264.87,188.28,"…",388.82071411353002,312.81,1.3983000000000001,"…",1.3231999999999999,32,177,157.5,110,84.5,2582.0500000000002,24.3,2213.5100000000002,619.29999999999995,7148.8,14591.3,1237.4000000000001,437.63,548.64,7.0411999999999999]
[null,null,344,"1988M08","1988-08-01",false,{"$error":"#N/A"},{"$f":"INDEX(I352:CA352,$H$5)","v":3.34},14.55,14.95,13.15,15.55,36,28.5,1.62,2.36,3.34,33.154469314350003,1.4478,2.9228000000000001,1.8001,1.5627,1.2298640000000001,2.147821,1.310352,576,802,577,696,450,"…",342,534,283,"…","…",66.58,119.92,109.79,271.60000000000002,"…",217,"…",145.87,149.91,"…",0.35830000000000001,0.40333999999999998,2.5110999999999999,1.1234743519999999,2.2656999999999998,11.82,0.50036520389000005,0.48281181363999998,0.2457,2409.75,262.08,175.28,"…",374.08527024513,310.56,1.2728999999999999,"…",1.2907999999999999,31.2,176.5,161.5,130,93,2701.14,24.3,2200.6799999999998,601.6,7322.7,14187,1309.2,431.28,532.88,6.7130999999999998]
[null,null,345,"1988M09","1988-09-01",false,{"$error":"#N/A"},{"$f":"INDEX(I353:CA353,$H$5)","v":3.34},13.1,13.3,11.55,14.45,37,29.25,1.53,2.36,3.34,32.061565746719999,1.2392000000000001,3.0390999999999999,1.9789000000000001,1.5006999999999999,1.206661,1.9888209999999999,1.3066230000000001,567,803,582,649,428,"…",337,478,297,"…","…",88.38,121.37,109.79,273.25,251,221,"…",153.26,159.47,"…",0.53459999999999996,0.53297000000000005,2.5110999999999999,1.13868623,2.2565,11.64,0.49619466371999998,0.47994578408999999,0.224,2437.6799999999998,263.77,178.1,"…",377.32332052806998,319.85000000000002,1.2511000000000001,"…",1.1874,31,173.5,162,130,90,2387.12,24.3,2435.5300000000002,609.79999999999995,7408.5,11878.4,1330.3,413.46,512.57000000000005,6.3780999999999999]
[null,null,346,"1988M10","1988-10-01",false,{"$error":"#N/A"},{"$f":"INDEX(I354:CA354,$H$5)","v":3.34},12.183333333329999,12.45,10.3,13.8,37,30,1.68,2.36,3.34,33.883071692770002,1.3043,2.9502000000000002,2.0743999999999998,1.5374000000000001,1.290978,2.006786,1.3143899999999999,564,803,575,606,431,"…",313,449,290,"…","…",76.59,121.35,108.69,273,257,226,"…",162.87,162.04,"…",0.42049999999999998,0.58545000000000003,2.5684,1.0906255140000001,2.3096000000000001,11.88,0.51156541759999996,0.47928442500000001,0.2266,2510.2600000000002,269.39999999999998,199.25,"…",400.89462123047002,336.38,1.2706999999999999,"…",1.0604,31,174.5,164,130,91.5,2309.4899999999998,24.3,2939.51,655.20000000000005,7252.7,11557.5,1519.9,406.78,525.73,6.2812000000000001]
[null,null,347,"1988M11","1988-11-01",false,{"$error":"#N/A"},{"$f":"INDEX(I355:CA355,$H$5)","v":3.34},12.533333333330001,13,10.6,14,37.5,30,1.76,2.36,3.34,34.854541530660001,1.4729000000000001,2.9847999999999999,2.0428000000000002,1.5334000000000001,1.3386709999999999,1.9377880000000001,1.3235939999999999,570,800,556,564,418,"…",313,431,283,"…","…",74.87,114.43,101.04,271.8,255,227,"…",162.29,163.88,"…",0.41060000000000002,0.53347,2.5684,1.05601298,2.3862999999999999,12.35,0.53286636917999997,0.47840255681999999,0.23899999999999999,2563,280.56,208.69,"…",411.04182602573002,393.7,1.2922,"…",1.0282,31,173,164,130,91.5,2381.7600000000002,24.3,3304.66,691.4,7312.4,13342,1559,420.17,575.78,6.2946999999999997]
[null,null,348,"1988M12","1988-12-01",false,{"$error":"#N/A"},{"$f":"INDEX(I356:CA356,$H$5)","v":3.34},14.65,15.15,12.5,16.3,38,31,1.89,2.36,3.34,36.433180017239998,1.5031000000000001,3.2545999999999999,2.2151000000000001,1.5199,1.315231,1.932868,1.31165,567,800,534,563,411,"…",313,444,287,"…","…",70.22,116.88,108.25,260,242,223,"…",168.86,166.82,"…",0.50160000000000005,0.44130999999999998,2.5684,1.05050143,2.3914,12.7,0.53867870132999995,0.48479597499999999,0.24729999999999999,2642.22,279.33,204.04,"…",406.07046348717,392.3,1.3543000000000001,"…",1.0713999999999999,31,178.5,164,120,91.5,2502.65,24.3,3498.91,731,7337.4,16920,1594.3,419.05,564.11,6.1245000000000003]
[null,null,349,"1989M01","1989-01-01",false,{"$error":"#N/A"},{"$f":"INDEX(I357:CA357,$H$5)","v":3.28},16.483333333329998,17,14.45,18,38,31,1.78,2.09,3.28,33.773186799580003,1.4348000000000001,3.3563000000000001,2.2342,1.615,1.264194,1.920201,1.660717,537,826,481,592,383,"…",318,423,288,"…","…",73.209999999999994,118.2,110.07,264.8,248,231,"…",172.56,173.8,"…",0.42709999999999998,0.42338999999999999,2.4361000000000002,1.072106706,2.2957999999999998,12.64,0.53856663863999998,0.48237087955000002,0.2127,2724.49,270.39,199.36,"…",401.01411993867998,363.51,1.3916999999999999,"…",1.1169,31,181,164,120,91.5,2397.5500000000002,27.83,3394.06,675.7,7409.6,17725,1734,404.01,526.92999999999995,5.9950000000000001]
[null,null,350,"1989M02","1989-02-01",false,{"$error":"#N/A"},{"$f":"INDEX(I358:CA358,$H$5)","v":3.28},16.350000000000001,16.649999999999999,14.6,17.8,38,31,1.71,2.09,3.28,32.923150691419998,1.4817,3.0853999999999999,2.1191,1.6500999999999999,1.3450960000000001,1.9558089999999999,1.6495280000000001,538,826,464,630,401,"…",307,412,270,"…","…",75.569999999999993,117.42,110.12,269.25,256,235,"…",164.24,171.96,"…",0.49270000000000003,0.37261,2.4889999999999999,1.0681383900000001,2.2961999999999998,12.68,0.53185894033000003,0.48655962727000002,0.2324,2870.53,277.45999999999998,195.97,"…",404.54926424101001,352.2,1.3880999999999999,"…",1.1246,31,178.5,164,120,101.5,2183.0500000000002,27.83,3096.92,621.6,7873.7,18523.8,1932.4,387.51,531.94000000000005,5.8846999999999996]
[null,null,351,"1989M03","1989-03-01",false,{"$error":"#N/A"},{"$f":"INDEX(I359:CA359,$H$5)","v":3.28},18.033333333329999,18.7,15.95,19.45,38,31,1.49,2.09,3.28,30.251608637219999,1.4088000000000001,3.0966,2.081,1.6819,1.4457180000000001,1.9794560000000001,1.6206309999999999,545,820,437,746,399,"…",313,437,277,"…","…",82.9,118.38,110.05,278.5,259,233,"…",168.58,178.21,"…",0.7,0.41698000000000002,2.4396,1.0873185839999999,2.2574999999999998,12.76,0.52009012935999999,0.48766192045000001,0.25440000000000002,3033.02,276.69,187.5,"…",402.44044918615998,345.2,1.4555,"…",1.0891,31,176.5,158,120,100.5,2073.71,27.83,3264.14,589.20000000000005,8760.5,17157.099999999999,1961.6,390.15,538.03,5.9592000000000001]
[null,null,352,"1989M04","1989-04-01",false,{"$error":"#N/A"},{"$f":"INDEX(I360:CA360,$H$5)","v":3.28},19.2,19.75,16.899999999999999,20.95,38,31,1.53,2.09,3.28,30.737343556159999,1.2907999999999999,3.1720000000000002,2.0110000000000001,1.7757000000000001,1.4747060000000001,2.2476479999999999,1.604711,549,823,400,753,391,"…",297,440,264,"…","…",84.23,115.74,108.19,293,274,239,"…",161.35,174.53,"…",0.72089999999999999,0.44822000000000001,2.4458000000000002,1.1067192400000001,2.3915999999999999,12.71,0.51559908570000001,0.49163024317999998,0.2681,3161.72,276.69,184.82,"…",393.64704925515002,342.6,1.6258999999999999,"…",1.0996999999999999,31,167.5,156.5,113.5,98.5,2125.75,27.83,3117.91,608.1,10195.9,15261.3,1656.4,384.4,537.66999999999996,5.7926000000000002]
[null,null,353,"1989M05","1989-05-01",false,{"$error":"#N/A"},{"$f":"INDEX(I361:CA361,$H$5)","v":3.28},18.016666666670002,18.350000000000001,15.65,20.05,38,31,1.66,2.09,3.28,32.315982042740004,1.2072000000000001,3.0992999999999999,2.0133000000000001,1.8622000000000001,1.5293570000000001,2.5200019999999999,1.5372079999999999,589,842,399,792,406,"…",297,460,256,"…","…",83.21,117.64,111.55,310.25,288,246,"…",162.63999999999999,176.37,"…",0.65859999999999996,0.45427000000000001,2.4298999999999999,1.1459614760000001,2.339,11.68,0.49462687936999999,0.49493720681999998,0.2641,3181.6,264.49,180.18,"…",414.83430561653,346.22,1.7050000000000001,"…",1.0199,31,152.5,149,113.5,98.5,2259.31,27.83,2738.98,643.4,10143.700000000001,13454.2,1628.4,371.05,516.75,5.4531000000000001]
[null,null,354,"1989M06","1989-06-01",false,{"$error":"#N/A"},{"$f":"INDEX(I362:CA362,$H$5)","v":3.28},17.63333333333,17.5,15.4,20,38,31,1.7,2.09,3.28,32.801716961689998,1.2522,2.7627999999999999,1.8464,1.7176,1.4089069999999999,2.2662369999999998,1.4775069999999999,559,870,371,802,373,"…",291,464,256,"…","…",67.92,112.99,104.63,327.2,"…",244,"…",151.9,168.65,"…",0.52690000000000003,0.4541,2.4361000000000002,1.1602915060000001,2.2332999999999998,11.13,0.47090125283000001,0.50684217499999995,0.2787,3237.67,260.38,198.12,"…",526.39612509275003,342.51,1.7377,"…",0.94579999999999997,31,142.5,140.5,113.5,98.5,1914.16,27.83,2546.0100000000002,666.1,9935.5,12142.6,1539,367.6,497.35,5.2706999999999997]
[null,null,355,"1989M07","1989-07-01",false,{"$error":"#N/A"},{"$f":"INDEX(I363:CA363,$H$5)","v":3.28},17.66666666667,17.75,15.5,19.75,38,31,1.64,2.09,3.28,32.073114583269998,1.3459000000000001,1.9419999999999999,1.4382999999999999,1.7748999999999999,1.3438680000000001,2.4911810000000001,1.489687,540,810,380,806,331,"…",272,447,256,"…","…",74.87,108.7,102.96,350.5,297,246,"…",152.38999999999999,166.82,"…",0.4481,0.43030000000000002,2.4927999999999999,1.136261148,2.3494999999999999,10.89,0.50085537828000004,0.51940850228000002,0.309,3257.04,272.43,204.59,"…",532.01049360950003,371.66,1.8301000000000001,"…",0.94510000000000005,31,137.5,140.5,113.5,98.5,1755.93,27.83,2505,691.6,9605.2000000000007,12275,1616.9,375.04,501.91,5.2167000000000003]
[null,null,356,"1989M08","1989-08-01",false,{"$error":"#N/A"},{"$f":"INDEX(I364:CA364,$H$5)","v":3.28},16.88333333333,17.100000000000001,15,18.55,38,31,1.58,2.09,3.28,31.344512204849998,1.2855000000000001,1.7307999999999999,1.3140000000000001,1.7765,1.4004080000000001,2.4631219999999998,1.4659329999999999,481,763,359,820,309,"…",236,404,214,"…","…",73.209999999999994,100.92,100.09,332.2,298,221,"…",153.37,164.24,"…",0.51039999999999996,0.49109999999999998,2.5480999999999998,1.1289859019999999,2.3090000000000002,10.41,0.49337438434999997,0.51962892726999999,0.30859999999999999,3229.12,269.14999999999998,197.75,"…",537.16618585567005,370.28,1.8291999999999999,"…",0.90390000000000004,31,144,136.5,82.5,98.5,1798.32,27.83,2762.2,702.3,8715.6,12909.7,1730.4,365.14,484.64,5.1822999999999997]
[null,null,357,"1989M09","1989-09-01",false,{"$error":"#N/A"},{"$f":"INDEX(I365:CA365,$H$5)","v":3.28},17.66666666667,17.8,15.6,19.600000000000001,38,31,1.53,2.09,3.28,30.737343556159999,1.1409,1.7289000000000001,1.3233999999999999,2.1547999999999998,1.7927729999999999,3.2396799999999999,1.4319109999999999,503,754,360,798,323,"…",237,410,216,"…","…",71.55,103.37,102.85,319.75,268,205,"…",157.26,163.51,"…",0.51700000000000002,0.50231000000000003,2.6476999999999999,1.1155377200000001,2.2985000000000002,9.81,0.48492700215000001,0.51808569999999998,0.3115,3304.64,265.44,188.68,"…",538.88500883282995,353.32,1.7957000000000001,"…",0.87080000000000002,31,156,136.5,82.5,98.5,1717.93,27.83,2884.4,728.1,8269.7000000000007,11222.1,1628.9,361.75,477.67,5.1337999999999999]
[null,null,358,"1989M10","1989-10-01",false,{"$error":"#N/A"},{"$f":"INDEX(I366:CA366,$H$5)","v":3.28},18.41666666667,19,16.149999999999999,20.100000000000001,38,31,1.6,2.09,3.28,31.58737966432,1.0634999999999999,1.5135000000000001,1.1806000000000001,2.0733999999999999,1.8325,2.9663029999999999,1.4215169999999999,480,790,393,813,321,"…",238,419,222,"…","…",71.87,107.28,102.68,304,244,183,"…",160.47999999999999,164.61,"…",0.55120000000000002,0.47399999999999998,2.7448000000000001,1.0818070339999999,2.3540000000000001,9.7799999999999994,0.49027762759999999,0.51014905454000004,0.31840000000000002,3339.52,276.33,187.17,"…",555.10843565532002,352.99,1.81,"…",0.85209999999999997,31,148,130.5,72.5,98.5,1820.02,27.83,2861.4,751.8,7922.4,10424.9,1584.6,366.88,485.82,5.1448999999999998]
[null,null,359,"1989M11","1989-11-01",false,{"$error":"#N/A"},{"$f":"INDEX(I367:CA367,$H$5)","v":3.28},18.36666666667,19.149999999999999,16.149999999999999,19.8,38,31,1.9,2.09,3.28,35.230391556420003,1.0107999999999999,1.5624,1.1744000000000001,1.913,1.73075,2.5851790000000001,1.4230449999999999,456,826,419,868,301,"…",246,433,226,"…","…",69.900000000000006,108.48,103.84,268.5,216,166,"…",163.92,163.51,"…",0.51259999999999994,0.43634000000000001,2.8418000000000001,1.0456512659999999,2.339,9.85,0.48564020863000001,0.51235372499999998,0.33119999999999999,3333.87,281.35000000000002,184.26,"…",545.76772590708003,336.19,1.8107,"…",0.83560000000000001,31,142,126,86,98.5,1736.09,27.83,2591.3000000000002,692.8,6837.3,9793.2000000000007,1437.6,394.26,510.19,5.4832999999999998]
[null,null,360,"1989M12","1989-12-01",false,{"$error":"#N/A"},{"$f":"INDEX(I368:CA368,$H$5)","v":3.28},19.350000000000001,19.850000000000001,17.100000000000001,21.1,38,31,2.2400000000000002,2.09,3.28,39.359138367470003,0.97030000000000005,1.5976999999999999,1.1316999999999999,1.903,1.78325,2.494983,1.430844,425,860,438,877,267,"…",248,429,226,"…","…",73.209999999999994,109.17,104.22,272,227,174,"…",166.45,164.61,"…",0.496,0.44148999999999999,2.8769999999999998,1.0456512659999999,2.3889,9.52,0.49257779314,0.50353521136000001,0.29559999999999997,3337.65,294.33999999999997,178.66,"…",571.52779735649005,327.16000000000003,1.7111000000000001,"…",0.83530000000000004,31,137.5,126,98,98.5,1633.26,27.83,2418.6,711,6744.1,8809.2000000000007,1455,409.39,506.81,5.5688000000000004]
[null,null,361,"1990M01","1990-01-01",false,{"$error":"#N/A"},{"$f":"INDEX(I369:CA369,$H$5)","v":3.64},20.350000000000001,20.95,17.45,22.65,38,31,2.39,2.82,3.64,44.894942030039999,0.99450000000000005,1.6760999999999999,1.0907,2.09,1.891,2.6424989999999999,1.7364919999999999,433,923,430,903,279,"…",242,417,221,"…","…",75.569999999999993,105.6,101.91,276.2,248,170,"…",163,167.92,"…",0.5897,0.45654,2.7847,1.0544697460000001,2.4586000000000001,9.76,0.50989553635999996,0.50816489318000002,0.313,3342.65,303.83,176.16,533,571.44326745487001,317.04000000000002,1.6551,"…",0.83179999999999998,31,138.5,109.5,104.5,98.5,1528.25,32.5,2366.64,707.8,6592,7055.9,1297,410.11,497.66,5.2462]
[null,null,362,"1990M02","1990-02-01",false,{"$error":"#N/A"},{"$f":"INDEX(I370:CA370,$H$5)","v":3.64},19.600000000000001,19.899999999999999,16.8,22.1,38,31,1.9,2.82,3.64,38.944689272940003,1.0265,1.8508,1.1035999999999999,2.133,2.0129999999999999,2.7673209999999999,1.618635,393,900,426,933,271,"…",240,428,209,"…","…",73.86,106.07,100.81,300,256,176,"…",155.52000000000001,160.94,"…",0.64490000000000003,0.40971000000000002,2.4573,1.07144532,2.5566,9.98,0.52362252192000003,0.50441707955000004,0.32290000000000002,3384.92,324.97000000000003,174.83,533,584.67450829282996,314.37,1.6801999999999999,"…",0.85270000000000001,31,139.75,112,106.25,98.5,1454.28,32.5,2360.16,779.8,6156.1,6976.9,1396.8,416.81,516.1,5.2892999999999999]
[null,null,363,"1990M03","1990-03-01",false,{"$error":"#N/A"},{"$f":"INDEX(I371:CA371,$H$5)","v":3.64},18.216666666670001,18.45,15.8,20.399999999999999,38,31,1.55,2.82,3.64,34.694508732149998,1.1314,2.0884999999999998,1.2292000000000001,2.4239000000000002,3.01675,2.6068920000000002,1.648115,372,880,385,971,286,"…",242,442,197,"…","…",70.040000000000006,109.7,103.44,289.25,259,169,"…",153.26,156.53,"…",0.53849999999999998,0.44369999999999998,2.4839000000000002,1.1098057079999999,2.5066000000000002,10.67,0.50174145145000004,0.51984943637000003,0.33860000000000001,3361.05,321.47000000000003,160.26,533,581.70476033948,314.38,1.7392000000000001,"…",0.82850000000000001,31,146,112,111,97.375,1567.39,32.5,2625.61,1062.3,6270.5,9266.7999999999993,1607.4,393.06,497.06,5.0766]
[null,null,364,"1990M04","1990-04-01",false,{"$error":"#N/A"},{"$f":"INDEX(I372:CA372,$H$5)","v":3.64},16.55,16.75,14.3,18.600000000000001,38,31,1.49,2.82,3.64,33.965906353729999,1.3338000000000001,2.0880000000000001,1.2335,2.1149,1.889,2.8657409999999999,1.589882,343,875,381,938,267,"…",247,440,198,"…","…",68.77,118.82,109.9,275.75,274,164,"…",150.69,159.47,"…",0.58420000000000005,0.49504999999999999,2.472,1.0818070339999999,2.6333000000000002,10.8,0.50531366515999998,0.52447911818000004,0.33600000000000002,3354.45,326.31,161.19999999999999,533,565.30108962796999,312.36,1.8263,"…",0.83799999999999997,31,155.19999999999999,127.5,111,93.2,1525.55,32.5,2686.15,836.1,6390.9,8939.5,1685.6,374.24,478.15,5.0655000000000001]
[null,null,365,"1990M05","1990-05-01",false,{"$error":"#N/A"},{"$f":"INDEX(I373:CA373,$H$5)","v":3.64},16.58333333333,16.7,14.6,18.45,40.5,32.5,1.47,2.82,3.64,33.72303889426,1.4404999999999999,2.0495999999999999,1.1820999999999999,2.1515,1.79,3.3036949999999998,1.3609020000000001,353,883,374,919,281,"…",259,449,198,"…","…",71.03,121.04,111.03,260,288,151,"…",133.49,149.18,"…",0.49440000000000001,0.58475999999999995,2.48,1.080925186,2.7077,11.02,0.51820087436999995,0.52006986136,0.32250000000000001,3406.65,337.58,172.86,533,507.41951138694998,350.12,1.8866000000000001,"…",0.85429999999999995,31,149.125,127.5,107,93.5,1526.93,32.5,2741.95,825.6,6324.6,8698,1774.6,369.05,488.55,5.0791000000000004]
[null,null,366,"1990M06","1990-06-01",false,{"$error":"#N/A"},{"$f":"INDEX(I374:CA374,$H$5)","v":3.64},15.26666666667,15.7,13.25,16.850000000000001,40.5,34,1.47,2.82,3.64,33.72303889426,1.3201000000000001,1.9654,1.1171,1.9382999999999999,1.6005,3.0921919999999998,1.1223069999999999,317,905,354,931,272,"…",249,435,184,"…","…",80.23,120.86,110.95,255,"…",140,"…",130.49,135.58000000000001,"…",0.52910000000000001,0.59985999999999995,2.504,1.108262474,2.7225000000000001,11.35,0.52735835136999998,0.51389695227999999,0.28599999999999998,3420.22,335.4,181.67,533,510.87618447119002,373.94,1.9861,"…",0.85250000000000004,31.5,152.75,130,107,93.5,1565.79,32.5,2584.56,838,6096,8422.1,1714.8,352.33,481.11,4.9181999999999997]
[null,null,367,"1990M07","1990-07-01",false,{"$error":"#N/A"},{"$f":"INDEX(I375:CA375,$H$5)","v":3.64},17.16666666667,17.55,15.3,18.649999999999999,40.5,34,1.41,2.82,3.64,32.99443651584,1.3456999999999999,1.9103000000000001,1.1039000000000001,1.9932000000000001,1.5945,3.0684429999999998,1.3165610000000001,297,860,383,925,279,"…",252,437,186,"…","…",77.989999999999995,114.91,109.24,256.39999999999998,297,142,"…",119.55,124.93,"…",0.62560000000000004,0.56727000000000005,2.5589,1.10341231,2.7740999999999998,10.95,0.61888640397000005,0.51632196363000005,0.26429999999999998,3446.4,345.42,187.96,533,501.36939485737003,378.48,2.0125000000000002,"…",0.86,31.5,160.69999999999999,131,107,93.5,1570.96,32.5,2769.49,875.4,5924.4,9318.2000000000007,1637,362.53,478.79,4.8749000000000002]
[null,null,368,"1990M08","1990-08-01",false,{"$error":"#N/A"},{"$f":"INDEX(I376:CA376,$H$5)","v":3.64},26.4,27.05,25,27.15,40.5,34,1.36,2.82,3.64,32.387267867159999,1.2857000000000001,2.0817999999999999,1.1856,1.9603999999999999,1.738076,2.8802439999999998,1.2627820000000001,294,1400,407,963,291,"…",250,460,189,"…","…",83.78,110.05,104.76,259.5,298,149,"…",115.12,116.84,"…",0.5464,0.59141999999999995,2.6541000000000001,1.0961370640000001,2.6564000000000001,10.01,0.65019070610999996,0.51279457500000003,0.24099999999999999,3483.54,360.32,186.13,533,503.07985520991002,364.6,1.7919,"…",0.88360000000000005,31.5,160.5,135.6,114.875,93.5,1782.02,32.5,2957.03,876.1,5905.2,10957.4,1615.1,394.73,492.73,5.008]
[null,null,369,"1990M09","1990-09-01",false,{"$error":"#N/A"},{"$f":"INDEX(I377:CA377,$H$5)","v":3.64},32.700000000000003,34.1,30.3,33.700000000000003,40.5,34,1.44,2.82,3.64,33.358737705049997,1.3714999999999999,2.1030000000000002,1.228,2.0253000000000001,1.7942100000000001,2.802619,1.4789870000000001,284,2050,417,991,284,"…",250,461,197,"…","…",88.39,101.52,98.27,260.75,268,150,"…",108.46,114.27,"…",0.52359999999999995,0.62622999999999995,2.6968999999999999,1.0930505960000001,2.7021999999999999,10.28,0.64389488548999996,0.51213321591000005,0.24299999999999999,3430.39,361.39,185.33,533,503.32249222548,384.92,1.7918000000000001,"…",0.89549999999999996,31.5,165.875,144.25,90.625,93.5,2066.5300000000002,32.5,3031.37,838.5,5707,10844,1537.5,389.32,461.66,4.8037999999999998]
[null,null,370,"1990M10","1990-10-01",false,{"$error":"#N/A"},{"$f":"INDEX(I378:CA378,$H$5)","v":3.64},34.5,36.049999999999997,31.55,35.9,40.5,34,1.69,2.82,3.64,36.394580948470001,1.3069,2.0190000000000001,1.2392000000000001,2.0796999999999999,1.8211839999999999,2.8136939999999999,1.604366,284,2120,435,1012,290,"…",247,468,211,"…","…",88.16,100.34,97.83,281.39999999999998,244,163,"…",104.77,114.64,"…",0.49070000000000003,0.64407000000000003,2.5851000000000002,1.0729885539999999,2.7730000000000001,11.19,0.66624880585000001,0.51345601817999997,0.21640000000000001,3287.27,369.74,189.76,533,520.84593718941005,409.31,1.7937000000000001,"…",0.8962,31.5,165.7,149.5,136.5,93.5,1945.7,32.5,2743.56,760.9,6061.4,9145.4,1352.6,380.74,424.95,4.3891]
[null,null,371,"1990M11","1990-11-01",false,{"$error":"#N/A"},{"$f":"INDEX(I379:CA379,$H$5)","v":3.64},31.08333333333,33,27.95,32.299999999999997,40.5,34,2.1,2.82,3.64,41.373363867670001,1.347,1.8677999999999999,1.2231000000000001,1.8418000000000001,1.69526,2.2546580000000001,1.5755170000000001,343,2110,473,1040,331,"…",239,455,204,"…","…",91.47,100.39,98.16,272.25,216,153,"…",106.37,112.8,"…",0.42709999999999998,0.52000999999999997,2.5341999999999998,1.0657133080000001,2.7366999999999999,11.75,0.67271930130000002,0.51036956363999997,0.22170000000000001,3400.25,369.96,179.02,533,529.42408469303996,375.74,1.8199000000000001,"…",0.8982,31.5,163.375,152.5,144.5,93.5,1617.5,32.5,2585.89,701.2,5981.3,8587.4,1277.7,381.73,422.24,4.1729000000000003]
[null,null,372,"1990M12","1990-12-01",false,{"$error":"#N/A"},{"$f":"INDEX(I380:CA380,$H$5)","v":3.64},26.13333333333,28,23.25,27.15,40.5,34,2.11,2.82,3.64,41.494797597409999,1.2964,1.9661,1.2446999999999999,1.9380999999999999,1.683902,2.6086960000000001,1.5216670000000001,325,2000,481,1038,346,"…",244,476,208,"…","…",89.81,102.01,100.97,263.75,227,147,"…",108.35,113.17,"…",0.496,0.43411,2.5476999999999999,1.0471945,2.6516999999999999,11.75,0.66014136828000003,0.49559856591000001,0.2147,3388.44,365.15,171.13,533,517.52594315860995,363.16,1.8464,"…",0.88490000000000002,31.5,158.625,150.5,147.5,93.5,1522.44,32.5,2485.38,624.79999999999995,5615.2,8157.6,1265.4000000000001,376.95,420.07,4.0750999999999999]
[null,null,373,"1991M01","1991-01-01",false,{"$error":"#N/A"},{"$f":"INDEX(I381:CA381,$H$5)","v":3.99},22.58333333333,23.65,19.399999999999999,24.7,40.5,34,1.67,3.44,3.99,39.336299301750003,1.2417,1.8945000000000001,1.1647000000000001,1.9187000000000001,1.6788339999999999,2.5227780000000002,1.5544150000000001,340,1850,480,1013,349,"…",239,455,198,"…","…",93.88,105.67,105.07,303.39999999999998,239,165,"…",107.07,111.33,"…",0.59669000000000005,0.51121000000000005,2.5931000000000002,1.0513832780000001,2.6341000000000001,12.015000000000001,0.66236786258000002,0.48060714317999997,0.19409999999999999,3429.54,360.57,169.19,"…",515.08631141536,362.26,1.8466,"…",0.86819999999999997,31.5,157.375,152.5,151,93.5,1515.18,34.76,2448.52,600.4,5623.2,8568.7999999999993,1206.2,383.64,407.84,4.0517000000000003]
[null,null,374,"1991M02","1991-02-01",false,{"$error":"#N/A"},{"$f":"INDEX(I382:CA382,$H$5)","v":3.99},18.13333333333,19.399999999999999,14.45,20.55,40.5,34,1.36,3.41,3.99,35.429234508230003,1.2146999999999999,1.9666999999999999,1.1435,1.7684,1.6423430000000001,2.1815000000000002,1.481395,330,1788,476,1027,338,"…",241,445,192,"…","…",92.04,106.1,106.37,327.25,265,187,"…",106.37,113.91,"…",0.69377,0.50148000000000004,2.7269000000000001,1.075413636,2.6595,12.648999999999999,0.67333238723,0.47222956363000002,0.18759999999999999,3375.34,367.11,176.93,"…",513.30036061993997,371.7,1.8712,"…",0.84860000000000002,31.5,160.625,152.5,151,95.625,1504.6,34.76,2449.38,593.79999999999995,5583.7,8672.2999999999993,1188.0999999999999,363.83,386.79,3.7376]
[null,null,375,"1991M03","1991-03-01",false,{"$error":"#N/A"},{"$f":"INDEX(I383:CA383,$H$5)","v":3.99},18.066666666669999,19.45,14.85,19.899999999999999,39.5,31,1.34,3.33,3.99,34.80604925758,1.2102999999999999,2.0628000000000002,1.1324000000000001,1.7615000000000001,1.740283,2.06454,1.4797750000000001,343,1700,455,1022,348,"…",244,453,187,"…","…",88.09,109.54,109.9,311.5,248,175,"…",116.16,119.42,"…",0.83723000000000003,0.52210000000000001,2.5918000000000001,1.069681624,2.4537,13.14,0.62716890894999999,0.47245007273,0.20150000000000001,3400.39,338.84,162.57,"…",523.01320974856003,364.43,1.857,"…",0.83250000000000002,31.5,163.625,147.5,145,95.625,1496,34.76,2409.63,603,5517.4,8700.7999999999993,1198.5999999999999,363.34,399.99,3.9428000000000001]
[null,null,376,"1991M04","1991-04-01",false,{"$error":"#N/A"},{"$f":"INDEX(I384:CA384,$H$5)","v":3.99},18.466666666670001,19.25,15.35,20.8,39.5,31,1.33,3.47,3.99,35.350171662400001,1.1457999999999999,2.0272999999999999,1.1229,1.7611000000000001,1.6344829999999999,2.173848,1.4749399999999999,323,1500,459,986,319,"…",245,460,188,"…","…",85.15,110.33,109.02,285.8,234,176,"…",117.05,120.89,"…",0.77912999999999999,0.50087000000000004,2.6112000000000002,1.05601298,2.2949999999999999,13.337999999999999,0.59940297044000002,0.46782039090999999,0.1875,3396.7,303.85000000000002,175.59,"…",551.3355760805,368.34,1.8262,"…",0.82299999999999995,31.5,166,143.25,143.5,108,1391.86,34.76,2472.04,600.9,5560,9021,1252.9000000000001,358.38,396.88,3.9754999999999998]
[null,null,377,"1991M05","1991-05-01",false,{"$error":"#N/A"},{"$f":"INDEX(I385:CA385,$H$5)","v":3.99},18.816666666669999,19.3,15.9,21.25,39.5,31,1.31,3.37,3.99,34.631906963959999,1.0622,1.9375,1.0375000000000001,1.9039999999999999,1.5862560000000001,2.6475909999999998,1.4781500000000001,335,1256,471,937,318,"…",241,444,200,"…","…",85.3,105.7,101.99,288.25,234,173,"…",115.63,121.99,"…",0.63263000000000003,0.48845,2.6259000000000001,1.06483146,2.3052999999999999,13.2,0.59131915071999996,0.46914310909000001,0.1671,3439.41,300.79000000000002,174.04,"…",540.19139855524998,365.84,1.8152999999999999,"…",0.82079999999999997,31.5,165.25,130.6,138.5,112,1296.05,34.76,2305.88,555.20000000000005,5701.7,8452.4,1090.9000000000001,356.95,389.64,4.0461999999999998]
[null,null,378,"1991M06","1991-06-01",false,{"$error":"#N/A"},{"$f":"INDEX(I386:CA386,$H$5)","v":3.99},17.933333333330001,18.2,15.4,20.2,39.5,31,1.2,3.29,3.99,32.915818145679999,1.0407999999999999,1.891,1.0004999999999999,1.7916000000000001,1.515269,2.4824350000000002,1.376949,369,1103,482,919,311,"…",241,440,201,"…","…",71.28,104.21,98,293.25,230,163,"…",118.18,120.15,"…",0.63383,0.39648,2.7029000000000001,1.0471945,2.1964999999999999,13.117000000000001,0.56439244191000004,0.47178871364000002,0.20280000000000001,3466.27,288.87,200.15,"…",558.25861632515,361.26,1.7848999999999999,"…",0.83640000000000003,31.5,159.25,129.5,135.5,112,1275.1500000000001,34.76,2219.2800000000002,549.4,5710.6,8280,1061.5999999999999,366.72,376.05,4.3898000000000001]
[null,null,379,"1991M07","1991-07-01",false,{"$error":"#N/A"},{"$f":"INDEX(I387:CA387,$H$5)","v":3.99},19.05,19.45,16.25,21.45,39.5,31,1.19,3,3.99,31.415732422929999,1.0322,1.8351,1.0004999999999999,1.5989,1.2301420000000001,2.2097980000000002,1.356797,465,1180,471,930,341,"…",229,431,187,"…","…",72.27,105.11,99.43,303.39999999999998,240,174,"…",116.23,118.31,"…",0.40189999999999998,0.51736000000000004,2.6873999999999998,1.07144532,2.1488999999999998,10.619,0.57598006033000004,0.46840530347999998,0.2273,3489.62,288.20999999999998,207.82,"…",556.99676597969994,365.92,1.6992,"…",0.82250000000000001,31.5,163.5,131,132.5,110.4,1296.78,34.76,2236.2800000000002,548.1,5669.6,8541.2999999999993,1063.0999999999999,367.69,376.03,4.3475000000000001]
[null,null,380,"1991M08","1991-08-01",false,{"$error":"#N/A"},{"$f":"INDEX(I388:CA388,$H$5)","v":3.99},19.36666666667,19.75,16.649999999999999,21.7,39.5,31,1.31,2.98,3.99,32.777857731979999,1.1389,1.8027,0.99,1.5308999999999999,1.232421,2.0113120000000002,1.3490869999999999,459,928,452,929,338,"…",241,457,195,"…","…",67.06,110.43,105.47,298.25,245,184,"…",127.06,125.3,"…",0.47849999999999998,0.57201999999999997,2.6410999999999998,1.0471945,2.1778,9.9429999999999996,0.58836317667000004,0.47993695364,0.20860000000000001,3531.14,295.08999999999997,210.57,"…",568.58312827972998,363.6,1.6196999999999999,"…",0.81679999999999997,31.5,161.875,127,132.5,110,1256.45,34.76,2233.19,540.20000000000005,5638.8,8144.7,1046.3,356.31,346.35,3.9573]
[null,null,381,"1991M09","1991-09-01",false,{"$error":"#N/A"},{"$f":"INDEX(I389:CA389,$H$5)","v":3.99},20.05,20.5,17.8,21.85,39.5,31,1.63,2.97,3.99,36.616197359659999,1.2728999999999999,1.9193,1.0286999999999999,1.5487,1.236162,2.0285929999999999,1.381346,455,930,478,844,323,"…",246,468,209,"…","…",67.430000000000007,108.85,106.21,291.5,241,193,"…",137.56,135.22,"…",0.36686000000000002,0.55920999999999998,2.7448000000000001,1.0471945,2.2334999999999998,10.307,0.60243787193999998,0.48620270865999998,0.20480000000000001,3541.1,302.77,210.68,"…",589.13276826632,375.24,1.5487,"…",0.81110000000000004,31.5,159.5,122.5,132.5,110,1211.81,34.76,2324.5700000000002,539.79999999999995,5570.3,7680.7,1023.2,348.74,349.34,4.0374999999999996]
[null,null,382,"1991M10","1991-10-01",false,{"$error":"#N/A"},{"$f":"INDEX(I390:CA390,$H$5)","v":3.99},21.466666666670001,22.2,18.95,23.25,39.5,31,1.77,2.71,3.99,37.08023675466,1.3008,1.7585999999999999,1.0115000000000001,1.5281,1.249466,1.924474,1.4104030000000001,546,965,498,799,345,"…",237,485,207,"…","…",68.209999999999994,109.7,107.01,276.60000000000002,236,191,"…",147.19999999999999,146.97,"…",0.44811000000000001,0.49304999999999999,2.7198000000000002,1.0617449919999999,2.2151000000000001,10.169,0.60201846733999997,0.48011616984,0.2011,3681.13,303.66000000000003,214.44,"…",573.05626764009003,386.32,1.4978,"…",0.82699999999999996,31.5,155,121.1,132.5,110,1150.03,34.76,2363.64,522.29999999999995,5549.6,7443,991.7,358.69,362.48,4.1154000000000002]
[null,null,383,"1991M11","1991-11-01",false,{"$error":"#N/A"},{"$f":"INDEX(I391:CA391,$H$5)","v":3.99},20.766666666670002,21.25,18.45,22.6,39.5,31,1.81,2.7,3.99,37.518431949709999,1.3140000000000001,1.724,1.1112,1.5005999999999999,1.2092529999999999,1.9079809999999999,1.384587,595,854,512,718,362,"…",237,466,202,"…","…",73.3,106.49,105.45,271.75,232,185,"…",147.04,149.55000000000001,"…",0.44091999999999998,0.59972000000000003,2.7073,1.039257868,2.2824,10.119,0.62123446421999995,0.47962090742000002,0.1903,3585.13,316.06,195.5,"…",573.89232740978002,389.42,1.3991,"…",0.81479999999999997,31.5,143.5,120,134.375,110,1134.8,34.76,2379.84,506.2,5505.5,7244.6,1093.3,360.17,365.11,4.0723000000000003]
[null,null,384,"1991M12","1991-12-01",false,{"$error":"#N/A"},{"$f":"INDEX(I392:CA392,$H$5)","v":3.99},17.75,18.399999999999999,15.3,19.55,39.5,31,1.92,2.7,3.99,38.854202976810001,1.3664000000000001,1.6612,1.1196999999999999,1.4756,1.2029259999999999,1.802899,1.4209830000000001,636,800,500,614,376,"…",234,442,199,"…","…",75.430000000000007,106.91,107.42,268.39999999999998,230,184,"…",157.81,160.94,"…",0.40397,0.58945999999999998,2.6080999999999999,1.04168295,2.3723000000000001,9.9209999999999994,0.63720703467999995,0.47348937532000002,0.19839999999999999,3665.05,326.73,200.33,"…",567.39157670279997,394.19,1.3632,"…",0.78749999999999998,31.5,143.5,120,131.875,110,1097.55,34.76,2223.14,532.1,5510.1,7117.8,1188,361.73,353.3,3.9426999999999999]
[null,null,385,"1992M01","1992-01-01",false,{"$error":"#N/A"},{"$f":"INDEX(I393:CA393,$H$5)","v":3.595243},17.38333333333,18.149999999999999,15.2,18.8,39.5,31,1.28,2.57,3.595243,30.196982328899999,1.2815000000000001,1.6184000000000001,1.0765,1.4138999999999999,1.2670870000000001,1.519852,1.4547079999999999,738,812,500,619,383,"…",236,429,210,"…","…",73.42,109.31,111.64,277.25,238,188,"…",167.26,170.12,"…",0.56972999999999996,0.50473999999999997,2.5714999999999999,1.0538083600000001,2.4377,10.031000000000001,0.63332045674000004,0.47124753284999998,0.18329999999999999,3632.64,325.27,202.85,"…",577.77865606835996,403.71,1.3144,"…",0.8014,31.5,145.25,120,122.5,110,1177.07,33.1,2139.23,514.9,5476.9,7517.3,1153.7,354.45,341.19,4.1100000000000003]
[null,null,386,"1992M02","1992-02-01",{"$f":"C394>=$F$6","v":false},{"$f":"IF(F394,E394,NA())","v":{"$error":"#N/A"}},{"$f":"INDEX(I394:CA394,$H$5)","v":3.5089700000000001},17.61666666667,18.100000000000001,15.75,19,39.5,31,1.21,2.5,3.5089700000000001,28.955718705919999,1.1929000000000001,1.5091000000000001,0.9385,1.3448,1.2299469999999999,1.416288,1.388091,702,779,494,605,382,"…",237,414,204,"…","…",71.28,113.62,116.73,278.25,238,189,"…",170.12,177.1,"…",0.60626999999999998,0.43912000000000001,2.5240999999999998,1.025589224,2.5188000000000001,10.169,0.62103876449999995,0.47576805341,0.17280000000000001,3634.89,317.54000000000002,214.04,"…",599.19098418717999,396,1.2412000000000001,"…",0.81130000000000002,31.5,147.875,120,120.625,110,1266.83,33.1,2205.9699999999998,505,5615.7,7861.9,1130.7,353.91,362.12,4.1456999999999997]
[null,null,387,"1992M03",{"$f":"EDATE(E394,1)","v":"1992-03-01"},false,{"$error":"#N/A"},{"$f":"INDEX(I395:CA395,$H$5)","v":3.5922489999999998},17.45,17.600000000000001,15.8,18.95,39.5,31,1.28,2.58,3.5922489999999998,30.24249363549,1.1282000000000001,1.5513999999999999,0.93889999999999996,1.3789,1.3411580000000001,1.4016999999999999,1.393904,644,766,488,595,396,"…",240,434,200,"…","…",72.64,117,120.15,277.2,236,186,"…",161.44,169.39,"…",0.60629999999999995,0.43258999999999997,2.4493,1.039257868,2.4780000000000002,10.472,0.60272099317000005,0.47083670641000003,0.1812,3611.67,310.3,201.96,"…",602.24275977136006,380.56,1.2197,"…",0.82699999999999996,31.5,144.80000000000001,120,120,110,1280.47,33.1,2227.33,521.20000000000005,5632,7417.7,1214.5999999999999,344.34,356.94,4.1101000000000001]
[null,null,388,"1992M04","1992-04-01",false,{"$error":"#N/A"},{"$f":"INDEX(I396:CA396,$H$5)","v":3.5298240000000001},18.63333333333,18.95,16.7,20.25,39.5,31,1.47,2.4700000000000002,3.5298240000000001,31.98450496912,1.0443,1.4533,0.91180000000000005,1.5203,1.5437799999999999,1.4843569999999999,1.5326200000000001,647,788,489,616,402,"…",235,425,192,"…","…",75.23,108.52,109.35,278,238,186,"…",153.07,159.83000000000001,"…",0.41898999999999997,0.50985999999999998,2.3847,1.036832786,2.548,10.637,0.61396817650000002,0.47099086093999998,0.20860000000000001,3631.04,313.95999999999998,199.67,"…",616.38288637890003,361.72,1.2838000000000001,"…",0.85829999999999995,31.5,142.75,120.2,120,110,1317.05,33.1,2215.33,532.79999999999995,5838.9,7420.6,1304.3,338.62,347.3,4.0505000000000004]
[null,null,389,"1992M05","1992-05-01",false,{"$error":"#N/A"},{"$f":"INDEX(I397:CA397,$H$5)","v":3.4715530000000001},19.5,19.899999999999999,17.600000000000001,21,39.5,31,1.59,2.4900000000000002,3.4715530000000001,33.497310915690001,0.99229999999999996,1.3416999999999999,0.83069999999999999,1.7287999999999999,1.572503,1.98146,1.632439,638,788,495,651,390,"…",247,439,196,"…","…",84.78,109.64,108.03,274,228,178,"…",139.72,149.55000000000001,"…",0.42582999999999999,0.48647000000000001,2.3765999999999998,1.0377146340000001,2.7835999999999999,10.714,0.63283116538999995,0.46355814016000002,0.2114,3597.63,321.14,200.75,"…",628.68385452407006,338.52,1.3357000000000001,"…",0.86639999999999995,31.5,140.5,120.5,120,110,1306.79,33.1,2216.52,520.29999999999995,6121.1,7326.8,1372.9,337.24,358.59,4.0715000000000003]
[null,null,390,"1992M06","1992-06-01",false,{"$error":"#N/A"},{"$f":"INDEX(I398:CA398,$H$5)","v":3.488016},20.83333333333,21.15,19,22.35,39.5,29,1.56,2.5,3.488016,33.191703035560003,0.97060000000000002,1.3027,0.81950000000000001,1.6859,1.4022950000000001,1.9718039999999999,1.683557,589,828,491,665,404,"…",253,456,204,"…","…",84.89,110.9,104.66,268.8,225,171,"…",140.36000000000001,148.81,"…",0.40444999999999998,0.47223999999999999,2.3347000000000002,1.0480763479999999,2.7261000000000002,10.775,0.64767133502999996,0.46048497334999999,0.22839999999999999,3565.88,330.28,205.11,"…",610.79690627471996,346.98,1.4085000000000001,"…",0.879,31.5,143.5,120.5,120,110,1275.55,33.1,2299.1999999999998,548.1,6618.8,7192.8,1385.2,340.81,369.13,4.0639000000000003]
[null,null,391,"1992M07","1992-07-01",false,{"$error":"#N/A"},{"$f":"INDEX(I399:CA399,$H$5)","v":3.60554},20.16666666667,20.25,18.5,21.75,39.5,27,1.75,2.5499999999999998,3.60554,35.816264335370001,1.1021000000000001,1.2830999999999999,0.86399999999999999,1.6996,1.307172,2.0293549999999998,1.762384,528,830,485,644,382,"…",237,429,205,"…","…",77.37,102.75,95.86,278.5,236,173,"…",129.93,136.32,"…",0.43253999999999998,0.55215999999999998,2.3456999999999999,1.06483146,2.8344,11.000999999999999,0.67070742912000003,0.46492686080000001,0.2273,3512.73,347.83,201.08,"…",609.62494857875004,350.18,1.4394,"…",0.88449999999999995,31.5,146,120.5,120,110,1313.05,33.1,2520.3200000000002,626.1,6989.4,7497.9,1320.2,352.72,383.12,3.9674999999999998]
[null,null,392,"1992M08","1992-08-01",false,{"$error":"#N/A"},{"$f":"INDEX(I400:CA400,$H$5)","v":3.6497280000000001},19.61666666667,19.75,17.8,21.3,39.5,27,1.97,2.56,3.6497280000000001,38.565283222280001,1.1761999999999999,1.1669,0.85650000000000004,1.7295,1.5878300000000001,1.8049440000000001,1.795825,494,796.25,493,600,382,"…",229,409,205,"…","…",77.040000000000006,96.96,93.7,270.8,231,182,"…",118.8,128.24,"…",0.62070999999999998,0.57260999999999995,2.4453999999999998,1.0769568700000001,2.9062999999999999,11.74,0.67770813035999999,0.46925866190999999,0.2162,3426.62,355.34,197.25,"…",607.43576959568998,348.35,1.3172999999999999,"…",0.87849999999999995,31.5,131.4,120.75,120,113.6,1305.05,33.1,2521.64,654.5,6780.4,7268,1360.4,343.06,359.55,3.8123]
[null,null,393,"1992M09","1992-09-01",false,{"$error":"#N/A"},{"$f":"INDEX(I401:CA401,$H$5)","v":3.6339510000000002},20.149999999999999,20.25,18.3,21.9,39.5,27,2.33,2.57,3.6339510000000002,42.973748392449998,1.125,1.1735,0.90339999999999998,1.7042999999999999,1.541156,1.6527620000000001,1.918955,501,758.75,481,562,391,"…",227,421,209,"…","…",83.57,98.05,93.75,257,222,176,"…",131.47,138.88999999999999,"…",0.51170000000000004,0.56025999999999998,2.4403000000000001,1.077838718,2.7978000000000001,12.208,0.65429695215000006,0.47511661807,0.20530000000000001,3368.12,355.41,205.53,"…",606.17401917551001,358.54,1.2488999999999999,"…",0.87409999999999999,31.5,131.25,121.5,120,114.5,1269.6099999999999,33.1,2414.06,621.1,6643.2,6917.5,1366.9,345.43,362.14,3.7719]
[null,null,394,"1992M10","1992-10-01",false,{"$error":"#N/A"},{"$f":"INDEX(I402:CA402,$H$5)","v":3.7041529999999998},20.08333333333,20.3,18.25,21.7,37.25,27,2.42,2.63,3.7041529999999998,44.399451743500002,1.071,1.3573999999999999,0.97419999999999995,1.7186999999999999,1.600387,1.662418,1.8934139999999999,493,799,469,565,396,"…",221,418,207,"…","…",82.21,95.11,91.01,250,214,172,"…",137.41999999999999,140.72999999999999,"…",0.3896,0.49775999999999998,2.5003000000000002,1.05601298,2.5158,11.728999999999999,0.59695331790999995,0.47679919835000001,0.192,3244.52,347.86,220.2,"…",600.25147755912997,421.35,1.1739999999999999,"…",0.89,31.5,130.125,121.5,116.875,114.5,1173.78,33.1,2249.15,537.4,6016.7,6305.3,1163.5999999999999,344.38,358.07,3.7524999999999999]
[null,null,395,"1992M11","1992-11-01",false,{"$error":"#N/A"},{"$f":"INDEX(I403:CA403,$H$5)","v":3.6527029999999998},18.88333333333,19.2,17.100000000000001,20.350000000000001,35,27,2.2400000000000002,2.64,3.6527029999999998,42.226327261260003,1.0763,1.4839,1.0508999999999999,1.6616,1.536286,1.6307450000000001,1.8177749999999999,496,816.25,455,575,413,"…",229,437,206,"…","…",82.12,94.48,92.37,252.6,216,172,"…",145.84,147.71,"…",0.38002999999999998,0.41869000000000001,2.5406,1.0866571979999999,2.5535000000000001,11.051,0.56998203632,0.47137099103000002,0.18890000000000001,3097.86,325.92,220.08,"…",623.68820122856005,419.79,1.1616,"…",0.88490000000000002,31.5,126.4,121.5,107.5,114.5,1159.05,33.1,2158.3200000000002,460.4,5723,5564.88,1046.9000000000001,335.02,356.11,3.7709999999999999]
[null,null,396,"1992M12","1992-12-01",false,{"$error":"#N/A"},{"$f":"INDEX(I404:CA404,$H$5)","v":3.7094209999999999},17.933333333330001,18.149999999999999,16.25,19.399999999999999,35,27,2.16,2.64,3.7094209999999999,41.293283533100002,1.0344,1.7016,1.1202000000000001,1.6645000000000001,1.402072,1.728475,1.8628659999999999,461,828.33,438,622,401,"…",235,436,215,"…","…",79.55,94.61,95.75,256.25,218,162,"…",146.27000000000001,147.71,"…",0.31085000000000002,0.42438999999999999,2.5417000000000001,1.08577535,2.7168999999999999,10.913,0.61196534503,0.46471383656999998,0.1797,2950.87,324.49,245.58,"…",604.35276632615,443.44,1.1951000000000001,"…",0.88360000000000005,31.5,124.625,121.88,103.75,114,1207.0999999999999,33.1,2206.8200000000002,454.6,5756.2,5724.07,1057.9000000000001,334.82,361.97,3.7252000000000001]
[null,null,397,"1993M01","1993-01-01",false,{"$error":"#N/A"},{"$f":"INDEX(I405:CA405,$H$5)","v":3.6421939999999999},17.216666666670001,17.399999999999999,15.2,19.05,35,27,1.88,2.76,3.6421939999999999,38.418069892109997,1.0355000000000001,1.5298,1.034,1.7614000000000001,1.5036449999999999,1.870611,1.91,444,846.25,418,621,410,"…",239,444,216,"…","…",75.08,94.21,95.18,259.75,219,166,"…",156.91999999999999,155.79,"…",0.52492000000000005,0.42605999999999999,2.3544999999999998,1.1128921759999999,2.6892999999999998,11.243600000000001,0.63219999999999998,0.45760000000000001,0.1817,2861.41,319.27,249.97,"…",605.35572255287002,511.96,1.2609999999999999,"…",0.90590000000000004,31.5,123.75,121.88,102.5,113,1206.76,29.09,2256.85,436.5,5900.9,5930.93,1061.0999999999999,329.01,359.14,3.6835]
[null,null,398,"1993M02","1993-02-01",false,{"$error":"#N/A"},{"$f":"INDEX(I406:CA406,$H$5)","v":3.6114980000000001},18.16666666667,18.45,16,20.05,31,27,1.69,2.74,3.6114980000000001,35.99495322077,0.99760000000000004,1.4914000000000001,1.0361,1.8460000000000001,1.590484,2.167557,1.78,439,852.5,391,611,425,"…",236,433,201,"…","…",74.83,94.38,94.47,254.25,216,172,"…",149.43,148.81,"…",0.58560999999999996,0.41241,2.3875999999999999,1.1254585100000001,2.5867,11.5467,0.61170000000000002,0.46410000000000001,0.18870000000000001,2847.42,314.52999999999997,286.7,"…",618.11458860302002,611.77,1.3324,"…",0.89439999999999997,31.5,120.25,121.5,102.5,112.5,1201.8499999999999,29.09,2212.6,414,5790.9,6038.68,1072.0999999999999,329.31,359.02,3.6555]
[null,null,399,"1993M03","1993-03-01",false,{"$error":"#N/A"},{"$f":"INDEX(I407:CA407,$H$5)","v":3.5899909999999999},18.466666666670001,18.75,16.3,20.350000000000001,31,27,2.1800000000000002,2.75,3.5899909999999999,41.978174836389996,0.97509999999999997,1.4026000000000001,1.0119,1.6074999999999999,1.5457540000000001,1.6967369999999999,1.58,427,860,377,602,408,"…",238,438,193,"…","…",75.16,97.14,95.4,230.2,197,161,"…",145.46,148.08000000000001,"…",0.65900000000000003,0.36446000000000001,2.5263,1.1503707160000001,2.7039,11.6569,0.62939999999999996,0.47549999999999998,0.2341,2805.46,312.77999999999997,345.34,"…",616.81467272359998,700.44,1.3574999999999999,"…",0.84809999999999997,31.5,115.1,111,86.2,112.5,1151.33,29.09,2152.59,405.9,5659.4,5971.3,996.1,330.08,350.46,3.6469999999999998]
[null,null,400,"1993M04","1993-04-01",false,{"$error":"#N/A"},{"$f":"INDEX(I408:CA408,$H$5)","v":3.6245319999999999},18.433333333330001,18.649999999999999,16.350000000000001,20.3,31,27,2.35,2.68,3.6245319999999999,43.733171497969998,1.0117,1.2758,0.98939999999999995,1.5736000000000001,1.491452,1.769253,1.46,402,870,361,623,392,"…",244,448,194,"…","…",77.45,100.55,95.06,206.25,182,153,"…",156.34,141.83000000000001,"…",0.56369999999999998,0.38062000000000001,2.5922000000000001,1.179692162,2.9127999999999998,11.64,0.66369999999999996,0.4783,0.24579999999999999,2774.73,324.24,463.41,"…",645.42230389324004,738.14,1.3459000000000001,"…",0.82430000000000003,31.5,112.75,109.6,81,112.5,1108.53,29.09,1949.88,420.7,5590.9,5972.33,1004.6,342.15,368.01,3.9516]
[null,null,401,"1993M05","1993-05-01",false,{"$error":"#N/A"},{"$f":"INDEX(I409:CA409,$H$5)","v":3.566033},18.16666666667,18.5,16,20,31,27,2.17,2.68,3.566033,41.507731635989998,0.99580000000000002,1.3708,1.0179,1.5314000000000001,1.320317,1.853755,1.42,418,1051.25,348,685,371,"…",246,448,195,"…","…",77.459999999999994,98.59,93.15,184.75,165,145,"…",140.09,136.69,"…",0.46160000000000001,0.39362000000000003,2.6762000000000001,1.2418624460000001,3.0316999999999998,11.6029,0.65590000000000004,0.47089999999999999,0.26079999999999998,2694.58,323.33,520.80999999999995,"…",776.64435838019006,751.81,1.3271999999999999,"…",0.81440000000000001,31.5,115.1,107.5,81,112.5,1123.96,29.09,1794.5,407.2,5503.5,5762.55,980.4,367.18,385.16,4.4640000000000004]
[null,null,402,"1993M06","1993-06-01",false,{"$error":"#N/A"},{"$f":"INDEX(I410:CA410,$H$5)","v":3.5350790000000001},17.466666666670001,17.649999999999999,15.6,19.149999999999999,31,27,1.97,2.68,3.5350790000000001,39.058085889220003,0.98719999999999997,1.3778999999999999,1.0266999999999999,1.6032,1.348695,1.9810209999999999,1.48,436,1026.25,348,712,356,"…",245,461,197,"…","…",75.3,92.76,88.52,189,169,147,"…",112.25,121.99,"…",0.38956000000000002,0.37670999999999999,2.7425000000000002,1.2330439660000001,3.0165999999999999,11.243600000000001,0.63719999999999999,0.47170000000000001,0.2291,2665.12,314.45,493.82,"…",803.58189683099999,745.3,1.2992999999999999,"…",0.81089999999999995,31.5,113.875,105.5,81,112.5,1165.3,29.09,1853.42,393.9,5112.7,5532.43,926,371.89,383.02,4.3757000000000001]
[null,null,403,"1993M07","1993-07-01",false,{"$error":"#N/A"},{"$f":"INDEX(I411:CA411,$H$5)","v":3.539228},16.316666666669999,16.8,14.25,17.899999999999999,31,27,2.06,2.66,3.539228,40.058720932040004,1.0604,1.5831,1.0891,1.6238999999999999,1.3278589999999999,1.9537770000000001,1.59,460,1000,356,773,362,"…",287,505,227,"…","…",74.03,101.25,96.17,200.75,177,149,"…",116.77,127.5,"…",0.35072999999999999,0.40436,2.8197000000000001,1.25001954,3.0259999999999998,10.957000000000001,0.6129,0.48249999999999998,0.21340000000000001,2648.22,299.97000000000003,467.02,"…",829.75535445005005,696.18,1.2748999999999999,"…",0.80869999999999997,31.5,112.875,105.1,81,112.5,1202.1300000000001,29.09,1927.16,388.2,4972.6000000000004,5036.2,927.6,392.19,403.65,5.0194000000000001]
[null,null,404,"1993M08","1993-08-01",false,{"$error":"#N/A"},{"$f":"INDEX(I412:CA412,$H$5)","v":3.4930219999999998},16.483333333329998,16.7,14.75,18,31,27,2.2599999999999998,2.65,3.4930219999999998,42.408551510999999,1.0966,1.6958,1.2887999999999999,1.5792999999999999,1.386884,1.8410740000000001,1.51,455,1061,361,858,356,"…",274,483,223,"…","…",69.69,100.31,98.49,209,187,156,"…",119.55,129.71,"…",0.31691000000000003,0.44342999999999999,2.8043,1.2771363659999999,2.8797999999999999,10.8026,0.59570000000000001,0.48380000000000001,0.2059,2625.52,295.23,450.47,"…",835.60671444226,703.88,1.2236,"…",0.82320000000000004,31.5,113.1,107.5,81,112.5,1172.1400000000001,29.09,1947.45,388.4,4809.3,4721.8100000000004,884,378.84,391.9,4.8376999999999999]
[null,null,405,"1993M09","1993-09-01",false,{"$error":"#N/A"},{"$f":"INDEX(I413:CA413,$H$5)","v":3.4808539999999999},15.9,16,14.2,17.5,31,27,2.27,2.62,3.4808539999999999,42.379122320969998,1.2677,1.7806999999999999,1.3778999999999999,1.5643,1.5241640000000001,1.718812,1.45,424,1501,353,845,352,"…",260,489,214,"…","…",64.41,100.9,97.22,206,185,158,"…",115.71,131.16999999999999,"…",0.35076000000000002,0.60489000000000004,2.7336999999999998,1.269420196,3.1061999999999999,11.1884,0.60860000000000003,0.48409999999999997,0.21029999999999999,2605.88,308.36,384,"…",851.10576151250996,664.86,1.2166999999999999,"…",0.82299999999999995,31.5,116.875,107.5,81,112.5,1115.3800000000001,29.09,1861.86,375.7,4493.6000000000004,4352.8900000000003,874.2,355.28,362.46,4.2184999999999997]
[null,null,406,"1993M10","1993-10-01",false,{"$error":"#N/A"},{"$f":"INDEX(I414:CA414,$H$5)","v":3.3912589999999998},16.516666666670002,16.600000000000001,14.8,18.149999999999999,31,27,2.02,2.62,3.3912589999999998,39.282578994639998,1.2923,1.6896,1.2989999999999999,1.5717000000000001,1.4865619999999999,1.6885559999999999,1.54,419,1423.75,339,807,333,"…",249,491,207,"…","…",60.95,106.53,100.92,256.75,217,162,"…",127.87,135.94999999999999,"…",0.33068999999999998,0.62141999999999997,2.6698,1.2273119539999999,2.9826000000000001,11.6844,0.60040000000000004,0.48220000000000002,0.22689999999999999,2591.58,304.38,378.13,"…",851.33972869483,617.28,1.2081,"…",0.79810000000000003,31.5,129.5,111.25,81,112.5,1087.0999999999999,29.09,1646.4,384.3,4681.1000000000004,4448.8999999999996,914.9,364.18,367.91,4.343]
[null,null,407,"1993M11","1993-11-01",false,{"$error":"#N/A"},{"$f":"INDEX(I415:CA415,$H$5)","v":3.3554949999999999},15.2,15.15,13.7,16.75,31,27,2.2599999999999998,2.62,3.3554949999999999,42.172758609719999,1.321,1.7327999999999999,1.355,1.5436000000000001,1.40598,1.764743,1.46,464,1303.75,358,808,357,"…",267,536,216,"…","…",63.85,116.67,113.81,307.75,263,167,"…",136.41,146.61000000000001,"…",0.36826999999999999,0.44079000000000002,2.6410999999999998,1.2143046959999999,2.9706000000000001,11.5191,0.59119999999999995,0.48209999999999997,0.22309999999999999,2629.38,299.54000000000002,333.36,"…",835.18135273468999,602.97,1.2105999999999999,"…",0.80910000000000004,31.5,140.4,112.5,82.8,112.5,1039.81,29.09,1630.02,400.3,4640.8999999999996,4633.8900000000003,928.4,373.83,374.41,4.5331999999999999]
[null,null,408,"1993M12","1993-12-01",false,{"$error":"#N/A"},{"$f":"INDEX(I416:CA416,$H$5)","v":3.25},13.76666666667,13.6,12.15,15.55,31,26.5,2.34,2.6,3.25,42.977676760900003,1.3622000000000001,1.7921,1.3627,1.5722,1.376271,1.8303879999999999,1.51,615,1310,367,924,411,"…",276,589,215,"…","…",68.31,121.79,119.93,320.5,252,155,"…",140.49,158.72999999999999,"…",0.41455999999999998,0.32116,2.4626000000000001,1.1832195539999999,2.9807000000000001,11.596299999999999,0.59489999999999998,0.4849,0.2319,2594.7399999999998,307.76,304.66000000000003,"…",830.07827928152005,592.53,1.306,"…",0.81530000000000002,31.5,150.375,122.5,85.5,112.5,1094.3,29.09,1724.19,461.2,4777.8999999999996,5119.12,974.4,383.3,383.17,4.9717000000000002]
[null,null,409,"1994M01","1994-01-01",false,{"$error":"#N/A"},{"$f":"INDEX(I417:CA417,$H$5)","v":3.12},14.13333333333,14.25,13.15,15,31,27,2.34,2.4700000000000002,3.12,42.271586118670001,1.2641,1.7404999999999999,1.3092999999999999,1.5414000000000001,1.3834759999999999,1.7408349999999999,1.5,595,1196.25,366,993,404,"…",282,602,215,"…","…",74.62,127.23,121.92,356,263,151,"…",152.71,153.22,"…",0.53264,0.30401,2.4216000000000002,1.1640393600000001,3.0234000000000001,11.712,0.59599999999999997,0.48509999999999998,0.2271,2634.14,304.02999999999997,294.83999999999997,"…",773.48405120348002,564.97,1.5257000000000001,"…",0.80910000000000004,31.5,150,125,85.5,112.5,1174.5899999999999,26.47,1805.35,490.1,4942.8,5577.95,996.7,386.88,387.8,5.1458000000000004]
[null,null,410,"1994M02","1994-02-01",false,{"$error":"#N/A"},{"$f":"INDEX(I418:CA418,$H$5)","v":3.19},13.783333333330001,13.8,12.8,14.75,31,27,2.71,2.36,3.19,46.289121742299997,1.2289000000000001,1.8503000000000001,1.3404,1.4830000000000001,1.4138999999999999,1.4252469999999999,1.61,573,1170,364,1011,387,"…",273,577,207,"…","…",72.290000000000006,123.22,119.21,343.75,259,155,"…",144.19,146.97,"…",0.66690000000000005,0.34010000000000001,2.4935999999999998,1.182337706,2.9599000000000002,11.712,0.59040000000000004,0.48349999999999999,0.23849999999999999,2553.7199999999998,304.74,303.35000000000002,"…",758.98874573249998,600.26,1.7781,"…",0.85360000000000003,31.5,151.75,125.63,85.5,112.5,1269.93,26.47,1866.4,485.4,5443.4,5824.95,968.9,381.91,394.02,5.2473000000000001]
[null,null,411,"1994M03","1994-03-01",false,{"$error":"#N/A"},{"$f":"INDEX(I419:CA419,$H$5)","v":3.15},13.61666666667,13.95,12.25,14.65,29.5,27,2.21,2.36,3.15,40.190335491900001,1.3072999999999999,1.9180999999999999,1.4265000000000001,1.474,1.3990830000000001,1.362973,1.66,539,1180,352,1013,395,"…",274,586,200,"…","…",68.290000000000006,119.4,114.33,269.75,222,155.25,"…",133.49,141.1,"…",0.50561999999999996,0.46444000000000002,2.6903000000000001,1.2224617900000001,2.9580000000000002,12.291,0.59530000000000005,0.4839,0.2586,2595.42,311.57,310.48,"…",771.97556376185003,617.1,1.8039000000000001,"…",0.91269999999999996,31.5,155.875,127.5,98.625,112.5,1289.03,26.47,1914.87,451.5,5405.4,5587.54,935.9,384.13,400.28,5.4349999999999996]
[null,null,412,"1994M04","1994-04-01",false,{"$error":"#N/A"},{"$f":"INDEX(I420:CA420,$H$5)","v":3.07},15.08333333333,15.15,13.8,16.3,29.5,27,2.04,2.36,3.07,38.071762559249997,1.2436,1.9966999999999999,1.5832999999999999,1.3454999999999999,1.27765,1.178814,1.58,560,988,351,1030,434,"…",261,584,193,"…","…",66.89,113.23,107.75,269.25,221,156.75,"…",129.97999999999999,140.36000000000001,"…",0.49603999999999998,0.35815000000000002,2.6276999999999999,1.2345872,2.9344999999999999,12.731999999999999,0.59199999999999997,0.4859,0.2427,2651.55,309.58999999999997,326.24,"…",819.92735490329005,647.04999999999995,1.8507,"…",0.9486,31.5,162.25,130,103.5,112.5,1278.72,26.47,1881.82,439.9,5385.7,5407.97,923.6,377.27,397.9,5.3520000000000003]
[null,null,413,"1994M05","1994-05-01",false,{"$error":"#N/A"},{"$f":"INDEX(I421:CA421,$H$5)","v":3.06},16.283333333329999,16.2,14.8,17.850000000000001,31.4,27,1.92,2.36,3.06,36.60778286152,1.3788,2.6869999999999998,2.0933000000000002,1.5230999999999999,1.178077,1.851132,1.54,599,908,362,1020,488,"…",256,594,196,"…","…",68.55,109.59,106.21,233,201,160.19999999999999,"…",125.25,139.99,"…",0.37576999999999999,0.41578999999999999,2.3906999999999998,1.299403028,2.9788000000000001,12.787000000000001,0.60009999999999997,0.48899999999999999,0.25530000000000003,2674.01,318.06,343.5,"…",851.58009674169,637.21,1.8980999999999999,"…",0.97929999999999995,31.5,159.19999999999999,132.5,103.5,112.5,1322.59,26.47,2150.6,473.5,5504.4,6086.65,955.6,381.43,398.01,5.4195000000000002]
[null,null,414,"1994M06","1994-06-01",false,{"$error":"#N/A"},{"$f":"INDEX(I422:CA422,$H$5)","v":3.1},17.16666666667,16.75,15.7,19.05,33.6,28.5,1.9,2.36,3.1,36.392015165609997,1.4590000000000001,3.1621000000000001,2.4775999999999998,1.4761,1.2244809999999999,1.6337060000000001,1.57,608,919,365,1014,508,"…",265,571,203,"…","…",67.78,112.16,105.73,213.75,193,166.25,"…",120.15,139.26,"…",0.25051000000000001,0.43664999999999998,2.2324000000000002,1.3084419700000001,2.9579,13.282999999999999,0.60880000000000001,0.495,0.26569999999999999,2641.3,331.2,344.6,"…",876.93310365878995,629.58000000000004,1.8852,"…",1.0505,31.5,157.625,132.5,103.5,112.5,1400.58,26.47,2364.1999999999998,525.1,5509.2,6281.84,966.2,385.64,401.09,5.3875999999999999]
[null,null,415,"1994M07","1994-07-01",false,{"$error":"#N/A"},{"$f":"INDEX(I423:CA423,$H$5)","v":3.14},17.88333333333,17.600000000000001,16.399999999999999,19.649999999999999,33.1,28.5,1.96,2.42,3.14,37.432955650970001,1.5523,4.8255999999999997,3.6154999999999999,1.5923,1.216221,1.8507830000000001,1.71,579,920,376,1017,494,"…",237,560,193,"…","…",64.319999999999993,97.83,93.75,226.25,204,177.75,"…",119.51,137.41999999999999,"…",0.44617000000000001,0.53729000000000005,2.1911999999999998,1.278238676,2.9581,13.867000000000001,0.62960000000000005,0.50070000000000003,0.2596,2632.1,343.77,331.98,"…",875.75043339722004,649.70000000000005,1.8010999999999999,"…",1.2511000000000001,31.5,158.625,132.5,106.5,112.5,1492.42,26.47,2458.19,580.1,5311.2,6226.76,964,385.49,411.95,5.2823000000000002]
[null,null,416,"1994M08","1994-08-01",false,{"$error":"#N/A"},{"$f":"INDEX(I424:CA424,$H$5)","v":3.24},17,16.8,15.85,18.350000000000001,33.1,28.5,1.66,2.46,3.24,34.047852063359997,1.5509999999999999,4.4188999999999998,3.585,1.5801000000000001,1.349189,1.731222,1.66,596,903,378,1018,575,"…",232,600,189,"…","…",66.16,95.99,95.02,252.6,228,199.6,"…",128.15,145.87,"…",0.40738000000000002,0.54396999999999995,2.1995,1.232162118,2.9651000000000001,14.137,0.63449999999999995,0.48280000000000001,0.26679999999999998,2608.14,344.81,316.74,"…",885.12969768761002,630.99,1.6902999999999999,"…",1.2609999999999999,31.5,161.1,132.5,88,112.5,1455.36,26.47,2406.23,570.79999999999995,5161.5,5859.5,944.9,380.36,412.19,5.1971999999999996]
[null,null,417,"1994M09","1994-09-01",false,{"$error":"#N/A"},{"$f":"INDEX(I425:CA425,$H$5)","v":3.28},16.2,15.9,15.25,17.45,33.1,29,1.49,2.48,3.28,32.105657869189997,1.4861,4.8943000000000003,4.0297000000000001,1.5378000000000001,1.4210989999999999,1.6222300000000001,1.57,622,825,392,1018,614,"…",233,672,184,"…","…",72.27,97.51,91.78,259.75,239,210,"…",142.12,158.72999999999999,"…",0.43841000000000002,0.53922000000000003,2.2081,1.2374532060000001,2.9659,13.625,0.64659999999999995,0.48020000000000002,0.2777,2634.62,347.76,299.92,"…",861.97839974740998,566.5,1.6557999999999999,"…",1.2665999999999999,31.5,164,132.5,88,112.5,1569.22,26.47,2505.9299999999998,613.5,5321.1,6364.75,992.4,391.58,417.28,5.5236999999999998]
[null,null,418,"1994M10","1994-10-01",false,{"$error":"#N/A"},{"$f":"INDEX(I426:CA426,$H$5)","v":3.26},16.466666666670001,16.399999999999999,15.35,17.649999999999999,33.1,30.75,1.51,2.56,3.26,32.715293238059999,1.4478,4.45,3.7351999999999999,1.5037,1.430328,1.4806900000000001,1.6,621,800,398,1029,616,"…",227,642,177,"…","…",80.14,96.48,92.37,262,243,215.8,"…",157.38,167.18,"…",0.32379999999999998,0.43486999999999998,2.1248,1.197770046,3.0350000000000001,13.917,0.66420000000000001,0.47449999999999998,0.28110000000000002,2699.88,354.51,291.55,"…",805.96790340074995,567.91,1.6329,"…",1.3680000000000001,31.5,167.125,136.63,88,112.5,1698.05,26.47,2547.67,641.79999999999995,5473.6,6748.29,1058.5,389.77,419.4,5.4541000000000004]
[null,null,419,"1994M11","1994-11-01",false,{"$error":"#N/A"},{"$f":"INDEX(I427:CA427,$H$5)","v":3.26},17.08333333333,17.2,15.95,18.100000000000001,33.1,30.5,1.58,2.57,3.26,33.612869070110001,1.4352,4.0324999999999998,3.3803000000000001,1.4266000000000001,1.3499380000000001,1.4698530000000001,1.46,706,815,394,1048,707,"…",239,706,174,"…","…",83.98,95.47,97.74,264.5,242,216.5,"…",152.38999999999999,162.04,"…",0.29687000000000002,0.32921,2.1886999999999999,1.1391271540000001,3.0259,13.614000000000001,0.65739999999999998,0.47560000000000002,0.30730000000000002,2693.64,351.43,279.43,"…",792.71004143764003,562.70000000000005,1.7097,"…",1.3436999999999999,33.5,165.875,139,88,112.5,1892.59,26.47,2802.45,667.2,6161.1,7556.14,1151.7,384.39,412.37,5.1924000000000001]
[null,null,420,"1994M12","1994-12-01",false,{"$error":"#N/A"},{"$f":"INDEX(I428:CA428,$H$5)","v":3.29},15.94,15.96,14.7,17.16,36.1,32,1.72,2.56,3.29,35.2857263852,1.3975,3.7157,2.8601000000000001,1.4227000000000001,1.3279719999999999,1.5502689999999999,1.39,692,833.33,418,1062,719,"…",243,693,178,"…","…",86.49,102.49,100.62,260.5,244,223.5,"…",157.34,164.61,"…",0.53737999999999997,0.23238,2.2256,1.1298677500000001,2.9398,13.228,0.64510000000000001,0.4919,0.32340000000000002,2681.41,341.65,247.96,"…",778.00690827384994,539.99,1.9218,"…",1.4654,33.5,171.66666666667001,139,88,112.5,1878.31,26.47,2985.3,634.29999999999995,5946.8,8555.5,1114.3,379.29,410.85,4.7794999999999996]
[null,null,421,"1995M01","1995-01-01",false,{"$error":"#N/A"},{"$f":"INDEX(I429:CA429,$H$5)","v":3.36},16.899999999999999,16.63,16.079999999999998,17.989999999999998,37.1,34,1.51,2.66,3.36,33.258439885930002,1.4686999999999999,3.8056000000000001,2.8999000000000001,1.4621999999999999,1.3642620000000001,1.642469,1.38,622,878,435,1054,655,"…",243,674,183,"…","…",85.45,106.96,101.74,276.8,258,232.2,"…",152.99,156.16,"…",0.35825000000000001,0.35110000000000002,2.1278992240000001,1.1298677500000001,2.7543000000000002,13.4482,0.65129999999999999,0.4995,0.32540000000000002,2595.13,341,248.42,632.75598284948001,793.78967186796001,551.01,2.1080000000000001,"…",1.6442000000000001,33.5,188.2,142.38,159.6,112.5,2060.5500000000002,28.38,3008.93,666.6,6199.3,9592.5499999999993,1156.5,378.55,413.9,4.7731000000000003]
[null,null,422,"1995M02","1995-02-01",false,{"$error":"#N/A"},{"$f":"INDEX(I430:CA430,$H$5)","v":3.4},17.41666666667,17.079999999999998,16.64,18.53,37.6,34.5,1.58,2.66,3.4,34.135575757650003,1.5102,3.7431000000000001,2.9693999999999998,1.4104000000000001,1.377246,1.4965949999999999,1.3574999999999999,636,885,437,1025,661,"…",238,663,185,"…","…",85.77,106.69,102.07,280.5,262,221,"…",149.71,154.32,"…",0.58008999999999999,0.41837999999999997,2.1616299099999998,1.1340565279999999,2.7069000000000001,13.696199999999999,0.65039999999999998,0.49980000000000002,0.31769999999999998,2673.19,334.12,251.8,621.5456405745,753.20105401508999,599.11,2.2254,"…",1.7703,31.5,198.625,147.5,177.5,112.5,1916.15,28.38,2877.65,579.9,5478.3,8505.4500000000007,1032.2,376.64,413.97,4.7214999999999998]
[null,null,423,"1995M03","1995-03-01",false,{"$error":"#N/A"},{"$f":"INDEX(I431:CA431,$H$5)","v":3.46},17.34666666667,17.010000000000002,16.489999999999998,18.54,38.35,34.75,1.54,2.65,3.46,33.642950760150001,1.4850000000000001,3.9558,3.2193999999999998,1.3474999999999999,1.3630960000000001,1.344409,1.335,632,855,447,990,687,"…",246,652,175,"…","…",90.83,109.7,102.74,286.25,259,223.5,"…",143.08000000000001,150.28,"…",0.39778999999999998,0.44861000000000001,2.0441236639999998,1.14309547,2.7298,14.0434,0.67989999999999995,0.49519999999999997,0.32169999999999999,2586.7600000000002,346.84,283.10000000000002,642.14476351012001,713.57749117421997,656.48,2.4361999999999999,"…",1.8033999999999999,31.5,205.625,147.5,191.25,112.5,1805.07,28.38,2924.04,585.6,5532.4,7531.91,1022.2,382.12,416.89,4.6485000000000003]
[null,null,424,"1995M04","1995-04-01",false,{"$error":"#N/A"},{"$f":"INDEX(I432:CA432,$H$5)","v":3.45},18.646666666670001,18.670000000000002,17.399999999999999,19.87,37.1,35,1.62,2.71,3.45,34.892884000530003,1.4612000000000001,3.8449,3.1918000000000002,1.3688,1.361928,1.3945920000000001,1.35,619,823,447,981,625,"…",249,610,181,"…","…",93.4,109.3,103.29,281.5,260,226.25,"…",140.68,148.81,"…",0.38580999999999999,0.55642000000000003,1.923310488,1.1327337559999999,2.6324000000000001,14.412699999999999,0.70079999999999998,0.50229999999999997,0.30199999999999999,2501.1,350.64,300.91000000000003,639.70284770945,730.81622126847003,665.11,2.5078999999999998,"…",1.84,31.5,204.5,147.5,205,112.5,1849,28.38,2903.5,608.5,5872.1,7397.83,1061.4000000000001,391.03,448.29,5.4776999999999996]
[null,null,425,"1995M05","1995-05-01",false,{"$error":"#N/A"},{"$f":"INDEX(I433:CA433,$H$5)","v":3.53},18.42333333333,18.38,17.25,19.64,38.770000000000003,35,1.64,2.71,3.53,35.189950987129997,1.4453,3.7700999999999998,3.1063000000000001,1.4943,1.3087310000000001,1.872288,1.302,616,822,436,973,611,"…",250,595,181,"…","…",100.79,111.97,108.06,291,268,238.6,"…",143.28,158.72999999999999,"…",0.39300000000000002,0.56189999999999996,1.7520115140000001,1.153677646,2.5337000000000001,14.8812,0.70660000000000001,0.50929999999999997,0.29809999999999998,2518.9299999999998,340.95,285.43,635.24590163933999,750.76812042567997,635.41,2.5335000000000001,"…",1.7224999999999999,31.5,197.8,147.5,159,112.5,1762.69,28.38,2773.31,596.5,5926.5,7232.19,1036.2,385.22,437.35,5.5598000000000001]
[null,null,426,"1995M06","1995-06-01",false,{"$error":"#N/A"},{"$f":"INDEX(I434:CA434,$H$5)","v":3.56},17.363333333330001,17.350000000000001,16.239999999999998,18.5,40.770000000000003,34.89,1.62,2.73,3.56,35.062487798120003,1.4372,3.4058999999999999,2.84,1.4919,1.2041459999999999,1.9791859999999999,1.2925,668,841,467,965,631,"…",252,611,180,"…","…",105.77,119.86,112.83,326,303,275.75,"…",153.47999999999999,170.12,"…",0.36890000000000001,0.65486999999999995,1.6605197840000001,1.192919882,2.5331999999999999,14.8812,0.70240000000000002,0.51870000000000005,0.30909999999999999,2587.4699999999998,345.78,274.22000000000003,625.45765194043997,759.11308092203001,627,1.9996,"…",1.5417000000000001,31.5,185.625,147.5,90,112.5,1780.05,28.38,2994.64,611.79999999999995,6670.7,7871.57,1009.6,387.56,438.53,5.3636999999999997]
[null,null,427,"1995M07","1995-07-01",false,{"$error":"#N/A"},{"$f":"INDEX(I435:CA435,$H$5)","v":3.48},16.08333333333,15.86,14.97,17.420000000000002,41.05,36.15,1.44,2.8,3.48,33.155259203009997,1.3640000000000001,3.2111999999999998,2.6402999999999999,1.5698000000000001,1.222782,2.2046869999999998,1.282,693,876,502,969,655,"…",261,626,193,"…","…",112.97,126.99,119.1,345.6,327,296,"…",173.36,190.7,"…",0.53541000000000005,0.68669999999999998,1.6331824960000001,1.24340568,2.5400999999999998,14.551,0.70479999999999998,0.54020000000000001,0.29959999999999998,2642.87,351.79,259.57,615.63612283751002,752.31998638686002,584.72,1.9258,"…",1.3340000000000001,33.5,180.8,147.5,90,112.5,1860.1,28.38,3075.67,621.9,6668.9,8596.57,1026.8,386.23,433.63,5.1647999999999996]
[null,null,428,"1995M08","1995-08-01",false,{"$error":"#N/A"},{"$f":"INDEX(I436:CA436,$H$5)","v":3.46},16.466666666670001,16.07,15.37,17.96,40.880000000000003,35.700000000000003,1.56,2.8,3.46,34.598914078070003,1.4129,3.3776999999999999,2.87,1.5047999999999999,1.398069,1.8762270000000001,1.24,686,885,493,980,616,"…",257,616,190,"…","…",104.87,126.44,118.7,339.5,318,286,"…",168.47,184.45,"…",0.52,0.60838999999999999,1.6865342999999999,1.311087514,2.5192000000000001,13.448,0.69369999999999998,0.51680000000000004,0.28620000000000001,2691.66,341.96,235.66,583.33668584301995,741.71674429781001,560.55999999999995,1.8753,"…",1.2979000000000001,33.5,185.25,147.5,90,112.5,1888.32,28.38,3036.84,623.6,6992.3,8944.66,1014.4,383.67,425.34,5.3982000000000001]
[null,null,429,"1995M09","1995-09-01",false,{"$error":"#N/A"},{"$f":"INDEX(I437:CA437,$H$5)","v":3.46},16.82,16.78,15.65,18.03,40.93,35.93,1.64,2.78,3.46,35.475304468170002,1.3971,2.9643000000000002,2.5364,1.5497000000000001,1.566794,1.777377,1.3049999999999999,677,970,505,981,586,"…",266,614,206,"…","…",104.82,130.47999999999999,127.26,359.75,332,284.75,"…",185.61,193.64,"…",0.52,0.53754999999999997,1.76479831,1.336661106,2.5598000000000001,12.2136,0.68830000000000002,0.51170000000000004,0.25769999999999998,2689.09,337.09,221.73,565.65656565657002,728.69897473166998,527.42999999999995,2.0102000000000002,"…",1.3471,33.5,192,147.5,90,112.5,1760.83,28.38,2915.52,592.70000000000005,6328.1,8405.2099999999991,986.2,383.06,429.65,5.4295]
[null,null,430,"1995M10","1995-10-01",false,{"$error":"#N/A"},{"$f":"INDEX(I438:CA438,$H$5)","v":3.45},16.123333333329999,16.12,14.92,17.329999999999998,40.97,35.75,1.77,2.75,3.45,36.904548842170001,1.3946000000000001,2.8058000000000001,2.4859,1.5572999999999999,1.6167609999999999,1.7872749999999999,1.268,718,1055,522,990,615,"…",271,638,214,"…","…",112.7,140.86000000000001,137.07,382.6,351,294.39999999999998,"…",194.04,203.73,"…",0.43320999999999998,0.54620999999999997,1.8223388920000001,1.2945528639999999,2.6714000000000002,12.2356,0.69779999999999998,0.50619999999999998,0.26040000000000002,2689.44,344.06,233.86,546.44808743169006,723.49069347963996,526.54999999999995,2.0093000000000001,"…",1.4100999999999999,33.5,204.8,150,90,112.5,1674.32,28.38,2813.55,639.1,6220.7,8061.73,979.1,383.14,412.66,5.3741000000000003]
[null,null,431,"1995M11","1995-11-01",false,{"$error":"#N/A"},{"$f":"INDEX(I439:CA439,$H$5)","v":3.41},16.74333333333,16.88,15.56,17.79,39.590000000000003,36.07,2.04,2.75,3.41,40.156159781500001,1.4350000000000001,2.7612999999999999,2.4411999999999998,1.6267,1.8022339999999999,1.8427439999999999,1.2350000000000001,750,1016,602,995,607,"…",282,623,225,"…","…",125.76,143.94999999999999,141.80000000000001,340.5,322,298.25,"…",198.27,203.93,"…",0.44091999999999998,0.56423999999999996,1.937640518,1.3150558299999999,2.6545999999999998,12.4285,0.69530000000000003,0.49819999999999998,0.2641,2744.74,337.67,230.96,521.84590197482999,716.07334023150997,539.65,1.9662999999999999,"…",1.6133,33.5,224.875,160.69999999999999,90,112.5,1654.07,28.38,2977.36,713.6,6386.9,8505.91,1030.7,385.31,413.12,5.3151000000000002]
[null,null,432,"1995M12","1995-12-01",false,{"$error":"#N/A"},{"$f":"INDEX(I440:CA440,$H$5)","v":3.37},17.86666666667,17.96,16.809999999999999,18.829999999999998,39.35,35.01,2.71,2.73,3.37,48.170040462499998,1.3778999999999999,2.3422000000000001,2.0478999999999998,1.4802,1.4797480000000001,1.6908609999999999,1.27,718,1013,647,988,590,"…",296,579,250,"…","…",125,148.65,153,341.5,312,277.75,"…",205.33,208.92,"…",0.40784999999999999,0.44323000000000001,1.909862306,1.291245934,2.6156999999999999,12.2081,0.6845,0.50039999999999996,0.27139999999999997,2800.9,302.2,241.78,523.81336127005,715.84779644152002,540.20000000000005,1.9373,"…",1.6359999999999999,33.5,229.16666666667001,162.5,90,112.5,1656.74,28.38,2926.26,731.6,6289.5,8090.89,1018.1,387.44,408.71,5.1768999999999998]
[null,null,433,"1996M01","1996-01-01",false,{"$error":"#N/A"},{"$f":"INDEX(I441:CA441,$H$5)","v":3.43},17.8,17.940000000000001,16.57,18.89,39.369999999999997,34.75,2.93,2.75,3.43,50.977311609840001,1.349,2.4394,1.9839,1.5205,1.7156469999999999,1.475975,1.37,711,986,649,959,535,686,305,554,260,"…","…",124.93,156.13,154.30000000000001,369.2,331,271.60000000000002,"…",196.98,206.88,"…",0.41337000000000002,0.41753000000000001,1.8629039000000001,1.28860039,2.6082999999999998,11.978400000000001,0.6865,0.49380000000000002,0.2762,2869.95,279.69,234.29,519.41825155825995,719.34948924819003,529.12,1.9003000000000001,"…",1.5498000000000001,33.5,226.3,162.5,90,112.5,1589.34,30,2616.41,709.5,6271.6,7862.05,1019.1,399.45,415.48,5.4604999999999997]
[null,null,434,"1996M02","1996-02-01",false,{"$error":"#N/A"},{"$f":"INDEX(I442:CA442,$H$5)","v":3.48},17.696666666670001,17.97,16.05,19.07,39.28,34.25,4.4000000000000004,2.77,3.48,68.957024033389999,1.3702000000000001,2.7357,2.1360999999999999,1.5156000000000001,1.783177,1.423616,1.34,738,980,641,925,518,716,299,548,253,"…","…",123.31,164.81,159.81,368,320,256.25,"…",203.96,218.89,"…",0.59084000000000003,0.43447000000000002,1.8124181020000001,1.2528855459999999,2.6313,12.097899999999999,0.68920000000000003,0.4975,0.28239999999999998,2890.78,272.77999999999997,246.43,505.89215569574998,713.65616759500995,548.59,1.8749,"…",1.5578000000000001,33.5,225.875,169.1,90,112.5,1591.55,30,2537.71,769.7,6195.5,8215.5499999999993,1035.8,404.76,420.21,5.6566999999999998]
[null,null,435,"1996M03","1996-03-01",false,{"$error":"#N/A"},{"$f":"INDEX(I443:CA443,$H$5)","v":3.47},19.399999999999999,19.989999999999998,17.05,21.16,39.01,32.92,2.95,2.67,3.47,50.866961041700002,1.3392999999999999,2.6640999999999999,2.0049000000000001,1.5666,1.921497,1.4115169999999999,1.3667,723,988,616,911,519,715,295,538,246,"…","…",124.47,184.86,165.84,359.5,313,259.5,"…",205.51,215.32,"…",0.5,0.47438999999999998,1.720044524,1.215186544,2.6387999999999998,12.015000000000001,0.68500000000000005,0.49759999999999999,0.28460000000000002,2965.09,271.79000000000002,253.01,504.04222094839002,728.66736912034003,529.22,1.8345,"…",1.4763999999999999,33.5,221,173.5,90,112.5,1612.48,30,2561.02,817.9,6196.4,8021.74,1063.9000000000001,396.21,411.19,5.5240999999999998]
[null,null,436,"1996M04","1996-04-01",false,{"$error":"#N/A"},{"$f":"INDEX(I444:CA444,$H$5)","v":3.56},20.66,21.01,17.77,23.2,39.33,33.67,2.23,3.1,3.56,44.228915096240002,1.4563999999999999,2.7227000000000001,1.9988999999999999,1.6972,1.931025,1.7456449999999999,1.415,756,1015,583,895,562,755,316,582,270,"…","…",132.69,190.37,188.66,327.2,281,244.8,"…",247.52,257.61,"…",0.60516999999999999,0.52878999999999998,1.7151943599999999,1.2350281240000001,3.0922000000000001,12.897,0.67969999999999997,0.498,0.2641,2981.05,270.27,252.48,489.62005483745003,751.36769792347002,521.11,1.825,"…",1.4573,33.5,210.75,173.5,160.4,112.5,1587.23,30,2595.7800000000002,815,6480.9,8042.85,1045.4000000000001,392.85,404.39,5.4208999999999996]
[null,null,437,"1996M05","1996-05-01",false,{"$error":"#N/A"},{"$f":"INDEX(I445:CA445,$H$5)","v":3.6},19.06333333333,19.12,16.989999999999998,21.08,38.200000000000003,33.28,2.2400000000000002,2.81,3.6,42.998796596529999,1.5241,2.8498999999999999,2.0106000000000002,1.7266999999999999,1.839466,1.9155139999999999,1.425,778,1015,564,897,552,775,322,591,271,"…","…",137.79,204.02,185.76,332.25,279,244.5,"…",213.43,262.11,"…",0.53571999999999997,0.52009000000000005,1.7015257159999999,1.329826784,3.3439000000000001,13.933199999999999,0.67969999999999997,0.498,0.25109999999999999,2987.62,279.31,261.64999999999998,481.56566629425998,753.09737591143005,535.48,1.8288,"…",1.4843999999999999,33.5,186.125,173.5,169.5,112.5,1589.26,30,2658.26,840.2,6412.4,8026.55,1035.8,391.93,401.42,5.3651999999999997]
[null,null,438,"1996M06","1996-06-01",false,{"$error":"#N/A"},{"$f":"INDEX(I446:CA446,$H$5)","v":3.6},18.513333333329999,18.27,17,20.27,38.200000000000003,32.4,2.4900000000000002,2.81,3.6,46.034639839950003,1.5375000000000001,2.7658999999999998,1.8984000000000001,1.6628000000000001,1.741527,1.8494120000000001,1.3975,816,950,563,904,508,762,308,563,266,"…","…",138.13999999999999,197.55,174.88,341.5,285,240.25,"…",180.6,227.34,"…",0.48458000000000001,0.55905000000000005,1.6541263859999999,1.425066368,3.5337999999999998,14.1464,0.68079999999999996,0.49580000000000002,0.26829999999999998,2996.06,280.10000000000002,255.85,502.24076649668001,747.90020714315006,523.62,1.8291999999999999,"…",1.4711000000000001,33.5,182.125,174.63,172.125,112.5,1482.48,30,2173.4,796.5,6191.9,7709.48,1008.5,385.27,392.25,5.1615000000000002]
[null,null,439,"1996M07","1996-07-01",false,{"$error":"#N/A"},{"$f":"INDEX(I447:CA447,$H$5)","v":3.61},19.586666666669998,19.61,17.79,21.36,38.4,32.1,2.48,2.78,3.61,45.777361879410002,1.4950000000000001,2.7,1.7077,1.7901,1.8553919999999999,2.1408499999999999,1.3740000000000001,775,993,547,902,476,734,312,549,265,"…","…",133.09,197.8,163.63999999999999,358,293,229.2,"…",181.08,202.6,"…",0.42504999999999998,0.52744999999999997,1.6841092179999999,1.4607812120000001,3.5449999999999999,13.558400000000001,0.69689999999999996,0.48060000000000003,0.28239999999999998,3050.38,284.68,259.69,520.28114815251001,743.96678033917999,521.39,1.758,"…",1.3513999999999999,32.9,188,175.63,184.5,112.5,1458.7,30,1985.57,783.7,6250.2,7203.65,1000.1,383.47,393.66,5.0652999999999997]
[null,null,440,"1996M08","1996-08-01",false,{"$error":"#N/A"},{"$f":"INDEX(I448:CA448,$H$5)","v":3.68},20.440000000000001,20.58,18.77,21.97,38.35,32.03,2.0299999999999998,2.79,3.68,40.407808351390003,1.5008999999999999,2.7827000000000002,1.7464999999999999,1.7371000000000001,1.954701,1.8214490000000001,1.4350000000000001,742,970,539,885,513,725,317,565,270,"…","…",115.01,185.5,152.47,335.5,276,213,"…",174.99,191.63,"…",0.40565000000000001,0.52725,1.755318444,1.47048154,3.5133000000000001,13.1175,0.67659999999999998,0.49270000000000003,0.2727,3140.87,286.56,263.48,513.83399209486004,743.42955556098002,538.27,1.6830000000000001,"…",1.3033999999999999,32.5,189.875,178.6,187,112.5,1463.36,30,2008.57,815.7,6110.2,7054.36,1006.9,387.35,400.03,5.1353999999999997]
[null,null,441,"1996M09","1996-09-01",false,{"$error":"#N/A"},{"$f":"INDEX(I449:CA449,$H$5)","v":3.68},22.25666666667,22.59,20.260000000000002,23.92,38.1,33.380000000000003,1.84,2.79,3.68,38.100567486389998,1.476,2.6168999999999998,1.6389,1.7435,2.1046170000000002,1.6786540000000001,1.4472,721,929,566,879,545,707,319,569,286,"…","…",103.4,145.38999999999999,130.35,328.4,274,214.4,"…",169.71,178.71,"…",0.39639000000000002,0.52842,1.745397654,1.47048154,3.4718,13.0899,0.68079999999999996,0.49320000000000003,0.26279999999999998,3149.7,282.74,258.69,506.99062067352003,755.30517965912998,537.61,1.6612,"…",1.3048999999999999,32.5,186.7,181.5,181.4,112.5,1407.38,30,1941.45,796.4,6101.9,7318.05,1000.3,383.14,389.86,5.0388000000000002]
[null,null,442,"1996M10","1996-10-01",false,{"$error":"#N/A"},{"$f":"INDEX(I450:CA450,$H$5)","v":3.79},23.61,24.18,21.71,24.94,37.6,34.25,2.37,2.94,3.79,45.324175370680003,1.4770000000000001,2.7381000000000002,1.6075999999999999,1.7265999999999999,2.1416059999999999,1.546468,1.4918750000000001,722,917,581,874,532,693,290,528,270,"…","…",102.41,127.85,113.32,312.75,260,208,"…",158.44,178,"…",0.37545000000000001,0.47370000000000001,1.793899294,1.447994416,3.5926,13.1175,0.69230000000000003,0.49299999999999999,0.2452,3157.84,300,252.67,503.22255985445003,758.92666564173999,525.09,1.6616,"…",1.2412000000000001,32.5,183.75,182.5,172.25,112.5,1336.34,30,1961.17,741.9,5941.9,7031.39,1003.1,381.07,384.18,4.9276]
[null,null,443,"1996M11","1996-11-01",false,{"$error":"#N/A"},{"$f":"INDEX(I451:CA451,$H$5)","v":4.03},22.39,22.64,20.87,23.66,35.700000000000003,34.14,3.03,2.96,4.03,53.596479562459997,1.4676,2.7353000000000001,1.5476000000000001,1.6061000000000001,1.8560110000000001,1.4623949999999999,1.5,760,904,600,868,550,721,286,517,274,"…","…",99.99,117.74,105.55,315,258,205.75,"…",158.21,176.41,"…",0.42659000000000002,0.47499000000000002,1.767223392,1.4513013459999999,3.7719999999999998,13.646599999999999,0.7046,0.48770000000000002,0.23630000000000001,3213.38,303.54000000000002,253.21,558.12313958953996,753.66427692286004,526.22,1.677,"…",1.2703,32.5,188.25,182.5,172.625,112.5,1449.52,30,2230.86,716.6,5991.7,6943.38,1046.5,377.85,381.98,4.8331999999999997]
[null,null,444,"1996M12","1996-12-01",false,{"$error":"#N/A"},{"$f":"INDEX(I452:CA452,$H$5)","v":4.08},23.623333333329999,23.9,21.65,25.32,35.35,35.04,3.82,2.96,4.08,63.223618916109999,1.4738,2.5798000000000001,1.3902000000000001,1.6337999999999999,1.824765,1.5634110000000001,1.5131250000000001,777,897,583,868,561,747,289,514,279,"…","…",100.76,117.69,105.77,319.2,263,205.2,"…",158.6,175.7,"…",0.47620000000000001,0.43387999999999999,1.787285434,1.4371917780000001,3.7919,13.834,0.64549999999999996,0.48709999999999998,0.23680000000000001,3261.76,300.38,233.76,543.65450279458003,726.85184544222,518.62,1.7464999999999999,"…",1.2571000000000001,32.5,188.5,182.5,174.5,112.5,1500.29,30,2268.08,688.8,5836.3,6580.75,1036.3,369,370.7,4.8263999999999996]
[null,null,445,"1997M01","1997-01-01",false,{"$error":"#N/A"},{"$f":"INDEX(I453:CA453,$H$5)","v":4.13},23.226666666669999,23.47,21.28,24.93,35.229999999999997,34.57,3.31,2.89,4.13,56.731595336719998,1.4278999999999999,2.9291,1.4813000000000001,1.6523000000000001,1.7656210000000001,1.6187929999999999,1.5725,768,893,576,874,567,754,301,534,280,"…","…",98.97,118.36,105.65,356,291,217.5,"…",154.01,175.73,0.93589999999999995,0.66690000000000005,0.42459999999999998,1.765239234,1.4153660400000001,3.7930000000000001,13.889099999999999,0.68959999999999999,0.4824,0.23569999999999999,3333.84,286.14,240.56,516.90081042662996,743.81747336711999,499.93,1.7609999999999999,"…",1.2313000000000001,32.5,188,181.9,173.5,112.5,1575.61,30.15,2434.9299999999998,692.3,5877.7,7071.55,1086.5,355.11,360.1,4.7747000000000002]
[null,null,446,"1997M02","1997-02-01",false,{"$error":"#N/A"},{"$f":"INDEX(I454:CA454,$H$5)","v":4.22},20.420000000000002,20.83,18.600000000000001,21.83,34.6,33.799999999999997,2.2200000000000002,2.89,4.22,43.55629326343,1.3726,3.7119,1.6623000000000001,1.6758,1.817979,1.5968899999999999,1.6125,768,870,558,886,580,757,308,527,282,"…","…",97.73,121.67,111.22,347,283,225.75,"…",143.58000000000001,172.35,0.97304999999999997,0.78539999999999999,0.40672999999999998,1.8386530800000001,1.3787693480000001,3.6739000000000002,13.889099999999999,0.65410000000000001,0.4824,0.23830000000000001,3353.29,282.95,235.18,530.52274174153001,753.28368325589997,487.78,1.7730999999999999,"…",1.2206999999999999,32.5,187.375,181,160.375,112.5,1580.01,30.15,2405.85,660.2,5883.2,7734.53,1179.4000000000001,346.58,365.01,5.0721999999999996]
[null,null,447,"1997M03","1997-03-01",false,{"$error":"#N/A"},{"$f":"INDEX(I455:CA455,$H$5)","v":4.25},19.329999999999998,19.21,18.09,20.69,34.5,33.4,1.89,2.83,4.25,39.284066661399997,1.5236000000000001,4.2923999999999998,1.7687999999999999,1.7381,1.784457,1.6374299999999999,1.7925,737,908,554,896,559,730,332,541,300,"…","…",99.75,127.6,119.66,323.39999999999998,273,231.6,"…",153.80000000000001,176.61,1.10937,0.76473000000000002,0.41961999999999999,2.04037581,1.362896084,3.4992999999999999,13.9994,0.64570000000000005,0.48080000000000001,0.24490000000000001,3402.27,279.74,242.04,542.00542005420004,756.64171913515997,497.39,1.7771999999999999,"…",1.2266999999999999,32.5,187.4,181,148,112.5,1631.57,30.15,2421.29,694.6,5909.2,7895.87,1254.8,351.81,378.9,5.1962000000000002]
[null,null,448,"1997M04","1997-04-01",false,{"$error":"#N/A"},{"$f":"INDEX(I456:CA456,$H$5)","v":4.07},17.88,17.47,16.77,19.399999999999999,35.4,32.99,2.0310000000000001,2.77,4.07,40.589094971290002,1.571,4.5632999999999999,1.7061999999999999,1.8831,1.917767,1.749072,1.9824999999999999,710,920,547,938,562,705,338,541,301,"…","…",97.87,124.4,118,304.5,262,217.25,"…",158.62,183.49,1.02335,0.58974000000000004,0.45118999999999998,1.997606182,1.35143206,3.3109999999999999,14.412699999999999,0.63360000000000005,0.47910000000000003,0.24909999999999999,3451.87,277.66000000000003,240.16,555.31453362256002,749.83030892449005,486.03,1.7392000000000001,"…",1.1506000000000001,32.5,188.5,177.63,135,112.5,1561.44,30.15,2391.1799999999998,642.5,5713.3,7315.52,1240.4000000000001,344.47,371.08,4.7725999999999997]
[null,null,449,"1997M05","1997-05-01",false,{"$error":"#N/A"},{"$f":"INDEX(I457:CA457,$H$5)","v":4.03},19.367433333329998,19.142499999999998,18.454999999999998,20.504799999999999,35.729999999999997,32.53,2.2400000000000002,2.74,4.03,42.957340987530003,1.5691999999999999,5.8922999999999996,2.0634999999999999,2.0609000000000002,1.982243,2.2103769999999998,1.99,654,953,548,981,553,668,298,541,300,"…","…",100.07,118.77,114.2,324.5,267,215.5,"…",152.65,172.59,0.97484000000000004,0.38580999999999999,0.47014,1.8975164339999999,1.3423931179999999,3.3391000000000002,14.6387,0.63490000000000002,0.47839999999999999,0.2447,3557.14,278.60000000000002,252.18,600.72086503804996,747.55718951969004,512.65,1.7493000000000001,"…",1.1067,32.5,188.5,170,113.125,112.5,1625.25,30.15,2514.33,618.6,5711.2,7482.85,1310.5,343.84,387.5,4.7496]
[null,null,450,"1997M06","1997-06-01",{"$f":"C458>=$F$6","v":false},{"$f":"IF(F458,E458,NA())","v":{"$error":"#N/A"}},{"$f":"INDEX(I458:CA458,$H$5)","v":4.03},17.920000000000002,17.55,17.34,18.87,34.5,32.28,2.2000000000000002,2.76,4.03,42.566685516379998,1.6882999999999999,4.8947000000000003,1.9563999999999999,2.0823999999999998,2.0195729999999998,2.2956949999999998,1.9319999999999999,637,969,558,1047,533,635,278,550,274,"…","…",94.94,112.05,104.28,323.2,266,220.6,"…",131.59,148.38999999999999,0.79871999999999999,0.46778999999999998,0.43974999999999997,1.7564207540000001,1.3423931179999999,3.3344,14.8812,0.63929999999999998,0.47689999999999999,0.252,3604.59,283.07,264.32,591.86824498198996,744.94231422445,525.38,1.7765,"…",1.1120000000000001,32.5,187,170,108.5,112.5,1567.55,30.15,2612.62,614.9,5566.1,7062.48,1354.2,340.76,430.76,4.7568999999999999]
[null,null,451,"1997M07",{"$f":"EDATE(E458,1)","v":"1997-07-01"},false,{"$error":"#N/A"},{"$f":"INDEX(I459:CA459,$H$5)","v":3.89},18.329999999999998,18.399999999999999,17.29,19.3,35,31.27,2.19,2.67,3.89,41.922545099110003,1.6775,4.1978,1.756,2.1856,1.9539139999999999,2.595415,2.0074999999999998,597,987,581,1096,498,594,306,535,248,"…","…",91.66,106.06,96.21,320,267,215.75,"…",127.78,136.21,0.9153,0.43817,0.51549999999999996,1.8022768499999999,1.35143206,3.3530000000000002,14.917999999999999,0.63290000000000002,0.4859,0.24740000000000001,3582.17,283.77,254.34,570.85181017935997,705.70634147718999,512.34,1.7936000000000001,"…",0.93869999999999998,32.5,186.875,168.2,112.5,112.5,1591.99,30.15,2450.46,634.29999999999995,5442.7,6835.5,1518,324.10000000000002,415.52,4.3723999999999998]
[null,null,452,"1997M08","1997-08-01",false,{"$error":"#N/A"},{"$f":"INDEX(I460:CA460,$H$5)","v":3.69},18.7,18.71,17.77,19.62,36.93,31.03,2.4700000000000002,2.67,3.69,45.187190713930001,1.653,4.2064000000000004,1.6413,2.2448000000000001,2.0958399999999999,2.431108,2.2075,567,924,621,1093,504,556,265,544,258,"…","…",91.3,112.92,104.06,285,246,209.25,"…",140.91,150.61000000000001,0.92198999999999998,0.41887999999999997,0.57150999999999996,1.8386530800000001,1.3825172020000001,3.2166999999999999,15.4544,0.59899999999999998,0.49070000000000003,0.25790000000000002,3576.49,285.70999999999998,244.23,556.00322320708995,649.00887436919004,500.42,1.7895000000000001,"…",0.91579999999999995,32.5,186.625,163.5,102.5,112.5,1710.58,30.15,2251.1999999999998,608.1,5428.4,6761.3,1653.5,324.01,424.55,4.4964000000000004]
[null,null,453,"1997M09","1997-09-01",false,{"$error":"#N/A"},{"$f":"INDEX(I461:CA461,$H$5)","v":3.69},18.661746031749999,18.45,17.95,19.585238095240001,37.15,29.88,2.84,2.7,3.69,49.822857885879998,1.7655000000000001,4.1859000000000002,1.6568000000000001,2.2113,2.1778909999999998,2.374009,2.0819999999999999,615,964,637,1083,525,603,269,555,266,"…","…",92.51,112.24,106.79,270.60000000000002,239,202.8,"…",143.22,151.74,1.07942,0.44850000000000001,0.54713000000000001,1.7888286680000001,1.39001291,3.2115,15.5756,0.58279999999999998,0.4914,0.24979999999999999,3635.2,283.77,232.74,581.88831069511002,595.33682165190999,479.11,1.7558,"…",0.86860000000000004,32.5,186.6,163.5,88.3,112.5,1610.6,30.15,2107.3000000000002,634.29999999999995,5496.3,6503.84,1640.9,322.82,424.73,4.7319000000000004]
[null,null,454,"1997M10","1997-10-01",false,{"$error":"#N/A"},{"$f":"INDEX(I462:CA462,$H$5)","v":3.62},20.04,19.850000000000001,19.059999999999999,21.21,37.15,29,3.04,2.63,3.62,51.871329827099999,1.7410000000000001,3.6962999999999999,1.6429,2.2801,2.2389209999999999,2.3765160000000001,2.2250000000000001,627,1054.04,658,1083,547,619,278,611,260,"…","…",102.71,120.36,112.83,265.75,233,192.25,"…",143.65,151.59,1.0515399999999999,0.38030000000000003,0.49347000000000002,1.7645778480000001,1.3146149060000001,3.2725,15.256,0.59440000000000004,0.49049999999999999,0.25090000000000001,3621.51,295.98,227.39,585.46022264457997,533.26371042330004,454.33,1.7141,"…",0.873,32.5,186,164.3,87.5,112.5,1607.86,30.15,2052.2600000000002,600.29999999999995,5561.3,6380.33,1280.0999999999999,324.87,423.12,5.0347999999999997]
[null,null,455,"1997M11","1997-11-01",false,{"$error":"#N/A"},{"$f":"INDEX(I463:CA463,$H$5)","v":3.68},19.086666666669998,19,18.38,19.88,33.6,27.69,3.02,2.66,3.68,51.811731184659997,1.6963999999999999,3.5333000000000001,1.6763999999999999,2.3323,2.2256260000000001,2.3887969999999998,2.3824999999999998,616,1199,716,1090,556,611,288,676,276,"…","…",102.27,117.22,112.33,252.5,221,180.66666666667001,"…",138.22999999999999,149.88,0.97497,0.43403000000000003,0.41498000000000002,1.8346847639999999,1.2689792719999999,3.3860999999999999,15.138500000000001,0.6149,0.48280000000000001,0.26479999999999998,3628.68,293.52,214.79,576.77077235631998,519.40097693091002,439.04,1.7025999999999999,"…",0.84060000000000001,32.5,185.5,169.38,90.625,112.5,1598.99,30.15,1917.45,563.4,5658,6139.5,1173,306.04000000000002,392.29,5.0778999999999996]
[null,null,456,"1997M12","1997-12-01",false,{"$error":"#N/A"},{"$f":"INDEX(I464:CA464,$H$5)","v":3.6},17.09,17,16.18,18.09,31.4,27.75,2.33,2.65,3.6,43.331064581809997,1.7387999999999999,3.9119000000000002,1.821,2.3746,2.2615970000000001,2.465579,2.3966669999999999,586,1220,721,1058,566,590,284,622,264,"…","…",97.08,113.45,110.23,269.67,237,195.66666666667001,"…",135.74,144.62,0.85777000000000003,0.42438999999999999,0.35293999999999998,1.85298311,1.2341462759999999,3.3302999999999998,15.101599999999999,0.60560000000000003,0.4824,0.27229999999999999,3631.5,286.14,211.1,554.60320661490005,475.52447552448001,425.1,1.6391,"…",0.72550000000000003,32.5,185.5,172.5,90,112.5,1530.51,30.15,1762.33,526.6,5513.8,5945.36,1102.2,288.74,365.42,5.8368000000000002]
[null,null,457,"1998M01","1998-01-01",false,{"$error":"#N/A"},{"$f":"INDEX(I465:CA465,$H$5)","v":3.54},15,15.09,13.4,16.510000000000002,31.4,27.5,2.1,2.65,3.54,40.497439152520002,1.6707000000000001,3.9198,1.8389,2.4775,2.3775439999999999,2.5049860000000002,2.5499999999999998,558,1146,703,1055,621,590,273,625,231,"…","…",95.77,114.71,111.44,288,247,184.75,"…",130.21,137.1,1.0164200000000001,0.45815,0.36163000000000001,1.815063646,1.2235640999999999,3.2326999999999999,15.322100000000001,0.59570000000000001,0.48170000000000002,0.254,3583.29,287.66000000000003,197.1,534.22315734104995,413.36406006179999,409.42,1.5904,"…",0.67620000000000002,32.5,184,172.5,86.25,112.5,1485.79,31,1688.45,531.6,5206.3,5491.75,1097.2,289.10000000000002,373.86,5.8871000000000002]
[null,null,458,"1998M02","1998-02-01",false,{"$error":"#N/A"},{"$f":"INDEX(I466:CA466,$H$5)","v":3.43},14.1,14.06,12.43,15.81,33.44,26.76,2.2200000000000002,2.63,3.43,41.785040111779999,1.6432,3.9281999999999999,1.8378000000000001,2.5139,2.3634360000000001,2.3706499999999999,2.8075000000000001,559,1079,699,1029,659,620,273,634,214,"…","…",91.49,113.38,111.73,297.25,246,186.75,"…",127.32,140.05000000000001,0.96841999999999995,0.43747999999999998,0.3947,1.794119756,1.2303984219999999,3.1036999999999999,15.3956,0.59730000000000005,0.48039999999999999,0.23630000000000001,3497.56,287.8,202.54,526.26385554057003,504.14914748378999,412.69,1.5176000000000001,"…",0.82240000000000002,32.5,183.5,172.5,77.5,112.5,1465.56,31,1664.8,516.4,5242.5,5386.88,1044,297.49,386.08,6.8068999999999997]
[null,null,459,"1998M03","1998-03-01",false,{"$error":"#N/A"},{"$f":"INDEX(I467:CA467,$H$5)","v":3.44},13.123333333330001,13.08,11.53,14.76,31.88,26.74,2.23,2.61,3.44,41.818169334609998,1.7211000000000001,3.4756,1.8120000000000001,2.2342,2.3381989999999999,2.0795309999999998,2.2850000000000001,578,992.5,682,949,671,605,265,652,184,"…","…",93.04,114.21,110.47,296,245,193.2,"…",129.85,138.91999999999999,1.02965,0.45469999999999999,0.40836,1.7910332879999999,1.2548697040000001,3.0394999999999999,15.46,0.60519999999999996,0.4793,0.21690000000000001,3451.77,287.63,190.94,530.86359255810999,506.12837102584001,388.53,1.5085999999999999,"…",0.74490000000000001,32.5,183.5,172.5,84.5,112.5,1437.7,31,1747.98,559.79999999999995,5476.8,5395.8,1047.5999999999999,295.94,398.99,6.2428999999999997]
[null,null,460,"1998M04","1998-04-01",false,{"$error":"#N/A"},{"$f":"INDEX(I468:CA468,$H$5)","v":3.19},13.5,13.39,11.79,15.32,31.18,27.35,2.42,2.54,3.19,43.623258610070003,1.7202,3.3146,1.9615,2.1989999999999998,2.200361,2.4433669999999998,1.953333,618,940,684,928,688,643,259,662,165,"…","…",91.85,107.12,103.9,311.5,259,196.75,"…",118.33,130.15,1.0388500000000001,0.77437,0.44383,1.794119756,1.2703020439999999,2.9662000000000002,15.7906,0.60909999999999997,0.48809999999999998,0.21340000000000001,3493.49,287.67,166.49,534.24072064964002,505.97917464676999,372.14,1.4483999999999999,"…",0.77229999999999999,32.5,185,173.7,100,112.5,1418.16,31,1800.9,572.70000000000005,5714.8,5393.88,1097,308.29000000000002,413.75,6.3410000000000002]
[null,null,461,"1998M05","1998-05-01",false,{"$error":"#N/A"},{"$f":"INDEX(I469:CA469,$H$5)","v":3},14.02666666667,14.39,12.79,14.9,30.28,27.63,2.14,2.5099999999999998,3,39.951771128840001,1.7814000000000001,3.0362,2.0005000000000002,2.0272000000000001,2.2145670000000002,2.3095270000000001,1.5575000000000001,723,930,685,900,705,776,247,671,162,"…","…",93.01,106.1,100.81,318.25,258.75,197,"…",112.29,128.91999999999999,1.10259,0.65793999999999997,0.44874999999999998,1.7782464920000001,1.302489496,2.6282999999999999,15.917400000000001,0.59109999999999996,0.4919,0.20349999999999999,3391.41,285.85000000000002,146.68,520.84208404038998,472.68616002405003,362.69,1.4189000000000001,"…",0.78239999999999998,32.5,186.5,176.34,95,112.5,1364.72,31,1732.53,543.5,5874.7,5020,1061.0999999999999,299.10000000000002,388.9,5.5750000000000002]
[null,null,462,"1998M06","1998-06-01",false,{"$error":"#N/A"},{"$f":"INDEX(I470:CA470,$H$5)","v":3},12.478999999999999,12.058,11.673,13.706,30,27.33,2.17,2.5,3,40.268532594150003,1.7234,2.7542,1.8239000000000001,1.911,2.0430000000000001,2.1321870000000001,1.5580000000000001,652,989,675,891,633,700,242,629,159,"…","…",91.57,104.23,96.51,325.5,268.33,205.5,"…",107.18,120.64,1.10362,0.65793999999999997,0.45759,1.701305254,1.3787693480000001,2.5737000000000001,15.278,0.58740000000000003,0.4945,0.17860000000000001,3329.61,274.49,137.41,515.7125983597,451.42137368224002,348.59,1.5199,"…",0.70299999999999996,32.5,189.2,177.5,88.4,112.5,1307.24,31,1660.52,528.29999999999995,5970,4475.7,1009.8,292.32,355.43,5.2629999999999999]
[null,null,463,"1998M07","1998-07-01",false,{"$error":"#N/A"},{"$f":"INDEX(I471:CA471,$H$5)","v":2.84},12.69966666667,12.01,11.977,14.112,30,26.55,2.17,2.4,2.84,39.684736300940003,1.7166999999999999,2.5926,1.6983999999999999,1.9812000000000001,1.9786999999999999,2.2823829999999998,1.6825000000000001,667,1034,660,874,661,694,238,612,157,"…","…",85.2,100.51,95.44,324.25,266.25,211,"…",96.78,118.9,1.0223599999999999,0.45607999999999999,0.54293000000000002,1.6717633460000001,1.484591108,2.4251,14.2639,0.58350000000000002,0.49980000000000002,0.19009999999999999,3283.3,273.82,134.96,510.29721701323001,437.53623346933,348.53,1.5401,"…",0.70279999999999998,32.5,190.5,177.5,86,112.5,1309.21,31,1651.04,546.20000000000005,5653.7,4325.43,1040.3,292.87,378.43,5.4551999999999996]
[null,null,464,"1998M08","1998-08-01",false,{"$error":"#N/A"},{"$f":"INDEX(I472:CA472,$H$5)","v":2.79},12.487966666669999,11.8805,12.180999999999999,13.4024,26.2,26.3,1.85,2.37,2.79,35.622363073220001,1.6825000000000001,2.7162999999999999,1.748,1.9522999999999999,2.0287000000000002,2.1263700000000001,1.702,667,1087.5,670,862,674,692,219,592,145,"…","…",73.2,87.86,91,321.39999999999998,274.8,228.8,"…",92.85,107.95,0.96675999999999995,0.35308,0.50680000000000003,1.657212854,1.56197327,2.4514999999999998,13.7789,0.57830000000000004,0.48980000000000001,0.18820000000000001,3237.58,275.22000000000003,136.94,512.91032826261005,455.57320103554002,335.25,1.5031000000000001,"…",0.65349999999999997,32.5,190.5,175,85.5,112.5,1310.9,31,1620.93,536.70000000000005,5691.5,4080.63,1029.8,284.11,369.18,5.1791999999999998]
[null,null,465,"1998M09","1998-09-01",false,{"$error":"#N/A"},{"$f":"INDEX(I473:CA473,$H$5)","v":2.74},13.80333333333,13.36,13.07,14.98,27.09,26.43,2.0099999999999998,2.33,2.74,37.341269148969999,1.6859,2.4659,1.7593000000000001,1.8964000000000001,1.9104000000000001,2.0263,1.7524999999999999,652,965,681,852,703,697,216,615,145,"…","…",73.12,86.31,85.04,321.25,280,237,"…",96.34,107.93,1.07839,0.35446,0.49906,1.636489426,1.5666029720000001,2.6556000000000002,13.1175,0.59589999999999999,0.48349999999999999,0.15939999999999999,3209.48,289.13,150.19,534.45012966986997,503.4965034965,349.2,1.4636,"…",0.68279999999999996,32.5,190.5,172.5,83.625,112.5,1342.27,31,1647.64,520.20000000000005,5485.7,4102.16,1000,288.98,361.15,4.9992000000000001]
[null,null,466,"1998M10","1998-10-01",false,{"$error":"#N/A"},{"$f":"INDEX(I474:CA474,$H$5)","v":2.76},13.263333333329999,12.56,12.81,14.42,27.1,26.08,1.89,2.17,2.76,35.136978691560003,1.6475,2.4188999999999998,1.7703,1.8593,1.8387,2.0017,1.7375,695,955,662,850,694,714,223,614,151,"…","…",74.739999999999995,95.53,87.7,298.75,271,251.75,"…",107.64,126.54,0.90868000000000004,0.33289999999999997,0.433,1.637150812,1.52449473,2.7534000000000001,12.412000000000001,0.60780000000000001,0.47749999999999998,0.16450000000000001,3269.39,300.27,162.94999999999999,555.05004549591001,510.48951048951,379.23,1.355,"…",0.7288,32.5,189.625,171.55,75.625,112.5,1304.06,31,1586.39,492.8,5432.1,3871.93,940.5,295.93,342.6,5.0091999999999999]
[null,null,467,"1998M11","1998-11-01",false,{"$error":"#N/A"},{"$f":"INDEX(I475:CA475,$H$5)","v":2.78},11.88,10.92,11.76,12.96,26.1,26.7,2.1030000000000002,2.15,2.78,37.641987568940003,1.5999000000000001,2.5655000000000001,1.7672000000000001,1.7975000000000001,1.8761000000000001,1.9283999999999999,1.5880000000000001,752,890,601,862,681,746,234,614,163,"…","…",79.260000000000005,98.12,92.21,270,250.67,231,"…",115.28,130.21,0.96079999999999999,0.56011,0.42824000000000001,1.6598583979999999,1.4793000199999999,2.6328999999999998,12.015000000000001,0.60760000000000003,0.48130000000000001,0.1777,3183.02,292.64999999999998,159.44999999999999,523.21662942073999,513.98601398600999,389.78,1.2363999999999999,"…",0.71870000000000001,32.5,186.7,167.5,70.7,112.5,1294.96,31,1573.95,494.2,5478.3,4131.91,967.1,294.12,347.18,4.9733000000000001]
[null,null,468,"1998M12","1998-12-01",false,{"$error":"#N/A"},{"$f":"INDEX(I476:CA476,$H$5)","v":2.72},10.41,9.8000000000000007,10.119999999999999,11.31,26.1,26.7,1.74,2.13,2.72,33.098214086360002,1.5241,2.5880000000000001,1.8532,1.7032,1.726,1.7703,1.6133,774,857,541,861,663,763,230,591,168,"…","…",78.39,95.76,90.2,277.75,251.5,232.75,"…",104.11,126.21,0.86294999999999999,0.37685000000000002,0.38391999999999998,1.656992392,1.4307983799999999,2.5409999999999999,12.125,0.6109,0.48920000000000002,0.17810000000000001,3103.56,294.64,163.46,517.84789557328997,534.96503496503999,416.59,1.2345999999999999,"…",0.67110000000000003,32.5,182.83333333332999,167.5,65.5,112.5,1249.06,31,1473.57,501.3,5257.6,3878.21,959.2,291.68,351.79,4.8775000000000004]
[null,null,469,"1999M01","1999-01-01",false,{"$error":"#N/A"},{"$f":"INDEX(I477:CA477,$H$5)","v":2.77},11.443333333329999,11.06,10.78,12.49,26.1,26.5,1.86,2.02,2.77,34.06635658479,1.4558,2.4903,1.8142,1.7612000000000001,1.7988,1.7347999999999999,1.75,763,880,444.26,952.71,632,744,221,541.63,166.24,"…","…",77.709999999999994,97.44,91.13,299.75,258.75,233.5,"…",103.18,125.29,1.10873,0.48859999999999998,0.41737000000000002,1.706155418,1.3873673660000001,2.496,12.12541,0.60360000000000003,0.49409999999999998,0.17879999999999999,3111.44,291.19,176.22,508.91948358065002,538.46153846154004,441.77,1.2297,0.59789999999999999,0.7147,32.5,181.75,166.38,64.5,112.5,1218.46,27.59,1431.18,492.3,5109.8,4268.75,932.8,287.08,355.11,5.1393000000000004]
[null,null,470,"1999M02","1999-02-01",false,{"$error":"#N/A"},{"$f":"INDEX(I478:CA478,$H$5)","v":2.78},10.75333333333,10.199999999999999,10.050000000000001,12.01,26.1,26.38,1.77,2.0099999999999998,2.78,32.93268823415,1.4111,2.3254000000000001,1.7466999999999999,1.6569,1.5386,1.6620999999999999,1.77,745,857.5,426.97,889.57,561,709,205,482.36,159.25,"…","…",75.31,94.19,90.09,280,239.5,212,"…",94.96,117.03,1.0657799999999999,0.44678000000000001,0.40397,1.7925765220000001,1.35032975,2.4592000000000001,12.015179,0.59550000000000003,0.49249999999999999,0.15040000000000001,3173,281.83999999999997,177.12,444.11041268105998,538.46153846154004,420.02,1.2387999999999999,0.55869999999999997,0.68700000000000006,41.125,181.625,163,64,112.5,1186.8499999999999,27.59,1410.78,513.70000000000005,5268.5,4626.38,1017.3,287.33,364.07,5.5305999999999997]
[null,null,471,"1999M03","1999-03-01",false,{"$error":"#N/A"},{"$f":"INDEX(I479:CA479,$H$5)","v":2.78},13.16666666667,12.47,12.37,14.66,26.1,25.05,1.79,1.95,2.78,32.890317350250001,1.3139000000000001,2.3233999999999999,1.6186,1.6099000000000001,1.4709000000000001,1.4709000000000001,1.8879999999999999,700,837.83,407.39,752.45,497,661,205,444.36,162.63,"…","…",75.2,96.18,91.41,256.2,220.6,197.2,"…",100.24,117.34,1.1040000000000001,0.44780999999999999,0.43963999999999998,1.7575230639999999,1.3007257999999999,2.4557000000000002,12.235640999999999,0.59240000000000004,0.49690000000000001,0.13289999999999999,3058.83,273.74,172.52,431.34197123281001,555.94405594405998,417.44,1.2483,0.52239999999999998,0.63670000000000004,44,181.75,163,75.5,112.5,1181.5899999999999,27.59,1378.35,507.8,5360.2,5011.3,1030,285.95999999999998,369.93,5.1942000000000004]
[null,null,472,"1999M04","1999-04-01",false,{"$error":"#N/A"},{"$f":"INDEX(I480:CA480,$H$5)","v":2.76},15.86666666667,15.3,14.96,17.34,26.1,25.05,2.15,1.87,2.76,36.868063947810001,1.1778999999999999,2.2511000000000001,1.5282,1.7161,1.4741,1.8076000000000001,1.8667,827,854.5,390.98,663.89,509,776,207,442.68,165.3,"…","…",79.73,94.13,89.53,235.5,204.5,184,"…",99.65,113.87,0.86121000000000003,0.4214,0.44713999999999998,1.723571916,1.2722862020000001,2.5417000000000001,12.235640999999999,0.58889999999999998,0.49819999999999998,0.1195,3006.36,269.25,175.18,424.27506078556002,559.44055944056004,434.04,1.2728999999999999,0.52359999999999995,0.59150000000000003,44,180.5,163,64.5,112.5,1278.2,27.59,1466,519.29999999999995,5393,5102.63,1019,282.62,357.15,5.0602999999999998]
[null,null,473,"1999M05","1999-05-01",false,{"$error":"#N/A"},{"$f":"INDEX(I481:CA481,$H$5)","v":2.88},16.06333333333,15.14,15.3,17.75,26.1,25.05,2.25,1.89,2.88,38.258779983659998,1.0676000000000001,2.4487000000000001,1.4978,1.9231,1.458,2.6012,1.71,874,858.42,374.92,762.17,475,755,199,421.5,147.29,"…","…",81.53,92.49,87.19,244.25,207,184.25,"…",96.59,113,0.89471000000000001,0.33068999999999998,0.44424999999999998,1.727981156,1.3139535200000001,2.6747000000000001,12.235640999999999,0.59079999999999999,0.49930000000000002,0.1263,3041.54,251.31,176.52,429.65773302852,580.41958041958003,425.69,1.3206,0.55049999999999999,0.59699999999999998,44,180.5,163,64.900000000000006,112.5,1323.46,27.59,1511.16,541.5,5649.2,5399.34,1040.3,276.44,356.01,5.2618999999999998]
[null,null,474,"1999M06","1999-06-01",false,{"$error":"#N/A"},{"$f":"INDEX(I482:CA482,$H$5)","v":2.93},16.393333333329998,15.77,15.52,17.89,26.1,25.25,2.2999999999999998,1.91,2.93,38.994902784590003,1.1629,2.3635999999999999,1.446,1.8042,1.4434,2.2917999999999998,1.6775,796,868.18,424.17,836.25,392,656,194,405.88,146.09,"…","…",80.540000000000006,93.65,85.98,253.8,223.2,200.2,"…",92.94,111.41,0.71648000000000001,0.28660000000000002,0.48443999999999998,1.721146834,1.3439363520000001,2.6793999999999998,12.345872,0.58360000000000001,0.49890000000000001,0.13320000000000001,3041.54,245.21,183.55,419.23083007704003,608.39160839161002,430.1,1.2897000000000001,0.55400000000000005,0.60360000000000003,44,180.5,161.75,63.75,112.5,1315.31,27.59,1422.48,496.1,5265.9,5195,1000.5,261.31,356.78,5.0269000000000004]
[null,null,475,"1999M07","1999-07-01",false,{"$error":"#N/A"},{"$f":"INDEX(I483:CA483,$H$5)","v":2.99},18.986666666670001,19.010000000000002,17.88,20.07,26.1,23.78,2.31,2,2.99,39.58484367474,1.1132,2.0911,1.3572,1.8938999999999999,1.6031,2.4138000000000002,1.665,656,875.91,429.73,859.8,319,571,183,391.4,144.18,"…","…",76.86,83.99,76.88,259,231,216,"…",85.3,103.02,0.71606000000000003,0.35481000000000001,0.46027000000000001,1.7800101880000001,1.3476842060000001,2.6396999999999999,12.345872,0.57540000000000002,0.49819999999999998,0.1186,3044.28,243.83,186.53,424.74200855777002,625.87412587412996,423.55,1.1995,0.51090000000000002,0.56610000000000005,44,177,153.88,62.75,112.5,1403.76,27.59,1640,495.8,5230,5700.11,1072.0999999999999,256.08,349.06,5.1797000000000004]
[null,null,476,"1999M08","1999-08-01",false,{"$error":"#N/A"},{"$f":"INDEX(I484:CA484,$H$5)","v":3.17},20.27,20.22,19.34,21.25,26.1,23.14,2.79,2.08,3.17,45.9159294293,0.99839999999999995,2.0144000000000002,1.3905000000000001,1.8222,1.6779999999999999,2.1246999999999998,1.6639999999999999,684,820,407.3,849.78,354,689,199,412.37,160,"…","…",75.150000000000006,85.65,81.63,244.5,220.25,202.75,"…",92.78,111.3,0.75793999999999995,0.35136000000000001,0.49236000000000002,1.9248537219999999,1.3318109419999999,2.6922000000000001,12.345872,0.58750000000000002,0.46850000000000003,0.1263,3007.82,250.46,198.44,444.37262664619999,629.37062937063001,441.76,1.1236999999999999,0.53920000000000001,0.56169999999999998,44,172.4,151.25,65.7,112.5,1431.32,27.59,1647.62,503.1,5230.2,6448.69,1130.5999999999999,256.69,350.06,5.2603]
[null,null,477,"1999M09","1999-09-01",false,{"$error":"#N/A"},{"$f":"INDEX(I485:CA485,$H$5)","v":3.35},22.7,22.4,21.84,23.86,26.1,22.5,2.54,2.2000000000000002,3.35,43.572511808670001,1.0606,1.8587,1.3132999999999999,2.0083000000000002,1.8387,2.2096,1.9775,704,826.82,395.19,848.78,388,710,207,413.93,176.55,"…","…",71.44,86.47,80.03,229.25,202.5,184.5,"…",102.06,113.19,0.76336000000000004,0.34860999999999998,0.47184999999999999,1.8701791459999999,1.3430545039999999,2.68,11.904947999999999,0.59350000000000003,0.44359999999999999,0.14699999999999999,3034.31,247.15,202.78,456.17517126577002,643.35664335664001,455.51,1.0908,0.59670000000000001,0.54149999999999998,44,164.375,147.5,67.5,112.5,1492.48,27.59,1750.34,507.3,5342.5,7028.41,1193.8,264.74,370.93,5.2088999999999999]
[null,null,478,"1999M10","1999-10-01",false,{"$error":"#N/A"},{"$f":"INDEX(I486:CA486,$H$5)","v":3.57},21.95,21.95,21.26,22.64,25.6,22.5,2.72,2.4700000000000002,3.57,47.190940188730004,1.0215000000000001,2.0768,1.2901,2.0558000000000001,1.8664000000000001,2.306,1.9950000000000001,690,854.76,379.2,888.15,381,684,203,399.53,187.62,"…","…",72.290000000000006,85.8,78.430000000000007,217,190.25,169.75,"…",98.67,108.1,0.76549,0.32724999999999999,0.51798999999999995,1.8527626479999999,1.2934505540000001,2.7218,12.12541,0.60609999999999997,0.4284,0.14879999999999999,2929.71,269.27999999999997,198.38,481.44400561412999,643.35664335664001,462.38,1.0457000000000001,0.67930000000000001,0.64729999999999999,44,157,145.13,65.375,112.5,1474.41,27.59,1724.12,497.1,5430.7,7321.19,1148.7,310.72000000000003,421.14,5.4123000000000001]
[null,null,479,"1999M11","1999-11-01",false,{"$error":"#N/A"},{"$f":"INDEX(I487:CA487,$H$5)","v":3.73},24.163333333330002,24.59,23.05,24.85,25.1,23.5,2.36,2.5099999999999998,3.73,43.117883868040003,0.92210000000000003,2.4996,1.39,1.9539,1.8395999999999999,2.21,1.8120000000000001,703,916.36,376.36,924.94,370,693,198,387.31,183.36,"…","…",73.14,85.43,79.37,228,199.2,172,"…",96.91,108.8,0.72504999999999997,0.33241999999999999,0.34037000000000001,1.927058342,1.2897027000000001,2.6656,12.676565,0.59350000000000003,0.3836,0.14349999999999999,2961.74,307.48,198.59,504.58860260493998,643.35664335664001,466.86,1.0187999999999999,0.76390000000000002,0.74050000000000005,44,148.30000000000001,138,66,112.5,1472.76,27.59,1727.55,478.3,5842.1,7949.55,1147.2,293.18,434.02,5.1538000000000004]
[null,null,480,"1999M12","1999-12-01",false,{"$error":"#N/A"},{"$f":"INDEX(I488:CA488,$H$5)","v":3.94},25.1,25.59,23.63,26.08,25.1,22.58,2.36,2.66,3.94,43.97325348519,0.91879999999999995,2.7439,1.4724999999999999,1.8636999999999999,1.7823,1.9823,1.8267,703,913.33,438.08,765.61,354,681,199,374.67,183.5,"…","…",72.36,87.18,81,233.75,198.75,155.25,"…",92.06,102.16,0.72648000000000001,0.34964000000000001,0.33906999999999998,1.9391837519999999,1.2897027000000001,2.6139000000000001,13.558413,0.59,0.3896,0.1318,3083.62,300.54000000000002,199.49,493.19544410709,643.35664335664001,467.47,0.97440000000000004,0.69579999999999997,0.65410000000000001,44,147.5,138,66.833333333330003,112.5,1554.48,27.59,1764.75,479.1,5721.3,8083.38,1183.8,283.07,439.13,5.1573000000000002]
[null,null,481,"2000M01","2000-01-01",false,{"$error":"#N/A"},{"$f":"INDEX(I489:CA489,$H$5)","v":4.1500000000000004},25.31,25.38,23.28,27.27,25.1,22.78,2.42,3.36,4.1500000000000004,48.171910295080004,0.91849999999999998,2.4496000000000002,1.1724000000000001,1.8548,1.8272999999999999,1.8612,1.8759999999999999,654,875,444.26,676.08,348,628,208,369.79,195.1,"…","…",73.13,93.29,89.34,241.4,201.6,158.19999999999999,"…",98.56,105.83,0.88546000000000002,0.48226000000000002,0.34889999999999999,1.9493250040000001,1.283750226,2.7269000000000001,13.999337000000001,0.60009999999999997,0.39,0.1241,3038.81,301.32,193.08,509.92814648845001,643.35664335664001,456.44,1.0457000000000001,0.70689999999999997,0.64470000000000005,44,147.19999999999999,138,77.400000000000006,112.5,1680.28,28.79,1843.98,472.1,5927.8,8309.5,1178.8,284.32,441,5.1882000000000001]
[null,null,482,"2000M02","2000-02-01",false,{"$error":"#N/A"},{"$f":"INDEX(I490:CA490,$H$5)","v":4.21},27.220966666670002,27.704799999999999,24.677099999999999,29.280999999999999,25.1,23.62,2.65,3.46,4.21,51.480932963329998,0.8569,2.2805,1.0771999999999999,1.8122,1.8080000000000001,1.5236000000000001,2.105,591,880,426.97,687.63,332,580,214,357.94,203.33,"…","…",73.36,95.15,89.89,241,199,156.66666666667001,"…",100.06,107.93,0.91962999999999995,0.57870999999999995,0.32358999999999999,1.9616708759999999,1.2705225060000001,2.6978,14.109567999999999,0.58509999999999995,0.3765,0.1173,2985.46,292.31,184.11,494.68587446970997,643.35664335664001,439.12,1.1845000000000001,0.73040000000000005,0.7369,44,144.5,138,90.125,112.5,1670.27,28.79,1800.83,452.4,5642.1,9653.33,1094.9000000000001,299.86,519.71,5.2466999999999997]
[null,null,483,"2000M03","2000-03-01",false,{"$error":"#N/A"},{"$f":"INDEX(I491:CA491,$H$5)","v":4.46},27.49,27.47,25.08,29.92,25.1,24.4,2.79,3.51,4.46,53.588077321390003,0.92589999999999995,2.2206999999999999,1.0196000000000001,1.7514000000000001,1.8245,1.3671,2.0625,552,880,407.39,733.28,349,556,221,363.49,204.74,"…","…",74.400000000000006,95.05,91.73,225.75,187.5,151.5,"…",97.19,105.7,0.86436000000000002,0.48226000000000002,0.29918,1.983717076,1.2621449499999999,2.6998000000000002,14.440261,0.57779999999999998,0.40539999999999998,0.11269999999999999,3030.14,286.74,190.87,499.96323799721,636.36363636364001,448.84,1.2632000000000001,0.65549999999999997,0.68220000000000003,44,143,138,88.75,112.5,1577.05,28.79,1739.39,441.3,5457.8,10280.11,1116.4000000000001,286.39,479.33,5.0648999999999997]
[null,null,484,"2000M04","2000-04-01",false,{"$error":"#N/A"},{"$f":"INDEX(I492:CA492,$H$5)","v":4.6399999999999997},23.47,22.54,22.03,25.84,25.1,24.94,3.03,3.68,4.6399999999999997,57.432611077339999,0.91200000000000003,2.0857999999999999,0.98,1.7887999999999999,1.8110999999999999,1.5254000000000001,2.0299999999999998,550,866.67,390.98,789.81,372,557,229,366.24,198.65,"…","…",76.95,95.2,90.58,214.75,179.75,148,"…",95.19,105.11,0.83696000000000004,0.47709000000000001,0.33749000000000001,1.9771032159999999,1.2621449499999999,2.7042999999999999,14.660723000000001,0.57940000000000003,0.4279,0.13250000000000001,3048.4,281.41000000000003,194.19,490.67005325213,636.36363636364001,455.05,1.2939000000000001,0.64410000000000001,0.7036,44,143,138,83.25,112.5,1457.14,28.79,1678.75,421.1,5384.4,9727.5,1127.5999999999999,279.69,497.55,5.0644999999999998]
[null,null,485,"2000M05","2000-05-01",false,{"$error":"#N/A"},{"$f":"INDEX(I493:CA493,$H$5)","v":4.53},27.18666666667,27.34,25.39,28.83,25.6,26.05,3.58,3.55,4.53,63.418925452410001,0.92159999999999997,2.0756000000000001,0.97709999999999997,1.9766999999999999,1.7101999999999999,2.2002999999999999,2.0099999999999998,481,853.33,374.92,793.66,324,483,229,337.97,202.14,"…","…",78.260000000000005,96.35,95.02,198.6,168.8,143.6,"…",104.28,112.14,0.70333000000000001,0.41509000000000001,0.41102,1.986142158,1.2733885119999999,2.5644999999999998,14.881185,0.55469999999999997,0.42149999999999999,0.15260000000000001,2985.18,269.19,189.5,469.35394809498001,629.37062937063001,444.04,1.3335999999999999,0.61709999999999998,0.68769999999999998,44,143,138,91,112.5,1466.79,28.79,1785.62,412.1,5451.2,10130.24,1156.9000000000001,275.19,525.89,4.9795999999999996]
[null,null,486,"2000M06","2000-06-01",false,{"$error":"#N/A"},{"$f":"INDEX(I494:CA494,$H$5)","v":4.74},29.620766666670001,29.677299999999999,27.324100000000001,31.860900000000001,25.6,27,4.28,3.6,4.74,72.299258912159999,0.94820000000000004,1.9056999999999999,0.94089999999999996,1.8638999999999999,1.5749,1.9693000000000001,2.0474999999999999,437,837.27,424.17,783.14,315,436,211,330.17,198.5,"…","…",78.48,84.33,79.760000000000005,196,166.75,139.5,"…",99.28,113.51,0.62180999999999997,0.39215,0.42648999999999998,1.9325698920000001,1.3033713440000001,2.5728,14.660723000000001,0.5514,0.42030000000000001,0.1845,2969.94,282.14,194.18,506.40237285683003,629.37062937063001,450,1.3110999999999999,0.59570000000000001,0.66979999999999995,44,142,138,105.125,112.5,1506.31,28.79,1753.18,419.6,5456.8,8410.91,1117.9000000000001,285.73,559.73,4.9976000000000003]
[null,null,487,"2000M07","2000-07-01",false,{"$error":"#N/A"},{"$f":"INDEX(I495:CA495,$H$5)","v":4.8600000000000003},28.176666666669998,28.53,26.027100000000001,29.972899999999999,25.6,27,3.96,3.96,4.8600000000000003,70.206108911550004,0.96709999999999996,1.9257,0.89990000000000003,2.0482999999999998,1.6748000000000001,2.3601999999999999,2.11,400,860,429.73,771.62,312,401,197,339.3,190,"…","…",78.680000000000007,75.27,73.72,189,165.6,142.80000000000001,"…",91.17,108.98,0.63543000000000005,0.30658000000000002,0.40178000000000003,1.8999415159999999,1.3174809119999999,2.5764999999999998,14.770954,0.55149999999999999,0.41510000000000002,0.21249999999999999,2934.73,279.3,191.07,501.31056905910998,604.89510489510997,443.83,1.2873000000000001,0.57899999999999996,0.64829999999999999,44,140.30000000000001,140.25,121.7,112.5,1563.5,28.79,1799.36,452.1,5343.8,8164.41,1136.2,281.58999999999997,560.29,4.9691999999999998]
[null,null,488,"2000M08","2000-08-01",false,{"$error":"#N/A"},{"$f":"INDEX(I496:CA496,$H$5)","v":4.84},29.262899999999998,29.43,27.0504,31.308299999999999,25.6,27,4.41,4.01,4.84,75.894775487410001,0.88649999999999995,1.6958,0.84330000000000005,1.9513,1.7564,1.9974000000000001,2.1,371,864.55,407.3,754.36,306,366,198,328.92,190.26,"…","…",75.13,75.58,76.81,186.5,164.25,143.75,"…",90.87,108.36,0.62136999999999998,0.33413999999999999,0.39232,1.8858319480000001,1.3265198540000001,2.5808,14.109567999999999,0.55069999999999997,0.4163,0.23019999999999999,2970.09,278.19,191.08,506.45191203429999,604.89510489510997,443.86,1.3424,0.60729999999999995,0.66080000000000005,44,148.625,142.5,133.375,112.5,1527.63,28.79,1855.86,473.1,5304.8,8006.71,1169.8,274.47000000000003,577.61,4.8864000000000001]
[null,null,489,"2000M09","2000-09-01",false,{"$error":"#N/A"},{"$f":"INDEX(I497:CA497,$H$5)","v":4.9000000000000004},32.082833333330001,32.621000000000002,29.741499999999998,33.886000000000003,27.15,27,5.0599999999999996,4.03,4.9000000000000004,83.923697013430001,0.88270000000000004,1.6707000000000001,0.85609999999999997,1.9611000000000001,1.8755999999999999,1.9003000000000001,2.1074999999999999,332,880,395.19,760.59,288,326,209,312.49,206.52,"…","…",73.209999999999994,80.430000000000007,82.7,179,161,143.66666666667001,"…",97.88,117.49,0.57616000000000001,0.42163,0.36470999999999998,1.8117567160000001,1.36025054,2.4817,13.558413,0.52449999999999997,0.43140000000000001,0.22109999999999999,2938.45,259.19,193.57,471.85736350029998,541.95804195803998,459.01,1.3591,0.60489999999999999,0.65720000000000001,44,157.5,142.5,113.875,112.5,1601.21,28.79,1960.41,487.1,5474.3,8637.98,1224.4000000000001,273.68,591.9,4.8903999999999996]
[null,null,490,"2000M10","2000-10-01",false,{"$error":"#N/A"},{"$f":"INDEX(I498:CA498,$H$5)","v":5.04},31.40016666667,30.932300000000001,30.222300000000001,33.045900000000003,27.15,28.18,5.0199999999999996,4.3099999999999996,5.04,84.863923536049995,0.87770000000000004,1.6900999999999999,0.79669999999999996,1.8917999999999999,1.9144000000000001,1.7950999999999999,1.966,340,871.82,379.2,754.58,255,318,203,314.02,205.32,"…","…",76.150000000000006,85.03,89.92,187.5,163.25,136.75,"…",104.33,128.18,0.56006999999999996,0.38235999999999998,0.37984000000000001,1.8199138100000001,1.356502686,2.5352000000000001,13.007258,0.53069999999999995,0.47599999999999998,0.23699999999999999,2970.72,254.12,189.44,462.62510425354998,538.46153846154004,452,1.3425,0.60560000000000003,0.66339999999999999,44,155.9,141.25,111.1,112.5,1500.24,28.79,1898.59,486.1,5282.3,7678.07,1095.9000000000001,270,579.72,4.8301999999999996]
[null,null,491,"2000M11","2000-11-01",false,{"$error":"#N/A"},{"$f":"INDEX(I499:CA499,$H$5)","v":5.13},32.331000000000003,32.524090909089999,30.100909090910001,34.368000000000002,27.15,26.17,5.55,4.3899999999999997,5.13,91.741203471290007,0.87960000000000005,1.5771999999999999,0.72330000000000005,1.8187,1.8724000000000001,1.5786,2.0049999999999999,367,899.52,376.36,769.61,257,354,206,316.77999999999997,214.64,"…","…",82.46,89.17,96.12,185,158,127.75,"…",103.21,127.73,0.61048999999999998,0.3679,0.36420999999999998,1.96762335,1.3558413,2.5920999999999998,13.007258,0.52129999999999999,0.47989999999999999,0.21890000000000001,2948.7,254.56,188.11,469.94934990339999,517.48251748252005,449.99,1.4105000000000001,0.60150000000000003,0.63370000000000004,44,153.5,129,99.375,112.5,1473.86,28.79,1795.11,468,5269.5,7339.77,1059,266.01,593.34,4.6814]
[null,null,492,"2000M12","2000-12-01",false,{"$error":"#N/A"},{"$f":"INDEX(I500:CA500,$H$5)","v":5.05},25.204666666670001,25.125499999999999,22.085999999999999,28.4025,30.75,34.700000000000003,8.9499999999999993,4.4400000000000004,5.05,133.21217067412999,0.89280000000000004,1.4585999999999999,0.66979999999999995,1.7959000000000001,1.8705000000000001,1.5936999999999999,1.9233,329,880,438.08,806.79,265,317,217,320.57,235.15,"…","…",86.6,97.56,100.45,184.25,158.25,129.5,"…",104.95,128.09,0.71403000000000005,0.44780999999999999,0.30902000000000002,1.93014481,1.3558413,2.6892999999999998,13.007258,0.53469751170000002,0.4708,0.22090000000000001,2893.94,266.63,180.16,485.41034265868001,510.48951048951,436.7,1.452,0.60260000000000002,0.6179,44,153.5,129,96,112.5,1565.41,28.79,1850.55,462.3,5233.7,7314.34,1059.8,271.45,609.5,4.6398000000000001]
[null,null,493,"2001M01","2001-01-01",false,{"$error":"#N/A"},{"$f":"INDEX(I501:CA501,$H$5)","v":4.88},25.957272727269999,25.636363636359999,22.68545454545,29.55,32.1,34.950000000000003,8.17,4.6500000000000004,4.88,124.62349996137,0.996,1.4545999999999999,0.71430000000000005,1.8451,1.8511,1.8123,1.8720000000000001,319,907.27,485.75,815.71,254,304,210,304.81,223.35,"…","…",85.75,95.15,101.08,184.4,158.19999999999999,134.19999999999999,"…",110.37,132.84,0.80764999999999998,0.53461999999999998,0.34893000000000002,1.9255151079999999,1.3567231479999999,2.7774000000000001,13.778874999999999,0.53021110999999999,0.47310000000000002,0.22750000000000001,2909.81,278.89,171.87,507.71585074583999,496.5034965035,427,1.4148000000000001,0.59860000000000002,0.60880000000000001,44,154.5,129,121,112.5,1615.65,30.03,1787.5,478.1,5170.5,6994.77,1033.0999999999999,265.49,620.47,4.6570999999999998]
[null,null,494,"2001M02","2001-02-01",false,{"$error":"#N/A"},{"$f":"INDEX(I502:CA502,$H$5)","v":4.8},27.23883333333,27.405999999999999,24.742000000000001,29.5685,32.1,34.35,5.63,4.59,4.8,93.439894737740005,0.89259999999999995,1.4813000000000001,0.69620000000000004,1.7043999999999999,1.7850999999999999,1.6054999999999999,1.7224999999999999,285,983.33,460.29,811.08,240,269,200,303.77999999999997,202.2,"…","…",82.31,91.97,97.69,184.5,156.25,134.25,"…",106.74,128.11000000000001,0.91783000000000003,0.68722000000000005,0.40716999999999998,1.9219877160000001,1.3617937739999999,2.8584000000000001,13.999337000000001,0.53153388199999996,0.47489999999999999,0.21759999999999999,2975.29,274,173.43,492.13290400595997,500,439.51,1.3325,0.57110000000000005,0.60189999999999999,44,159,129,105.25,112.5,1604.36,30.03,1765.65,501.8,5121.8,6524.13,1020.9,261.87,600.91999999999996,4.5574000000000003]
[null,null,495,"2001M03","2001-03-01",false,{"$error":"#N/A"},{"$f":"INDEX(I503:CA503,$H$5)","v":4.87},25.02257575758,24.395454545450001,23.433636363640002,27.238636363640001,32.6,35.5,5.16,4.57,4.87,87.684854578550002,1.1244000000000001,1.4661,0.67290000000000005,1.5774999999999999,1.7584,1.3017000000000001,1.6725000000000001,289,954.76,431.31,780.64,254,278,195,327.63,205.27,"…","…",83.07,90.25,95.6,175,146.25,125.5,"…",103.49,130.19999999999999,1.0052000000000001,0.54081999999999997,0.55481000000000003,1.9817329180000001,1.3668644000000001,2.9390999999999998,13.889106,0.52839229850000002,0.47510000000000002,0.2044,3032.72,268.45999999999998,166.15,481.85472768324001,500,421.06,1.2029000000000001,0.51819999999999999,0.57430000000000003,44,159.125,129,98.875,112.5,1509.17,30.03,1738.77,498.4,5046.3999999999996,6133.52,1004.7,263.02999999999997,584.23,4.4039999999999999]
[null,null,496,"2001M04","2001-04-01",false,{"$error":"#N/A"},{"$f":"INDEX(I504:CA504,$H$5)","v":4.7300000000000004},25.718,25.640999999999998,24.092500000000001,27.420500000000001,33.5,35.53,5.17,4.4800000000000004,4.7300000000000004,87.283581620749999,1.0843,1.4579,0.62809999999999999,1.5975999999999999,1.6529,1.7048000000000001,1.4350000000000001,293,950,419.93,744.85,251,281,186,326.01,198.19,"…","…",84.72,87.99,94.3,163.75,139,120.75,"…",101.09,129.66999999999999,0.91424000000000005,0.55115999999999998,0.62971999999999995,1.9771032159999999,1.3681871720000001,3.0045000000000002,14.770954,0.56029976376000001,0.47410000000000002,0.19389999999999999,3032.72,265.14,162.52000000000001,469.10055068326,500,411.86,1.1274,0.51200000000000001,0.57850000000000001,44,151.30000000000001,129,95.3,112.5,1496.91,30.03,1664.16,477.5,4949.2,6329.87,969.4,260.48,594.86,4.3650000000000002]
[null,null,497,"2001M05","2001-05-01",false,{"$error":"#N/A"},{"$f":"INDEX(I505:CA505,$H$5)","v":4.66},27.546825396829998,28.45047619048,25.58,28.61,33.799999999999997,34.75,4.21,4.3600000000000003,4.66,75.008042293030002,1.0773999999999999,1.526,0.6512,1.5940000000000001,1.4877,1.8317000000000001,1.4624999999999999,295,949,407.18,727.53,234,292,184,295.17,196.96,"…","…",89.73,84.09,94.84,164.33,141.66999999999999,123,"…",102.55,134.86000000000001,0.75485999999999998,0.63658000000000003,0.73433999999999999,2.0077474340000001,1.3897924479999999,2.919,15.211878,0.52123830660000003,0.47070000000000001,0.21129999999999999,3060.66,259.8,165.05,452.98906164648002,482.51748251748,410.07,1.1013999999999999,0.51400000000000001,0.60819999999999996,44,142,125.5,85,112.5,1538.77,30.03,1682.21,466.7,4945,7060.83,938,272.36,610.70000000000005,4.4333]
[null,null,498,"2001M06","2001-06-01",false,{"$error":"#N/A"},{"$f":"INDEX(I506:CA506,$H$5)","v":4.6900000000000004},26.966031746030001,27.724285714290001,25.613809523810001,27.56,33.9,34.75,3.71,4.33,4.6900000000000004,68.814061457180003,0.97330000000000005,1.4088000000000001,0.6431,1.6087,1.4448000000000001,1.9563999999999999,1.425,317,930,415.87,727.53,255,312,188,286.89,206.88,"…","…",95.06,83.31,89.54,168,148.5,129.75,"…",97.42,127.23,0.83545000000000003,0.60972000000000004,0.83055809616999998,2.0529421440000002,1.400815548,2.8142,14.219799,0.51205826891999995,0.46389999999999998,0.1993,3050.33,253.62,164.75,455.20757465404,475.52447552448001,409.32,1.0465,0.51400000000000001,0.62029999999999996,44,133.125,122.5,87.5,112.5,1466.13,30.03,1608.45,444.1,4828.3,6641.19,894.9,270.23,579.72,4.3738000000000001]
[null,null,499,"2001M07","2001-07-01",false,{"$error":"#N/A"},{"$f":"INDEX(I507:CA507,$H$5)","v":4.66},24.80367965368,24.53818181818,23.43,26.442857142859999,34,34.35,3.1,3.75,4.66,58.628975134549997,0.96640000000000004,1.2946,0.60470000000000002,1.6841999999999999,1.4357,2.0809000000000002,1.536,358,930,443.35,723.02,330,352,208,421.36,209.09,"…","…",101.98,91.73,94.47,169.4,152.4,137.19999999999999,"…",107.98,123.79,0.63499000000000005,0.69755999999999996,0.96294125248999995,2.1228285979999999,1.416909274,2.7582,15.983495,0.51693929760000001,0.4632,0.1938,3065.2,255.79,159.29,459.11875434523,465.03496503497001,393.1,1.0035000000000001,0.504,0.6048,44,135,123.75,87.5,112.5,1416.39,30.03,1525.21,461.6,4350.8999999999996,5937.05,852.4,267.52999999999997,530.84,4.2542999999999997]
[null,null,500,"2001M08","2001-08-01",false,{"$error":"#N/A"},{"$f":"INDEX(I508:CA508,$H$5)","v":4.54},25.821159420290002,25.697826086959999,24.32043478261,27.445217391300002,33.799999999999997,34.15,2.95,3.79,4.54,56.916328793410003,1.0322,1.3166,0.56920000000000004,1.5808,1.518,1.7493000000000001,1.4750000000000001,363,847.5,492.13,738.07,362,350,212,427.49,202.57,"…","…",99.39,93.14,95.13,168.25,153,140.75,"…",105.91,121.92,0.69635999999999998,0.68342999999999998,0.78457564731999996,2.209690626,1.4457897959999999,2.7684000000000002,14.219799,0.52536094600000005,0.46939999999999998,0.17879999999999999,3047.8,267.62,158.99,480.34035545185998,475.52447552448001,402.94,0.95499999999999996,0.52929999999999999,0.58560000000000001,44,135,125,88.75,112.5,1377.08,30.03,1464.43,483,3895.7,5520.8,828.1,272.39,451.7,4.2207999999999997]
[null,null,501,"2001M09","2001-09-01",false,{"$error":"#N/A"},{"$f":"INDEX(I509:CA509,$H$5)","v":4.54},25.207666666670001,25.544,23.963999999999999,26.114999999999998,32.799999999999997,33.06,2.15,3.79,4.54,47.201630414470003,1.0243,1.2802,0.53510000000000002,1.5274000000000001,1.5811999999999999,1.6135999999999999,1.3875,322,807,498.98,749.57,310,316,202,385.09,204.25,"…","…",99.61,90.08,94.63,173,161,148.33333333332999,"…",107.57,122.03,0.72677000000000003,0.57181999999999999,0.57753841367000003,2.3591638619999999,1.4656313759999999,2.9903,13.007258,0.53478128725999996,0.47089999999999999,0.16619999999999999,3049.57,270.79000000000002,156.31,486.03685548041,489.51048951049,411.85,0.90969999999999995,0.49349999999999999,0.57969999999999999,44,135,124.38,94.5,112.5,1344.56,30.03,1426.33,464.8,3694.5,5027,798.6,283.42,457.9,4.3529999999999998]
[null,null,502,"2001M10","2001-10-01",false,{"$error":"#N/A"},{"$f":"INDEX(I510:CA510,$H$5)","v":4.59},20.731884057969999,20.478260869570001,19.541739130429999,22.175652173909999,32.4,33.03,2.4500000000000002,3.52,4.59,49.594944465810002,1.0849,1.2434000000000001,0.51239999999999997,1.4541999999999999,1.6073999999999999,1.3734,1.3819999999999999,307,713.91,491.98,761.6,277,281.64999999999998,187,373.03,203.7,"…","…",101.79,86.56,94.96,170.6,158.19999999999999,146.19999999999999,"…",115.01,123.34,0.68661000000000005,0.48364000000000001,0.42363003261999999,2.2714199860000002,1.4484353400000001,3.0076999999999998,11.904947999999999,0.53065203400000005,0.46639999999999998,0.1497,2992.43,269.26,149.63999999999999,469.47708537579001,461.53846153846001,404.02,0.82010000000000005,0.48209999999999997,0.53790000000000004,44,135.9,124.38,96.1,112.5,1282.5,30.03,1377.28,468.1,3750.7,4825.33,761.5,283.06,431.39,4.4012000000000002]
[null,null,503,"2001M11","2001-11-01",false,{"$error":"#N/A"},{"$f":"INDEX(I511:CA511,$H$5)","v":4.38},18.688181818179999,18.942272727270002,17.532272727270001,19.59,29.4,31.5,2.36,3.46,4.38,48.074528796099997,1.2316,1.2974000000000001,0.52210000000000001,1.4948999999999999,1.6678999999999999,1.4141999999999999,1.4025000000000001,330,714.29,503.93,759.59,323,318.77,189,390.69,207.77,"…","…",100.97,89.54,94.69,173.5,159.25,135,"…",116.36,125.27,0.65076999999999996,0.49603999999999998,0.46599531073,2.2831044720000002,1.418232046,3.0272000000000001,11.684486,0.52611272141999998,0.47020000000000001,0.16950000000000001,2965.41,264.05,142.5,453.61606477907998,461.53846153846001,400.63,0.83779999999999999,0.46700000000000003,0.51380000000000003,44,140.5,130,96.5,112.5,1327.46,30.03,1427.73,486.5,4041.8,5078.41,772.9,276.16000000000003,429.89,4.1226000000000003]
[null,null,504,"2001M12","2001-12-01",false,{"$error":"#N/A"},{"$f":"INDEX(I512:CA512,$H$5)","v":4.2699999999999996},18.51978947368,18.60473684211,17.641999999999999,19.31263157895,27.35,30.45,2.41,3.4,4.2699999999999996,48.321934751610002,1.3373999999999999,1.2504999999999999,0.53680000000000005,1.5088999999999999,1.6091,1.49,1.4275,339,710,533.19000000000005,771.62,359.5,309.19,189,396.87,195.38,"…","…",102.86,91.88,95.87,179.33,163,134.33333333332999,"…",118.2,122.44,0.69608999999999999,0.50636999999999999,0.42575876385,2.1633936060000001,1.393981226,3.0771999999999999,11.464024,0.52622956627999995,0.47239999999999999,0.17269999999999999,2873.44,265.20999999999998,138.13,455.61494417017002,468.53146853147001,386.33,0.94530000000000003,0.47939999999999999,0.48770000000000002,44,141.66666666667001,131,101.16666666667,112.5,1344.63,30.03,1471.74,483.3,4018.5,5263.82,754.7,275.85000000000002,461.73,4.3695000000000004]
[null,null,505,"2002M01","2002-01-01",false,{"$error":"#N/A"},{"$f":"INDEX(I513:CA513,$H$5)","v":4.21},19.154812409809999,19.484999999999999,18.291818181819998,19.68761904762,27.35,29.7,2.25,3.06,4.21,44.721994817990002,1.3859999999999999,1.2842,0.50290000000000001,1.4679,1.6556999999999999,1.2904,1.4575,362,685.91,587.55999999999995,684.39,373.8,328.57,188,389.18,206.39,"…","…",99.27,91.98,95.42,191.75,173.5,142.5,"…",121.68,125.31,0.75443000000000005,0.42852000000000001,0.44370590128999998,2.207706468,1.387587828,3.1181999999999999,11.794717,0.52403817399999997,0.46739999999999998,0.17130000000000001,2840.58,262.52,133.28,450.38041707615997,468.53146853147001,369.35,0.95650000000000002,0.53879999999999995,0.56720000000000004,44,146,131,104.125,112.5,1368.59,29.31,1503.96,513.1,3861.9,6043.18,793.2,281.51,472.11,4.5148999999999999]
[null,null,506,"2002M02","2002-02-01",false,{"$error":"#N/A"},{"$f":"INDEX(I514:CA514,$H$5)","v":4.12},19.97523684211,20.291499999999999,18.911052631579999,20.723157894740002,28.1,28.95,2.31,3.03,4.12,45.247003556709998,1.4905999999999999,1.3033999999999999,0.5373,1.4547000000000001,1.7023999999999999,1.1568000000000001,1.5049999999999999,376,651,621.95000000000005,617.29,352.98,356,187,364.92,197.15,423.45,578,99.01,90.82,92.87,195.33,172.33,143.75,"…",113.38,123.28,0.86912999999999996,0.51671,0.45461764374000002,2.2328391359999999,1.387146904,3.1095999999999999,11.904947999999999,0.52006985800000005,0.46039999999999998,0.14369999999999999,2785.51,220.53761915829,134.58000000000001,443.70798185580003,486.01398601399001,366.99,0.94359999999999999,0.58309999999999995,0.62439999999999996,44,150.25,138,99.625,112.5,1369.34,29.31,1561.9,480,3730.8,6029.25,771.3,295.5,471.15,4.4231999999999996]
[null,null,507,"2002M03","2002-03-01",false,{"$error":"#N/A"},{"$f":"INDEX(I515:CA515,$H$5)","v":3.99},23.64066666667,23.6905,22.854500000000002,24.376999999999999,27.8,28.35,3.03,2.97,3.99,53.616919522800004,1.5927,1.4213,0.64149999999999996,1.4218999999999999,1.7,1.0256000000000001,1.54,366,640,623.36,598.91999999999996,359,353.24,191,359.21,189.95,415.85,557,98.95,89.61,91.66,189,171.5,151.25,"…",116.62,122.54,0.91105999999999998,0.57181999999999999,0.59033406731000004,2.3481407619999999,1.3829581259999999,3.1036999999999999,11.904947999999999,0.52006985800000005,0.4456,0.1477,2756.25,221.05557967547,143.81,446.64151784760998,486.01398601399001,373.49,0.92679999999999996,0.68140000000000001,0.67059999999999997,44,149.75,138,90.25,112.5,1405,29.31,1604.88,480.2,3842.8,6537.5,819.3,294.06,512.04999999999995,4.5392999999999999]
[null,null,508,"2002M04","2002-04-01",false,{"$error":"#N/A"},{"$f":"INDEX(I516:CA516,$H$5)","v":3.96},25.434242424240001,25.654090909090002,24.405454545449999,26.243181818179998,27.087499999999999,26.83,3.42,2.81,3.96,57.571874577510002,1.5681,1.4424999999999999,0.64680000000000004,1.4778,1.5976999999999999,1.3456999999999999,1.49,411,631,642.16999999999996,590.24,360.07,405,195,370.86,185.59,410.77,552,95.82,87.13,88.9,190.2,171.6,148.4,"…",112.99,123.72,0.86348000000000003,0.54427000000000003,0.57916412250000004,2.2537830259999998,1.3778874999999999,3.1478000000000002,11.243562000000001,0.52690418000000006,0.43440000000000001,0.15190000000000001,2733.82,223.56202639986,143.94,451.74271824994997,503.4965034965,373.84,0.91269999999999996,0.64219999999999999,0.67400000000000004,44,147.80000000000001,132,84.7,112.5,1369.99,29.31,1590.33,472.4,4023.6,6958.21,808.2,302.68,539.20000000000005,4.5757000000000003]
[null,null,509,"2002M05","2002-05-01",false,{"$error":"#N/A"},{"$f":"INDEX(I517:CA517,$H$5)","v":4.01},25.672345191040002,25.387272727269998,24.585217391299999,27.044545454550001,26.875,25.75,3.49,2.83,4.01,58.550864837909998,1.6021000000000001,1.3535999999999999,0.62429999999999997,1.4614,1.4779,1.5164,1.39,420,618.17999999999995,676.43,599.55999999999995,384.91,418.3,197,399.89,187.17,414.82,574,97.55,90.27,89.84,197.5,177,148,"…",110.91,121.46,0.84397,0.62556,0.63550864900000004,2.1164352000000002,1.3966267699999999,3.1842000000000001,11.023099999999999,0.53367236340000002,0.43709999999999999,0.13400000000000001,2766.3,225.66296809171001,153.43,472.21759301971002,503.4965034965,391.35,0.87849999999999995,0.68140000000000001,0.7046,44,143.875,136.1,85.5,112.5,1343.3,29.31,1595.68,451.9,4149.8,6761.36,769.5,314.49,533.85,4.6992000000000003]
[null,null,510,"2002M06","2002-06-01",false,{"$error":"#N/A"},{"$f":"INDEX(I518:CA518,$H$5)","v":4.0599999999999996},24.48805750487,24.127894736839998,23.82777777778,25.508500000000002,24.9,24.38,3.22,2.9,4.0599999999999996,55.638806906749998,1.6591,1.2911999999999999,0.62660000000000005,1.5378000000000001,1.4256,1.7354000000000001,1.4524999999999999,446,700.56,674.16,645.95000000000005,426.13,439,200,456.81,187.35,451.04,595,104.11,94.09,88.74,202.67,182.33,149,"…",115.44,132.03,0.66457999999999995,0.64761000000000002,0.63547215496999998,2.0569104600000001,1.4065475599999999,3.2433000000000001,10.141252,0.54264296217999997,0.44069999999999998,0.1268,2775.45,236.96869950569999,163.55000000000001,496.64046825177002,524.47552447552005,404.54,0.95679999999999998,0.83140000000000003,0.84119999999999995,44,149.5,128.88,92.75,112.5,1353.97,29.31,1647.53,440,4286.1000000000004,7119.86,767.1,321.18,554.70000000000005,4.9043999999999999]
[null,null,511,"2002M07","2002-07-01",false,{"$error":"#N/A"},{"$f":"INDEX(I519:CA519,$H$5)","v":4.5599999999999996},25.754748102139999,25.76782608696,24.57260869565,26.92380952381,23.15,22.73,2.98,2.95,4.5599999999999996,53.300843057069997,1.8711,1.2452000000000001,0.63049999999999995,1.5774999999999999,1.3913,1.8611,1.48,445,728.7,657.82,704.52,422.22,432.61,218,489.63,190.96,477.29,"…",114.23,98.69,100.81,199.6,181,152.4,"…",123.5,149.31,0.65066000000000002,0.53681999999999996,0.65346502594,2.1267969139999998,1.415586502,3.39,10.031021000000001,0.56803797996000005,0.45700000000000002,0.1409,2770.95,242.61191217238999,178.82,515.86104473549005,541.95804195803998,431.96,1.0267999999999999,0.81279999999999997,0.83069999999999999,44,160.5,127.38,94.2,112.5,1338.09,29.31,1589.46,446.1,4331.3,7142.72,794.9,313.29000000000002,526.20000000000005,4.9185999999999996]
[null,null,512,"2002M08","2002-08-01",false,{"$error":"#N/A"},{"$f":"INDEX(I520:CA520,$H$5)","v":4.3499999999999996},26.775800865800001,26.632857142860001,25.32409090909,28.370454545449999,22.25,21.25,3.09,3.01,4.3499999999999996,54.779578668859997,1.9587000000000001,1.1963999999999999,0.61460000000000004,1.5177,1.5012000000000001,1.5569,1.4950000000000001,443,730.95,649.12,758.59,446.09,433.36,227,502.75,189.82,521.14,610,120.99,108.93,113.78,190.33,175,148.33333333332999,"…",130.05000000000001,161.26,0.79147000000000001,0.42026000000000002,0.63759621852000004,2.0954913099999999,1.4133818819999999,3.3654999999999999,9.259404,0.56173717599999995,0.46100000000000002,0.13869999999999999,2722.29,236.82934250994001,181.94,508.41800566402998,559.44055944056004,432.75,1.0889,0.8306,0.8629,44,162.5,133.30000000000001,105,112.5,1291.5999999999999,29.31,1479.55,423.2,3834,6717.14,747.6,310.26,544.84,4.5403000000000002]
[null,null,513,"2002M09","2002-09-01",false,{"$error":"#N/A"},{"$f":"INDEX(I521:CA521,$H$5)","v":4.46},28.280793650789999,28.342380952380001,26.83,29.67,22.7,23.08,3.57,3.08,4.46,61.015700113290002,2.1608999999999998,1.3374999999999999,0.70720000000000005,1.5771999999999999,1.6096999999999999,1.5595000000000001,1.5625,410,742.86,646.16,794.71,424.76,414.57,236,505.67,202.1,525.01,"…",119.75,114.14,117.01,186.6,172.2,148.80000000000001,"…",151.84,187.84,0.67896000000000001,0.48570999999999998,0.62668446167000003,2.0372893419999998,1.411838648,3.4352999999999998,9.1491729999999993,0.56859354419999997,0.47439999999999999,0.15340000000000001,2670.53,235.65223080313001,181.95,509.91529756477001,566.43356643357004,427.45,1.0806,0.89549999999999996,0.88939999999999997,44,160.9,135.5,93,112.5,1301.25,29.31,1478.71,421.3,3957.4,6640.24,756.2,319.14,556.33000000000004,4.5536000000000003]
[null,null,514,"2002M10","2002-10-01",{"$f":"C522>=$F$6","v":false},{"$f":"IF(F522,E522,NA())","v":{"$error":"#N/A"}},{"$f":"INDEX(I522:CA522,$H$5)","v":4.54},27.526811594200002,27.54869565217,26.18086956522,28.850869565219998,24.5,27.35,4.12,3.28,4.54,68.699549253870003,2.2014999999999998,1.4491000000000001,0.73480000000000001,1.5753999999999999,1.6113,1.5699000000000001,1.5449999999999999,434,778.46,637.64,816.19,427.24,423.09,229,528.57000000000005,201.83,539.30999999999995,"…",120.61,109.7,113.56,186.25,174,157.25,"…",156.82,190.32,0.68383000000000005,0.54427000000000003,0.61427933462999995,1.90479168,1.3889106,3.4662999999999999,9.4798659999999995,0.56936516120000003,0.48130000000000001,0.1656,2687.8,237.33366348394,179.88,505.11798172819999,566.43356643357004,415.78,1.0928,0.83130000000000004,0.82650000000000001,44,156.25,133.1,92.25,112.5,1310.58,29.31,1483.76,418.2,4241.5,6804.46,754.7,316.56,580.20000000000005,4.4013]
[null,null,515,"2002M11",{"$f":"EDATE(E522,1)","v":"2002-11-01"},false,{"$error":"#N/A"},{"$f":"INDEX(I523:CA523,$H$5)","v":4.5599999999999996},24.542481203009999,24.184761904759998,23.15952380952,26.28315789474,24.5,26.98,4.04,3.34,4.5599999999999996,68.026867641129996,1.8118000000000001,1.5404,0.83579999999999999,1.5224,1.5367,1.5154000000000001,1.5149999999999999,457,826.67,626.9,870.83,465.02,456.48,243,582,205.71,593.04,"…",120.13,108.93,115.05,186.75,175.25,158.25,"…",160.02000000000001,177.38,0.64905999999999997,0.39613999999999999,0.47679760845000002,1.912728312,1.36465978,3.5108999999999999,9.4798659999999995,0.57511921939999999,0.49159999999999998,0.1726,2706.18,243.71723688208999,183.47,515.87846649563005,552.44755244755004,424.07,1.1484000000000001,0.84030000000000005,0.83989999999999998,44,151.5,132,92.25,112.5,1372.2,29.31,1582.29,442.2,4230,7313.93,765.3,319.07,588.1,4.5107999999999997]
[null,null,516,"2002M12","2002-12-01",false,{"$error":"#N/A"},{"$f":"INDEX(I524:CA524,$H$5)","v":4.5599999999999996},27.88698412698,28.52095238095,25.704285714289998,29.435714285709999,24.5,26.94,4.74,3.36,4.5599999999999996,76.622308170500006,2.0316999999999998,1.4145000000000001,0.83909999999999996,1.4802999999999999,1.5347,1.4336,1.4724999999999999,482,945.88,622.73,952,488.52,489.95,241,591.03,204.43,616.49,"…",117.19,106.96,113.26,186.5,174,154.25,"…",146.24,162.47999999999999,0.75246000000000002,0.62522,0.42675972763999998,2.0101725159999999,1.3556208380000001,3.5661999999999998,9.259404,0.57981506000000005,0.48559999999999998,0.17530000000000001,2718.02,245.85784664094001,182.22,519.60944416659004,563,421.19,1.2182999999999999,0.84960000000000002,0.84740000000000004,44,147.5,131.5,99.375,112.5,1375.07,29.31,1595.68,443.6,4236.8,7193.16,797.7,331.92,595.44000000000005,4.6313000000000004]
[null,null,517,"2003M01","2003-01-01",false,{"$error":"#N/A"},{"$f":"INDEX(I525:CA525,$H$5)","v":4.6900000000000004},30.750317460320002,31.246666666669999,28.054761904759999,32.949523809520002,24.9,27.462499999999999,5.405869,3.61,4.6900000000000004,85.984771118099999,2.1784349999999999,1.4455690000000001,0.90786250000000002,1.5180579999999999,1.5926800000000001,1.4539949999999999,1.5075000000000001,494,960,639.75,970.03,486.11,491.65,244,540.72,206.2,623.72,612,113.7,106.1361,110.7822,200.75,185.25,152,"…",137.5316,149.608,0.89289039999999997,0.56080019999999997,0.5471338,2.0394939619999999,1.372816874,3.5962670000000001,9.5900970000000001,0.58995631199999998,0.4859927,0.18055840000000001,2655.74,260.18159613444999,187.77950000000001,536.29433525449997,552.44755244755004,421.39080000000001,1.2501150000000001,0.90310000000000001,0.90642460000000002,44,149.75,128.6,112,112.5,1378.2840000000001,31.95,1647.66,444.65899999999999,4435.68,8026.02,781.40899999999999,356.85899999999998,627.91,4.8061999999999996]
[null,null,518,"2003M02","2003-02-01",false,{"$error":"#N/A"},{"$f":"INDEX(I526:CA526,$H$5)","v":4.8},32.883377192979999,32.648499999999999,30.199000000000002,35.802631578949999,25.15,27,7.7736840000000003,3.67,4.8,115.09779448892,2.282,1.4640880000000001,0.89661900000000005,1.473034,1.4886200000000001,1.500481,1.43,477,977,629.46,1016.45,476.95,472.75,243,522.42999999999995,214.05,585.76,595,114.15,105.8507,109.2114,198.75,182,150.25,"…",140.77420000000001,150.8382,0.98959470000000005,0.46159230000000001,0.50506269999999998,1.9923150940000001,1.3917766060000001,3.5818050000000001,10.141252,0.58979537473999999,0.4890215,0.19863629999999999,2651.2,263.93183017872002,186.8075,544.01846742539999,548.95104895104998,419.20949999999999,1.2928519999999999,0.94,0.98630839999999997,44,155.25,136,132.125,112.5,1422.16,31.95,1683.8,475.82499999999999,4570.75,8623,785.15,358.97,681.7,4.6551]
[null,null,519,"2003M03","2003-03-01",false,{"$error":"#N/A"},{"$f":"INDEX(I527:CA527,$H$5)","v":4.78},30.359206349210002,30.33904761905,27.42285714286,33.315714285710001,24.4,25.75,5.9468569999999996,3.74,4.78,93.233181055049997,1.946807,1.361353,0.8194572,1.394671,1.465689,1.2108239999999999,1.5075000000000001,441,1022.38,620.42999999999995,1039.32,453.55,429.14,241,522.52,213.19,551.91999999999996,565,113.65,105.60469999999999,106.7863,197,180.25,147,"…",129.36070000000001,141.80869999999999,1.0073240000000001,0.48570540000000001,0.63315849999999996,2.01502268,1.4078703319999999,3.5219529999999999,10.141252,0.57875243316000002,0.49052800000000002,0.1814402,2660.52,264.69603172030997,184.1771,545.59546240632994,559.44055944056004,421.81099999999998,1.3495029999999999,0.94579999999999997,1.0636699999999999,44,177.2,143.75,138.9,112.5,1389.2739999999999,31.95,1658.9760000000001,456.66699999999997,4604.5240000000003,8378.81,790.952,340.55,674.33,4.5282999999999998]
[null,null,520,"2003M04","2003-04-01",false,{"$error":"#N/A"},{"$f":"INDEX(I528:CA528,$H$5)","v":4.78},25.555968253970001,25.015999999999998,23.43047619048,28.22142857143,23.45,23.824999999999999,5.2893179999999997,4.03,4.78,86.627091726320003,1.9242269999999999,1.426169,0.82496879999999995,1.4410179999999999,1.4336089999999999,1.3869450000000001,1.5024999999999999,421,1050,601.91999999999996,1064.23,443.02,395.23,251,540.9,217.55,557.22,578,114.59,105.45699999999999,106.8138,195,178.6,141.4,"…",125.80110000000001,138.6155,0.89217740000000001,0.38443060000000001,0.67375589999999996,1.9691665840000001,1.400595086,3.5025949999999999,11.464024,0.57575855919999996,0.48187980000000002,0.17085810000000001,2617.6370000000002,265.72379909111999,180.00059999999999,542.29249338624004,559.44055944056004,417.39890000000003,1.339858,0.878,0.99802919999999995,44,181.5,145,118.625,112.5,1332.0129999999999,31.95,1587.4749999999999,437.375,4565.75,7910.125,754.65,328.18,624.91,4.4931999999999999]
[null,null,521,"2003M05","2003-05-01",false,{"$error":"#N/A"},{"$f":"INDEX(I529:CA529,$H$5)","v":4.74},26.064912698410001,25.8095,24.252857142860002,28.13238095238,23.3,23.65,5.838044,4.04,4.74,93.310916165009999,1.7355499999999999,1.4607810000000001,0.83334629999999998,1.4623980000000001,1.4444410000000001,1.4202520000000001,1.5225,440,1050,630.08610051993003,1147.4100000000001,453.82,409.23,250,549.24,222.05,607.16999999999996,595,115.5,107.4943,104.962,198,180.75,142.5,"…",129.154,141.96180000000001,0.89256670000000005,0.2962458,0.68479860000000004,1.87613162,1.4241845200000001,3.74403,11.904947999999999,0.59338153417999995,0.48164649999999998,0.1580713,2589.7399999999998,283.39753154966002,183.876,578.36372293150998,552.44755244755004,426.3854,1.275874,0.83699999999999997,0.99965400000000004,44,178.4375,146,128.125,112.5,1398.4880000000001,31.95,1648.2750000000001,463.5,4736.75,8330.625,775.65,355.68299999999999,650.36,4.7412999999999998]
[null,null,522,"2003M06","2003-06-01",false,{"$error":"#N/A"},{"$f":"INDEX(I530:CA530,$H$5)","v":4.7699999999999996},27.91714285714,27.545714285710002,25.495714285710001,30.71,24.1,26.75,5.7719050000000003,4.05,4.7699999999999996,92.575630166470006,1.5710949999999999,1.3456999999999999,0.75420050000000005,1.49152,1.431108,1.540951,1.5024999999999999,459,1037.6199999999999,657.20901213171999,1234.5899999999999,466.21,435.14,239,545.85,219,612.27,609,111.48,107.327,97.581990000000005,203.4,186.2,151.19999999999999,"…",126.2834,131.3528,0.69174599999999997,0.30830229999999997,0.71944280000000005,1.872383766,1.454828738,4.0269550000000001,12.015179,0.60715234799999995,0.47673330000000003,0.1483709,2589.77,285.70429022891,182.33750000000001,572.08267478285995,552.44755244755004,422.81799999999998,1.2850060000000001,0.84430000000000005,1.0305690000000001,44,171.3,148.25,133.9,112.5,1409.845,31.95,1686.5,468.024,4694.7619999999997,8874.7620000000006,790.69,356.35199999999998,661.67,4.5262000000000002]
[null,null,523,"2003M07","2003-07-01",false,{"$error":"#N/A"},{"$f":"INDEX(I531:CA531,$H$5)","v":4.75},28.591587615280002,28.398260869569999,26.626956521739999,30.749545454549999,24.35,29.5,5.0049999999999999,4.04,4.75,83.201727110419995,1.5601739999999999,1.3878079999999999,0.77933319999999995,1.6270089999999999,1.4943,1.8407249999999999,1.546,439,1023.18,643.64755632582001,1261.43,457.72,414.65,230,531.41,210.98,582.55999999999995,575,96.62,96.805909999999997,89.772130000000004,198.5,182.25,150.25,"…",128.95189999999999,131.6174,0.63269710000000001,0.2962458,0.74964810000000004,1.91030323,1.4881184999999999,3.9406249999999998,12.015179,0.59414509000000004,0.4706864,0.15079600000000001,2625.1,278.58637314654999,181.6653,556.93604449681004,552.44755244755004,421.25909999999999,1.327469,0.87519999999999998,1.0045580000000001,44,176.375,150.9,142.75,112.5,1436.087,31.95,1710,514.78300000000002,4739.348,8797.3909999999996,827.54300000000001,351.02,681.52,4.7969999999999997]
[null,null,524,"2003M08","2003-08-01",false,{"$error":"#N/A"},{"$f":"INDEX(I532:CA532,$H$5)","v":4.67},29.675555555559999,29.825714285709999,27.617142857139999,31.58380952381,25.324999999999999,30.1875,4.9707140000000001,3.98,4.67,82.445941554140006,1.5522739999999999,1.4085319999999999,0.80027700000000002,1.533023,1.5542,1.4948680000000001,1.55,421,1020,622.78377816291004,1299.68,439.36,401.48,237,515.69000000000005,212.6,553.48,543,88.07,100.6591,104.0856,195,178.5,150,"…",144.173,148.71719999999999,0.48523480000000002,0.28591169999999999,0.79319589999999995,2.1098213399999999,1.5101647,3.9185439999999998,11.49158175,0.58283538940000001,0.4685762,0.1505755,2674.65,272.81635561889999,181.459,534.50245301917005,559.44055944056004,420.78089999999997,1.3349499009500001,0.94769999999999999,1.050699,44,175.625,150,141.5,112.5,1456.3130000000001,31.95,1760.2750000000001,496.52499999999998,4822.5,9351.375,817.875,359.76799999999997,692.19,4.9893000000000001]
[null,null,525,"2003M09","2003-09-01",false,{"$error":"#N/A"},{"$f":"INDEX(I533:CA533,$H$5)","v":4.7},26.882330447329998,27.098181818179999,25.265000000000001,28.28380952381,26.7,34.137500000000003,4.6127269999999996,3.97,4.7,78.071556992189997,1.6378630000000001,1.464099,0.82342559999999998,1.5275829999999999,1.6101639999999999,1.397586,1.575,431,1014.54545454545,627.47812824956998,1329.79,440.91,429.27,264,558.02,229.82,564.09,545,90.63,104.0791,109.12869999999999,197.6,180,154.6,"…",138.3629,145.62299999999999,0.71866419999999998,0.311747,0.78299439999999998,2.2681130559999998,1.5266993499999999,3.9770650000000001,10.618919666669999,0.58841307799999998,0.4666341,0.13183629999999999,2687.01,274.80847531771002,187.18790000000001,532.78770027871997,545.45454545455004,434.06549999999999,1.413111,1.0869,1.1128739999999999,44,171.3,153.625,146.80000000000001,112.5,1415.568,31.95,1789.5229999999999,521.27300000000002,4911.5910000000003,9965.3410000000003,818.18200000000002,378.94499999999999,705.25,5.1707999999999998]
[null,null,526,"2003M10","2003-10-01",false,{"$error":"#N/A"},{"$f":"INDEX(I534:CA534,$H$5)","v":4.62},29.014492753620001,29.59043478261,27.13130434783,30.32173913043,27.5,36.6875,4.6356520000000003,3.88,4.62,77.867886775420004,1.4828349999999999,1.4175709999999999,0.79101770000000005,1.600061,1.6755949999999999,1.454588,1.67,487,920,650.94987868283999,1359.2,515.07000000000005,500.7,310,608.26,277.04000000000002,615.82000000000005,615,95.702830000000006,105.38809999999999,108.2689,195.75,181.5,157,"…",142.82259999999999,147.45580000000001,0.68626580000000004,0.32794319999999999,0.83614929999999998,2.3287401060000001,1.51228452692,4.1609119999999997,10.2073906,0.61266389799999998,0.463507,0.1320567,2685.64,292.28826637983002,196.77199999999999,549.50501737812999,545.45454545455004,456.28969999999998,1.5994520000000001,1.2938000000000001,1.2996190000000001,44,166.375,164,150.625,112.5,1474.25,31.95,1920.5429999999999,587.32600000000002,5236.7389999999996,11047.17,897.95699999999999,378.92,732.48,5.0022000000000002]
[null,null,527,"2003M11","2003-11-01",false,{"$error":"#N/A"},{"$f":"INDEX(I535:CA535,$H$5)","v":4.72},29.122740740739999,28.771999999999998,27.504000000000001,31.092222222219998,29.912500000000001,39.1875,4.5274999999999999,3.9,4.72,76.717385558260005,1.5056689999999999,1.3730370000000001,0.75199579999999999,1.5648599999999999,1.672971,1.3991100000000001,1.6225000000000001,515,931.5,675.98641247833996,1388.91,548,521.75,327,630.62,292.89999999999998,620.32000000000005,628,101.6431,108.4834,114.2269,193.4,179.8,158.4,"…",160.93729999999999,160.5453,0.75361579999999995,0.40820659999999998,0.66098210000000002,2.5906489619999999,1.50694962917,4.2165879999999998,10.003463249999999,0.61332528399999997,0.45958979999999999,0.13404089999999999,2642.11,298.32586543748999,197.46289999999999,549.85783588079005,545.45454545455004,457.89179999999999,1.6970609999999999,1.2621,1.281393,44,169.375,163,153.5,112.5,1508.338,31.95,2055.4250000000002,622.32500000000005,5362.75,12086.5,914.52499999999998,389.91,760.38,5.1776999999999997]
[null,null,528,"2003M12","2003-12-01",false,{"$error":"#N/A"},{"$f":"INDEX(I536:CA536,$H$5)","v":4.75},29.969206349210001,29.926666666669998,27.857619047619998,32.123333333330002,34,38.6875,6.1265219999999996,3.97,4.75,96.488008987320001,1.633597,1.4299170000000001,0.79145860000000001,1.566468,1.6296809999999999,1.4822219999999999,1.5874999999999999,583,960,684.33192374350006,1402.33,539.72,583.48,332,637.36,276.3,648.66999999999996,660,101.15,111.1555,116.7953,198.25,185.5,163,197,158.76939999999999,165.5735,0.84201720000000002,0.37031399999999998,0.58295399999999997,2.5478793340000001,1.5207638346200001,4.4180099999999998,9.7370716666699995,0.63956026200000005,0.44974249999999999,0.13838300000000001,2674.11,313.36405529953998,196.43960000000001,577.31880828432998,538.46153846154004,463.2396,1.6240859999999999,1.2350000000000001,1.2587250000000001,44,187.5,162.875,159.375,112.5,1554.905,31.95,2201.2860000000001,692.07100000000003,6057.6189999999997,14162.5,977.76199999999994,406.95299999999997,807.87,5.6276000000000002]
[null,null,529,"2004M01","2004-01-01",false,{"$error":"#N/A"},{"$f":"INDEX(I537:CA537,$H$5)","v":4.75},31.367719298250002,31.175238095240001,28.684761904759998,34.243157894740001,37.75,41.25,6.0947727272699996,3.87,4.75,95.627068487979997,1.6286777272699999,1.6034201260000001,0.878320608,1.54076168667,1.6407151684800001,1.3515698915300001,1.63,584,992.38,682,1433,527.23,569.45000000000005,350,656.97,293.45,675.49,689,98.548308980000002,115.520475,121.66746625,212.75,198,171,198.8175,155.88501997500001,166.32713871052999,0.94188143658000001,0.42715287499999999,0.71826741462999999,2.5406040879999998,1.5322108999999999,4.3905380000000003,10.196367499999999,0.66557477799999998,0.45123930094999998,0.12808842200000001,2768.31,315.30224873563998,199.06499052487001,592.77021726590999,538.46153846154004,469.43067447799001,1.6735070000000001,1.21,1.2419,44,204.25,171.625,160.25,112.5,1606.4880000000001,37.9,2423.5709999999999,758.38099999999997,6485,15326.548000000001,1017,413.78800000000001,849.93,6.3005000000000004]
[null,null,530,"2004M02","2004-02-01",false,{"$error":"#N/A"},{"$f":"INDEX(I538:CA538,$H$5)","v":4.8099999999999996},31.331333333330001,30.866,28.398,34.729999999999997,41.75,42.25,5.3795000000000002,3.89,4.8099999999999996,87.076974075950005,1.5688465,1.680140902,0.81681170999999997,1.5642991722099999,1.6625247727200001,1.3828727438999999,1.6475,642,1000,685,1433,564.13,614,368,682.08,298.85000000000002,704.51,731,95.567376609999997,123.54170499999999,126.18693725,213.25,200,181.75,204.07,157.49255553750001,161.39146718750001,0.97138530563000003,0.4960485,0.83105370364999998,2.392674086,1.5783075,4.7341125000000002,10.3065985,0.68278985588999996,0.45516120388999998,0.12874980799999999,2779.65,325.61139070837999,198.99698419484,594.32430504683998,552.44755244755004,469.27030344895002,1.6295448729999999,1.2462,1.2763,44,211.5,177.125,134.5,112.5,1685.625,37.9,2759.5250000000001,888.47500000000002,6672.75,15145.125,1087.675,404.87799999999999,846.32,6.4405999999999999]
[null,null,531,"2004M03","2004-03-01",false,{"$error":"#N/A"},{"$f":"INDEX(I539:CA539,$H$5)","v":4.88},33.665072463770002,33.799130434779997,30.464782608699998,36.731304347829997,48.9375,42.5,5.3968695652200003,3.86,4.88,87.192704599310005,1.5040169565199999,1.7209263720000001,0.80909553999999995,1.51311921301,1.7202056801100001,1.22715195891,1.5920000000000001,685,980.43,663,1356.32,583.52,678.7,413,689.43,329.09,687.6,712,103.0294701,127.84757999999999,130.17056311111,237.8,225.6,207.4,225.80199999999999,156.50506940624999,166.27980421800001,1.0601109795400001,0.50810523437999999,0.93472322607000002,2.3384404339999998,1.6093725999999999,4.6332195,10.520446639999999,0.66826711690999996,0.46581703539000002,0.142418452,2773.99,315.71848945561999,195.19632371399001,539.47865420561004,552.44755244755004,460.30766964639002,1.58737432652,1.2705,1.33,44,205.3,177.5,130.5,112.5,1655.989,37.9,3008.7170000000001,886.47799999999995,7619.7830000000004,13715,1105.7829999999999,406.66699999999997,899.76,7.2253999999999996]
[null,null,532,"2004M04","2004-04-01",false,{"$error":"#N/A"},{"$f":"INDEX(I540:CA540,$H$5)","v":4.91},33.711392496389998,33.362272727270003,31.066666666669999,36.705238095239999,53.25,47.25,5.7165217391300001,3.92,4.91,91.379923335040004,1.4377704545500001,1.6631653280000001,0.80182029399999999,1.6738649165399999,1.72282557679,1.7587691728399999,1.54,736,970,652,1322.77,575.04999999999995,737.05,358,672.46,332,644.98,696,112.5311284,133.49688800000001,128.59548459999999,240.75,229.25,215,240.71,157.24453576499999,166.58442673929,0.88026416742000002,0.52911839999999999,0.85892470104999996,2.4290503160000001,1.6471660857099999,4.5741540000000001,10.692406999999999,0.65974445740999998,0.46398852448,0.145063996,2765.33,308.71968252826002,197.95914618825,527.37370267505003,552.44755244755004,466.82289672944,1.52900418,1.2718,1.3708,44,199.375,177.5,128.375,112.5,1729.7380000000001,37.9,2948.7249999999999,753.67499999999995,8955.75,12848.125,1032.7249999999999,403.26,880.64,7.1486000000000001]
[null,null,533,"2004M05","2004-05-01",false,{"$error":"#N/A"},{"$f":"INDEX(I541:CA541,$H$5)","v":4.91},37.557898913949998,37.916315789469998,34.47238095238,40.284999999999997,56.4375,52.5625,6.3359523809500002,3.95,4.91,99.044519821690002,1.4195747619000001,1.6973369380000001,0.80600907200000005,1.6686323783100001,1.71572338035,1.7676737546000001,1.5225,716,982,643,1322.77,537.16999999999996,724.29,316,627.96,294.29000000000002,700.61,684,111.55951829999999,128.216655,118.55344049999999,232,222,212.8,236.14250000000001,148.30663803749999,163.73438647875,0.91759307847000005,0.55633217187999995,0.87275104317999996,2.6750859079999998,1.6885384999999999,4.4881174799999997,10.59540372,0.65361912373999997,0.45755785789999998,0.139772908,2769.73,319.40545598503002,188.43297750395001,563.93999147596003,587.41258741259003,444.35849563675998,1.5415017985699999,1.2390000000000001,1.3473999999999999,44,191.1,177.5,135.9,112.5,1623.2239999999999,37.9,2733.5,808.89499999999998,9459.4740000000002,11118.289000000001,1028.289,383.779,809.83,5.8673999999999999]
[null,null,534,"2004M06","2004-06-01",false,{"$error":"#N/A"},{"$f":"INDEX(I542:CA542,$H$5)","v":5.04},35.542741702740003,35.191363636360002,33.405909090910001,38.030952380949998,59.55,62.55,6.2715909090900004,4.01,5.04,98.636267038699998,1.4047940909100001,1.8124181020000001,0.87898199399999999,1.6730369971400001,1.5322760721899999,1.98183491923,1.5049999999999999,658,1017.27,645,1264.6500000000001,471.2,639.45000000000005,295,581.74,254.23,699.96,632,114.0480505,123.32026,115.85278099999999,229,219.75,212.5,230.74199999999999,137.21464265624999,154.74334165714001,0.85126968218999999,0.60352567499999998,0.92082175495999996,2.762829784,1.7554286750000001,4.5523024999999997,10.39919254,0.66819166194000001,0.44158538600000002,0.152780166,2768.78,323.16599504781999,198.6160623056,570.47127287529997,590.90909090908997,456.75949237576998,1.4226312649999999,1.196,1.3676999999999999,44,190.625,177.5,158.25,112.5,1677.7159999999999,37.9,2686.7049999999999,870.31799999999998,9204.7729999999992,13533.522999999999,1021.455,392.37299999999999,807.55,5.8617999999999997]
[null,null,535,"2004M07","2004-07-01",false,{"$error":"#N/A"},{"$f":"INDEX(I543:CA543,$H$5)","v":5.07},37.891998557000001,38.370454545450002,34.483636363640002,40.821904761900001,61.375,68.5,5.9286363636399999,4.28,5.07,95.775539448109996,1.56356590909,1.652142228,0.79410412399999997,1.71424358542,1.6297166348600001,1.9805141213999999,1.5325,669,1039.0899999999999,638,1247.1099999999999,454.77,637.73,279,605.08000000000004,227.55,650.91999999999996,624,103.9693504,104.84682599999999,96.727702500000007,230.75,221,210,228.96250000000001,131.63419777499999,150.60093028929001,0.72329842283000001,0.60352567499999998,0.99418147587000005,2.8135360440000001,1.7843643124999999,4.5871765,10.496195820000001,0.67328674098999997,0.44888162838000001,0.174385442,2732.03,326.54688170724,200.44612204402,588.69822750728997,594.40559440559002,457.18967336540999,1.2562826650000001,1.1457999999999999,1.2764,44,201.5,191.5,185,112.5,1709.2729999999999,37.9,2808.4319999999998,939.59100000000001,9044.3179999999993,15023.295,988.31799999999998,398.09100000000001,809.52,6.3140999999999998]
[null,null,536,"2004M08","2004-08-01",false,{"$error":"#N/A"},{"$f":"INDEX(I544:CA544,$H$5)","v":5.16},42.084069264070003,43.03,38.29857142857,44.92363636364,59.25,63.625,5.3956818181799999,4.34,5.16,89.649886436040006,1.7283118181799999,1.622820782,0.74758664200000002,1.77239706663,1.8181290537899999,1.9250621461099999,1.5740000000000001,627,1001.36,624,1234.5899999999999,458.14,640.67999999999995,265,604.65,217.41,667.68,632,87.772291980000006,104.054545,103.065985,239,228.2,212.4,232.715,129.13103525624999,141.29480849743001,0.59770201151000002,0.54772021874999999,0.93559182502000005,2.919798728,1.7659924791699999,4.5323745000000004,9.7863081800000007,0.66526790091999999,0.44312861999999997,0.166969902,2723.65,331.79599999999999,198.64573061482,584.39318460225002,594.40559440559002,453.08323138960998,1.1949541450000001,1.1388,1.2339,44,208.1,195,196.2,125.9,1692.19,37.9,2846.0949999999998,921.81,9021.9050000000007,13679.523999999999,975.81,400.51,848.68,6.66]
[null,null,537,"2004M09","2004-09-01",false,{"$error":"#N/A"},{"$f":"INDEX(I545:CA545,$H$5)","v":5.43},41.596825396829999,43.38136363636,35.47863636364,45.93047619048,55.375,61,5.13886363636,4.41,5.43,87.046948939109996,1.5452627272699999,1.774057714,0.75486188799999998,1.8049141720599999,1.8885582808100001,1.8911842353599999,1.635,657,1000,625,1213.5899999999999,468.09,669.09,260,601.6,220.55,657.92,657,85.371468809999996,97.868848,99.670870199999996,235.25,224.5,206.25,224.172,138.19294287,151.03485553499999,0.79540872683999997,0.53876378749999998,0.90129637544999996,2.9332469099999998,1.7231109499999999,4.51294298,9.4071135399999992,0.65547411345999995,0.45366880323999997,0.16953527800000001,2675.17,339.28537499999999,199.27141631781001,610.86308692332,594.40559440559002,454.51033329243,1.2409505350000001,1.145,1.2438,44,208.5,195,218.125,143.5,1723.6020000000001,37.9,2894.864,935.45500000000004,9019.5450000000001,13270.909,975.18200000000002,405.27499999999998,847.89,6.4034000000000004]
[null,null,538,"2004M10","2004-10-01",false,{"$error":"#N/A"},{"$f":"INDEX(I546:CA546,$H$5)","v":5.55},46.881111111110002,49.8180952381,37.579047619050002,53.246190476190002,56.625,59.6875,6.4116666666700004,4.83,5.55,104.58103855245,1.4803352380999999,1.77582141,0.69820315399999999,1.79067220847,1.99650553739,1.8655110880100001,1.51,642,960,629,1212.54,451.26,657.05,249,583.49,214.86,668.92,701,87.888384439999996,93.794259999999994,93.779023249999995,244,230.25,201.25,222.14500000000001,141.44016470624999,150.14600866071001,0.77469636266999997,0.4960485,0.92119898145000001,2.7932535399999998,1.6755112000000001,4.5782100000000003,9.4115227800000003,0.6603098717,0.47150522886000001,0.18629039,2705.79,346.96935000000002,197.95618905283999,624.35228722088004,601.39860139860002,459.03565788991,1.15858030095,1.2129000000000001,1.2655000000000001,44,211.75,195,242.125,146,1819.57,37.9,3012.2379999999998,932.76199999999994,9045.2379999999994,14404.286,1064.952,420.464,841.43,7.0949999999999998]
[null,null,539,"2004M11","2004-11-01",false,{"$error":"#N/A"},{"$f":"INDEX(I547:CA547,$H$5)","v":5.45},42.12554545455,43.053636363640003,34.8765,48.4465,52.825000000000003,60.75,6.0870454545500001,4.96,5.45,101.18930910025,1.65912545455,1.990110474,0.72113120200000003,1.78179003826,2.0355573955100001,1.8573127192600001,1.4524999999999999,659,956.36,643,1225.57,454.61,664.91,260,561.19000000000005,214.36,684.68,727,95.533337709999998,93.745050000000006,92.346020249999995,259.2,244.8,211.6,233.07,140.82011527500001,156.56866837624,1.0873207871799999,0.49260371874999997,0.71534033093000005,2.765475328,1.6470348583300001,4.7145676500000002,9.7863081800000007,0.678582036,0.45064532437999999,0.17989699200000001,2711.83,360.913725,202.12980610298999,610.50188715112995,608.39160839161002,476.65805504447002,1.0830696799999999,1.2162999999999999,1.2284999999999999,44,213.8,198.5,224.5,151.19999999999999,1813.8979999999999,37.9,3122.7950000000001,967.79499999999996,9070.4549999999999,14045.455,1095.636,439.375,854.41,7.4926000000000004]
[null,null,540,"2004M12","2004-12-01",false,{"$error":"#N/A"},{"$f":"INDEX(I548:CA548,$H$5)","v":5.57},39.044944444439999,39.64428571429,34.261499999999998,43.22904761905,52.25,54.287500000000001,6.5813043478299997,5.01,5.57,107.51027709708001,1.6579017391299999,2.2954503439999998,0.80953646400000001,1.72949901677,2.0085007322499999,1.6699963180599999,1.51,654,958.82,654,1233.6300000000001,446.2,657,265,552.05999999999995,222,709.72,724,92.043884910000003,95.388664000000006,90.692555249999998,278.25,261.75,219.75,238.512,139.46059948499999,153.87432469999999,1.10297976328,0.4960485,0.68612775677000004,2.713005372,1.623151475,4.8890010000000004,9.8105589999999996,0.70514239333999995,0.45296542447999999,0.18188114999999999,2708.32,362.21039999999999,190.35106839772001,629.64584184298997,608.39160839161002,510.41929500501999,1.07125361391,1.1869000000000001,1.1822999999999999,44,211.125,202,185.25,152.5,1849.1790000000001,37.9,3145.4520000000002,974.90499999999997,8553.81,13768.81,1180.2139999999999,442.07900000000001,848.24,7.085]
[null,null,541,"2005M01","2005-01-01",false,{"$error":"#N/A"},{"$f":"INDEX(I549:CA549,$H$5)","v":5.42},42.97227777778,44.283333333329999,37.813499999999998,46.82,53.045000000000002,51.417499999999997,6.1545238095199997,5.46,5.42,104.36538530458,1.55230857143,2.3624707919999999,0.81482755200000001,1.6165425333800001,1.9525863539699999,1.3890412461599999,1.508,646,945.5,711.45483535529002,1234.5899999999999,418.86,641.19000000000005,261.5,519.98,231.81,683.88,699,90.714802680000005,96.254760000000005,89.976053750000005,287,268.60000000000002,226.2,255.32249999999999,142.47358042499999,153.59313355875,1.1534024226899999,0.58905759375,0.64012466938000001,2.692502406,1.6183915,4.7614904999999998,9.7973312799999999,0.68673678712999997,0.45465878259999998,0.19224286400000001,2695.5755321975898,353.97269999999997,191.43493508715,603.43216542676998,636.36363636364001,513.32564313408,1.12955280429,1.1875,1.1833,44,208.6,202,184.6,152.5,1834.425,65,3170,953.15,7735.75,14505,1246.375,424.03,859.07,6.6189999999999998]
[null,null,542,"2005M02","2005-02-01",false,{"$error":"#N/A"},{"$f":"INDEX(I550:CA550,$H$5)","v":5.58},44.818210526320001,45.557000000000002,40.935000000000002,47.962631578950003,49.897500000000001,46.625,6.1447500000000002,5.49,5.58,104.49771651608999,1.633594,2.664503732,0.90918528799999998,1.5911781143499999,1.9111318772300001,1.3799024658300001,1.4824999999999999,646,912,714.58440207972001,1234.5899999999999,422.63,649.4,261,495.73,236.9,647.24,695,87.375633620000002,94.138729999999995,92.290904749999996,290,270.5,231.75,265.64249999999998,141.62388305625001,151.16867984890001,1.31046465419,0.89047595313000005,0.74235825838000002,2.6991162659999999,1.62590725,4.7851166999999997,9.7003280000000007,0.69016270152000003,0.44886063199999998,0.20062041999999999,2734.0313352263702,351.43740000000003,191.02458315934001,598.57452320778998,636.36363636364001,514.86898729561005,1.1556066885,1.2162999999999999,1.2586999999999999,44,207.125,202,185.75,152.5,1882.85,65,3253.7,977.55,8088.75,15349.5,1326.175,423.35,864.32,7.03]
[null,null,543,"2005M03","2005-03-01",false,{"$error":"#N/A"},{"$f":"INDEX(I551:CA551,$H$5)","v":5.59},50.942878787879998,53.084090909090001,45.57636363636,54.168181818180003,50.924999999999997,45.3,6.9680434782600003,5.52,5.59,114.64467040197999,1.75514869565,2.9768983859999998,1.091507362,1.58881973252,1.9413533380900001,1.33760585946,1.4875,710,907.39,691.63424610052004,1234.5899999999999,458.13,722.61,290,543.69000000000005,254.65,663.64,714,94.168641980000004,99.876615999999999,96.430078800000004,292.75,272.5,230,262.916,152.15553747000001,150.985863975,1.3895049101500001,0.79229968750000002,1.1090619290199999,2.7487202160000002,1.628663025,4.7974091799999998,9.7003280000000007,0.69675992173000001,0.45418178300000001,0.195770256,2769.4137539717399,355.87889999999999,193.65402770198,593.49495335371,646.85314685314995,517.50643559609,1.24311812087,1.2225999999999999,1.3183,44,210.625,202,217.125,152.5,1979.85,65,3379.49,1004,8407.39,16190.65,1372.15,433.85,866.83,7.2282000000000002]
[null,null,544,"2005M04","2005-04-01",false,{"$error":"#N/A"},{"$f":"INDEX(I552:CA552,$H$5)","v":5.67},50.640476190480001,51.857142857139998,47.101428571429999,52.962857142860003,51.25,46.25,7.15261904762,5.86,5.67,118.55659052214,1.58567904762,2.855644286,1.11884465,1.7286086707499999,1.88550020958,1.8328258026799999,1.4675,679,900,680.15916811091995,1223.04,457.86,684.33,283,545.88,242.86,651.70000000000005,695,93.327237550000007,96.279364999999999,93.007406250000003,297.25,276.25,225.5,259.92500000000001,132.13942323750001,140.87698047857,1.33273013459,0.59250237500000003,1.1749660453199999,2.742988204,1.6314188000000001,4.7196977000000002,9.6187570600000001,0.69274436836999997,0.46769438570999999,0.18937685800000001,2787.2089793068599,323.49,194.14621533426001,569.24989152301998,643.35664335664001,507.64021814557998,1.2572632914299999,1.2095,1.3126,44,214.75,202,242.125,152.5,1894.2860000000001,65,3394.4760000000001,985.76199999999994,8143.81,16141.905000000001,1300.143,429.233,864.86,7.1188000000000002]
[null,null,545,"2005M05","2005-05-01",false,{"$error":"#N/A"},{"$f":"INDEX(I553:CA553,$H$5)","v":5.74},47.826572871570001,48.665909090909999,45,49.813809523810001,51.3125,45.875,6.4693181818200003,5.89,5.74,110.44905701341,1.50822772727,2.8300706940000002,1.2361304340000001,1.6077449474800001,1.76026437012,1.6529704723200001,1.41,647,888.57,670.77046793760996,1212.54,450,648.09,283,537.98,234.32,652.57000000000005,700,88.894833449999993,95.418189999999996,96.231662999999998,293.8,272.60000000000002,220.4,256.14499999999998,133.12690936875001,143.33005787571,1.4733977901399999,0.61833823438000002,1.09567832289,2.7734119599999998,1.6377782807700001,4.5381820833299997,9.4798659999999995,0.67915527359000005,0.48262281257,0.18937685800000001,2795.5995825803898,342.45179999999999,202.52077260111,571.12578360808004,657.34265734266,519.11561406233,1.2281236550000001,1.2060999999999999,1.3593999999999999,44,217.2,201.625,256,152.5,1743.7,65,3249.1,988.07500000000005,8125,16931.5,1243.625,421.87299999999999,866.23,7.0224000000000002]
[null,null,546,"2005M06","2005-06-01",false,{"$error":"#N/A"},{"$f":"INDEX(I554:CA554,$H$5)","v":5.68},53.890303030299997,54.306818181819999,50.975000000000001,56.389090909090001,51,49.125,7.1861363636400002,5.91,5.68,119.20807735199,1.53954636364,2.6711175919999999,1.3232129239999999,1.6432615183399999,1.64917395044,1.88811060458,1.3925000000000001,638.75,870,672.85684575389996,1198.51,451.7,644,306,560.15,241.45,642.01,706,93.443528150000006,97.101172000000005,97.069418600000006,285,262.5,210.75,241.488,131.06467089,141.93077620909,1.23199248326,0.48571415624999997,0.93469437570000002,2.782671364,1.6420179346199999,4.3896737999999997,9.5900970000000001,0.66501196280999997,0.48259131799999999,0.19951811,2817.6427991023302,328.28219999999999,203.12005755441999,547.39109874825999,657.34265734266,510.90012316834998,1.1930501549999999,1.2668999999999999,1.4553,44,224.25,201.5,217.5,152.5,1731.2950000000001,65,3524.0680000000002,986.06799999999998,7618.8639999999996,16159.545,1275.7270000000001,430.65699999999998,880.09,7.3105000000000002]
[null,null,547,"2005M07","2005-07-01",false,{"$error":"#N/A"},{"$f":"INDEX(I555:CA555,$H$5)","v":6.03},56.36580952381,57.579047619050002,52.852380952380003,58.665999999999997,50.9,51.3125,7.6261904761899997,6.42,6.03,127.21346741923,1.4874842857099999,2.4235387660000001,1.2760340560000001,1.6929398362100001,1.64326527438,1.9830542342599999,1.4524999999999999,606,848.57,665.55452339687997,1178.95,454.52,614.52,298,561.26,244.52,645.33000000000004,708,96.805338689999999,107.52385,105.601298,276.75,256.5,207.25,237.285,130.85339478750001,143.869839885,0.90749248180999997,0.40131701563,0.74868880654000003,2.8093472660000001,1.6479534499999999,4.2253144499999999,9.9075622800000005,0.64011217640999996,0.48359442009999998,0.21252536799999999,2791.8627521017402,328.294375,205.52787579156001,541.30797161247995,657.34265734266,495.95506200331999,1.21275096381,1.4523999999999999,1.6918,44,228.25,201.25,221.875,152.5,1778.7860000000001,65,3614.2139999999999,854.476,7169.2860000000001,14580.714,1194.4290000000001,424.47899999999998,873.67,7.0145]
[null,null,548,"2005M08","2005-08-01",false,{"$error":"#N/A"},{"$f":"INDEX(I556:CA556,$H$5)","v":6.2},61.890520421609999,64.09,56.62590909091,64.955652173909996,49.125,49.5,9.6297826086999994,6.56,6.2,152.32456410104001,1.4808673912999999,2.3853988400000001,1.1457410139999999,1.6528570091200001,1.7558325990500001,1.70673842832,1.496,550,816.36,650.94987868283999,1165.0999999999999,448.48,555.22,274,550.08000000000004,238,654.16999999999996,682,98.003967880000005,101.66786,100.089748,282.8,261.39999999999998,212.8,255.654,131.7719865375,149.35902467283,1.0027137590899999,0.40483069249999998,0.75739682969,2.757318234,1.6479534499999999,4.3281295499999999,9.6275755400000005,0.65569016511,0.45169788209,0.21891876599999999,2746.67708144165,334.95699999999999,211.94435385391,553.13529466879004,664.33566433566,510.28840778275998,1.1891528573900001,1.4393,1.5996999999999999,44,231.5,201.375,208.5,152.5,1867.8409999999999,65,3797.75,887.02300000000002,7188.8639999999996,14892.727000000001,1298.386,437.93,898.43,7.0334000000000003]
[null,null,549,"2005M09","2005-09-01",false,{"$error":"#N/A"},{"$f":"INDEX(I557:CA557,$H$5)","v":6.39},61.687698412700001,62.981818181820003,56.543181818180003,65.538095238099999,45.25,46.625,12.87568181818,6.58,6.39,191.96453216148001,1.50483545455,2.193376438,1.0333053940000001,1.6584840431600001,1.8853180967300001,1.56763403277,1.5225,559,806.36,651.99306759098999,1168.45,453.64,576.14,263,545.16,233.77,687.82,683,97.892251470000005,96.353179999999995,97.370716666670006,285.25,264.25,215.5,256.9975,128.23540829999999,159.70865813437999,1.1017525028399999,0.59422476563000004,0.74902874045000001,2.7524680699999999,1.6575986625000001,4.322076,9.6385986399999997,0.66119948217000002,0.46661307210000003,0.227296322,2760.72854089986,330.9228,216.80451653997,545.30840938174003,671.32867132867,513.24764198725995,1.2111032043500001,1.5940000000000001,1.6960999999999999,44,240.75,201,210.375,152.5,1839.9090000000001,65,3857.8409999999999,933.06799999999998,6783.8639999999996,14228.182000000001,1397.5229999999999,456.048,914.64,7.1536]
[null,null,550,"2005M10","2005-10-01",false,{"$error":"#N/A"},{"$f":"INDEX(I558:CA558,$H$5)","v":6.48},58.18507936508,58.521904761899997,53.669523809520001,62.363809523809998,42.458333333330003,43.25,13.522619047619999,7.28,6.48,203.20928736988,1.4573280952400001,2.3159533099999998,1.047855886,1.6904870601799999,1.9617537791199999,1.5737074014200001,1.536,587,862.38,656.16582322356999,1129.08,467.5,623.33000000000004,257,578.62,224.67,734.38,646,98.525588330000005,101.938515,97.3890885,286.39999999999998,265.2,217.4,269.35750000000002,135.2626351875,167.82671272499999,1.0636485494400001,0.63039496875000001,0.81513578450000002,2.699336728,1.6410640125,4.1976060000000004,9.8524467799999993,0.64485608500000002,0.47885396218999998,0.24515374400000001,2770.5633191430602,324.40499999999997,211.27056471115,534.62676056338,671.32867132867,496.44216448783999,1.2827214033300001,1.6295999999999999,1.7014,44,246.375,201,215.5,152.5,1928.7139999999999,65,4059.7620000000002,1004.7619999999999,6422.857,12402.857,1488.3810000000001,469.89800000000002,931,7.6704999999999997]
[null,null,551,"2005M11","2005-11-01",false,{"$error":"#N/A"},{"$f":"INDEX(I559:CA559,$H$5)","v":6.61},55.042825396829997,55.534999999999997,51.310476190480003,58.283000000000001,38.0625,38.083333333330003,10.430909090909999,7.46,6.61,166.60928950086,1.44330818182,2.3752575880000002,1.13427699,1.64828688364,1.8777125565299999,1.6021480943799999,1.4650000000000001,582,850,670.77046793760996,1036.17,466.7,620.23,255.75,558.92999999999995,222.05,727.47,598,98.759818109999998,95.368979999999993,92.566482250000007,277.75,257.25,209.5,272,132.34610638125,161.11635164431999,1.08695347375,0.58905759375,0.87953358367000001,2.7046278159999999,1.6038610499999999,4.0953315999999997,9.7488296400000003,0.63447555506999997,0.47700260630000002,0.25088575600000002,2860.4276876087301,318.21390000000002,205.47202751156999,524.42148522767002,685.31468531469,498.28135160928002,1.2517832360000001,1.5808,1.599,44,246.125,201,235,167.5,2050.5909999999999,65,4269.3410000000003,1018.409,6160,12115.682000000001,1610.932,476.666,962.61,7.8724999999999996]
[null,null,552,"2005M12","2005-12-01",false,{"$error":"#N/A"},{"$f":"INDEX(I560:CA560,$H$5)","v":6.49},56.429642857140003,56.747500000000002,53.127142857140001,59.414285714290003,38.225000000000001,41,12.827500000000001,7.49,6.49,195.77330665626999,1.5091072727299999,2.3318265739999999,1.243185218,1.64575562673,1.8911393000600001,1.5361275801400001,1.51,553,883.53,682.24554592720995,1036.17,456.75,590.79999999999995,264,537.66,236.14,711.64,602,103.0139082,102.140276,96.562355999999994,280.5,257,206.75,"…",137.58667231499999,164.44104598928999,1.0169022940300001,0.64589648438000002,0.84942023996000005,2.652819246,1.5698731583300001,4.1016665000000003,9.8105589999999996,0.63816006666000002,0.48281178000000002,0.29343492199999999,2946.0871956323999,320.11739999999998,210.52337161222999,527.56918564090995,685.31468531469,505.73772087779003,1.2493781960000001,1.6313,1.6803999999999999,44,245.875,201,213.875,167.5,2247.4499999999998,65,4576.7749999999996,1124.075,6713.5,13429.25,1821.825,510.09699999999998,976.59,8.6270000000000007]
[null,null,553,"2006M01","2006-01-01",false,{"$error":"#N/A"},{"$f":"INDEX(I561:CA561,$H$5)","v":6.53},62.45703968254,63.574285714289999,58.31333333333,65.483500000000006,43.1875,44.662500000000001,8.6609090909099997,7.96,6.53,147.43830600518001,1.5731036363599999,2.7381380399999999,1.397508618,1.6957843904100001,1.89495973453,1.51239343672,1.68,569,853.33,655.12263431541999,1029.1600000000001,459.05,606.02,257,535.83000000000004,231.14,728.91,591,103.60208369999999,102.65206000000001,100.64090299999999,291.25,266.25,211,263.85666666666998,144.16149276562999,167.16073370625,0.94910899868999998,0.68551146875000002,0.84975109600999998,2.6219545659999999,1.5402277,4.0183324999999996,9.76205736,0.64580671224999997,0.51542913290000003,0.34722765,2917.2121956323999,323.757925,221.00285787816,586.9541822489,713.28671328670998,519.69600209125997,1.2863957699999999,1.7615000000000001,1.8754,44,244.3,201,202.3,167.5,2377.857,67.2,4734.3329999999996,1256.3330000000001,7051.4290000000001,14555.237999999999,2090.31,549.86400000000003,1026.05,9.1390999999999991]
[null,null,554,"2006M02","2006-02-01",false,{"$error":"#N/A"},{"$f":"INDEX(I562:CA562,$H$5)","v":7.04},59.704921052629999,59.923000000000002,57.576500000000003,61.615263157889999,47.7,49.4,7.4878571428600003,7.95,7.04,133.49148094399999,1.5461039999999999,2.6261433439999999,1.3884696759999999,1.91830763042,1.94633285956,1.4560900317000001,2.3525,591,848,668.42329289428005,993.18,473.9,621.13,257,533.27,229.6,716.23,595,101.1340387,107.13017000000001,106.06977975,301.5,274.75,216.75,264.28750000000002,149.24819458125,179.84092587632,1.00339819363,0.85430574999999997,0.82145759749000002,2.6455440000000001,1.5251961999999999,3.9770639999999999,9.8105589999999996,0.63917068980000002,0.53197480600000002,0.39771344800000002,2895.3739883594799,316.36759999999998,222.53879280040999,578.99064010540997,713.28671328670998,530.17546687252002,1.3150558299999999,1.9258999999999999,2.0583999999999998,44,238.125,201,213.875,167.5,2455.3249999999998,65.2,4982.3999999999996,1277.05,7826.25,14978.75,2219.375,554.995,1041.5,9.5349000000000004]
[null,null,555,"2006M03","2006-03-01",false,{"$error":"#N/A"},{"$f":"INDEX(I563:CA563,$H$5)","v":6.88},60.929275362319999,62.253043478259997,57.645217391300001,62.88956521739,49.75,54.5,6.8989130434800003,7.99,6.88,126.42147292593999,1.5450552173900001,2.5057710919999998,1.3139535200000001,1.7479933248599999,1.9403188577999999,1.3436611167900001,1.96,575,808.26,681.20235701905995,961.89,472.52,590,257,540.6,217.78,738.57,606,100.3758447,105.250348,103.6612324,303.5,274.5,216.5,244.85599999999999,142.65729877499999,174.43598036624999,0.99811618855999995,0.8253695875,0.80886459757999996,2.6186476359999999,1.50634901154,3.8790650000000002,9.8105589999999996,0.63744326654000005,0.508385372,0.38007648799999999,2828.38,306.51,225.15783085826999,582.93934035731002,713.28671328670998,537.03037546095004,1.2698611200000001,1.9127000000000001,2.0709,44,233.625,200.6,243.125,167.5,2429.13,66.7,5102.848,1192.087,7939.5649999999996,14897.391,2416.913,557.09299999999996,1041.0899999999999,10.383800000000001]
[null,null,556,"2006M04","2006-04-01",false,{"$error":"#N/A"},{"$f":"INDEX(I564:CA564,$H$5)","v":6.93},67.970575048729998,70.442105263160002,64.056842105260003,69.412777777779993,52.875,54.875,7.0940000000000003,8.24,6.93,130.01285440315999,1.5480175,2.5445724040000002,1.33489741,1.9003512580599999,1.8880850730900001,1.8496353677699999,1.96333333333,578,753,683.02793760832003,936.96,475.9,573.75,258,540.44000000000005,209.6,773.72,659,102.1245618,107.72069,109.35466355,302.25,271.5,218.5,244.25,140.82011527500001,180.34605464494999,0.96852244712000002,0.73029362499999995,0.80033404079000003,2.6007902139999999,1.4894963875,3.930685,9.9075622800000005,0.64590118851,0.51997703189,0.38558803800000002,2824.88,312.91050000000001,229.39044284075001,588.50016821801,720.27972027971998,545.55466713493001,1.24009875,1.9409000000000001,2.1433,44,231.75,200.5,247.5,167.5,2621.1109999999999,67.3,6387.7780000000002,1170.4169999999999,8853.0560000000005,17942.222000000002,3084.7779999999998,610.65300000000002,1098.75,12.6144]
[null,null,557,"2006M05","2006-05-01",true,"2006-05-01",{"$f":"INDEX(I565:CA565,$H$5)","v":6.92},68.675948616599996,70.187272727269999,64.90739130435,70.933181818180003,52.6,50.4,6.1980434782599998,8.2799999999999994,6.92,119.31630414618,1.5964169565199999,2.4109724319999999,1.3245356960000001,1.8896593080899999,1.7460009102,1.8529770140699999,2.0699999999999998,583,780,722.92991334489,936.96,483.72,558.26,266,588.29,212.83,828.42,679,107.4755681,110.648685,113.758392,308,276,219.4,256.22800000000001,150.92462452500001,193.16672228570999,1.05096415024,0.92595720000000004,0.80019413668999995,2.6151202439999999,1.4950079375000001,4.1973642499999997,10.33746318,0.68359074272999998,0.51664267600000002,0.37081708400000002,2831.11,325.62479999999999,244.17192270505001,643.19519066147996,759.89510489510997,576.63424402804003,1.1982109700000001,2.1543000000000001,2.4466999999999999,44,232.9,200.5,229.5,167.5,2861.4760000000001,67.3,8045.857,1166.857,8837.3809999999994,21077.143,3565.69,675.39300000000003,1260.83,13.3772]
[null,null,558,"2006M06","2006-06-01",true,"2006-06-01",{"$f":"INDEX(I566:CA566,$H$5)","v":7.1},68.290151515150001,68.857727272730003,65.080909090909998,70.931818181820006,52.375,52.375,6.1931818181800002,8.2899999999999991,7.1,119.42675585449,1.607,2.2740655300000001,1.327842626,1.97923213842,1.7410631992100001,2.0716332160499999,2.125,575,795.91,733.36180242633998,957.01,478.16,534.77,267,600.54999999999995,215.91,829.91,666,106.8823855,109.403672,111.88446500000001,312.5,280.5,216.5,259.42750000000001,140.14035738000001,195.164003205,0.95436690825000003,0.65450843749999998,0.66583920377000005,2.57499616,1.5207638346200001,4.1939624999999996,10.48517272,0.67401633079000001,0.51416748899999998,0.33951147999999998,2854.88,309.92500000000001,238.46360007977,621.56715890070996,749.26677499752998,611.17436280707,1.21584793,2.3492000000000002,2.7031000000000001,44,232.375,200.5,210,167.5,2477.3409999999999,69.3,7197.6139999999996,963.86400000000003,7896.3639999999996,20754.544999999998,3225.6819999999998,596.14499999999998,1188.55,10.7964]
[null,null,559,"2006M07","2006-07-01",true,"2006-07-01",{"$f":"INDEX(I567:CA567,$H$5)","v":6.86},72.450133667499998,73.897142857139997,69.04904761905,74.40421052632,52.75,51.68,6.25,8.58,6.86,121.33277363964,1.6790833333299999,2.314851,1.421759438,2.0049564280699999,1.8326320301500001,2.03223725407,2.15,583.25,851.43,759.44152512998005,990.51,499.21,555.71,271.75,630.01,215.38,820.58,647,112.0984874,113.99108,119.98644349999999,315.39999999999998,286.60000000000002,218.6,257.43,143.85146804999999,202.42861353947001,0.75000462589000005,0.55977695312999998,0.73440007405999996,2.620852256,1.5395596333299999,4.1406106500000002,10.44548956,0.63012455999999994,0.49171844479999999,0.35384151000000003,2955.27,312.33611250000001,236.11673167315001,621.87794248015996,749.62037526562995,635.41738709454,1.2213594800000001,2.3081,2.4832999999999998,44,230.3,202,205.5,172.5,2512.7139999999999,70.5,7712.0950000000003,1052.3810000000001,8418.5709999999999,26586.19,3339.857,633.71,1228.83,11.2324]
[null,null,560,"2006M08","2006-08-01",true,"2006-08-01",{"$f":"INDEX(I568:CA568,$H$5)","v":7.23},71.811884057970005,73.612173913039996,68.781739130429997,73.041739130430003,50.9375,53.587499999999999,6.9950000000000001,8.7100000000000009,7.23,131.24827572862,1.6207134782599999,2.4632219260000001,1.622379858,1.9545238950299999,1.89781232897,1.8782593561100001,2.0874999999999999,606,880,777.17573656846002,1041.92,534.26,566.85,262,632.17999999999995,222.65,809.12,666,114.5306653,116.58833199999999,114.4418242,312.66666666666998,284.33333333333002,220,263.62799999999999,148.3617535425,189.91466889546001,0.75785438251000004,0.54151961250000002,0.83083657723000004,2.663842346,1.55256123846,4.1168399999999998,9.6452124999999995,0.63646559999999996,0.47150112087000001,0.29797835626000002,3038.08,317.07225,240.03379448072999,637.42489104215997,769.30412352335998,638.58944221801005,1.32056738,2.1356999999999999,2.1756000000000002,44,228.25,202,210.5,192.5,2459.9319999999998,69.8,7695.6589999999997,1174.136,8502.0450000000001,30743.635999999999,3347.2950000000001,632.59299999999996,1233.52,12.1874]
[null,null,561,"2006M09","2006-09-01",true,"2006-09-01",{"$f":"INDEX(I569:CA569,$H$5)","v":7.65},62.121253968250002,62.771904761899997,59.772857142859998,63.819000000000003,47.1,48.75,4.8623809523799997,8.77,7.65,105.9208730834,1.5687619047600001,2.421334146,1.699982482,1.90713642501,1.99604264885,1.8578666261900001,1.8674999999999999,609,913.47826086957002,802.21227036394998,1079.22,511.24,543.57000000000005,258,602.35,232.05,785.73,669,115.44458849999999,121.74554000000001,119.5455195,309.2,282.8,224.4,267.70999999999998,166.88515618125001,195.9815498625,0.79618066241999996,0.54427543749999996,0.87862546213000003,2.6759677559999999,1.5589207192300001,3.9989560000000002,9.1227175599999999,0.63229865142999997,0.46653066129999998,0.266318096,3119.58,314.99324999999999,246.47282603335,639.49926034058001,766.66228243983005,640.97907416983003,1.29741887,1.8115000000000001,1.8089999999999999,44,225.125,202,215.125,192.5,2472.8809999999999,70,7602.357,1342.3810000000001,9039.2860000000001,30130.714,3403.0239999999999,598.18600000000004,1183.5999999999999,11.6769]
[null,null,562,"2006M10","2006-10-01",true,"2006-10-01",{"$f":"INDEX(I570:CA570,$H$5)","v":7.2},57.910468975470003,58.38,56.500952380949997,58.850454545449999,44.05,49.212499999999999,5.9625000000000004,8.9700000000000006,7.2,119.92595113195,1.53022636364,2.4389711059999999,1.657212854,1.85270565144,1.98287255601,1.83924439831,1.736,626,937.39130434782999,859.58766031196001,1102.31,514.17999999999995,557.61,273,614.71,243.98,784.4,666,136.5974641,142.16768999999999,138.22967399999999,301,274.75,223.5,283.21249999999998,197.772803775,212.09408658213999,0.78628438544000001,0.54944260938,1.03599630919,2.6900773240000002,1.53542597083,3.9750000000000001,8.6839981799999997,0.62651673817999998,0.44794872099999999,0.25661776800000002,3152.8,316.85137500000002,245.31882419775999,642.02498238349006,762.06954332538999,632.07076495731997,1.25773571,1.7926,1.8202,44,218.5,202,209.2,192.5,2654.5909999999999,71.7,7500.3860000000004,1531.136,9768.1820000000007,32702.955000000002,3822.9549999999999,585.78,1082.45,11.5586]
[null,null,563,"2006M11","2006-11-01",true,"2006-11-01",{"$f":"INDEX(I571:CA571,$H$5)","v":7.21},58.143045454549998,58.48318181818,56.815454545450002,59.130499999999998,46,48.2,7.4536363636400003,8.99,7.21,138.13523053887999,1.58116636364,2.6955888739999998,1.6929276980000001,1.78585838118,1.92753785838,1.7075372851499999,1.7224999999999999,656,1044.52173913043,848.83,1102.31,571.57000000000005,594.42999999999995,300,675.67,248.32,822.39,722,148.14787559999999,164.538556,167.0881498,296.25,273.25,220.75,"…",192.94101117,209.68065367105001,0.85896492276000003,0.598014025,0.93111678649999996,2.77230965,1.5211878000000001,3.9476605,8.5980179999999997,0.63994840364000005,0.43561086580000002,0.25970423599999998,3149.23,328.46550000000002,256.02106610911,656.75191952834996,776.98578452007996,639.13010132343004,1.2654518800000001,1.615,1.6243000000000001,44,219.375,202,227.375,192.5,2702.7950000000001,73.5,7029.1819999999998,1624.5229999999999,10079.091,32113.864000000001,4382.2269999999999,627.827,1183,12.931100000000001]
[null,null,564,"2006M12","2006-12-01",true,"2006-12-01",{"$f":"INDEX(I572:CA572,$H$5)","v":7.35},60.994412280699997,62.314736842110001,58.669499999999999,61.999000000000002,49.75,50.6875,6.5780952381000004,8.92,7.35,127.26527920283,1.70717809524,2.8316139279999999,1.6902821539999999,1.82841654409,2.1229676157599999,1.64894868319,1.71333333333,731.66666666667004,1037.8260869565199,872.91,1102.31,625.88,640.71,297,698.12,249.1,854.31,730,150.96757869999999,160.37539000000001,170.61003024999999,305,280.25,228.25,"…",189.84994993124999,204.30628759688,0.89054303957000003,0.65795321875000001,0.79280186613000003,2.698013956,1.5289958291700001,4.0553296000000003,8.6399057799999994,0.65641138104999996,0.43186301179999997,0.25507453400000002,3063.55,336.9264,268.46107522045003,674.66427245202999,798.17741438088001,640.31418082472999,1.3106465899999999,1.6454,1.7347999999999999,44,223.83333333332999,205.5,251.66666666667001,192.5,2813.6320000000001,73.5,6675.1049999999996,1725.5,11158.683999999999,34570.262999999999,4405.3950000000004,629.79100000000005,1121.19,13.278600000000001]
[null,null,565,"2007M01","2007-01-01",true,"2007-01-01",{"$f":"INDEX(I573:CA573,$H$5)","v":7.11},53.516969696970001,54.299090909089998,52.011818181819997,54.24,51.287500000000001,50.137500000000003,6.5843478260900001,8.59,7.11,125.60979724089999,1.69852217391,2.7454132859999998,1.7445158059999999,1.78778022688,2.09345272302,1.56988795761,1.7,731,1050,908.36,1071.6400000000001,637.59,649.13,306,697.33,263.87,823.02,719,152.13268619999999,164.774764,175.05123724000001,313,286.60000000000002,243.8,"…",175.98013309800001,196.06615699737,0.98503544847000002,0.63935140000000001,0.79708632003000002,2.686990856,1.5702906999999999,3.9774805,8.7567506399999999,0.64573415999999995,0.43903904989999998,0.24140589000000001,3095.78,358.74203999999997,262.27355254260999,721.83452171614999,796.35251184778997,622.00184742841998,1.30182811,1.9395,2.0775999999999999,44,249.2,207.5,265,192.5,2809.3409999999999,78.2,5669.6589999999997,1666.0909999999999,11361.817999999999,36811.135999999999,3786.6819999999998,631.16600000000005,1146.6500000000001,12.8413]
[null,null,566,"2007M02","2007-02-01",true,"2007-02-01",{"$f":"INDEX(I574:CA574,$H$5)","v":6.89},57.5625,57.756999999999998,55.680500000000002,59.25,52.9,51.637500000000003,7.9725000000000001,8.56,6.89,142.17497896166,1.815393,2.6902977859999999,1.7434134960000001,1.77864031727,2.2775688073399998,1.40835214447,1.65,763,1050,916.75,1016.33,645.20000000000005,676.75,325,715.04,283.45,790.39,709,151.0319169,177.3489032,180.63994894000001,315,291.75,257.5,303,176.461475175,199.98225866842,1.06883832492,0.65450843749999998,0.84181642324999995,2.7114621379999999,1.6264083,3.9431535000000002,8.8184799999999992,0.64952625600000002,0.45692489989000001,0.233028334,3182.84,375.22379999999998,262.56124574499,720.93192923486004,795.35674097785,622.68413392523996,1.2753726700000001,2.1173999999999999,2.2787999999999999,44,317.625,215,299.375,192.5,2832.2,82.66,5676.45,1779.6,12933.25,41184.25,3309.5,664.745,1204.55,13.91]
[null,null,567,"2007M03","2007-03-01",true,"2007-03-01",{"$f":"INDEX(I575:CA575,$H$5)","v":6.86},60.59984848485,62.143636363639999,59.05409090909,60.601818181820001,55.38,53.475000000000001,7.12318181818,8.3699999999999992,6.86,130.93781192981001,1.92399818182,2.581169096,1.6975574,1.77221736896,2.42113553127,1.26551657562,1.63,769,1050,936.76,1055.21,660.93,701.14,322,719.03,279.08999999999997,771.51,713,157.0577883,170.50674480000001,169.96076966000001,318.66666666666998,299.33333333333002,262.33333333333002,304.93,168.54321429000001,199.09820044285999,1.0551475380399999,0.64761887500000004,0.81134080288999999,2.6891954760000001,1.6835665423099999,3.9043364999999999,9.0257142800000008,0.65785578545000001,0.45916222000000001,0.230162328,3298.14,380.04539999999997,269.65970421302001,717.39524032860004,791.45494491602005,643.78213048398004,1.28749808,2.0525000000000002,2.2349000000000001,44,387,254.5,318.125,192.5,2761.7269999999999,88.55,6452.4769999999999,1914.0450000000001,13892.955,46324.773000000001,3271.2950000000001,654.89499999999998,1218.77,13.1843]
[null,null,568,"2007M04","2007-04-01",true,"2007-04-01",{"$f":"INDEX(I576:CA576,$H$5)","v":7.09},65.057640350880007,67.398421052629999,63.838000000000001,63.936500000000002,56.12,51.36,7.5873809523800002,8,7.09,134.97160900674001,1.9779780952399999,2.52649452,1.7544365959999999,1.9807797714099999,2.34303556928,2.0118037449599999,1.5874999999999999,827.5,1050,978.16,1078.17,743.45,797.26,319.75,753.7,264.76,808.43,755,157.1170037,152.74784,149.5173284,316.5,296,258.5,302.25,175.2673059,198.30779161020001,1.11985616985,0.64761887500000004,0.85583967140999995,2.6942661019999998,1.7217234269199999,3.9998999999999998,9.4247505,0.67148272420999999,0.46089785719999998,0.214289064,3361.26,387.9092,266.04299296184001,733.12613785956,808.80980864934997,635.14764027930005,1.2599403300000001,2.165,2.3184,44,404.6,300,291,192.5,2814.7890000000002,91.26,7766.4740000000002,2000.9469999999999,14052.895,50266.841999999997,3557.4740000000002,679.36800000000005,1275.81,13.7233]
[null,null,569,"2007M05","2007-05-01",true,"2007-05-01",{"$f":"INDEX(I577:CA577,$H$5)","v":7.22},65.157259552040003,67.476086956520007,64.544782608700004,63.450909090910002,56,50.25,7.61347826087,7.98,7.22,135.28151314111,2.00386304348,2.496511688,1.849896642,1.9413833954499999,2.2767814212299999,1.9973687651200001,1.55,894,1080.5633802816899,1200.17,1169.4100000000001,816.09,866.85,334,788.7,268.26,844.71,831,161.68943419999999,160.22775999999999,150.00895865999999,317.60000000000002,295.8,255.4,300.35500000000002,180.7788564,195.72128219999999,1.03756976509,0.68895625000000005,0.88683983232999997,2.699336728,1.7530587085,3.9870561000000002,9.6782818000000006,0.67124228727000002,0.46321070399999997,0.20789566600000001,3397.24,373.587445,261.94534536608001,724.04713333111999,806.21267564569996,641.10263026021005,1.22466641,2.2191999999999998,2.3689,44,392,338.125,293.125,192.5,2792.75,102.02,7681.42,2101.25,14140,52179.048000000003,3831.26,667.31,1300.6500000000001,13.1478]
[null,null,570,"2007M06","2007-06-01",true,"2007-06-01",{"$f":"INDEX(I578:CA578,$H$5)","v":7.11},68.188095238100004,71.316190476190002,65.75619047619,67.491904761900003,61.6,56.78,7.3041428571400004,8.0299999999999994,7.11,131.68831222938999,2.0169833333299998,2.6307730459999998,2.0432418160000001,2.07378019691,2.3133990029699998,2.2504415877500001,1.6575,979,1107.1830985915501,1354.38,1268.18,833.19,968.33,361,835.55,278.14,867.68,916,184.44876289999999,165.24717999999999,154.78637019999999,323.25,300.5,257,302.48599999999999,205.02967860000001,223.03918018749999,0.97681993892999996,0.77852056250000001,0.93534291432000005,2.6790542240000002,1.78023065,3.9912570000000001,9.9340177199999999,0.66663462857,0.47010896951999998,0.204809198,3409.32,356.94540000000001,257.91078620019999,718.07803283791998,807.06212916332004,642.64574316515996,1.33599972,2.1097999999999999,2.2342,44,387.875,355,291.875,192.5,2676.93,103.21,7474.38,2425.1999999999998,14099.76,41718.571000000004,3602.85,655.66,1286.24,13.144299999999999]
[null,null,571,"2007M07","2007-07-01",true,"2007-07-01",{"$f":"INDEX(I579:CA579,$H$5)","v":7.26},73.601695526699999,77.204090909089999,69.459090909089994,74.141904761899994,67.31,58.06,6.2209090909100002,8.1300000000000008,7.26,119.11122194066,2.1584677272700001,2.5932945059999999,2.0394939619999999,2.1296823164499998,2.4856505459,2.2673964034399998,1.6359999999999999,929,1186.0563380281701,1382.65,1404.95,854.52,919.55,375.5,887.12,301.41000000000003,925.81,999,177.9077053,146.84263999999999,138.47218219999999,328.8,306.8,260.39999999999998,302.71249999999998,225.60613380000001,238.40670983625,0.95436986192999995,0.73373840624999997,1.1424840065799999,2.673322212,1.7894165666699999,4.0869330000000001,10.189753639999999,0.68139055636000001,0.46557375124,0.22443031599999999,3364.03,364.84559999999999,263.05015633851002,744.48250741374,826.40853463655003,645.61973737669996,1.49583467,2.0400999999999998,2.0760000000000001,44,398.5,355,269.5,192.5,2732.44,106.09,7972.57,3082.76,14737.84,33425.682000000001,3545.58,665.38,1303.02,12.9093]
[null,null,572,"2007M08","2007-08-01",true,"2007-08-01",{"$f":"INDEX(I580:CA580,$H$5)","v":7.7},70.126811594200007,70.79652173913,67.205652173909996,72.378260869569999,69.349999999999994,60.18,6.1954347826099996,8.34,7.7,120.09830951473,1.9052273913,2.7158713780000001,1.927719728,2.0686367617900001,2.5460704123600002,2.0473398729999999,1.6125,910,1303.38028169014,1360.33,1472.3,830.65,904.02,385,921.79,316.74,958.29,1114,158.88335710000001,151.17312000000001,150.28453615999999,327.5,306.5,264.5,310,253.8987597,259.72730786209002,0.93596854456,0.69722372499999996,1.23112627922,2.692502406,1.7908297846200001,4.1114369999999996,10.068499539999999,0.67667321454999996,0.48060715999999998,0.21627322199999999,3307.6,371.1995,270.93356373415003,744.85181656971997,816.73533189993998,646.82332641961,1.4682769200000001,2.0684999999999998,2.1133999999999999,44,401.625,377.5,260.625,192.5,2515.7730000000001,121.89,7513.5,3119.4549999999999,15174.317999999999,27652.273000000001,3252.5230000000001,665.41099999999994,1263.6099999999999,12.334300000000001]
[null,null,573,"2007M09","2007-09-01",true,"2007-09-01",{"$f":"INDEX(I581:CA581,$H$5)","v":8.09},76.76243859649,77.126999999999995,73.254000000000005,79.90631578947,68.44,62.81,6.0964999999999998,8.5399999999999991,8.09,120.1119247221,1.93431,2.8227954479999999,2.0454464360000002,2.1325659095399998,2.6080653756699999,2.0246323529399999,1.7649999999999999,930,1417.25352112676,1220.96,1523.39,851.63,926.63,426,977.48,363.75,1044.75,1279,184.65565799999999,159.44040000000001,163.30502188,325,306.25,272.25,315.25,322.9768593,326.54486304474,1.1071666040000001,0.66485182812999999,1.0322203731699999,2.6920614820000002,1.7981431875,4.2953580000000002,9.9207900000000002,0.69037563599999996,0.46307462936999999,0.21517091199999999,3302.92,378.666,274.96005367452,779.38832506981998,819.62103523733003,647.74159892188004,1.5024485299999999,2.1111,2.1623000000000001,57.75,399.625,392.5,305,197.5,2391.25,148.65,7648.9750000000004,3226.55,15023,29537.5,2881.4,712.65300000000002,1307.6500000000001,12.833500000000001]
[null,null,574,"2007M10","2007-10-01",true,"2007-10-01",{"$f":"INDEX(I582:CA582,$H$5)","v":8.5500000000000007},81.967246376809996,82.857826086960003,77.14,85.903913043480003,74.81,73.12,6.7980434782600003,9.16,8.5500000000000007,131.89013899842001,1.91149782609,2.9605841979999998,2.0084088200000001,2.2487123634000001,2.9005072269399998,2.0956298632500001,1.75,1010,1395.0704225352099,1215.1199999999999,1633.34,926.2,999.67,450,1007.69,401.91,1146.97,1358,197.10726639999999,164.16455999999999,163.19038164,329.2,313.39999999999998,293.2,323,325.54891620000001,335.14620304891002,1.1042907291499999,0.65865113750000004,0.97450733665,2.6702357440000002,1.7603042769199999,4.3930305000000001,9.9207900000000002,0.70682111999999997,0.44707776538999999,0.22046199999999999,3280.16,387.69878260870001,271.68201359109003,801.24117730584999,812.95099860546998,647.99653295935002,1.52008549,2.2627999999999999,2.3317000000000001,71.5,406,402.9,323.75,202.5,2442.37,168.11,8008.4350000000004,3719.7170000000001,16071.304,31055.435000000001,2975.326,754.60400000000004,1410.7,13.670400000000001]
[null,null,575,"2007M11","2007-11-01",true,"2007-11-01",{"$f":"INDEX(I583:CA583,$H$5)","v":9.14},91.338261183260002,92.528181818180002,86.731363636360001,94.755238095240003,84.6,89.75,7.1377272727300003,9.4700000000000006,9.14,137.88849896107001,1.96833909091,2.8880522000000002,2.0412576580000001,2.2063212515099999,2.91316303297,1.9983007215599999,1.7075,1131,1605.0704225352099,1241.4000000000001,1829.84,998.57,1115,489,1141.52,408.59,1252.43,1401,187.60857279999999,171.2508,170.09745609999999,342,327.75,311.25,320,307.65107454299999,321.81330974999997,1.0450027266699999,0.65107251563000001,1.04569953201,2.7213829280000001,1.7145513458299999,4.4321111999999996,10.117001180000001,0.72930003429000001,0.44175073250000002,0.22266662000000001,3348.08,422.05,279.40619632255999,865.97753520875006,806.26766707363004,647.15901685759002,1.5366201399999999,2.3732000000000002,2.4826999999999999,71.5,447,423.75,366.25,202.5,2506.886,195.09,6966.7049999999999,3328.1819999999998,16691.817999999999,30610.226999999999,2541.3180000000002,806.24800000000005,1448.73,14.701599999999999]
[null,null,576,"2007M12","2007-12-01",true,"2007-12-01",{"$f":"INDEX(I584:CA584,$H$5)","v":9.18},89.519941520469999,91.45,85.753157894739999,91.356666666669994,91,94.25,7.1497619047600001,9.49,9.18,138.15681919782,2.1126499999999999,3.0331161959999999,2.0148022179999998,2.31271599986,3.08663577527,2.1181788909799999,1.7333333333300001,1153,1676.0563380281701,1282.8399999999999,1978.91,1002.22,1136.53,503.99,1187.73,433.28,1336.75,1469,198.9344557,180.25426160000001,187.00909612000001,360.66666666666998,347.33333333333002,331.66666666666998,"…",345.30966192599999,368.62006231324,1.0540338950199999,0.64762768749999999,0.92586666736000001,2.7346106479999999,1.6945511,4.31325,10.29998464,0.72391942588000002,0.44551889221000002,0.23523295399999999,3433.31,418.94499999999999,275.34225348266,846.71017478693,788.32880710744996,645.90850371954002,1.53331321,2.4087999999999998,2.4777999999999998,71.5,512.5,446.875,401.66666666666998,202.5,2381.694,190.12,6587.6670000000004,2596.0279999999998,16263.056,25991.944,2353.0830000000001,803.20299999999997,1492.9,14.303599999999999]
[null,null,577,"2008M01","2008-01-01",true,"2008-01-01",{"$f":"INDEX(I585:CA585,$H$5)","v":9.94},90.689935064940002,91.920454545449999,87.17363636364,92.975714285709998,91.75,100.62,8,10.7,9.94,154.74877960389,2.20146,3.0833815320000002,2.187203502,2.3771791213200002,3.0526702872899998,1.9363670766800001,2.1425000000000001,1285,1750,1229.94,1984.16,1122.1500000000001,1278.18,528.5,1280.2,447.9,1390.42,1709,205.48559940404999,206.662316,212.67307754000001,375.6,364.4,358,"…",343.81052018999998,370.6609570425,1.1694385624200001,0.68896562500000003,1.0296482380600001,2.7652548659999998,1.70306895,4.293946,10.471945,0.73118572364000001,0.44618359343000003,0.26389301399999998,3438.78,483.85424999999998,287.07700063685002,954.91651440531996,812.61574921680995,640.92560804334005,1.61488415,2.5345,2.6236000000000002,71.5,593.875,539.20000000000005,376.625,230.625,2445.5230000000001,193.37,7061.0230000000001,2608.136,16337.272999999999,27689.544999999998,2340.114,889.59500000000003,1583.3,15.908899999999999]
[null,null,578,"2008M02","2008-02-01",{"$f":"C586>=$F$6","v":true},{"$f":"IF(F586,E586,NA())","v":"2008-02-01"},{"$f":"INDEX(I586:CA586,$H$5)","v":10.46},93.387590643270002,94.816666666670002,89.962105263159998,95.384,132,115,8.5500000000000007,10.84,10.46,162.44548780026,2.5034999999999998,3.4676467980000001,2.5452337900000002,2.39684047172,3.0425644300100001,1.7312903184699999,2.4166666666699999,1382,1721.43,1255.48,1984.16,1268.6300000000001,1391.67,574.01,1414.17,458.05,1429.55,1839,216.38691209000001,220.06711999999999,218.49547896000001,464.75,"…",432.75,"…",388.7480286,424.99565905499998,1.4510740387800001,0.79231046875,1.04903404216,2.8931228259999999,1.7448648708300001,4.5190796874999997,10.471945,0.73269956570999994,0.44401046799999999,0.29784416200000002,3387.51,545.69079999999997,288.39714122430001,1082.9640675342901,855.83776287721003,639.20719644657004,1.65456731,2.7212999999999998,2.79,71.5,692.5,729.375,328.125,240,2776.9290000000001,186.12,7887.69,3079.8809999999999,17210,27955.475999999999,2438.143,922.298,1999.67,17.568999999999999]
[null,null,579,"2008M03",{"$f":"EDATE(E586,1)","v":"2008-03-01"},true,"2008-03-01",{"$f":"INDEX(I587:CA587,$H$5)","v":10.96},101.84283333333001,103.2775,96.778499999999994,105.4725,118.25,111,9.4014285714299994,11.04,10.96,174.07424402601001,2.7264900000000001,3.3045049180000001,2.6878727040000001,2.2625991784499999,3.0610970010799998,1.6317005342599999,2.0950000000000002,1471,1700,1271.44,2075.4899999999998,1377.22,1456.39,558.86,1488.74,465.95,1510.12,1863,228.62588944442999,234.35770400000001,224.93296935999999,594,"…",537.6,"…",419.61271140000002,439.71609184875001,1.6429097635300001,1.0265587812500001,1.2307682279200001,3.010629072,1.7908297846200001,4.7936369250000004,10.471945,0.77139999999999997,0.45525402999999998,0.29100984000000002,3348.3,562.83562500000005,304.85272754597003,1068.7182267599501,912.45484122925996,640.93660085325996,1.7681052399999999,2.6960999999999999,2.7919999999999998,71.5,862.2,875.625,371,240,3005.2890000000002,197.12,8439.2890000000007,3008.5790000000002,19803.947,31225.262999999999,2511.4740000000002,968.43399999999997,2025.19,19.317399999999999]
[null,null,580,"2008M04","2008-04-01",true,"2008-04-01",{"$f":"INDEX(I588:CA588,$H$5)","v":11.42},108.75818181818001,110.18772727273,103.46863636364,112.61818181818001,123,108.75,10.132272727269999,12.19,11.42,188.72787272514,2.6074999999999999,3.1019003399999998,2.453521598,2.4878840074099999,2.9162492579400001,2.3524027642899998,2.1949999999999998,1443,1700,1288.71,2126.46,1320.11,1425.91,549.11,1422.23,516.14,1471.49,1838,237.77293359887,246.44368,240.28373841999999,907,"…",762.66666666667004,"…",323.42780434090997,362.22924711170998,1.4404226894400001,0.96730773749999999,1.2337172406800001,3.164952472,1.80863633077,4.8931440999999998,10.471945,0.78220450285999998,0.451576323,0.276900272,3410.54,558.94394999999997,291.75731683686001,1020.85467527063,940.97487459694003,646.56118194894998,1.6622834799999999,2.7039,2.835,160.375,953.5,1029,462.5,393,2959.2730000000001,195.95,8684.9320000000007,2822.75,21658.635999999999,28763.182000000001,2263.7950000000001,909.70500000000004,1988.41,17.5]
[null,null,581,"2008M05","2008-05-01",true,"2008-05-01",{"$f":"INDEX(I589:CA589,$H$5)","v":11.63},122.63260894661001,123.93619047619001,118.94863636364001,125.01300000000001,133.19999999999999,120.7,11.23045454545,12.38,11.63,203.10903264896001,2.6842299999999999,3.12945809,2.4003902560000001,2.4837585927400001,2.93651906909,2.3722567091200002,2.1425000000000001,1502,1700,1265.54,2253.2199999999998,1326.45,1432.5,566.12,1437.87,504.35,1524.95,1962,238.41479700855001,243.45564880000001,238.24068557142999,901.8,"…",727.4,"…",255.10027770900001,328.76171271686002,1.24676206296,0.92321393750000003,1.31769130901,3.512621046,1.8399391083300001,4.9529844000000001,10.471945,0.77287176000000002,0.45928533513999997,0.26609763400000003,3485.76,552.27350000000001,282.97231647983,1048.3744906193699,933.58398750853996,648.17526659209,1.6336234199999999,2.9603000000000002,3.0485000000000002,190,997.5,1037,633.75,546,2902.9,192.95,8382.75,2234.625,24062.25,25735,2182.1,888.66300000000001,2052.4499999999998,17.059999999999999]
[null,null,582,"2008M06","2008-06-01",true,"2008-06-01",{"$f":"INDEX(I590:CA590,$H$5)","v":12.07},131.52111111111,133.04857142857,127.58761904762,133.92714285714001,159.75,142.38,12.67619047619,12.63,12.07,222.15173377391,3.0011800000000002,3.2220521299999998,2.4546239079999999,2.6692371082099999,3.1012610677299999,2.5964502568899999,2.31,1551,1700,1233.45,2332.6999999999998,1293.21,1396.67,634.85,1535.16,534.37,1591.88,2045,241.00849152487001,287.11082399999998,262.19325198000001,757,"…",591,780,254.74386411,348.55307816786001,1.10180884127,0.86809668750000002,1.41442612393,3.6570236559999998,1.88961371923,4.9492799999999999,10.734294780000001,0.77266121142999999,0.47946285723999998,0.267420406,3565.33,552.13149999999996,272.28845584228998,1087.5408792899,932.88574817563995,647.30489182898998,1.69865971,3.1709999999999998,3.2225000000000001,190,1004.1,1043.125,642,546,2957.857,183.93,8260.5949999999993,1863.048,22229.286,22549.047999999999,1894.4760000000001,889.48800000000006,2039.24,16.969000000000001]
[null,null,583,"2008M07","2008-07-01",true,"2008-07-01",{"$f":"INDEX(I591:CA591,$H$5)","v":12.35},132.82518445323001,133.87304347826,131.2247826087,133.37772727273,180,167.75,11.148782608699999,14.37,12.35,212.06546065897999,2.9671599999999998,3.2487280319999998,2.5403836260000001,2.7591517808099999,3.1203618026200002,2.7445935398199999,2.4125000000000001,1436,1700,1148.55,2425.08,1213.48,1253.48,637.25,1506.98,521.57000000000005,1549.44,1692,248.14718443813999,265.34032000000002,218.818556,731.75,700,546.5,698,245.44771560000001,328.18360435568002,1.1034223940000001,0.72203597500000005,1.4316917420499999,3.92642822,1.9455771500000001,5.0132880000000002,11.1884465,0.78317064000000003,0.52379766999999999,0.31371742600000002,3654.88,559.62199999999996,275.76173439204001,1056.6423145931701,932.77336587189995,647.86837262018003,1.7041712600000001,3.1960000000000002,3.1951999999999998,240,1075.75,1112.5,733.75,546,3071.239,180.5,8414.0429999999997,1944.913,23139.348000000002,20160.217000000001,1852.37,939.77200000000005,1904.43,18.033899999999999]
[null,null,584,"2008M08","2008-08-01",true,"2008-08-01",{"$f":"INDEX(I592:CA592,$H$5)","v":13.25},114.56682539683,113.84904761905,113.21095238095,116.64047619048,158.4,156.9,8.25,14.64,13.25,178.75777949734001,2.8157800000000002,3.2282250659999998,2.481520272,2.7420665187800002,2.9964193684099998,2.6297801879199998,2.6,1193,1620,1104.21,2427.1799999999998,963.57,1064.29,557.28,1329.64,441.67,1352.83,1319,212.25341426404,235.02696,209.33969210000001,693.5,657.5,468.75,607.5,255.3685065,329.34415053552999,1.1584417810500001,0.79920012500000004,1.1318525629,3.83824342,1.94924021092,4.7637071999999998,11.230334279999999,0.74397692570999996,0.51267913190000003,0.32209498199999997,3704.49,554.08979999999997,272.94851080369,957.04103651996002,879.39373032903995,649.25260455986995,1.7206009281000001,2.9138000000000002,2.9264999999999999,290,1065,1131.5,785,546,2764.375,178.74,7634.7,1923.575,20026.25,18927.75,1723.2750000000001,839.02499999999998,1485.55,14.635]
[null,null,585,"2008M09","2008-09-01",true,"2008-09-01",{"$f":"INDEX(I593:CA593,$H$5)","v":14.39},99.656767676770002,99.064090909089998,95.969545454550001,103.93666666667001,150,147.75,7.6944999999999997,14.85,14.39,173.78281327379,2.6957200000000001,3.1585590739999998,2.3232285560000001,2.6686575287699998,2.98045665267,2.4535159336299999,2.5720000000000001,1110,1616.36,1122.6099999999999,2313.85,826.02,994.09,525.48,1201.02,413.14,1238.29,1176,189.45928555680001,233.84592000000001,216.01087222000001,683.8,651,420.4,561.78499999999997,223.7689503,295.55033419286002,1.1068470999,0.80264495312999995,0.92397093374000006,3.5578157560000001,1.9489688730800001,4.5418922249999998,10.59540372,0.71387676,0.50924622362000005,0.29828508599999998,3748.63,531.67150000000004,284.47124764633998,909.77018780338994,888.75544555624003,648.81777644546003,1.6226003200000001,2.8073000000000001,2.8313000000000001,278,980,1079.25,744.5,546,2525.8180000000002,139.63999999999999,6990.8639999999996,1868.364,18368.864000000001,17794.544999999998,1735.4770000000001,829.93200000000002,1223.18,12.372999999999999]
[null,null,586,"2008M10","2008-10-01",true,"2008-10-01",{"$f":"INDEX(I594:CA594,$H$5)","v":15.01},72.692753623190001,72.84260869565,68.620869565220005,76.614782608699997,108,109.7,6.7335000000000003,15.93,15.01,167.66736836214,2.27393,2.7246898580000001,1.957041174,2.3049551821800001,2.3671224688499999,2.3227430776800002,2.2250000000000001,856,1489.13,1154.02,2119.44,635.75,750.65,399.87,942.53,350.96,1040.68,950,143.36741545013001,183.06120000000001,163.62593786957001,609.25,487.5,348.25,478.572,185.92297020000001,237.38407758586999,0.94203309070999997,0.80746771250000005,0.90982506563999999,3.1140257500000001,1.92982986429,4.3146509999999996,10.361713999999999,0.52608921390999996,0.47192287426000001,0.26234977999999998,3804.36,492.91770000000002,304.44857531829001,822.20852382447003,861.69599039057005,643.85210936316003,1.37347826,1.8623000000000001,1.9160999999999999,450,910,965,575,546,2121.413,88.67,4925.6959999999999,1480.1089999999999,14401.739,12139.782999999999,1302.1089999999999,806.62,912.57,10.4413]
[null,null,587,"2008M11","2008-11-01",true,"2008-11-01",{"$f":"INDEX(I595:CA595,$H$5)","v":15.06},53.972728070179997,53.241,51.383499999999998,57.293684210530003,92.25,89.38,6.6745000000000001,15.81,15.06,166.41430737438,2.0545900000000001,2.6872113180000001,2.0009131120000001,1.96734080153,1.97986455161,2.1946578529699998,1.7275,719,1265,1187.5899999999999,1933.45,581.25,514.5,371.76,825.64,333.7,974.82,835,130.08774094130001,163.77088000000001,150.75412022,552,440.25,307,431.07,182.98347659999999,226.8462326625,0.88292644682999999,0.90254496875000001,0.85333830754999995,2.7282172500000001,1.916365935,4.0542480000000003,9.9626777799999999,0.50279260349999999,0.43362554746999998,0.26697948199999999,3740.82,451.98599999999999,315.96597694114001,756.66021691458002,872.32760116585996,646.48729833474999,1.21143869,1.6161000000000001,1.6513,450,710,606,287.5,546,1852.425,64.95,3717,1291.0999999999999,13643.5,10701.5,1152.5999999999999,760.86300000000006,840.3,9.8651999999999997]
[null,null,588,"2008M12","2008-12-01",true,"2008-12-01",{"$f":"INDEX(I596:CA596,$H$5)","v":13.78},41.338924963929998,41.580909090909998,40.996818181819997,41.439047619050001,78.650000000000006,77.25,5.7948000000000004,15.5,13.78,153.39085829468999,2.39385588235,2.622836414,1.8190319619999999,1.92601276103,1.9164806479000001,2.0890576352000001,1.7725,740,1250,1180.83,1761.69,587.24,540.24,359.35,745.55,317.86,838.02,759,115.17666870908,158.25935999999999,138.60005016,531.79999999999995,422,287,413,179.3091096,220.1354096,1.00643896098,0.83020357813000001,0.76172000244000004,2.6565671000000002,1.91847869583,3.9309599999999998,9.7135557200000004,0.5301947145,0.43594356299999998,0.25904284999999999,3775.49,476.62299999999999,326.62278045521998,733.65049357675002,845.80048065115,646.06910749384997,1.2224617900000001,1.1773,1.2031000000000001,450,495,405,240,546,1490.4290000000001,69.98,3071.9760000000001,962.88099999999997,11240,9686.4290000000001,1100.5709999999999,816.09199999999998,839.7,10.2857]
[null,null,589,"2009M01","2009-01-01",true,"2009-01-01",{"$f":"INDEX(I597:CA597,$H$5)","v":12.71},43.855214285709998,44.86,44.967142857139997,41.738500000000002,79.400000000000006,76.400000000000006,5.2413999999999996,13.89,12.71,138.29190146841,2.6259228819999998,2.8285274600000001,1.8241025879999999,2.1858171945899998,2.4594367732200002,1.9055148105399999,2.1924999999999999,734,1195.45,1192.2,1619.87,658.55,556,400.92,789.89,382.67,831.74,817,121.39498219577,172.82552000000001,153.25636392000001,580,464,318.60000000000002,386.79,195.1088877,239.11426721842,1.0277110227499999,0.81986909375000006,0.78288590259000002,2.6360641340000002,1.92353095,3.8074080000000001,9.7378065399999993,0.5230983615,0.44417581449999999,0.27756165799999999,3828.99166666667,470.233,329.65248684648998,697.55312275643996,818.44849999999997,574.69867001466002,1.2720657399999999,1.4079470000000001,1.487368,450,308.875,350,273.75,546,1413.1189999999999,72.510000000000005,3220.69,1132.7380000000001,11372.857,11306.905000000001,1187.405,858.69,947.41,11.2682]
[null,null,590,"2009M02","2009-02-01",true,"2009-02-01",{"$f":"INDEX(I598:CA598,$H$5)","v":10.52},41.843675438600002,43.2425,43.137999999999998,39.150526315790003,75.38,69.06,4.5190000000000001,11.04,10.52,114.48699546667,2.6475281580000001,2.8545419760000001,1.768546164,2.1351868488100001,2.54270987133,1.7453506751000001,2.1175000000000002,673,1110,1192.07,1543.24,655.66,565.25,374.45,747.64,396,802.4,805,112.53437575821,163.37719999999999,144.12923712,590.75,472.75,319.5,418.09333333333001,183.3509133,224.68754204999999,1.0671496649200001,0.94388290625000004,0.76646124725999998,2.5359743859999999,1.9114055400000001,3.8027880000000001,9.9207900000000002,0.504867803,0.43494831947000001,0.29255307400000002,4097.5,421.89510000000001,322.45407424049,690.19541757658999,806.65200000000004,572.95990329302003,1.2169502400000001,1.2977000000000001,1.46315,450,313.75,320,281.25,580.125,1330.2,75.59,3314.7249999999999,1100.5250000000001,11039.25,10408.75,1112.075,943,1033.25,13.4125]
[null,null,591,"2009M03","2009-03-01",true,"2009-03-01",{"$f":"INDEX(I599:CA599,$H$5)","v":9.48},46.645303030299999,46.839090909089997,45.575909090910002,47.520909090910003,61,58.56,3.9502000000000002,10.9,9.48,106.20969493210001,2.5099598699999999,2.8333776240000002,1.6823455220000001,2.21858600382,2.8473854739000002,1.67037253755,2.1379999999999999,625,1100,1253.7,1535.22,660.48,586.25,372.75,730.71,366.91,776.9,757,114.84506035755,164.55824000000001,138.58902706000001,588.25,471.5,332,"…",183.71834999999999,230.98173272099999,1.3309435726700001,0.90943462500000005,0.84705326174999995,2.6129156240000002,1.89003768462,3.7458431999999999,10.031021000000001,0.51533731999999999,0.43548259700000003,0.29541908,4203.6000000000004,388.23155000000003,288.56913615090002,679.86009517238995,815.85599999999999,570.78559738134004,1.1353793000000001,1.2775000000000001,1.4308179999999999,450,317.8,295,268.5,682.5,1335.8409999999999,64.069999999999993,3749.75,1238.9090000000001,10675.909,9696.3639999999996,1216.75,924.27300000000002,1081.77,13.1168]
[null,null,592,"2009M04","2009-04-01",true,"2009-04-01",{"$f":"INDEX(I600:CA600,$H$5)","v":8.1199999999999992},50.278095238100001,50.845238095239999,50.18,49.809047619049998,63.56,62.88,3.4998,8.51,8.1199999999999992,88.456933772349998,2.55515458,2.9735914559999999,1.665149486,2.5089199608000001,2.8729398820899998,2.4438200003200001,2.21,747,1100,1274.23,1433,799.7,713.5,387.55,809.08,395.57,830.19,843,111.2902032696,168.49503999999999,154.14482577999999,549.66666666667004,446,335.66666666666998,430,182.6160399,233.47312851685999,1.29158948728,0.8901435875,0.90452286280000005,2.6373869060000001,1.8824063076899999,4.0435121250000003,10.031021000000001,0.52088494699999999,0.468261288,0.30093062999999998,4191.1750000000002,382.51,283.13029886185001,684.28014264979004,815.68349999999998,567.71685761048002,1.2522241599999999,1.4830000000000001,1.62381,315,300.625,278,245.625,682.5,1420.85,59.78,4406.55,1383.1,11743.5,11166,1378.85,890.2,1165.45,12.4793]
[null,null,593,"2009M05","2009-05-01",true,"2009-05-01",{"$f":"INDEX(I601:CA601,$H$5)","v":7.5},58.153888888890002,57.940952380950002,57.39571428571,59.125,64.5,58.03,3.81,8.09,7.5,89.807093329910003,2.480858886,3.3287557379999999,1.667133644,2.69362024588,2.9646676565100001,2.8936930811399999,2.2225000000000001,842.5,1100,1258.71,1406.55,872.61,826.84,425.72,889.62,447.37,947.07,941,128.70362325137,179.91175999999999,160.08407206000001,533,454,322.39999999999998,405.17750000000001,202.4576217,261.48173459625002,1.2867547096900001,0.83020357813000001,0.88823791277999997,2.7244693959999999,1.9171714692299999,4.2771074999999996,9.8789022200000005,0.53835024571000001,0.47676009809999997,0.35362104799999999,4226.7250000000004,395.35700000000003,291.06493490753002,717.61650940063998,855.42150000000004,565.91391462903005,1.36576209,1.56165,1.6932499999999999,270,267.875,245,236.25,682.5,1460.4469999999999,62.69,4568.6319999999996,1440.1579999999999,13793.421,12634.736999999999,1483.789,928.64499999999998,1128.67,13.9838]
[null,null,594,"2009M06","2009-06-01",true,"2009-06-01",{"$f":"INDEX(I602:CA602,$H$5)","v":7.18},69.149696969700003,68.616818181819994,69.210909090909993,69.621363636360002,71.38,60.2,3.8043,7.95,7.18,88.855521860920007,2.7004390379999998,3.302300298,1.6267890979999999,2.7815371531599999,3.13644330803,2.80066815145,2.4075000000000002,747,1100,1263.68,1338.81,788.57,732.62,442.09,892.92,460.14,917.18,907,148.58836815359001,179.51808,153.04251578,574.5,476,320.75,404.28500000000003,201.72274830000001,256.64493149079999,1.2842793347999999,0.85431737500000005,0.81611932533999998,2.7447518999999998,1.9438812884600001,4.539345,9.5526184599999997,0.55350979,0.49153005,0.36221906599999998,4245.0916666666699,406.464,279.2527859823,761.61492641119003,817.9,563.62952548402995,1.3536366799999999,1.526818,1.674636,198,256.10000000000002,220,239.7,682.5,1573.7270000000001,71.66,5013.9549999999999,1674.4549999999999,14985.682000000001,14960.455,1557.2729999999999,945.67,1217.8599999999999,14.654299999999999]
[null,null,595,"2009M07","2009-07-01",true,"2009-07-01",{"$f":"INDEX(I603:CA603,$H$5)","v":7.55},64.666673254279999,64.91,64.969565217389999,64.120454545450002,73.8,61.1,3.3902000000000001,6.67,7.55,77.992539266669993,2.7912693819999999,3.10630958,1.5802716160000001,2.9589417034399998,3.4603277655600002,2.7439973447499999,2.6724999999999999,685,1100,1278.56,1322.77,698.48,663.91,430.61,846.3,440.22,851.56,804,140.30670078052,151.5668,133.80059241999999,572,463.5,320.25,410.22800000000001,175.63474260000001,224.85038331477,1.1465831788400001,0.82675874999999999,0.71535925366999997,2.7923716920000001,1.9524665875,4.5371249999999996,9.0521697200000002,0.55632310129999996,0.50739329300000002,0.40631146600000001,4238.8583333333299,408.55200000000002,281.42337662145002,776.02385989481002,760.27499999999998,561.92914189928001,1.42859376,1.595478,1.749217,90,263.25,224,243.75,615.625,1667.9570000000001,83.95,5215.5429999999997,1678.6089999999999,14038.913,15984.565000000001,1578.6089999999999,934.22799999999995,1162.26,13.361700000000001]
[null,null,596,"2009M08","2009-08-01",true,"2009-08-01",{"$f":"INDEX(I604:CA604,$H$5)","v":7.76},71.629682539680005,72.504761904760002,71.324285714289999,71.06,72.5,64.25,3.1478999999999999,6.92,7.76,76.380966851270003,2.9566158819999999,3.301638912,1.5950425699999999,2.99231843422,3.4576370938499998,2.7053182088200001,2.8140000000000001,747,1119.05,1217.04,1310.18,746.05,726.19,497.53,903.15,453.19,884.24,820,122.24774857563,151.96047999999999,142.37215498,526.25,432.75,305.5,395.71749999999997,161.67214799999999,210.37290809743001,1.0763685120399999,0.83364840625000003,0.83629003698000004,2.7956786220000001,1.9130088999999999,4.5600759999999996,8.3356682200000005,0.56344331999999997,0.57464995028999999,0.49471672799999999,4272.5583333333298,413.77199999999999,276.61863311555999,785.61143296506998,769.66800000000001,562.01041564519005,1.4164683499999999,1.8388500000000001,2.0588000000000002,90,276.39999999999998,225,251.5,530,1933.75,97.67,6165.3,1900.1,14869.75,19641.75,1821.675,949.375,1244.57,14.3567]
[null,null,597,"2009M09","2009-09-01",true,"2009-09-01",{"$f":"INDEX(I605:CA605,$H$5)","v":8.42},68.346111111110005,67.686818181820001,67.908181818179997,69.443333333330003,67.64,61.13,2.9615999999999998,7.13,8.42,75.564136766870007,3.1429062719999998,3.2745220860000002,1.6274504839999999,3.1570423919200001,3.7644601822300001,2.74166699354,2.9649999999999999,701,1150,1161.6400000000001,1232.58,703.85,700.68,425.01,858.18,440.95,855.36,809,103.46648361803,150.38576,141.82981846000001,518.75,428,303.25,392.858,158.36521769999999,191.09332947857001,1.13031694133,0.81849116249999998,1.0309466943800001,2.8137565059999998,1.8711712250000001,4.5013945,7.81317328,0.54300342000000001,0.63736614019000004,0.508385372,4300.3500000000004,422.298,280.83979017966999,775.50176433158003,784.27200000000005,560.69740702040997,1.41205911,2.0666000000000002,2.1718999999999999,90,280.625,225,232.25,425,1834.114,80.709999999999994,6196.4319999999998,2204.5450000000001,14869.091,17473.182000000001,1884.0229999999999,996.59100000000001,1288.7,16.389500000000002]
[null,null,598,"2009M10","2009-10-01",true,"2009-10-01",{"$f":"INDEX(I606:CA606,$H$5)","v":9.1},74.080606060609995,73.194090909089994,73.275454545450003,75.772272727270007,71.069999999999993,64.349999999999994,4.0232000000000001,7.6,9.1,91.150604519400005,3.372627676,3.4076811340000002,1.6206161619999999,3.0266804250699999,3.5239033899600001,2.9436378852399998,2.6124999999999998,706,1150,1079.3800000000001,1155.42,724.66,727.05,430.08,897,429.5,894.11,846,130.65072284964,167.31399999999999,159.04790066000001,493,412.8,298.39999999999998,414.10750000000002,175.63474260000001,198.84886839642999,1.08028217183,0.80953460937999999,1.15261406736,2.7465155960000001,1.82661952917,4.4584165000000002,7.6191667199999999,0.48781481818,0.67778035599999997,0.49912596799999998,4329.45,444.48,276.62496826472,790.04314283686995,805.10424999999998,559.31508821673003,1.4726861600000001,2.2636820000000002,2.352182,90,271.625,246.5,234.875,425,1878.568,86.79,6287.9769999999999,2240.7730000000001,15008.864,18525.226999999999,2071.5909999999999,1043.1590000000001,1332.77,17.2361]
[null,null,599,"2009M11","2009-11-01",true,"2009-11-01",{"$f":"INDEX(I607:CA607,$H$5)","v":9.1300000000000008},77.552301587299993,77.036666666670001,77.625238095239993,77.995000000000005,78.8,66.44,3.6907000000000001,7.81,9.1300000000000008,88.131592030159993,3.3840916999999999,3.3556521020000001,1.5317699760000001,3.0559291266000002,3.34950667805,2.9122807017499999,2.9060000000000001,729,1150,1028.92,1151.6500000000001,763.33,754.52,447.41,932.38,439.57,933.77,921,155.25198187996,171.64447999999999,166.00788600000001,542.75,460.25,337,491.60500000000002,204.6622419,211.03834934118001,1.02749070875,0.83364840625000003,1.15440641492,2.833157162,1.81075615769,4.5697184999999996,7.4957079999999996,0.49634818182000001,0.70245807059999998,0.49074841200000002,4427.3999999999996,451.14850000000001,271.97349973866,821.01290238313004,821.05650000000003,558.60821705600995,1.58291716,2.4888499999999998,2.5418500000000002,90,273.2,228.5,243.5,425,1949.2860000000001,99.26,6675.5950000000003,2308.7620000000002,14942.380999999999,16991.189999999999,2193.3809999999999,1127.0360000000001,1400.62,17.821300000000001]
[null,null,600,"2009M12","2009-12-01",true,"2009-12-01",{"$f":"INDEX(I608:CA608,$H$5)","v":9.76},74.881818181819995,74.669545454550004,75.488636363639998,74.487272727269996,83.1,73.8,5.3651999999999997,8.01,9.76,109.8432858286,3.49762963,3.4868159688999998,1.5407207331999999,2.97358010567,3.2670953102200002,2.6769783401199998,2.9766666666699999,768,1185.6896551724101,1093.1199999999999,1181.8699999999999,821.81,835.45,449.35,939.91,430.82,938.29,986,150.58598335049001,164.55824000000001,166.34519286,591,515.25,403,529.91399999999999,206.49942540000001,206.25140562749999,0.98936456162999997,0.79575529688000002,1.0135766724599999,2.88364296,1.81100347083,4.4752219999999996,7.5508234999999999,0.48924128260999999,0.73420860700000001,0.51874708599999997,4460.6833333333298,452.72399999999999,264.8295343959,807.70669801336999,795.95600000000002,557.21747370279002,1.6755112000000001,2.7941500000000001,2.80125,90,331.5,232,262,425,2180.0949999999998,105.07,6981.7139999999999,2328.5239999999999,15546.905000000001,17066.429,2375.9520000000002,1134.7239999999999,1437.48,17.642199999999999]
[null,null,601,"2010M01","2010-01-01",true,"2010-01-01",{"$f":"INDEX(I609:CA609,$H$5)","v":10.02},77.121087719299993,76.373000000000005,76.635000000000005,78.355263157889993,97,86.94,5.8068999999999997,8.8000000000000007,10.02,119.13880032206001,3.5251873800000002,3.5031411800000001,1.544997696,2.8977470991200001,3.41052368679,2.43771761059,2.8450000000000002,784,1202.5431034482799,1075.52,1275.53,830.88,879.5,435.88,920.55,423.05,914.09,968,146.53767234931999,167.31399999999999,161.79485718000001,568.79999999999995,510.6,420.2,485.28399999999999,198.78325469999999,201.19093202368001,0.94131466662999996,0.78542081249999995,1.08926182595,3.0225340200000002,1.8298346000000001,4.4878132500000003,7.71617,0.47811534999999999,0.86769201895000003,0.58356291400000004,4465.5333333333301,442.43509999999998,258.21614989233001,804.14153116729995,792.44269999999995,557.21747370279002,1.70637588,3.0371999999999999,3.0920000000000001,90,383,296.25,266.5,389.375,2235.15,125.72,7386.25,2368.375,17714.75,18439.25,2434.4499999999998,1117.963,1557.9,17.748999999999999]
[null,null,602,"2010M02","2010-02-01",true,"2010-02-01",{"$f":"INDEX(I610:CA610,$H$5)","v":10.52},74.763015594539993,74.311999999999998,73.563888888890006,76.413157894739996,94.19,83.36,5.3357000000000001,8.8000000000000007,10.52,113.75559002138,3.2765062440000001,3.4802131319999998,1.496496056,2.8512152253599998,3.3214200588299998,2.2947256172600001,2.9375,798,1200,1034.0999999999999,1287.5,830,894,411.86,909.19,404.85,900.93,948,137.37599107534001,161.80248,154.05664098,535,474.66666666666998,405,421.78500000000003,191.80195739999999,194,0.97588951081999997,0.71996907813,0.98159241609000003,3.2116904160000002,1.8353461499999999,4.5141799999999996,7.9785197800000001,0.45847094999999999,0.88740596304999997,0.55975301799999999,4389.2916666666697,424.26600000000002,252.75851306509,804.92218834280004,781,557.21747370279002,1.76479831,3.0808,3.1274000000000002,90,413.625,300,297.5,374.375,2048.9250000000002,127.49,6848.1750000000002,2123.6750000000002,16361.75,18976,2156.9,1095.413,1520.35,15.872999999999999]
[null,null,603,"2010M03","2010-03-01",true,"2010-03-01",{"$f":"INDEX(I611:CA611,$H$5)","v":10.42},79.297681159419994,79.274782608699994,77.367826086959994,81.25043478261,94.375,82.962500000000006,4.2923999999999998,8.93,10.42,101.63667599970999,3.0897749299999999,3.6265999,1.4826069500000001,2.6213984645399999,3.3219593005300001,1.7422360931,2.8,921,1200,1061.33,1317.02,862.83,996.96,409.36,911.07,371.38,910.08,949,146.98247256850999,159.04671999999999,154.70259464,502.2,445.6,377,392.572,189.96477390000001,191.07507175435001,1.12470048816,0.83778220000000003,0.95472186969999995,3.3995240400000002,1.85109343571,4.4274674220000003,8.21882336,0.45471589130000001,0.77412834974,0.41138209199999998,4206.9333333333298,427.568715,249.83986763524001,803.26287371638,790.10213624999994,557.21747370279002,1.89156396,3.1763479999999999,3.3386086956500001,90,424.5,354.375,278.7,340,2205.63,139.69,7462.826,2172.087,17549.348000000002,22461.304,2275.0650000000001,1113.337,1599.43,17.106100000000001]
[null,null,604,"2010M04","2010-04-01",true,"2010-04-01",{"$f":"INDEX(I612:CA612,$H$5)","v":10.98},84.182857142860001,84.978571428570007,83.092380952379997,84.477619047619996,100.15,88.7,4.0058999999999996,7.52,10.98,91.833895263160002,3.2211702820000001,3.731098888,1.576744224,2.7743578700199998,3.2663938744699998,2.4533464022599998,2.6033333333300002,940,1200,1072.3699999999999,1361.62,862.71,1021.05,402.6,902.83,376.95,909.13,924,151.70521637143,157.07831999999999,149.4070974,466,408.66666666666998,343,371.17,187.76015369999999,192.87,1.05142997001,0.82503633594000003,0.99472843658999999,3.6572441179999999,1.8794385499999999,4.5609999999999999,8.4877870000000009,0.44978851135999998,0.68384162943000004,0.36265998999999999,4179.7916666666697,429.64864,246.03528154253999,818.06995592042995,820.20849999999996,564.66326304025995,1.9418292960000001,3.2806000000000002,3.9481818181800001,90,417.5,372.5,253.75,340,2316.7249999999999,172.47,7745.0749999999998,2264.85,18683.5,26030.75,2366.6750000000002,1148.6880000000001,1710.5,18.0623]
[null,null,605,"2010M05","2010-05-01",true,"2010-05-01",{"$f":"INDEX(I613:CA613,$H$5)","v":11.39},75.61831746032,76.250952380949997,76.873999999999995,73.73,100.13,90.9375,4.1559999999999997,7.27,11.39,92.745895025590002,3.1784006539999998,3.8201655360000002,1.5566821820000001,2.7988500318099998,3.2185628084600002,2.84798728698,2.33,932,1200,1108.04,1366.87,855.31,1031.05,402.87,859.49,371,862.49,910,143.03590335932,163.37719999999999,147.34577770000001,451.33333333333002,396.66666666666998,329,368.82249999999999,190.3322106,181.60558897499999,0.99899255053000002,0.79920012500000004,1.0547115513100001,3.58360981,1.9056184125,4.8427499999999997,10.031021000000001,0.42097695237999999,0.68106223349999995,0.33510224,4244.5749999999998,403.488,253.65874816397999,772.90032713123003,836.47132350000004,566.78886205066999,1.985701234,2.8869500000000001,3.6677499999999998,90,410,352.75,234,334.5,2040.5260000000001,161.35,6837.6840000000002,1882.684,17566.053,22008.157999999999,1968.3679999999999,1205.434,1624.86,18.433299999999999]
[null,null,606,"2010M06","2010-06-01",true,"2010-06-01",{"$f":"INDEX(I614:CA614,$H$5)","v":10.48},74.724999999999994,74.838181818180004,73.98318181818,75.353636363640007,98.1875,92.8125,4.7948000000000004,7.74,10.48,102.1209290833,3.2308706100000002,4.2086195799999997,1.695793704,2.7180479741300001,3.00076145372,2.91838246866,2.2349999999999999,993,1200,1136.71,1366.87,825.68,1050,401.33,860.28,351.18,876.07,889,145.93266868949999,152.74784,130.97867882,440,392,329.5,358.21499999999997,182.6160399,157.67209847046001,1.03652854844,0.96207159875000003,1.2012702857099999,3.3250078840000001,1.92183508846,5.2014899999999997,12.39437364,0.40909210226999998,0.72373666199999998,0.35009365599999998,4337.8083333333298,390.78399999999999,260.83782247764998,770.40421310511999,841.09199999999998,567.49575788166999,2.0511784479999999,2.9000909090899998,3.5657727272700002,90,392.5,346.8,226.25,312.5,1931.386,143.63,6499.2950000000001,1703.9549999999999,17319.773000000001,19388.635999999999,1742.8409999999999,1232.92,1553.23,18.454799999999999]
[null,null,607,"2010M07","2010-07-01",true,"2010-07-01",{"$f":"INDEX(I615:CA615,$H$5)","v":11.32},74.579401154400003,74.735454545449997,72.652272727270002,76.350476190479995,95.98,90.61,4.6265999999999998,8.0399999999999991,11.32,102.07370050082,3.2295478379999998,4.4800083019999999,1.879879474,2.8640997545800002,3.0446446425200002,3.23265462124,2.3149999999999999,1031,1200,1139.5899999999999,1366.87,844.43,1063.8599999999999,427.53,910.82,369.32,946.76,937,156.36196489269,163.75682,132.40286334000001,441.8,395.6,349.8,357.85599999999999,222.28170651428999,195.81769059128999,0.95885934492000002,0.98522084374999996,1.30241177536,3.26945146,1.93655825,5.3875782750000001,12.68979272,0.42774931818,0.73277369524000002,0.38492665199999998,4381.8500000000004,421.36511999999999,274.90743387152003,794.51176102272996,871.18286999999998,569.66985219141998,1.85538815,2.92640909091,3.2741818181800002,98.75,418.125,360,259.375,312.5,1988.2729999999999,126.36,6735.25,1836.9770000000001,18191.364000000001,19517.5,1843.886,1192.9659999999999,1525.59,17.9605]
[null,null,608,"2010M08","2010-08-01",true,"2010-08-01",{"$f":"INDEX(I616:CA616,$H$5)","v":11.3},75.826269841270005,76.693181818179994,74.183809523809998,76.601818181819993,89.78,87.9,4.3049999999999997,8.4499999999999993,11.3,100.10397055048,3.0716970460000002,4.6647554580000001,1.8227798159999999,2.99338321328,3.26955247269,3.20259716716,2.508,1170,1231.82,1155.8699999999999,1383.9,943.73,1171.1400000000001,449.84,997.62,398.91,1012.94,1074,161.23269214493001,175.58127999999999,143.39509866,452.75,412,369,422.85750000000002,261.61493039999999,246.24722445585999,0.86485336522,0.89910014062999999,1.13932707033,3.410106216,1.93540198077,6.8494000000000002,11.96667736,0.43205787499999998,0.77172723099999996,0.40807516199999999,4350.0916666666699,425.60924999999997,294.67195436259999,813.66528381833996,892.1847252,571.81858994626998,1.9917691880999999,3.1425909090899999,3.3160909090900001,125,459.9,380.75,263.5,312.5,2118.143,145.34,7283.9520000000002,2075.2379999999998,20754.761999999999,21413.332999999999,2044.5709999999999,1215.81,1540.59,18.387699999999999]
[null,null,609,"2010M09","2010-09-01",true,"2010-09-01",{"$f":"INDEX(I617:CA617,$H$5)","v":11.03},76.116240981239997,77.786818181819996,75.270476190479997,75.291428571430004,94.9,85.82,3.9039000000000001,8.2799999999999994,11.03,94.242164940449996,2.8750449420000002,4.9099092019999997,1.7919151360000001,2.9960260725999999,3.3488085507299998,3.1817696670800002,2.4575,1275,1250,1182.1400000000001,1426.71,948.88,1259.6600000000001,468.26,1035.26,409.73,1032.57,1114,168.11980413513001,205.89464000000001,184.90462885714001,476.5,448,412,457.678,276.31239840000001,271.67359754743001,0.97408516714000004,0.88049806875000003,1.0468508990600001,3.3909260219999999,1.93455405,7.2438000000000002,11.732987639999999,0.43901111905000001,0.84150345400000004,0.496259962,4358.3500000000004,432.01949999999999,310.91209847739998,827.12243754222004,875.96437500000002,575.35057104861005,2.3088985260000001,3.3625240000000001,3.5333809999999999,125,506,428,308.75,312.5,2162.3409999999999,140.62727272727,7709.2950000000001,2184.2269999999999,22701.135999999999,22643.409,2151.4090000000001,1270.9770000000001,1591.75,20.549800000000001]
[null,null,610,"2010M10","2010-10-01",true,"2010-10-01",{"$f":"INDEX(I618:CA618,$H$5)","v":11.13},81.719365079369993,82.918095238099994,80.340476190480004,81.899523809520005,97.45,90.99,3.4315000000000002,8.2899999999999991,11.13,88.620924680490006,2.9275148980000001,4.7981349680000003,1.879879474,3.03472973501,3.3724139968700002,3.2467752081699999,2.4849999999999999,1412,1280.95,1197.99,1471.32,1025.83,1420.95,495.79,1146.75,417.77,1149.51,1284,174.62422634836,235.81432000000001,201.03929780000001,486,457,428.25,477.68,267.49391759999997,270.23219586429002,1.0033432303100001,0.91632428124999998,1.08632365351,3.3743913719999998,1.9120485541700001,7.6478999999999999,11.75723846,0.45409956304999999,0.84287871695000005,0.54255698200000002,4357.4916666666704,458.88150000000002,316.36162135653001,867.41951343101005,880.17449999999997,578.23195983995004,2.7899466099999999,3.8479523809499998,3.92476190476,125,557.25,455,332.5,312.5,2346.5700000000002,148.48095238094999,8292.4050000000007,2379.6669999999999,26342.618999999999,23807.381000000001,2372.143,1342.0239999999999,1688.69,23.3933]
[null,null,611,"2010M11","2010-11-01",true,"2010-11-01",{"$f":"INDEX(I619:CA619,$H$5)","v":10.84},84.53406349206,85.67,83.695999999999998,84.236190476190004,107.16,103.2,3.7272500000000002,8.59,10.84,93.442045668540004,2.910318862,5.147346776,2.0291322479999998,3.0270648023,3.39794202704,3.1657523798499998,2.5175000000000001,1512,1350,1202.67,1543.24,1131.3599999999999,1631.14,514.15,1231.69,436.82,1242.32,1441,179.09046833727999,238.1764,203.24832703999999,514.5,477.5,427.75,508.03,278.51701859999997,274.08076079558998,1.0347555517,0.90943462500000005,0.82334876000000001,3.501597946,1.8840315083300001,8.0579000000000001,12.198162460000001,0.44547608181999998,0.85621141885999996,0.58091736999999999,4372.1750000000002,450.16950000000003,313.32446030098998,843.81640927425997,901.45185000000004,580.99853360545001,3.4097072847600001,4.2383499999999996,4.3122499999999997,125,554.1,463.75,365.4,322.5,2333.0680000000002,156.1,8469.8860000000004,2376.7269999999999,25519.091,22909.317999999999,2291.6819999999998,1369.886,1692.77,26.540900000000001]
[null,null,612,"2010M12","2010-12-01",true,"2010-12-01",{"$f":"INDEX(I620:CA620,$H$5)","v":10.75},90.005961791830003,91.79652173913,89.074545454550005,89.146818181819995,118.29,115.24,4.2370952381000002,8.74,10.75,100.28540794401999,3.0600125600000001,5.4712054539999997,2.0743269579999999,3.04230296836,3.5027627627600002,2.93747947564,2.6866666666699999,1715,1372.5752508361199,1301.1849082568799,1644.45,1234.6400000000001,1829.55,545.75,1324.72,449.19,1382.99,1454,189.64090120531,250.38048000000001,221.57092385999999,532,479.8,413.4,528.28599999999994,308.64682800000003,306.52010438040003,1.0621423563800001,0.89978910624999997,0.72389052499999995,3.8807925860000001,1.8817350291699999,8.2306000000000008,12.456103000000001,0.43194375164999999,0.84685466799999998,0.61687271799999999,4354.8083333333298,436.49430000000001,306.53989014485001,832.08761155163995,896.98850000000004,582.38416766671003,3.7034088608000002,4.6894347826100002,4.7460000000000004,125,540.625,472.5,380.625,322.5,2350.6669999999999,163.1,9147.2620000000006,2412.9290000000001,26163.332999999999,24111.19,2280.9290000000001,1390.5530000000001,1711.39,29.3248]
[null,null,613,"2011M01","2011-01-01",true,"2011-01-01",{"$f":"INDEX(I621:CA621,$H$5)","v":11.45},92.690595238100002,96.294285714289998,92.369,89.408500000000004,132.47999999999999,122.62,4.4934000000000003,9.61,11.45,108.0080141041,3.164952472,5.8151261740000004,2.2286503579999999,3.0208513756299999,3.5588023511200002,2.6117517757800002,2.8919999999999999,2038,1426.7558528428101,1324.8284862385301,1653.47,1303.57,2139.0500000000002,567.62,1365.73,462.26,1440.75,1492,195.20185783871,264.94664,246.31778335999999,516.79999999999995,467.6,405,493.858,320.40480239999999,326.55656760728999,1.1967726621300001,0.89218215624999997,0.73461162499999999,4.1942895499999997,1.8739269999999999,8.2673000000000005,12.52444622,0.43668458475999999,0.84793166179000001,0.65278798199999999,4370.7749999999996,441.28458000000001,315.32101589552002,827.82763721783999,907.78240000000005,584.49450084018997,3.9446714505,5.3319999999999999,5.5194999999999999,125,547.4,475,378.5,322.5,2439.5250000000001,179.18,9555.7000000000007,2601.65,27465.25,25646.25,2371.5500000000002,1360.46,1785.43,28.508600000000001]
[null,null,614,"2011M02","2011-02-01",true,"2011-02-01",{"$f":"INDEX(I622:CA622,$H$5)","v":12.02},97.914192007799997,103.9555,100.25444444444,89.532631578950003,128.36000000000001,117.74,4.0749000000000004,9.36,12.02,102.12369104794,3.4722765,6.3468805179999999,2.4107519700000002,2.8821079657499999,3.5593969631600002,2.2994269341,2.7875000000000001,2256,1426.7558528428101,1282.2700458715599,1653.47,1327.21,2307.63,566.04999999999995,1359.86,468.74,1403.14,1704.74,196.45768564745001,292.89792,253.15210536000001,524,473,420.5,478.57,338.77663740000003,348.12034854950002,1.31099588448,1.00241315625,0.88495694759999999,4.0765628420000004,1.8754301499999999,8.3995999999999995,12.566333999999999,0.44613484240000001,0.87391136800000002,0.64970151399999998,4317.0666666666702,450.83609999999999,328.62873281807998,831.50214127155004,927.80849999999998,588.68760283643996,4.6998089160000003,5.5811000000000002,6.2591999999999999,140,413.625,490,297.5,374.375,2508.1750000000002,187.18,9867.6,2586.6750000000002,31526,28252.25,2465.125,1374.68,1825.9,30.778500000000001]
[null,null,615,"2011M03","2011-03-01",true,"2011-03-01",{"$f":"INDEX(I623:CA623,$H$5)","v":12.5},108.64521739129999,114.44130434783,108.57826086957,102.91608695652,126.13,121,3.9712999999999998,9.3699999999999992,12.5,101.23837449449999,3.3929101799999999,6.4390336340000003,2.604317606,2.7577365014000002,3.5709233358699999,1.9647861683300001,2.7374999999999998,1925,1486.35451505017,1317.73541284404,1637.17,1241.74,1975.22,552.75,1306.53,437.96,1411.8,1636.96,202.57443163401999,290.53584000000001,266.14172639999998,492.75,455.5,408.25,464,303.13527749999997,316.74657066378001,1.2463036897299999,0.99621266249999996,0.85244409418,4.1850301459999999,1.89766906154,8.9671000000000003,12.6545188,0.45777464764999998,0.87509036042999999,0.57849228799999997,4537.6750000000002,462.59730000000002,334.76410728956,840.06961645649005,929.21725000000004,592.22113053434998,5.063350754,4.83947826087,5.4185652173900003,145,424.5,494,278.7,340,2555.5,169.36,9503.36,2624.02,30590.93,26710.35,2341.48,1423.26,1770.17,35.813499999999998]
[null,null,616,"2011M04","2011-04-01",true,"2011-04-01",{"$f":"INDEX(I624:CA624,$H$5)","v":12.99},116.24316666667001,123.07,115.7,109.95950000000001,122.5,124.03,4.2423999999999999,10.36,12.99,109.56884767707,3.134308254,6.6165055439999998,2.5875624940000002,3.0216695541599998,3.3723450053900001,3.0259969904099999,2.6666666666699999,2089,1598.3277591973199,1476.93550458716,1631.42,1219.6099999999999,1906.32,556.58000000000004,1310.45,412.37,1447.42,1634.05,208.92135991091999,319.27447999999998,289.60990629999998,484.25,448.25,409,484.28750000000002,314.8932519,336.12429558104998,1.2940009970899999,1.0265261875,0.88096929647,4.3320783,1.9048764730800001,10.174300000000001,12.786796000000001,0.47256886362,0.84277111049999998,0.53704543199999999,4606.9916666666704,477.54696000000001,343.49831515304999,883.40806851265995,946.20891749999998,596.33140977547998,4.77557435667,4.97065,5.8531000000000004,145,417.5,535.625,253.75,340,2678.11,179.33,9492.7900000000009,2701.17,32363.31,26408.33,2362.2199999999998,1480.89,1797.9,42.6952]
[null,null,617,"2011M05","2011-05-01",true,"2011-05-01",{"$f":"INDEX(I625:CA625,$H$5)","v":13.61},108.06851298701,114.45818181817999,108.4645,101.28285714286,119.12,120.46,4.3089545454499998,10.3,13.61,110.51185233744,3.070815198,6.4174283580000004,2.6891954760000001,2.9509178807500001,3.1002959792400002,3.1364576630099998,2.6160000000000001,2097,1710.30100334448,1435.16518348624,1632.47,1230.1199999999999,1985.48,556.79999999999995,1296.03,404.36,1406.76,1644.09,209.36910764967001,307.85775999999998,261.31581322,481.4,448.4,421.2,479.64499999999998,308.64682800000003,355.27788556363998,1.27040437511,1.01102495313,0.83641069670000001,4.1621020980000001,1.9079148916699999,10.282999999999999,12.63908646,0.46787650742999998,0.78175825200000004,0.48391409000000002,4431.1499999999996,487.23700000000002,385.24920138391002,862.51103538352004,958.12596250000001,605.63473782629001,3.649087024,4.5225999999999997,5.1163499999999997,147,410,547.5,234,334.5,2596.4499999999998,177.05,8959.9,2428.3200000000002,28676.45,24236.73,2167.35,1512.58,1786.55,37.335900000000002]
[null,null,618,"2011M06","2011-06-01",true,"2011-06-01",{"$f":"INDEX(I626:CA626,$H$5)","v":14.52},105.84545454546,113.75772727272999,107.52454545454999,96.254090909089996,120.09,119.01,4.5490000000000004,10.26,14.52,113.85317454804,3.0156996980000002,6.0622640759999999,2.60034929,3.0179147207799999,3.1177716979199999,3.2284724644299998,2.7075,1803,1736.48829431438,1376.84435779817,1700.57,1192.3800000000001,1761.75,556.22,1319.38,402.45,1401.82,1699.32,210.06429381464,310.61351999999999,260.43176060000002,513.75,473.75,427.5,475.28199999999998,282.19138559999999,326.42992919659002,1.1860559078599999,0.97554434999999995,0.91639999999999999,3.939435478,1.9167475038499999,10.091200000000001,12.700815820000001,0.47025827491,0.78393280899999995,0.55578470199999996,4389.7083333333303,504.01400000000001,417.56132438566999,870.63023163334003,973.15800000000002,607.74822246490999,3.1775188060000001,4.5247272727299999,4.9340000000000002,155,575.875,549.5,478.75,355,2557.7600000000002,170.88,9066.85,2524.9899999999998,25519.68,22420.93,2234.4699999999998,1529.36,1768.5,35.795000000000002]
[null,null,619,"2011M07","2011-07-01",true,"2011-07-01",{"$f":"INDEX(I627:CA627,$H$5)","v":16.22},107.91661111111,116.46,109.98333333332999,97.3065,120.75,116.27,4.4131,10.99,16.22,116.82502995674,3.1671570920000001,5.9088225239999996,2.4852681259999998,3.1010114608500001,3.0957398542900001,3.4122945282599999,2.7949999999999999,1662,1867.4247491638801,1351.6245412844,1945.58,1183.45,1372.62,556.5,1337.36,410.41,1392.95,1672.38,215.53213093132001,300.77152000000001,271.16825999999998,538.25,506.75,449.25,519.46500000000003,266.39160750000002,303.88392977625,1.07581479417,0.96107653125000003,0.97156140074999997,3.935908086,1.92553515,9.8381000000000007,12.773568279999999,0.46669544876000002,0.83620134290000003,0.62214376400000004,4458.5666666666702,521.63244999999995,430.48876613092,832.59460928646001,969.42,612.70994011318999,2.6896363999999999,4.56176190476,4.7320000000000002,161.875,597.625,555,483.75,442.5,2525.4299999999998,172.98,9650.4599999999991,2681.02,27398.1,23847.95,2397.75,1572.75,1759.76,37.917099999999998]
[null,null,620,"2011M08","2011-08-01",true,"2011-08-01",{"$f":"INDEX(I628:CA628,$H$5)","v":16.55},100.48642512076999,110.08130434783,105.05666666667,86.321304347829994,120.13,118.27,4.0538999999999996,10.81,16.55,111.83098840383001,3.0644217999999999,5.9621743279999997,2.4707176340000001,3.0219635338100002,3.1567114566400001,3.11417914479,2.7949999999999999,1454,2054.3478260869601,1283.8462844036701,2076.1799999999998,1205.48,1377.83,552.96,1328.39,409.21,1350.5,1671.3,206.09369421562999,310.21983999999998,302.52658317391001,566,533.75,465.25,553.428,277.61839623587002,327.06658952609001,1.02250180679,0.95074237500000003,0.94883461569000005,3.929073764,1.9428213750000001,9.5638000000000005,11.794717,0.46817274399999997,0.88025683948,0.61178204999999997,4569.3583333333299,523.28224999999998,450.03070651744002,839.51181046080001,973.59849999999994,619.18098569347001,2.5154714199999999,4.6175714285699998,4.6762857142899996,182.5,597.4,560,475.5,442.5,2379.35,177.5,9000.76,2397.2800000000002,24042.43,21845.09,2200.17,1759.01,1804.7,40.331299999999999]
[null,null,621,"2011M09","2011-09-01",true,"2011-09-01",{"$f":"INDEX(I629:CA629,$H$5)","v":16.27},100.81935064935,110.87909090909,106.00181818182,85.577142857140004,123.09,115.62,3.9013,10.85,16.27,109.97837023871,2.8739426319999999,6.0600594560000003,2.3382199720000001,2.8872209924400001,3.1378545632599999,2.8563084140699999,2.6675,1305,2131.10367892977,1657.72,2113.4299999999998,1137.25,1264.32,531.95000000000005,1307.8499999999999,404.09,1309.99,1591.59,209.57357284058,295.26,288.80522000000002,598.75,555.5,514,561.42999999999995,267.49391759999997,315.91622907613998,0.99134458595999997,0.94729765624999995,1.19493784609,3.8292044779999999,1.9616525041699999,9.5900999999999996,11.243562000000001,0.44907937455000002,0.88525991189999997,0.58775169199999999,4595.3,500.42959999999999,453.62805761751002,797.22030691891996,952.68140000000005,631.09467172566997,2.576318932,4.5162272727300001,4.5514999999999999,182.5,587.875,560,508.75,442.5,2293.46,177.23,8300.14,2287.67,22526.6,20377.59,2075.2199999999998,1772.14,1748.11,38.154499999999999]
[null,null,622,"2011M10","2011-10-01",true,"2011-10-01",{"$f":"INDEX(I630:CA630,$H$5)","v":16.48},99.847753968250004,109.46857142857,103.66849999999999,86.406190476190005,119.39,110.88,3.5680000000000001,11.42,16.48,108.7830220474,2.680156534,5.4634892839999996,2.1627322200000001,2.90292978025,3.2341789139400001,2.7826104268199998,2.6920000000000002,1208,2167.2240802675601,1684.88,2116.44,1044.75,1082.6199999999999,491.42,1223.0999999999999,381,1270.51,1483.81,208.84605202521999,274.78863999999999,263.672552,599.4,560.20000000000005,489,580.53750000000002,253.53132299999999,289.01083578214002,0.99208336331000002,0.95418709374999999,1.0326995968099999,3.9178302020000002,1.9621118,9.5900999999999996,11.133331,0.44822303810000003,0.82840801119999996,0.56107578999999996,4582.7583333333296,500.98439999999999,435.85795661484002,798.47080489824998,954.17574999999999,619.88841412458999,2.438530182,4.0848500000000003,4.0610499999999998,188.75,571.4,592.5,493.5,435,2180.65,150.43,7394.19,1960.38,21868.639999999999,19039.05,1871.42,1666.43,1535.19,31.974799999999998]
[null,null,623,"2011M11","2011-11-01",true,"2011-11-01",{"$f":"INDEX(I631:CA631,$H$5)","v":16.78},105.40501443001,110.50409090909,108.58761904762,97.123333333329995,113.78,105.47,3.2424499999999998,11.32,16.78,104.55759796356,2.5273763680000001,5.4033031579999999,2.1437724880000002,2.7871594902700001,3.1550110500300002,2.5489674207699999,2.6575000000000002,1479,2472.4414715719099,1597.19,2116.44,1113.3800000000001,1294.32,478.35,1213.96,359.59,1273.54,1502.5,211.45547127680001,274.39496000000003,265.43624799999998,615.25,584.25,549.75,568.74749999999995,253.1638863,281.00640224249997,0.97059896478999996,0.95625392499999995,0.68164967499999995,4.2048717260000004,1.9671223,9.6783000000000001,11.17080954,0.44259641636000002,0.83607588952,0.529549724,4522.5749999999998,481.14215000000002,403.25939883984,771.38927860416004,892.75085000000001,617.46927324894,2.3077962159999998,3.33028571429,3.3718571428600002,195,563.5,570,481.25,435,2079.98,135.54,7581.02,1994.22,21291.7,17873,1935.32,1739,1596.98,33.081800000000001]
[null,null,624,"2011M12","2011-12-01",true,"2011-12-01",{"$f":"INDEX(I632:CA632,$H$5)","v":16.48},104.23047619048,107.90904761905,106.21857142857,98.563809523809994,111.56,104.19,3.16423809524,11.53,16.48,104.40292760817999,2.1969038300000001,5.2185560019999997,2.1695665420000001,2.6951030182300002,3.1106053673299998,2.36137035401,2.61333333333,1445,2528.4280936454902,1515.66,2116.44,1121.5,1376.58,483.03,1203.28,351.62,1244.6600000000001,1439.77,212.27336667709,258.64776000000001,256.39730600000001,585.75,565.5,544,504.42599999999999,244.71284220000001,269.03000713749998,0.93996398782000001,0.94247504999999998,0.75773020000000002,4.2218473000000003,1.9801496000000001,9.9680999999999997,11.353793,0.42934179126999999,0.79828240381000004,0.50794444800000005,4438.6833333333298,466.73270000000002,387.85881936204999,753.88167405044999,888.43619999999999,615.03255126901001,2.1043097899999998,3.3468571428599998,3.38447619048,195,488.75,530,423.125,450,2022.25,136.38999999999999,7565.48,2022.35,19375.009999999998,18266.759999999998,1904.73,1639.97,1454.59,30.3032]
[null,null,625,"2012M01","2012-01-01",true,"2012-01-01",{"$f":"INDEX(I633:CA633,$H$5)","v":16.71},107.07457226399001,111.15619047619001,109.78052631579,100.28700000000001,116.46,106.26,2.6797,11.45,16.71,98.29450664705,2.30762,5.229508955,2.1323084639999998,2.65663881539,3.0575740386799999,2.2803424074800001,2.6320000000000001,1451,2528.4280936454902,1616.04,2116.44,1123.5,1362.05,503.18,1216.28,385.86,1252.78,1451.82,210.55817656619001,272.84484500000002,265.65670999999998,542,534,516.25,451.43,253.8987597,274.89317414624998,0.96192371197000004,0.945230825,0.73058219061999996,4.2571212200000002,1.9919660291700001,9.9077000000000002,11.353793,0.42159415526999999,0.76484881660000004,0.51940847199999995,4414.5833333333303,458.31209999999999,387.74674783950002,750.76198354859002,876.99865,615.03255126901001,2.2290912820000002,3.5037894736799999,3.6260526315799999,195,451.4,435,368,495,2144.1999999999998,140.26,8040.47,2096.16,21438.63,19854.77,1981.86,1654.05,1499.32,30.6509]
[null,null,626,"2012M02","2012-02-01",true,"2012-02-01",{"$f":"INDEX(I634:CA634,$H$5)","v":16.03},112.68752380952,119.70238095238,116.14619047619,102.214,117.02,105.3,2.5192000000000001,11.12,16.03,94.315988415649997,2.3562400000000001,4.9418761919999996,2.2471691659999999,2.5671632921800001,2.9699496252399999,2.0940402513,2.6375000000000002,1411,2528.4280936454902,1760.57,2116.44,1146.25,1365.48,522.96,1249.1199999999999,406.19,1287.68,1485,213.40087266162001,279.45866899999999,269.184102,537.5,529,518.25,430.43,263.08467719999999,277.77295928249998,1.24455195609,1.0678628125,0.77864096152999995,4.3095911759999996,2.0098785666699999,9.5350000000000001,11.422136220000001,0.43228146743000001,0.74144677530000003,0.53175434399999999,4417.5249999999996,466.61835000000002,374.97851200127002,757.29116149220999,885.06880000000001,612.29603598256006,2.2211546499999999,3.7787619047600001,4.0025238095200004,190,435.5,445,375,495,2207.92,140.4,8441.49,2121.2600000000002,24293.31,20393.669999999998,2057.79,1744.82,1657.76,34.140500000000003]
[null,null,627,"2012M03","2012-03-01",true,"2012-03-01",{"$f":"INDEX(I635:CA635,$H$5)","v":16.34},117.785,124.92863636364,122.27590909091001,106.15045454545999,107.46,103.43,2.1661000000000001,11.97,16.34,94.279063117470002,2.3592499999999998,4.4370182119999999,2.2833249339999999,2.4242339288400001,2.7542335824499999,1.78596820409,2.7324999999999999,1338,2528.4280936454902,1766.55,2138.48,1195.3399999999999,1366.43,547.46,1285.3800000000001,440.73,1289.1199999999999,1500.68,222.78858648900999,280.69384000000002,274.034266,548,544.4,526.75,428.7475,259.77774690000001,283.87825408636002,1.2210655536299999,1.1436466249999999,0.80257294212999997,4.347069716,2.0456329807700002,9.5350000000000001,11.561027279999999,0.43150005600000002,0.76353005299999999,0.53131342000000004,4379.0083333333296,465.77587499999998,357.05200619994002,758.54654140408002,886.53599999999994,610.96493061843,2.1935969000000002,3.7814545454499999,3.9290454545500002,160,442.875,441.25,393.125,495,2184.16,144.66,8470.7800000000007,2056.69,22985.43,18660.810000000001,2035.92,1675.95,1655.41,32.953200000000002]
[null,null,628,"2012M04","2012-04-01",true,"2012-04-01",{"$f":"INDEX(I636:CA636,$H$5)","v":16.850000000000001},113.66549999999999,120.4635,117.25,103.283,103.59,101.33,1.9467000000000001,11.42,16.850000000000001,89.345644258129994,2.2667799999999998,4.22074499,2.2443031599999999,2.7914173879600002,3.2041783132399999,2.3880738506500001,2.782,1348,2528.4280936454902,1734.07,2274.96,1233.6099999999999,1394.72,583.83000000000004,1308.8900000000001,482.37,1303.5899999999999,1551.9,237.17206304446,274.00128000000001,254.854072,547.75,550.66666666667004,533.25,440.71499999999997,254.6336331,266.32392179211001,1.25723456083,1.02997090625,0.82289048765999995,4.2868835900000004,2.0558081499999998,9.5350000000000001,11.768261559999999,0.42987269867,0.70255727850000005,0.50155105,4354.0749999999998,464.02042499999999,353.69889957437999,766.97004478218003,896.38080000000002,611.58491903131005,2.2032972279999998,3.6648999999999998,3.8449499999999999,185,478,441.25,494.375,477.5,2049.67,147.63999999999999,8289.48,2071.0700000000002,22200.62,17939.79,2002.14,1649.2,1585.81,31.525500000000001]
[null,null,629,"2012M05","2012-05-01",true,"2012-05-01",{"$f":"INDEX(I637:CA637,$H$5)","v":17.12},104.0860342556,110.52173913044,107.05454545455,94.681818181820006,95.83,93.77,2.4373999999999998,11.64,17.12,96.533194706070006,2.31393,4.0708308300000002,2.3562978559999999,3.00160249213,3.0241860465100001,3.1831214298899999,2.7974999999999999,1155,2400,1607.08,2408.0500000000002,1125,1236.75,577.48,1220.55,502.8,1234.8800000000001,1522.17,239.45847566667001,269.27712000000002,259.35389539456003,600.5,553.25,561.75,433.28800000000001,251.32670279999999,264.35872401848002,1.20712201878,0.95349815000000004,0.75583243959000002,4.2174380600000001,2.0737206874999998,9.5150000000000006,11.794717,0.4182515168,0.66579524000000001,0.45878142199999999,4355.2333333333299,451.47494999999998,367.02541036256002,763.35723389077998,892.15840000000003,611.58491903131005,1.9518402749999999,3.3764090909100002,3.72813636364,195,490.5,485,513.125,477.5,2007.63095238095,136.61000000000001,7955.6428571428596,2012.82142857143,20405.238095238099,17068.190476190499,1936,1589.04,1470.7,28.7196]
[null,null,630,"2012M06","2012-06-01",true,"2012-06-01",{"$f":"INDEX(I638:CA638,$H$5)","v":17.2},90.728253968250002,95.589047619050007,94.236190476190004,82.359523809519999,87.19,85.31,2.4552,11.49,17.2,96.090450413680003,2.2642099999999998,3.7189734780000001,2.3302833399999998,2.9724366847999999,2.9123178735700002,3.1249921808200001,2.88,1058,2400,1558.48,2425.08,1027.74,1089.05,578.01,1181.93,514.95000000000005,1183.3699999999999,1430.48,236.75781616667001,267.30871999999999,263.93316978796997,600,578,541.20000000000005,411.96249999999998,249.48951930000001,276.18991949999997,1.04930648003,0.95418709374999999,0.95276366103999999,4.1241826340000003,2.0833659,9.1964000000000006,11.794717,0.40975427009999998,0.63063680010000001,0.451285714,4282.9666666666699,442.30290000000002,362.31127081427002,751.69465867898998,862.84,606.67897337240004,1.8117567160000001,2.8629523809499999,3.1987142857099999,193.125,501.625,485,456.875,477.5,1890.17857142857,134.66,7423.0238095238101,1854.1523809523801,19271.071428571398,16549.142857142899,1858.7023809523801,1598.76,1443.86,27.983599999999999]
[null,null,631,"2012M07","2012-07-01",true,"2012-07-01",{"$f":"INDEX(I639:CA639,$H$5)","v":18.11},96.754112554109994,103.14090909091,99.22,87.901428571430003,88.24,87.33,2.9455,11.13,18.11,100.9494357434,2.3498186363600002,4.1986987899999999,2.3602661720000002,3.0293613227899998,2.9898372306300001,3.1102467377299998,2.988,1070,2400,1502.97,2450.2800000000002,1052.8399999999999,1063.18,670.19,1239.49,608.67999999999995,1214.67,1472.27,253.379732375,333.05327999999997,268.59329800443999,573.75,555,518.75,409.28500000000003,322.9768593,345.68794675714003,0.85025370560000002,0.96452125,1.0151581055800001,4.0318090560000002,2.0884181541700002,8.7502999999999993,11.794717,0.40143723927000002,0.63230601237999995,0.50441705599999997,4191.4166666666697,430.25150000000002,357.19175146739002,747.40624256783997,857.91750000000002,606.67897337240004,1.851219414,2.89286363636,3.0783636363600002,188.5,436.875,485,307.5,279.5,1876.25,127.94,7584.2613636363603,1881.47727272727,18546.090909090901,16128.409090909099,1847.75,1594.29,1425.82,27.431799999999999]
[null,null,632,"2012M08","2012-08-01",true,"2012-08-01",{"$f":"INDEX(I640:CA640,$H$5)","v":17.739999999999998},105.27363699103,113.34,108.37047619048001,94.11043478261,91,89.11,2.8382999999999998,11.18,17.739999999999998,99.634691967159995,2.5122599999999999,3.85421253704,2.3483803946099999,3.1172910099500002,3.06582246362,3.2035505662200001,3.0825,1001,2400,1431.13,2469.1799999999998,1022.38,1007.61,684.02,1250.27,651.35,1230.73,1525.43,265.69345366667,331.99205565217,273.33570763712999,567.75,545,509,436.428,333.73237052935002,349.40035068261,0.98487190125000001,0.95074237500000003,0.97038912808,4.09508165,2.09478268214,7.9462000000000002,11.75723846,0.40505721496000002,0.63361737330000001,0.460324656,4207.9333333333298,431.03205000000003,354.70767584685001,749.60345123362004,856.65824999999995,606.67897337240004,1.86069928,2.5950952380999999,2.7930952380999998,182.5,504.5,485,382.5,477.5,1845.3760869565201,107.5,7515.5326086956502,1900.6195652173899,18772.619565217399,15735.206521739099,1818.1630434782601,1630.31,1453.26,28.8002]
[null,null,633,"2012M09","2012-09-01",true,"2012-09-01",{"$f":"INDEX(I641:CA641,$H$5)","v":16.829999999999998},106.28496491228,113.38249999999999,110.9645,94.507894736840001,88.96,85.82,2.8414999999999999,11.08,16.829999999999998,98.581633900699998,2.6202800000000002,3.9458288760000002,2.3137486900000002,3.1040471012399999,3.1879764922599998,3.0891648114599999,3.0350000000000001,967,2400,1354.36,2469.1799999999998,1001.38,980,677.32,1280.95,647.17999999999995,1268.69,1572.25,256.23655245832998,320.8492,278.16185148541001,563.25,543.75,512,455.17750000000001,343.5533145,353.42092377236997,1.1118808410200001,0.96452125,1.000894425,4.0622328120000004,2.1086271708300002,7.1447000000000003,11.367020719999999,0.42040517999999999,0.57904924462999996,0.44065712494999998,4191.4666666666699,447.36455000000001,353.34306287826001,768.45024220779999,878.19664999999998,608.08291845994995,1.8551877299999999,2.76275,3.0384500000000001,182.5,527.375,485,384.375,477.5,2064.12,99.47,8087.74,2177.67,20771.259999999998,17287.96,2009.85,1744.81,1623.65,33.608499999999999]
[null,null,634,"2012M10","2012-10-01",true,"2012-10-01",{"$f":"INDEX(I642:CA642,$H$5)","v":15.3},103.40786561265,111.97347826087,108.73272727273,89.517391304349999,81.849999999999994,82.8,3.3174000000000001,11.58,15.3,105.70108533749,2.4635400000000001,3.8210473839999999,2.3031665139999999,3.00924948795,3.1589819346299999,2.9887665292299999,2.88,898,2400,1359.81,2469.1799999999998,886,863.04,625.76,1177.95,595.41,1214.2,1302.6099999999999,252.91125062500001,321.24288000000001,283.07320800000002,558.25,532.5,520.25,453.74400000000003,340.24638420000002,358.19566699500001,1.11732749176,0.95625392499999995,0.98084851102000004,4.0736968359999999,2.1128920607100001,7.1098999999999997,10.92609672,0.42354051096000001,0.52540103000000005,0.44778707791,4223.95,450.70055000000002,350.23312941109998,766.48067624819998,873.36249999999995,610.15249444234996,1.8066860899999999,2.9537727272700001,3.2039545454499998,182.5,533.5,474,349,477.5,1974.3,113.95,8062.03,2141.9699999999998,21233.7,17168.740000000002,1903.96,1746.58,1635.83,33.187399999999997]
[null,null,635,"2012M11","2012-11-01",true,"2012-11-01",{"$f":"INDEX(I643:CA643,$H$5)","v":15},101.17441558442,109.71181818182001,107.13333333333,86.678095238099999,85.89,85.74,3.5379999999999998,11.83,15,109.3651582862,2.4781599999999999,3.5254078419999999,2.1532523540000001,3.01698104943,3.11612345158,2.89231969671,3.0425,848,2400,1339.11,2469.1799999999998,863.18,806.7,584.59,1137.78,567.61,1184.6099999999999,1285.23,252.06614629167001,321.63655999999997,289.02568200000002,559.25,530,523,448.32249999999999,346.49280809999999,360.82283940000002,1.06778975002,0.93351878124999998,0.84683615000000001,4.293056526,2.1304645999999998,7.1595000000000004,10.96137064,0.41925182945,0.49645942762,0.42635251161999999,4268.7749999999996,449.34511363636,353.03499444638999,761.32091633885,870.04914772727,611.51192384026001,1.782876194,2.8003333333299998,2.9741428571399999,182.5,487.875,447.5,383.5,477.5,1948.82954545455,120.35,7711.2272727272702,2181.9659090909099,20713.068181818198,16335.3636363636,1912.39772727273,1721.64,1576.36,32.773200000000003]
[null,null,636,"2012M12","2012-12-01",true,"2012-12-01",{"$f":"INDEX(I644:CA644,$H$5)","v":15.41},101.19366666667,109.6765,105.68899999999999,88.215500000000006,92.88,88.84,3.3395000000000001,11.79,15.41,107.04231243184,2.4103400000000001,3.3673365880000001,2.1294424580000002,3.0830124090500002,3.3101364160100002,2.8622341444699999,3.07666666667,785,2400,1303.0899999999999,2502.25,843.55,753.53,591.29,1158.6400000000001,577.22,1188.18,1271.9000000000001,242.94453104166999,308.64512000000002,283.95505600000001,557.79999999999995,530,520.4,413.75,325.18147950000002,347.96255489999999,1.1233965702499999,0.94385293749999999,0.75808699999999996,4.3746274659999997,2.15271957083,7.2201000000000004,11.071601640000001,0.42867686705000002,0.49202709160000002,0.42571212200000003,4341.3083333333298,459.44666666667001,354.80016941861999,769.97357305721005,879.93753571428999,612.85907467239997,1.8379916940000001,2.8960499999999998,3.1097000000000001,182.5,472.83333333333002,435,375.83333333333002,477.5,2086.7631578947398,128.51111111111001,7966.4868421052597,2279.8026315789498,22880.8947368421,17448.5,2040.42894736842,1684.7619999999999,1582.25,31.874500000000001]
[null,null,637,"2013M01","2013-01-01",true,"2013-01-01",{"$f":"INDEX(I645:CA645,$H$5)","v":15.89},105.10021645022,112.97363636364,107.58272727273,94.744285714290001,92.77,86.13,3.3279999999999998,11.87,15.89,107.60817859655,2.2754400000000001,3.4676467980000001,2.1977856779999998,3.0033695177299999,3.33770742452,2.6204011286800002,3.052,828.64,2400,1926.47,2270.7600000000002,884.52,801.36,595.29999999999995,1192.3499999999999,526.20000000000005,1210.92,1298.48,233.32228333333001,303.1336,291.00984,564.20000000000005,540,530,401.245,309.01426470000001,335.46970709999999,1.0955721301300001,0.92869617500000001,0.75002570307000005,4.3596360499999998,2.2166451999999999,7.0197000000000003,11.243562000000001,0.43439011199999999,0.47559952313999998,0.41610198300000001,4416.9333333333298,465.57,334.12429369001001,761.79738470915004,870.59366304347998,612.85907467239997,1.8851705620000001,3.0432000000000001,3.3035999999999999,182.5,462.25,428,380,395,2037.75,150.49090909091001,8047.36,2333.6799999999998,24545.9,17472.5,2032.2,1671.8478260869599,1638.8913043478301,31.061739130429999]
[null,null,638,"2013M02","2013-02-01",true,"2013-02-01",{"$f":"INDEX(I646:CA646,$H$5)","v":16.47},107.63743567252,116.51949999999999,111.09333333332999,95.29947368421,94.94,85.13,3.3292000000000002,11.77,16.47,107.54029997678001,2.1977000000000002,3.2950250520000002,2.2934661859999999,2.9251479794600002,3.3316051451400002,2.5313387932500002,2.9125000000000001,853.25,1635,1901.12,1821.71,919.58,836,610.73,1173.48,518.9,1216.99,1285.75,236.99664999999999,302.73991999999998,288.14383400000003,563,538.75,535,401.64499999999998,297.99116370000002,318.9350556,1.11242362363,0.92318462499999998,0.81957741644000004,4.3547858860000002,2.18918766,6.9996999999999998,11.574255000000001,0.43559675120000002,0.45716470066999998,0.40283306555999998,4390.5916666666699,466.86324999999999,319.68583597454,737.55118592758004,842.88473750000003,586.37569707217006,1.9777646019999999,3.0442999999999998,3.1859000000000002,182.5,464.5,419,415.625,395,2053.5949999999998,154.63888888888999,8060.9250000000002,2365.7874999999999,24211.737499999999,17690.099999999999,2128.6875,1627.57,1674.55,30.328800000000001]
[null,null,639,"2013M03","2013-03-01",true,"2013-03-01",{"$f":"INDEX(I647:CA647,$H$5)","v":16.27},102.52249999999999,109.24,105.41500000000001,92.912499999999994,90.98,82.77,3.8069000000000002,11.87,16.27,113.68108766747,2.1533600000000002,3.3020798359999999,2.3426292119999998,2.8962722107199999,3.4825023334599998,2.5513142987099999,2.6549999999999998,818.75,1500,1801.47,1763.7,891.5,832.75,584.70000000000005,1117.43,513.95000000000005,1161.6600000000001,1249.76,239.75242499999999,309.03879999999998,296.74185199999999,559,535,532.5,401.61,285.86575260000001,309.74913809999998,1.07918368383,0.93696349999999995,0.90809637424,4.29239514,2.30933945,6.9996999999999998,11.904947999999999,0.42310513143,0.45945441125999997,0.40773866736999997,4377.3583333333299,436.19416666667001,313.7840182914,722.68881147866,822.00403571429001,575.55043655540999,2.0822635900000002,2.8001999999999998,2.9773000000000001,160,467.625,415,395.625,395,1909.56666666667,139.87,7645.5833333333303,2169.4166666666702,23296.523809523798,16724.928571428602,1926.07142857143,1593.08619047619,1582.9523809523801,28.790952380949999]
[null,null,640,"2013M04","2013-04-01",true,"2013-04-01",{"$f":"INDEX(I648:CA648,$H$5)","v":16.2},98.851969696970002,102.87545454546,101.66136363635999,92.019090909089996,87.76,82.02,4.1669,12.88,16.2,122.80678946534,2.2944886363600001,3.3027412219999999,2.2416576159999999,2.8891408436399999,3.3911991591800001,2.9087233717399998,2.3675000000000002,791.43,1500,1850.72,1763.7,874.17,830.71,563.88,1094.52,495.55,1131.82,1221.1400000000001,229.64791666667,279.90647999999999,269.184102,557,535.6,530.6,390.75567567567998,278.14958189999999,308.27939129999999,1.1033332364799999,0.90251631249999997,0.98048854403999997,4.2696875539999999,2.2928047999999999,6.9996999999999998,12.370122820000001,0.42536072800000002,0.44805895200000001,0.39251254899999999,4366.8999999999996,455.89249999999998,304.53375040575997,733.55873132624004,834.36775,558.58336554642995,2.0344233360000001,2.4986000000000002,2.8668,111.5,461.125,409,365.625,395,1861.67045454545,137.39090909090999,7234.2795454545403,2027.3863636363601,21662.25,15672.9545454545,1856.00454545455,1487.8572727272699,1493.0681818181799,25.355]
[null,null,641,"2013M05","2013-05-01",true,"2013-05-01",{"$f":"INDEX(I649:CA649,$H$5)","v":16.22},99.366633414890003,103.02695652174,100.31476190476,94.758181818180006,87.71,81.790000000000006,4.0403000000000002,12.29,16.22,118.47814461874,2.3428599999999999,3.2448939102600001,2.1864366776500002,2.9544746952800001,3.29168896974,3.18423511609,2.3875000000000002,822.5,1500,1823.4,1780.73,879.47,827.5,498.01,1073.2,514.78,1116.6600000000001,1227.73,231.48509999999999,295.5375444,273.59334200000001,543.5,508.75,510.75,386.84811891892002,279.251892,319.66992900000002,1.0539977015099999,0.90940575000000001,1.0570108606599999,4.1030182819999999,2.3769811999999999,6.9946999999999999,12.80002372,0.42381737704,0.43019150900000003,0.38851416999999999,4342.7166666666699,454.23836956522001,294.78031103607998,732.53271969897003,833.20073913043996,540.69336490936996,2.043021354,2.5129000000000001,3.0379999999999998,157.5,421.25,410,358.125,395,1832.02173913043,124.00952380952,7249.4130434782601,2032.97826086957,20775.826086956498,14947.956521739099,1831.55434782609,1414.02695652174,1475.1739130434801,23.038260869569999]
[null,null,642,"2013M06","2013-06-01",{"$f":"C650>=$F$6","v":true},{"$f":"IF(F650,E650,NA())","v":"2013-06-01"},{"$f":"INDEX(I650:CA650,$H$5)","v":16.61},99.742666666670004,103.11,100.32850000000001,95.789500000000004,82.754319462010002,77.289426335420004,3.8254000000000001,11.92,16.61,114.37378667724001,2.2835800000000002,3.0480965889,2.0014752901000001,2.8352073606200001,3.1727341935200002,3.0253878883500001,2.3075000000000001,890.63,1500,1785.85,1807.79,876.88,853.5,524.66,1037.75,545.20000000000005,1147.3399999999999,1245.25,229.64791666667,298.40944000000002,236.77618799999999,524.25,483.75,492,385.93153153153003,268.228791,313.4235051,1.05997061651,0.90975022187999999,1.1576469735499999,3.933923928,2.3986265599999999,6.8288000000000002,13.71053178,0.43108287560000003,0.4225925847,0.37683569659999999,4493.375,462.025375,306.01237122058001,742.55721787008997,844.60284999999999,561.29548855416999,2.0520602960000001,2.3258000000000001,2.8102,125.625,424.125,410,329.375,395,1814.5374999999999,114.815,7000.2375000000002,2099.6875,20267.400000000001,14280.275,1839.0125,1343.35,1430.23,21.109000000000002]
[null,null,643,"2013M07",{"$f":"EDATE(E650,1)","v":"2013-07-01"},true,"2013-07-01",{"$f":"INDEX(I651:CA651,$H$5)","v":16.170000000000002},105.25790513834001,107.71608695652,103.36217391304,104.69545454546,77.259210828830007,72.643286929810003,3.6227,11.6,16.170000000000002,110.0929564116,2.3086600000000002,3.0509161061699999,2.0989516048699999,2.83184987414,3.1733412842400002,3.0382083382,2.2839999999999998,860.43,1433.48,1719.92,1816.31,827.09,835.54,511.3,990.31,569.26,1008.78,1210.8699999999999,214.03185833333001,279.51280000000003,220.02107599999999,509,454,461.8,387.74058558559,260.88005700000002,304.60502430000003,0.99815795329000001,0.92318462499999998,1.1212294726100001,3.9376717819999998,2.2156430999999999,6.5035999999999996,14.612221359999999,0.42762819025999999,0.42366783800000002,0.37118786100000001,4635.3583333333299,458.32271739129999,298.76375053638998,727.69952787099999,827.70334782608995,547.99988853627997,2.0419190440000001,2.2425999999999999,2.5630999999999999,115,409.625,410,312.5,395,1769.6086956521699,127.19130434783,6906.6413043478296,2047.72826086957,19563.826086956498,13750.3152173913,1837.6195652173899,1285.51565217391,1401.47826086957,19.710217391299999]
[null,null,644,"2013M08","2013-08-01",true,"2013-08-01",{"$f":"INDEX(I652:CA652,$H$5)","v":15.6},108.15763636363999,110.96454545455001,106.962,106.54636363636,76.959999999999994,72.912000000000006,3.4251,11.64,15.6,107.49741317685,2.4836100000000001,2.979634119,2.0725833040000001,2.7822372630199999,3.3603737275299999,2.7063380615299999,2.2799999999999998,892.61,1343.1,1714.4,1807.79,819.29,868.64,511.71,994.65,539.39,993.85,1111.67,185.09622083332999,238.73560454546001,220.61582235,478.75,425,428.25,399.43913513514002,252.4290129,305.33989769999999,0.97737992238000004,0.94040821875000002,1.1908050457399999,3.9491358060000001,2.0412777000000002,6.5035999999999996,15.652801999999999,0.43495417017999999,0.45056420200000002,0.37548686999999997,4675.55,466.17454545455001,304.38587740247999,742.94685608353996,845.04603409090998,558.31213321262999,2.0447850500000002,2.3795999999999999,2.569,115,400.375,360,310.625,395,1817.61590909091,137.05500000000001,7192.9204545454504,2174.1818181818198,21644.431818181802,14314.9318181818,1898.8181818181799,1351.74181818182,1496.0909090909099,21.893863636359999]
[null,null,645,"2013M09","2013-09-01",true,"2013-09-01",{"$f":"INDEX(I653:CA653,$H$5)","v":14.96},108.75773015873,111.62142857143,108.40476190475999,106.247,77.612499999999997,73.097499999999997,3.6154000000000002,11.25,14.96,107.52065160478,2.6160514285700001,2.9163028305699998,1.9351419486699999,2.7533613780400001,3.5911242380199999,2.5489598961,2.12,985.24,1325,1668.63,1797.87,826.25,909.76,560.17999999999995,1019.72,576.80999999999995,983.52,1005.71,159.83494999999999,207.40538699999999,216.934608,444,428,431.47619047619003,362,259.79611873499999,307.50777423,0.97394214897999998,0.93696349999999995,1.1197156476200001,3.9872757320000001,1.98195338,6.3714000000000004,16.08049828,0.43634169676000001,0.4641717179,0.3835928569,4709.9666666666699,467.66166666666999,300.11634772285998,760.60689774798004,865.13300000000004,550.48085587616004,1.986142158,2.4224000000000001,2.6381000000000001,97.5,374.8,344,301,395,1761.30476190476,134.18571428570999,7159.2690476190501,2084.9190476190502,22735.071428571398,13801.392857142901,1846.88095238095,1348.6,1456.86,22.563800000000001]
[null,null,646,"2013M10","2013-10-01",true,"2013-10-01",{"$f":"INDEX(I654:CA654,$H$5)","v":15.3},105.42713438734999,109.47869565217,106.30227272726999,100.50043478261,79.412499999999994,80.647499999999994,3.6739000000000002,11.37,15.3,109.03186360077,2.7307000000000001,2.8373459400000001,1.8452669399999999,2.7977780721499999,3.7745898512,2.61874436523,2,985.65,1335.87,1650.81,1764.66,859.66,912.17,540.85,990.96,584.87,1010.85,1008.48,155.70128750000001,201.72521090909001,205.24731611999999,439,423,420.4347826087,376.31578947368001,287.71963776818001,325.68670496250002,0.95769166793000005,0.93145195000000003,0.99726336074999999,4.0393047639999997,1.95540208696,6.8103999999999996,16.457488300000001,0.445395184,0.47967738548,0.41145877443000001,4770.0416666666697,477.36500000000001,304.31135047213002,771.00138508662997,876.95594565217004,558.17543406671996,1.9702688939999999,2.3187000000000002,2.5345,84.375,370,324,296.875,395,1814.5826086956499,132.57272727272999,7203.0217391304304,2115.4282608695698,23101.5869565217,14117.652173913,1884.8369565217399,1316.58,1413.48,21.917000000000002]
[null,null,647,"2013M11","2013-11-01",true,"2013-11-01",{"$f":"INDEX(I655:CA655,$H$5)","v":15.4},102.62649122806999,108.07619047619001,105.85380952381,93.949473684210005,82.25,83.817999999999998,3.6173999999999999,11.42,15.4,108.65121105615,2.7551700000000001,2.6900353312399998,1.7572186164800001,2.7788119174700001,3.7230305561099999,2.5234051963000002,2.09,1274.5,1357.14,1614.74,1754.88,904.05,1108.0999999999999,551.32000000000005,989.83,567.19000000000005,1021.7,1004.05,158.91635833333001,199.13473999999999,195.23082029579001,438,405,414.3,395.88235294117999,274.42686796579,306.75162817895,0.88063411719999996,0.92318462499999998,0.76599798809999997,4.137410354,2.0340520315799999,7.3216999999999999,16.82345522,0.44078291275999998,0.45940973870000001,0.38937788476000001,5051.8916666666701,472.42166666666998,297.36411957050001,772.13736373239999,878.24803571429004,545.43265067050004,1.8657699059999999,2.3024,2.4895999999999998,87.5,334.375,320,305,395,1747.9642857142901,136.32380952381001,7070.6547619047597,2089.5595238095202,22826.880952381001,13684.011904761899,1866.4166666666699,1275.8599999999999,1420.1,20.7576]
[null,null,648,"2013M12","2013-12-01",true,"2013-12-01",{"$f":"INDEX(I656:CA656,$H$5)","v":16.38},105.48165079365,110.67400000000001,107.91952380952,97.851428571430006,84.337500000000006,84.614999999999995,4.2366000000000001,11.55,16.38,117.45234821935,2.8245399999999998,2.777159814,1.937640518,2.8962898942500002,3.8067580644899999,2.5521116182500001,2.33,1270,1342,1552.25,1697.56,886.25,1147,564.03,990.52,569.45000000000005,1007.11,996,161.67213333333001,197.39115200000001,205.896296122,451,398.66666666666998,400.76190476190999,419.41176470587999,267.04840060125002,291.55664720356998,0.97146151745999998,0.92318462499999998,0.73998040908999996,4.1755502800000004,2.0723427999999999,7.7713000000000001,16.865342999999999,0.44749630073000002,0.43545444276,0.36489610456999999,4835.1499999999996,479.61693181817998,287.34816346819002,784.95983058031004,892.83262500000001,527.06113532503002,1.9287669224999999,2.3125,2.5585,96.875,341.625,320,305,395,1739.81,135.79047619048001,7214.9,2136.7275,22762.125,13924.55,1974.9749999999999,1221.5119047619,1355.6666666666699,19.670000000000002]
[null,null,649,"2014M01","2014-01-01",true,"2014-01-01",{"$f":"INDEX(I657:CA657,$H$5)","v":16.670000000000002},102.09666666667,107.42,104.01,94.86,81.61,82.9,4.7008000000000001,11.59,16.670000000000002,123.47593413513,2.8194300000000001,2.9261921260000001,1.934113126,2.8744001254899998,3.89903534357,2.1616650329099998,2.5625,1269.0899999999999,1298.6400000000001,1536.47,1560.64,862.63,1158.6400000000001,565.5,942.1,539.52,948.01,951.82,167.64297916666999,198.06434479999999,210.21051700000001,450,377,405,402,246.54635133299999,275.57752499999998,0.99254824857000001,0.9259404,0.75383950318000004,4.1808413680000003,2.1144310000000002,8.1921999999999997,16.92707236,0.4448457113,0.44687647400000002,0.344582106,4924.3333333333303,476.77608695651998,286.59503651867999,789.30814077123,897.77850000000001,525.67973117661995,2.0053223519999999,2.1442000000000001,2.3445999999999998,97.5,403.375,333,330,395,1727.41,128.119,7291.47,2143.17,22063.86,14101.25,2036.93,1244.27,1420.95,19.875]
[null,null,650,"2014M02","2014-02-01",true,"2014-02-01",{"$f":"INDEX(I658:CA658,$H$5)","v":16.760000000000002},104.82666666666999,108.81,104.94,100.73,76.290000000000006,77.599999999999994,5.9733000000000001,11.3,16.760000000000002,137.61069871914,2.9928400000000002,3.828102168,2.1142305800000001,2.5756930305500001,3.6535768877999999,1.85150220385,2.222,1364,1250,1557.26,1409.8,904.34,1292,490.73,970.96,570.75,971.77,953,169.93945833333001,209.3235928,221.12338600000001,459,382,449.85,393.16,258.67176243300003,292.11217649999998,1.0456354891899999,0.95418709374999999,0.77092533290999998,4.2809311159999996,2.0238411599999999,8.2040000000000006,16.975574000000002,0.44611361599999999,0.47730022999999999,0.36618738200000001,5051.8916666666701,478.13499999999999,291.83593789742002,793.18927713998005,902.19299999999998,535.29272259950994,2.0734451100000002,1.9011,2.1657999999999999,97.5,450.125,367,353.125,307.625,1695.17,121.37,7149.21,2108.0300000000002,22820.67,14203.55,2034.53,1299.58,1409.53,20.844999999999999]
[null,null,651,"2014M03","2014-03-01",true,"2014-03-01",{"$f":"INDEX(I659:CA659,$H$5)","v":16.55},104.04,107.4,104.15,100.57,73.34,74.599999999999994,4.8783000000000003,10.88,16.55,122.1747631506,3.0416699999999999,4.7198709579999996,2.323008094,2.4955235466299999,3.5937380387400002,1.80283260114,2.09,1389.05,1235.71,1651.2,1366.87,953.81,1376.9,530.80999999999995,996.67,601.52,1009.95,984.76,177.74748750000001,222.33078,234.35110599999999,422,366,425.1,378.57,286.91662156199999,323.71173270000003,1.1213649784699999,0.96452125,0.80641942501999997,4.4711898220000004,2.2571109523800001,8.0469000000000008,17.085805000000001,0.45140388799999998,0.485677786,0.39462698000000002,5083.5916666666699,483.80500000000001,290.92332673620001,796.30376928775001,905.7355,533.61878855052998,2.13737909,1.929,2.2852999999999999,106.6,486.5,384,327.5,278.5,1705.37,111.833,6650.04,2053.08,23024.31,15678.1,2007.9,1336.08,1451.62,20.716000000000001]
[null,null,652,"2014M04","2014-04-01",true,"2014-04-01",{"$f":"INDEX(I660:CA660,$H$5)","v":16.79},104.86666666667,107.79,104.73,102.08,72.819999999999993,75.06,4.6338999999999997,10.73,16.79,118.65642551875,3.0506099999999998,4.9268847759999996,2.3269764099999999,2.6708579531800001,3.5478605327600001,2.3780466601199999,2.0866666666699998,1356.13,1197,1629.2,1366.87,926.63,1291.75,516.17999999999995,1001.69,584.36,1011.42,952.25,181.42185416666999,222.3583376,232.36694800000001,395,352,399.29,370.91,277.091364204,324.81404279999998,1.2259495332899999,0.93007406250000002,0.84688586385999998,4.3514789560000002,2.3767903238099999,8.2777999999999992,17.661210820000001,0.45114263999999998,0.536384046,0.39132004999999997,5089.1000000000004,483.52499999999998,290.32752121041,802.24526200040998,912.49350000000004,532.52594726328005,2.0767520400000001,1.7757000000000001,2.1541999999999999,111.5,409,383,260,299,1810.67,114.581,6673.56,2087.09,23405.200000000001,17373.599999999999,2027.21,1298.45,1430.33,19.736000000000001]
[null,null,653,"2014M05","2014-05-01",true,"2014-05-01",{"$f":"INDEX(I661:CA661,$H$5)","v":16.32},105.71333333333,109.68,105.6,101.86,73.69,75.78,4.5625,10.199999999999999,16.32,114.95136110006,3.0299900000000002,4.7222960399999998,2.270538138,2.86976530451,3.6651399003399998,2.9816560131799998,1.9624999999999999,1413.25,1180,1632.73,1366.87,898.42,1255.25,519.41999999999996,961.81,568,954.94,951.5,181.88114999999999,217.29561279999999,220.68246199999999,388,346,391.55,390.48,277.21261831499999,334.73483370000002,1.1203114112400001,0.91491730000000004,0.84080267370999995,4.3821231740000002,2.5647079333299998,8.2357999999999993,17.967652999999999,0.44869344,0.54365929199999996,0.40278407399999999,5117.5583333333298,480.9,292.49542174214997,807.13261890921001,918.05250000000001,536.50236424029004,2.0439032020000001,1.6931,2.0215000000000001,112.625,413.5625,385,265,300.875,1751.05,100.56,6891.13,2097.3200000000002,23271.25,19401.080000000002,2058.9699999999998,1288.74,1456.27,19.341999999999999]
[null,null,654,"2014M06","2014-06-01",true,"2014-06-01",{"$f":"INDEX(I662:CA662,$H$5)","v":16.13},108.37333333333,111.87,108.01,105.24,71.48,74.09,4.5692000000000004,9.77,16.13,112.85978969451,3.1743299999999999,4.362722518,2.1805896420000002,2.8475067078,3.57636224098,3.0611578823999999,1.905,1393.25,1180,1720.67,1366.87,861.88,1233.75,511.14,925.82,543.86,948.33,942.38,160.29424583333,202.39482480000001,204.69896700000001,397,356,402.57,404.5,236.64760663499999,306.44220780000001,1.0711769075199999,0.92662934374999995,0.83456079163999997,4.5439422819999997,2.5510602857100002,7.8998999999999997,18.14622722,0.44382769599999999,0.56548503000000006,0.400579454,4996.0749999999998,475.685,291.72154850481002,810.00753473790996,921.32249999999999,535.08290673568001,2.0039995799999999,1.7113,2.0394000000000001,111.4,421.375,389,288.75,301.5,1838.95,92.742999999999995,6821.14,2106.94,22762,18628.810000000001,2128.1,1279.0999999999999,1452.76,19.891999999999999]
[null,null,655,"2014M07","2014-07-01",true,"2014-07-01",{"$f":"INDEX(I663:CA663,$H$5)","v":15.20882662987},105.22666666667,106.98,105.76,102.94,68.75,71.44,4.0099,9.27,15.20882662987,103.06692548226,3.19604,4.3408967799999996,2.2440826980000002,2.9643729030700001,3.5096506717899998,3.2884680374299999,2.0950000000000002,1255.22,1181.74,1734.13,1373.38,853.69,1106.3,471.74,897.43,503.35,892.08,908.04,138.70734166667,182.726572,193.01448099999999,422,375,435.39,420.87,218.308840938,280.35420210000001,1.0226080266099999,0.93007406250000002,0.78965097912000004,5.1702748239999998,2.4511365999999999,7.7462,18.981778200000001,0.44226020799999999,0.54630483600000002,0.40256361200000002,4991.2583333333296,474.005,292.69672623061001,818.15312958591005,930.58749999999998,536.87160193074999,1.8483534079999999,1.7003999999999999,1.9985999999999999,111,440.625,390,305,279.5,1948.3,96.05,7113.38,2193.2399999999998,22424.01,19117.650000000001,2310.62,1310.5899999999999,1492.18,20.922999999999998]
[null,null,656,"2014M08","2014-08-01",true,"2014-08-01",{"$f":"INDEX(I664:CA664,$H$5)","v":15.74},100.05,101.92,101.85,96.38,68.94,71.19,3.8839999999999999,9.14,15.74,101.27992523272999,3.27027,4.6951792140000004,2.2101315499999998,2.7922872494900002,3.4865591397800002,2.8603026086900001,2.0299999999999998,1187.6199999999999,1200,1729.32,1388.91,778.69,938.81,458.57,861.77,502.12,851.75,853.75,118.49832499999999,176.42375519999999,191.36101600000001,445,414,460.57,442.62,220.362812091,263.45211389999997,0.98893702380000004,0.95763181249999996,0.76817467301999998,5.793300436,2.2707586000000002,7.7161999999999997,19.248537219999999,0.43487995200000001,0.56526456800000002,0.37963556399999998,4919.9666666666699,466.09500000000003,289.17128727455997,800.32865144794005,910.31349999999998,530.40515427271998,1.6314188000000001,1.6660999999999999,1.86,111,446.5,391,311.25,279.5,2030.49,92.614000000000004,7001.84,2236.84,22231.05,18600.2,2326.9899999999998,1295.1300000000001,1446.33,19.736000000000001]
[null,null,657,"2014M09","2014-09-01",true,"2014-09-01",{"$f":"INDEX(I665:CA665,$H$5)","v":15.16},95.85,97.34,96.99,93.22,65.94,67.86,3.9169999999999998,9.24,15.16,101.76310720818999,3.2148300000000001,4.641386486,2.2160840240000002,2.63503948919,3.3678692047899998,2.6452492627700002,1.8919999999999999,1193.4100000000001,1213.6400000000001,1678.85,1388.91,760.75,904.55,430.17,839.82,459.73,836.46,834.09,105.63804166667001,163.0583192,180.558378,432,411,449.91,442.05,202.83240713399999,243.6105321,0.96690945972999998,0.92318462499999998,0.76880944068000001,6.1746996960000002,2.3599932190500001,7.7161999999999997,18.34684764,0.42155630399999999,0.55909163200000001,0.35340058600000002,4923.7666666666701,451.815,277.55159448924002,781.59378329753997,889.00400000000002,509.09202528786,1.6177501560000001,1.5319,1.6704000000000001,111.375,438.1,398,317.5,279.5,1990.43,82.379545454549998,6872.22,2117.2399999999998,21090.52,18034.8,2294.59,1236.55,1359.48,18.369]
[null,null,658,"2014M10","2014-10-01",true,"2014-10-01",{"$f":"INDEX(I666:CA666,$H$5)","v":15.89},86.08,87.27,86.57,84.4,63.71,65.739999999999995,3.7719,9.77,15.89,103.01527984123,3.1008300000000002,4.9667883980000003,2.3082371400000001,2.6490140385699998,3.4227324913900001,2.6118096243300002,1.9125000000000001,1148.7,1338.7,1696.44,1388.91,764.4,936.09,425.81,833.03,453.13,859.11,888.26,112.06818333333,163.121308,195.21910099999999,428,409,437.57,436.96,220.14235007100001,245.44771560000001,1.0087932989699999,0.89783149500000003,0.73215160785,5.9529149239999999,2.3608604608700001,7.7424999999999997,17.502478180000001,0.413784176,0.58224014199999996,0.36927385000000001,4943.2250000000004,443.48500000000001,275.64985208255001,769.95037419128005,875.76049999999998,505.60380215163002,1.550729708,1.5061,1.6332,116,418.75,398,317.5,279.5,1946.19,81.06,6737.48,2034.26,19830.41,15812.37,2276.83,1222.49,1259.76,17.163]
[null,null,659,"2014M11","2014-11-01",true,"2014-11-01",{"$f":"INDEX(I667:CA667,$H$5)","v":15.59},76.99333333333,78.44,76.73,75.81,62.55,65.66,4.1002999999999998,8.9,15.59,102.66395932005,2.90909,4.616033356,2.2720813720000002,2.6467940938800001,3.3327291460000001,2.7051531356299998,1.9025000000000001,1191.6300000000001,1397,1806.34,1388.91,764.75,970,449.9,825.98,473.6,841.33,922.75,113.90536666667001,178.74253039999999,213.84814,418,400,423.8,422,236.026638612,258.6754368,0.99774997158000001,0.89907159375000001,0.72114896826999997,5.8400383800000002,2.314851,7.8693,17.306266999999998,0.40735094399999999,0.534840812,0.35692797799999998,4922.2749999999996,436.59,256.13167017909001,756.00703242204997,859.90099999999995,469.80306833327001,1.488559424,1.5369999999999999,1.6369,119.5,408.75,385,317.5,279.5,2055.5500000000002,73.73,6712.85,2030.18,20033.47,15807.05,2253.2199999999998,1175.33,1208.32,15.965999999999999]
[null,null,660,"2014M12","2014-12-01",true,"2014-12-01",{"$f":"INDEX(I668:CA668,$H$5)","v":15.62},60.703333333330001,62.33,60.52,59.26,62.44,66.14,3.4327999999999999,9.83,15.62,98.999777005200002,2.9469500000000002,4.3391330840000002,2.197344754,2.6244805863799998,3.3696273433899999,2.6238144157500001,1.88,1212.1400000000001,1427.38,1795.13,1372.88,719.64,972.26,448.32,814.55,469.67,814.81,900.95,123.09128333333,178.73465680000001,227.296322,418,398,421.18,382.39,261.780276915,269.6985378,0.94885756268999999,0.90940575000000001,0.76923261912999996,5.4637097460000001,2.2235167428599998,8.2121999999999993,17.3834287,0.40228926399999998,0.546966222,0.33796824600000003,4926.2250000000004,431.16500000000002,249.39418635265,749.20306496078001,852.16200000000003,457.44500822967001,1.50575546,1.4711000000000001,1.6080000000000001,119.5,418.375,381,308.125,279.5,1909.46,68.39,6446.45,1938.11,19829.71,15962.05,2175.7600000000002,1200.6199999999999,1215.32,16.295000000000002]
[null,null,661,"2015M01","2015-01-01",true,"2015-01-01",{"$f":"INDEX(I669:CA669,$H$5)","v":16.18733797094},47.106666666670002,48.07,45.98,47.27,61.44,59.29,2.9742999999999999,9.25,16.18733797094,91.059104632559993,2.9159099999999998,4.1887780000000001,2.1607480620000001,2.6145454779100001,3.24,2.2836364337199999,2.3199999999999998,1145.71,1392.86,1712.65,1350.33,719.64,1010.48,433.21,796.58,442.64,777.72,870.71,128.14353750000001,174.70731040000001,215.06068099999999,420,400,418.55,374.42,231.47042353200001,248.3872092,0.88835515638999996,0.90940575000000001,0.75791259571000003,5.2979223219999998,2.2224669238099999,7.9287999999999998,17.416498000000001,0.38031177599999999,0.55644608799999995,0.338188708,4922.8583333333299,407.61,251.47984477880999,726.82663676069001,826.71050000000002,461.27057469484998,1.48481157,1.4198,1.6633,119.5,440.25,381.5,305,279.5,1814.72,68.23,5830.54,1843.13,19454.12,14849.19,2113.0500000000002,1250.75,1242.45,17.236000000000001]
[null,null,662,"2015M02","2015-02-01",true,"2015-02-01",{"$f":"INDEX(I670:CA670,$H$5)","v":14.20383414428},54.79,57.93,55.83,50.61,69.05,63.48,2.8477999999999999,8.27,14.20383414428,83.520262891369995,2.9617,3.9438447179999998,2.1684642319999998,2.4544432411099999,3.11,1.8358297233200001,2.4175,1160.5,1350,1677.34,1344.82,723.04,1052.3699999999999,423.55,762.61,418.25,762.51,825,125.38776249999999,173.6955528,217.70622499999999,420,400,417,353.5,219.84840071100001,236.99667149999999,0.93813766682999999,1.00241315625,0.70416893314999995,4.8834537620000003,2.0293527099999999,7.7051999999999996,17.48484122,0.37087419199999999,0.54277744400000005,0.32165405800000002,4910.9666666666699,397.495,250.88643203199001,734.30141791532003,835.21249999999998,460.18212230218001,1.5397066079999999,1.4293,1.8166,121.25,444.125,382.5,305,279.5,1817.82,62.75,5729.27,1795.66,18233.91,14573.84,2097.7600000000002,1227.08,1197.1600000000001,16.786999999999999]
[null,null,663,"2015M03","2015-03-01",true,"2015-03-01",{"$f":"INDEX(I671:CA671,$H$5)","v":13.041319324390001},52.82666666667,55.79,54.91,47.78,64.760000000000005,59.92,2.8006000000000002,8.27,13.041319324390001,82.159498768130007,2.8769999999999998,3.5437061879999998,2.0317777920000002,2.4093500140200002,3.08,1.42405004206,2.7240000000000002,1090.68,1350,1570.53,1344.82,698.86,1020.8,409.79,749.93,412.36,751.16,804.55,126.30635416667,174.22702079999999,227.737246,410,392,411,360.74,218.797531749,230.75024759999999,0.92852366349000004,1.0385827031299999,0.63381551660000002,4.7159026419999996,2.1525107999999999,7.5808999999999997,17.453976539999999,0.35379510400000003,0.53065203400000005,0.290127992,4961.5666666666702,379.19,247.32228981404,717.91439769169995,816.57349999999997,453.64468416031002,1.52890397,1.4297,1.7441,123,428.8,383,295.5,283.39999999999998,1773.86,58.05,5939.67,1792.47,17421.91,13755.5,2028.73,1178.6300000000001,1138.6400000000001,16.239999999999998]
[null,null,664,"2015M04","2015-04-01",true,"2015-04-01",{"$f":"INDEX(I672:CA672,$H$5)","v":10.936659480139999},57.543333333329997,59.39,58.8,54.44,56.24,58.95,2.5796999999999999,6.7744456667500002,10.936659480139999,70.941309066789998,2.8682699999999999,3.6155767999999999,2.0295731720000001,2.63454324852,3.01,2.1261297455700001,2.7675000000000001,1077.5,1339.5,1569.57,1344.82,682.75,979.75,394.73,747.74,398.09,747.72,833.5,129.06212916666999,172.0539072,224.20985400000001,399,384,400.26,354.02,209.69979905700001,223.40151359999999,0.91489712772999998,1.0320377375000001,0.61212762126999998,4.8159923899999999,2.30540262857,7.7713000000000001,16.92707236,0.35245620799999999,0.53770681799999998,0.28836429600000002,4986.7083333333303,377.755,249.06035325789,715.85404134779003,814.23,456.83268327931,1.5807125399999999,1.4071,1.7002999999999999,114.125,409,380,260,299,1819.19,52.28,6042.09,2005.36,15900.88,12830.92,2212.7199999999998,1198.93,1151.29,16.341000000000001]
[null,null,665,"2015M05","2015-05-01",true,"2015-05-01",{"$f":"INDEX(I673:CA673,$H$5)","v":9.3369001638700002},62.50666666667,64.56,63.69,59.27,61.19,61.63,2.8382999999999998,6.6839973110799997,9.3369001638700002,72.567768851620002,3.0960000000000001,3.4938817759999998,1.930365272,2.8860533852699999,2.97,2.5956601558000001,3.0924999999999998,1131.94,1270,1619.84,1344.82,697.35,962.06,388.2,785.13,386.12,769.95,916.05,126.76564999999999,166.2943688,217.37553199999999,381,368,386.53,351,200.771087247,215.31790620000001,0.94074890143000001,0.94385293749999999,0.61466669195000001,4.4974248000000001,2.3534318500000002,7.4847000000000001,15.860036279999999,0.36460424000000002,0.54255698200000002,0.29409630799999997,5018.0083333333296,390.77499999999998,246.50313840288001,740.67414800229005,842.46100000000001,452.14217630517999,1.6062861319999999,1.5501,1.8391,110.5,413.5625,380,265,300.875,1804.04,60.3,6294.78,1991.78,15803.59,13511.34,2281.8000000000002,1198.6300000000001,1140.4000000000001,16.832999999999998]
[null,null,666,"2015M06","2015-06-01",true,"2015-06-01",{"$f":"INDEX(I674:CA674,$H$5)","v":9.1891221165600001},61.306666666669997,62.34,61.78,59.8,58.96,60.71,2.7692000000000001,6.6667259295400001,9.1891221165600001,71.546435354639996,3.2395100000000001,3.522100912,1.9896695499999999,2.9967368028700001,3.01,2.7122104086099998,3.2679999999999998,1123.6400000000001,1250,1547.16,1365.86,705.91,914.43,391.48,788.21,387,841.79,927.95,118.95762083333,166.7195432,221.12338600000001,376,365,375.95,349,204.98926056299999,209.80635570000001,0.8999944339,0.92318462499999998,0.62990111597999998,4.4387819080000002,2.2847879999999998,7.2752999999999997,13.792102720000001,0.36617172799999997,0.54586391199999995,0.27469565200000001,4947.2333333333299,392.45499999999998,240.58658497587999,745.32192859202996,847.74749999999995,441.28988712119002,1.5950425699999999,1.5829,1.8241000000000001,118.9,421.375,380,288.75,301.5,1687.73,62.63,5833.01,1829.5,15064.94,12825.23,2082.09,1181.5,1088.82,16.074999999999999]
[null,null,667,"2015M07","2015-07-01",true,"2015-07-01",{"$f":"INDEX(I675:CA675,$H$5)","v":9.4950832584500002},54.34,55.87,56.25,50.9,59.9,57.9,2.83,6.6940371346500003,9.4950832584500002,72.621876011560005,3.3259599999999998,3.4050355899999998,1.9206649440000001,3.0964765503099998,3.04,2.8569296509300002,3.3925000000000001,1103.04,1269.1300000000001,1440.43,1388.91,680,869.13,405.87,752.32,407.09,809.98,917.39,124.00987499999999,179.59681599999999,222.88708199999999,392,376,389.86,345.78,207.377599113,197.31350789999999,0.88798698485000005,0.93834138749999996,0.64233198281000004,4.6462366499999996,2.0693364999999999,7.2752999999999997,12.25989182,0.359346624,0.54387975399999999,0.28285274599999999,4878.0833333333303,385.14,241.26901714009,745.60942017490004,848.07449999999994,442.54162113927998,1.5950425699999999,1.4531000000000001,1.6425000000000001,121,431.5,380,283.75,301.5,1639.5,52.39,5456.75,1763.04,15071.53,11413.1,2000.68,1128.31,1009.27,15.053000000000001]
[null,null,668,"2015M08","2015-08-01",true,"2015-08-01",{"$f":"INDEX(I676:CA676,$H$5)","v":9.8158396579599998},45.69,46.99,47.22,42.86,59.14,55.02,2.7629999999999999,6.34573758328,9.8158396579599998,70.36977413644,3.1539100000000002,3.4594897040000001,1.891123036,2.9590963930999998,2.91,2.7972891792999999,3.17,1032.3800000000001,1233.5,1466.01,1392.06,601.38,735.48,378.78,728.33,385.86,753.56,894.75,110.69029583333,162.5937768,183.534615,373,362,377.5,340.13,187.86671034299999,179.67654630000001,0.90198803042999998,0.95763181249999996,0.68427954620999998,4.7666089019999998,1.81933640952,7.2752999999999997,10.390374059999999,0.36368987200000003,0.5401319,0.25353130000000001,4925.5833333333303,389.79500000000002,241.69995960799,747.28645440830996,849.98199999999997,443.33206651275998,1.5833580840000001,1.3140000000000001,1.4489000000000001,121,434.625,378.8,274.625,301.5,1548.13,56.19,5127.3,1703.6,15163.77,10386,1807.64,1117.93,984.1,14.941000000000001]
[null,null,669,"2015M09","2015-09-01",true,"2015-09-01",{"$f":"INDEX(I677:CA677,$H$5)","v":10.306943949140001},46.28,47.24,46.15,45.45,57.65,51.38,2.6461000000000001,6.2786986603399999,10.306943949140001,68.964232901490007,3.2784499999999999,3.2220521299999998,1.7967652999999999,2.7815537048399999,2.65,2.5921611145300001,3.1025,1051.5899999999999,1280,1471.88,1399.94,599.5,799.66,367.49,720.4,374.45,771.69,896.82,109.77170416667001,165.62117599999999,173.61382499999999,357,347,360,326.43,193.973508297,172.69524899999999,0.90682796361999995,0.94729765624999995,0.63169962437000005,4.5818617460000004,1.69230830476,7.2752999999999997,8.7699783599999996,0.36669422400000001,0.53373850199999995,0.26146793200000001,4887.3583333333299,393.01499999999999,247.77514793936999,735.64304530205004,836.73850000000004,454.47532777675002,1.5154557879999999,1.2393000000000001,1.3466,124,428,379,279.375,301.5,1589.6,56.95,5217.25,1684.25,15453.34,9937.5499999999993,1720.23,1124.77,964.38,14.75]
[null,null,670,"2015M10","2015-10-01",true,"2015-10-01",{"$f":"INDEX(I678:CA678,$H$5)","v":10.10742681042},46.956666666670003,48.12,46.55,46.2,54.26,50.11,2.3151999999999999,6.0269578205999998,10.10742681042,63.614050100889997,3.1973400000000001,3.3785801499999999,1.824984436,2.8623742092,2.81,2.5371226275900001,3.24,1104.0899999999999,1280,1520.37,1399.94,636.66999999999996,857.73,375.95,743.3,372.68,809.13,961.59,118.03902916667001,171.388588,177.47191000000001,373,362,369.27,342.4,206.337753252,172.709946468,0.92603083351000004,0.93007406250000002,0.66068734788000005,4.2359568679999997,1.6093725999999999,7.2752999999999997,8.7082490000000004,0.366955472,0.55203684799999997,0.30666264199999999,4858.4333333333298,393.29500000000002,248.08486687429999,734.82848581725,835.81200000000001,455.04342193647,1.5218491860000001,1.2423999999999999,1.3275999999999999,123.5,423.75,380,250.625,301.5,1516.49,53.12,5216.09,1720.11,15794.61,10316.83,1724.34,1159.25,976.91,15.813000000000001]
[null,null,671,"2015M11","2015-11-01",true,"2015-11-01",{"$f":"INDEX(I679:CA679,$H$5)","v":9.5155859138499999},43.113333333329997,44.42,42.22,42.7,52.47,53.34,2.0775000000000001,5.5008338512300003,9.5155859138499999,57.82542281205,3.36084,3.2623966759999998,1.802056388,2.8215518526799999,2.92,2.4896555580399999,3.0550000000000002,1071.07,1307.8260869565199,1517.92,1413.16,608.21,788.75,368,727.34,350.57,799.62,915.24,119.41691666667001,166.1565808,169.09435400000001,368,359,366.24,353.61,203.40560838600001,177.10448940000001,0.84749967592999997,0.93007406250000002,0.76780439188000005,4.0291635120000002,1.6163345578899999,7.5247000000000002,9.6319847799999998,0.35069278399999998,0.56614641600000004,0.32077221,4813.0916666666699,375.86500000000001,242.90293754011,728.50367099410005,828.61800000000005,445.53859850176002,1.5260379639999999,1.161,1.2366999999999999,123.5,383.875,366.4,263.625,301.5,1467.89,46.86,4799.8999999999996,1618.35,14745.29,9244.33,1583.31,1086.44,885.2,14.452]
[null,null,672,"2015M12","2015-12-01",true,"2015-12-01",{"$f":"INDEX(I680:CA680,$H$5)","v":9.0801962921099992},36.573333333329998,37.72,34.770000000000003,37.229999999999997,52.21,48.77,1.9228000000000001,5.09276298262,9.0801962921099992,53.711911475459999,3.34565,3.2773880919999998,1.747822736,2.8090698931999998,2.95,2.4505430129299999,3.0266666666700002,1150,1335.6521739130401,1536.52,1446.03,607.38,849.55,368.42,765.7,338.35,820.94,898.18,119.41691666667001,163.948036,169.75574,363,356,360.24,371,191.98200138300001,189.22990050000001,0.85975801074000002,0.93007406250000002,0.76870364606999997,3.8005444179999999,1.7366393,7.6059999999999999,9.8877206999999991,0.35506868800000002,0.56945334599999997,0.32275636800000002,4789.6499999999996,380.55500000000001,244.61942501985001,718.15397401075995,816.846,448.68702245174001,1.551832018,1.1611,1.2661,123.5,340.625,360,264,301.5,1497.2,40.5,4638.83,1706.58,14691.69,8707.7900000000009,1527.79,1075.74,859.82,14.127000000000001]
[null,null,673,"2016M01","2016-01-01",true,"2016-01-01",{"$f":"INDEX(I681:CA681,$H$5)","v":8.4023022052700007},29.78,30.8,27,31.54,49.02,49.09,2.2744,4.3981862754099996,8.4023022052700007,54.220253687570001,2.95242,3.1973603860000002,1.647071602,2.5522033511200002,2.85,2.0841100533699999,2.7225000000000001,1152,1307.8260869565199,1498.6,1359.9,611.63,895.63,373.08,736.03,336.48,781.35,885.35,118.49832499999999,161.0269304,164.905576,369,361,366.19,364.91,191.72847006000001,193.27170419999999,0.85580658075000005,1.0403050625000001,0.69284890973000002,3.6332137599999998,1.8507784899999999,7.6059999999999999,10.471945,0.35474212799999999,0.56791011199999997,0.30974910999999999,4730.9583333333303,380.20499999999998,251.75631310711,690.69852784660998,785.61749999999995,461.77767976640001,1.5156762500000001,1.0829,1.2338,122.6,327.125,334,233.875,301.5,1481.1,41.88,4471.79,1646.2,13808.08,8507.2900000000009,1520.36,1097.9100000000001,855.25,14.106]
[null,null,674,"2016M02","2016-02-01",true,"2016-02-01",{"$f":"INDEX(I682:CA682,$H$5)","v":8.5618581322799994},31.03,33.200000000000003,29.5,30.39,50.27,50.33,1.9572000000000001,3.9683785892799999,8.5618581322799994,48.433180105040002,2.9163700000000001,3.2562237399999998,1.632300648,2.35173727427,2.83,1.7452118228,2.48,1218.93,1280,1511.99,1317.26,679.17,986.9,373.75,767.24,323.29000000000002,779.88,898.19,114.82395833333,159.67660799999999,164.905576,384,374,377.38,360.13,188.43256286100001,187.02528029999999,0.9309895654,1.0540839375,0.69136778517999997,3.8631556260000002,1.7668454571400001,7.585,10.802638,0.36241628799999998,0.56217810000000001,0.292773536,4670.3333333333303,388.43,259.34475150201001,685.85908620163002,780.11300000000006,475.69658186581,1.4676155340000001,1.0963000000000001,1.2696000000000001,114.5,326,286.25,191.875,301.5,1531.26,46.83,4598.62,1765.75,15610.14,8298.5,1709.85,1199.5,919.35,15.167]
[null,null,675,"2016M03","2016-03-01",true,"2016-03-01",{"$f":"INDEX(I683:CA683,$H$5)","v":7.7366980955100004},37.340000000000003,39.07,35.18,37.770000000000003,52.21,52.57,1.7017,3.9101802431000001,7.7366980955100004,44.494833931949998,3.0735199999999998,3.4722765,1.6666927199999999,2.3128862265099999,2.87,1.7661586795299999,2.3025000000000002,1440.48,1280,1443.58,1300.73,715.95,1210.5999999999999,380.97,765.61,319.13,766.26,859.19,112.98677499999999,159.13726639999999,160.49633600000001,384,375,374.9,360.2,189.68919637499999,191.06708399999999,0.93921695233000002,1.0127473124999999,0.68200496207000005,4.0333522899999998,1.8548871,7.3855000000000004,10.670360799999999,0.36284081600000001,0.580255984,0.340393328,4569.6750000000002,388.88499999999999,263.61625807948002,681.40296666713004,775.04449999999997,483.53148527740001,1.443144252,1.2835000000000001,1.4562999999999999,114.5,338.125,291.25,201.75,301.5,1531.01,56.2,4953.8,1802.19,16897.599999999999,8717.25,1801.69,1245.1400000000001,967.73,15.465]
[null,null,676,"2016M04","2016-04-01",true,"2016-04-01",{"$f":"INDEX(I684:CA684,$H$5)","v":6.8249795642500004},40.75,42.25,39.04,40.96,50.69,52.35,1.9047000000000001,3.9700750897899999,6.8249795642500004,46.626993177279999,3.0785,3.399964964,1.7676643160000001,2.5375545113400002,2.99,2.5101635340100001,2.1124999999999998,1580.95,1294.46956521739,1474.33,1314.38,775,1299.05,395.14,794.13,346.19,808.51,875.95,112.52747916667001,164.4125784,162.260032,395,386,383.53,371,192.76096718700001,187.392717,0.93965644332999998,0.99345688750000005,0.71379624277999998,3.9630249119999998,1.93376668571,7.3855000000000004,10.527060499999999,0.37015576,0.61508898000000001,0.33576362599999998,4625,396.72500000000002,271.70013712617998,685.76325567399999,780.00400000000002,498.35913692047001,1.5273607360000001,1.4885999999999999,1.7074,114.125,330.5,295,196.25,301.5,1571.23,60.92,4872.74,1732.27,17032.71,8878.86,1855.37,1242.26,994.19,16.36]
[null,null,677,"2016M05","2016-05-01",true,"2016-05-01",{"$f":"INDEX(I685:CA685,$H$5)","v":6.2688925069200003},45.93666666667,47.13,43.95,46.73,51.31,54.24,1.9219999999999999,4.3291918650600003,6.2688925069200003,48.16755906969,3.0986600000000002,3.4213497780000002,1.8503375660000001,2.57487716258,3.08,2.4326314877400002,2.2120000000000002,1439.5,1200,1500.81,1322.77,753.42,1218.25,422.55,795.64,421.64,805.59,881,112.06818333333,168.9556456,158.51217800000001,433,415,414.38,377.31,189.850868523,171.96037559999999,0.92890044681999995,0.9851895625,0.76362550473000002,4.041729846,2.0555456952400002,7.3855000000000004,10.471945,0.36930670399999999,0.60097941200000005,0.37500586200000002,4680.3583333333299,395.815,273.27137896929997,696.35252897639998,792.04849999999999,501.24114771779,1.549406936,1.3583000000000001,1.6287,110.5,313.5,295,198.375,301.5,1550.63,55.13,4694.54,1707.8,16706.95,8660.35,1869.03,1260.95,1035.8599999999999,16.946999999999999]
[null,null,678,"2016M06","2016-06-01",true,"2016-06-01",{"$f":"INDEX(I686:CA686,$H$5)","v":6.4018011694899997},47.68666666667,48.48,45.83,48.75,52.85,58.59,2.5666000000000002,4.7557204668899997,6.4018011694899997,58.112927318339999,3.1208,3.6475437899999998,1.8946504280000001,2.6481127368999999,2.96,2.5768382107100001,2.4075000000000002,1547.95,1195,1517.12,1365.86,718.18,1337.27,457.4,799.91,467.73,793.48,860.23,108.39381666667001,179.87239199999999,166.66927200000001,441,422,426.79,372.46,187.01425719900001,173.0626857,0.94227349262000004,0.99345688750000005,0.87545040893000003,4.1050024399999998,2.154515,7.3353999999999999,10.471945,0.36682484799999998,0.61001835400000004,0.42879858999999998,4809.95,393.15499999999997,282.26210320389998,681.11547508425997,774.71749999999997,517.73215731844004,1.6336234199999999,1.2641,1.4944,110.5,306.625,285,142.625,301.5,1593.51,51.98,4641.97,1712.77,16966.689999999999,8928.35,2026.19,1276.4000000000001,984.14,17.286000000000001]
[null,null,679,"2016M07","2016-07-01",true,"2016-07-01",{"$f":"INDEX(I687:CA687,$H$5)","v":6.7571186470500004},44.126666666669998,45.07,42.62,44.69,61.24,62.39,2.7879,4.6747376913499998,6.7571186470500004,60.655991369200002,3.0499800000000001,3.7866553120000002,2.0022358840000001,2.7724328782300001,3.18,2.7047986346999999,2.4325000000000001,1515,1327.7777777777801,1493.28,1415.37,678.16,1290,431.08,796.67,439.9,767.83,832.86,107.01592916667001,161.75917519999999,145.174227,442,424,417.89,361.57,166.514963706,151.75135710000001,0.92840991887000002,1.00930259375,0.96775620733000001,4.2555779859999996,1.9621118,7.1485000000000003,10.471945,0.36140395199999997,0.62060053000000004,0.43210552000000002,4856.5833333333303,387.34500000000003,285.97679178593,630.42112597140999,717.05650000000003,524.54573133887004,1.787064972,1.2816000000000001,1.5931999999999999,110.5,305.2,281,181,282.5,1629.05,57.26,4864.8999999999996,1834.79,17826.23,10262.86,2183.25,1336.66,1087.5,19.992000000000001]
[null,null,680,"2016M08","2016-08-01",true,"2016-08-01",{"$f":"INDEX(I688:CA688,$H$5)","v":7.1386747240500004},44.876666666669998,46.14,43.74,44.75,67.39,66.34,2.7913000000000001,4.0474899302000003,7.1386747240500004,57.973862286150002,3.0324900000000001,3.6936203480000001,2.0236206980000002,2.7752354889799999,3.46,2.5557064669299998,2.31,1575,1565.63,1539.99,1433,771.02,1423.7,412.17,824.42,398.7,817.52,830.35,95.533533333329999,150.15348879999999,152.66993500000001,415,403,393.78,347.46,159.280135083,149.1793002,0.90134392314,1.0430608374999999,0.95923974110999999,4.2394842600000002,1.7416498,6.8342999999999998,10.84011654,0.36604110400000001,0.62919854799999997,0.44379000600000001,4889.7083333333303,392.315,294.02650888805999,628.45660015512999,714.822,539.31072229507004,1.7694280120000001,1.2972999999999999,1.5519000000000001,109.75,318.0625,281.25,186.25,206.5,1639.28,60.89,4751.67,1835.52,18427.02,10335.99,2279.14,1340.17,1121.6500000000001,19.587]
[null,null,681,"2016M09","2016-09-01",true,"2016-09-01",{"$f":"INDEX(I689:CA689,$H$5)","v":7.5397929008100002},45.043333333329997,46.19,43.74,45.2,72.72,68.33,2.9689000000000001,4.2536141699499996,7.5397929008100002,61.382189464619998,2.8811900000000001,3.88674506,2.1358358559999999,2.7907128300299999,3.6,2.4421384901000001,2.33,1557.39,1550,1536.8,1433,797.85,1443.86,403.53,837.21,368.05,849.65,865.73,89.562687499999996,148.42523360000001,145.394689,384,378,365.27,342.73,157.56053132700001,150.649047,0.90870264846000004,0.99896843749999997,1.05064628532,4.1180096979999998,1.70490613333,6.9077999999999999,11.88069718,0.36613907200000001,0.61619128999999995,0.47465468599999999,4957.0166666666701,392.42,292.15097178524002,630.03780386092001,716.62049999999999,535.87056557777998,1.7165171319999999,1.3576999999999999,1.5727,109,320,287,187.3,206.5,1592.36,57.79,4722.2,1947.64,19499.52,10191.780000000001,2292.31,1326.61,1046.71,19.356999999999999]
[null,null,682,"2016M10","2016-10-01",true,"2016-10-01",{"$f":"INDEX(I690:CA690,$H$5)","v":7.6528666460099997},49.293333333329997,49.73,48.26,49.89,94.2,83.79,2.9491999999999998,5.3368188834500003,7.6528666460099997,66.369097111390005,2.7113499999999999,3.9453879519999999,2.2850886300000002,2.8882686298800002,3.88,2.3908058896300002,2.3940000000000001,1473.57,1550,1487.98,1433,749.75,1331.19,401.87,861.26,361.88,914.14,873,91.859166666670006,152.25967679999999,148.70161899999999,369,365,349.9,336.39,164.36913337799999,151.75135710000001,0.89723924451000003,0.96796596874999996,1.06466407133,4.0366592199999998,1.5873264,7.2752999999999997,12.290756500000001,0.360163024,0.62985993399999995,0.489866564,4906.0333333333301,386.01499999999999,286.85858570933999,591.60976228387995,672.91150000000005,526.16313964516996,1.731067624,1.4765999999999999,1.6576,109,310,285,187.5,206.5,1665.9,59.09,4731.26,2024.49,20099.759999999998,10259.74,2311.5,1266.55,959.14,17.655000000000001]
[null,null,683,"2016M11","2016-11-01",true,"2016-11-01",{"$f":"INDEX(I691:CA691,$H$5)","v":7.5925887519600002},45.26,46.44,43.77,45.57,103.43,89.15,2.5009000000000001,5.6931795011500004,7.5925887519600002,62.578513627669999,2.4785499999999998,4.0591463440000002,2.2866318639999998,3.03436186364,4.01,2.4130855909100002,2.68,1553.41,1563.64,1459.81,1433,766.93,1512.95,397.76,885.11,357,918.26,873,91.859166666670006,151.80300800000001,144.29237900000001,365,357,339.59,338,167.27555767499999,150.649047,0.85847031974999999,0.95763181249999996,1.1377681477699999,4.2985680759999996,1.75597983,7.3634000000000004,12.493581539999999,0.35297870399999998,0.63404871200000001,0.44621508799999998,4878.2833333333301,378.315,275.14033294746002,595.49089865262999,677.32600000000002,504.66922950439999,1.739886104,1.6586000000000001,1.8706,103,298,285,205,206.5,1737.11,73.099999999999994,5450.93,2180.58,21126.09,11128.91,2566.1999999999998,1238.3499999999999,955.14,17.407]
[null,null,684,"2016M12","2016-12-01",true,"2016-12-01",{"$f":"INDEX(I692:CA692,$H$5)","v":7.5917541522900001},52.62,54.07,51.78,52.01,88.15,80.19,3.5817999999999999,5.4235014224000002,7.5917541522900001,74.4216778981,2.2953100000000002,3.5666342360000001,2.2454054700000001,2.9808206027200002,3.91,2.3591284748299999,2.67333333333,1727.14,1600,1423.35,1439.3,811.38,1666.43,416.07,916.7,355.95,930.43,873,91.859166666670006,152.44864319999999,153.110859,373,364,354.42,341,161.16875972099999,141.83056619999999,0.83229172491000003,0.95763181249999996,1.0769891435500001,4.1431423660000002,1.8623789904800001,7.5010000000000003,13.203469180000001,0.34452080000000002,0.64463088800000001,0.40763423799999998,4912.0583333333298,369.25,256.41846705353998,598.07832289846999,680.26900000000001,470.32911828059002,1.7526729000000001,1.9279999999999999,2.226,97.5,296.625,277.5,217.75,206.5,1727.74,80.02,5660.35,2209.84,21204.35,10972.27,2664.81,1157.3599999999999,918.38,16.431999999999999]
[null,null,685,"2017M01","2017-01-01",true,"2017-01-01",{"$f":"INDEX(I693:CA693,$H$5)","v":8.0422768605100003},53.59,54.89,53.37,52.51,83.73,86.49,3.2608000000000001,6.1443492547999998,8.0422768605100003,74.255772337750003,2.1940900000000001,3.7172097819999999,2.3880443840000001,3.0441348482900001,3.95,2.13640454486,3.0459999999999998,1818.64,1643.64,1397.52,1427.78,825,1737.27,412,876.85,371.05,890.82,873,91.859166666670006,159.98761519999999,156.197327,377,369,355.91,336.55,173.606492016,153.2211039,0.83396158676999999,1.00241315625,0.93501277512000003,4.0747991460000001,1.9400656000000001,7.5167000000000002,13.410703460000001,0.34670875200000001,0.64904012799999999,0.448199246,4904.8833333333296,371.59500000000003,258.60132057778998,590.65145700765004,671.82150000000001,474.33296240772,1.815063646,2.1623000000000001,2.5583999999999998,96.875,308,270,233.75,206.5,1791.24,80.41,5754.56,2242.62,20691.79,9971.4599999999991,2714.8,1192.0999999999999,971.15,16.902000000000001]
[null,null,686,"2017M02","2017-02-01",true,"2017-02-01",{"$f":"INDEX(I694:CA694,$H$5)","v":8.4149873154599995},54.353333333329999,55.49,54.17,53.4,79.98,83.6,2.8233000000000001,6.0515836448,8.4149873154599995,68.754550643249999,2.0340799999999999,3.6673853699999999,2.347699838,2.9601471321799999,3.97,1.8504413965299999,3.06,1688.25,1653.5,1350.87,1359.9,808.61,1566.5,394.53120000000001,839.6,373.6,874.38,873,91.859166666670006,162.8575424,157.07917499999999,367,361,348.75,335.34,181.00299278700001,155.05828740000001,0.83208504177999998,1.0540839375,0.90258672673999996,4.2262565399999996,1.9411679100000001,7.3689999999999998,13.642188559999999,0.34749249599999998,0.67439325800000005,0.44731739799999998,4870.4916666666704,372.435,263.45295597270001,598.26998395372004,680.48699999999997,483.2319524989,1.8772339300000001,2.2328999999999999,2.7088999999999999,95,326,278.75,191.875,301.5,1860.75,89.44,5940.91,2311.5,19446.47,10643.3,2845.55,1234.2,1007.63,17.933]
[null,null,687,"2017M03","2017-03-01",true,"2017-03-01",{"$f":"INDEX(I695:CA695,$H$5)","v":8.2459830610699996},50.903333333330004,51.97,51.16,49.58,80.900000000000006,79.11,2.8875000000000002,5.0009450765399999,8.2459830610699996,64.424949059750006,2.0638000000000001,3.5306989299999998,2.3529909259999999,2.8743858089400001,4.01,1.6906574268300001,2.9224999999999999,1542.39,1641.3,1305.67,1398.98,778.7,1229.57,383.68159200000002,814.94,360.7,847.32,835.17,93.696349999999995,158.96404720000001,151.126701,370,364,358.43,343.56,176.53863688199999,154.32341400000001,0.84993557435,1.0678628125,0.92125947563999999,4.3461878680000003,2.12602050435,7.3975,13.778874999999999,0.34899467200000001,0.66028368999999998,0.39859529599999999,4864.7083333333303,374.04500000000002,263.47627245698999,591.22644017338996,672.47550000000001,483.27472017325999,1.9131692360000001,1.966,2.3496999999999999,97.5,325.625,288,223.5,206.5,1901.47,87.65,5824.63,2280.92,19875.2,10204.66,2776.88,1231.42,962.87,17.631]
[null,null,688,"2017M04","2017-04-01",true,"2017-04-01",{"$f":"INDEX(I696:CA696,$H$5)","v":8.7631187546899998},52.163333333330002,52.98,52.45,51.06,83.65,78.89,3.0819999999999999,5.0109139183,8.7631187546899998,67.184583077260001,1.96116,3.4259794800000001,2.2835453960000001,3.0341561189099999,4.05,2.1799683567399999,2.8725000000000001,1589.72,1600,1297.58,1421.4,752.06,1085.56,387.44,794.04,345.7,839.33,797.67,94.155645833329999,156.44055839999999,149.80392900000001,380,369,358.53,344.65,172.19186072100001,166.08138840000001,0.86942916885999999,1.0644180937500001,0.84937203722999999,4.4103423099999999,2.1605276,8.4384999999999994,13.778874999999999,0.34984372800000002,0.633166864,0.36288045200000002,4708.6166666666704,374.95499999999998,270.34311682633,605.26561247023005,688.44399999999996,495.87005659622002,1.9189012480000001,1.6543000000000001,2.2094999999999998,95.625,313.125,285,207.875,206.5,1921.22,70.22,5683.9,2220.61,19910.32,9609.2800000000007,2614.92,1266.8800000000001,960.84,18.033000000000001]
[null,null,689,"2017M05","2017-05-01",true,"2017-05-01",{"$f":"INDEX(I697:CA697,$H$5)","v":9.0968085204900007},49.893333333329998,50.87,50.31,48.5,74.42,74.41,3.1248,5.0584359784700004,9.0968085204900007,68.156310846389999,1.9834799999999999,3.3069299999999999,2.1684642319999998,3.19804977706,4.0199999999999996,2.6341493311700002,2.94,1719.29,1593.04,1330.3,1453.05,762.75,1098.57,389.72,825.06,344.35,842.05,795,94.155645833329999,158.5900512,159.94518099999999,421,399,394.95,345,174.97335654,180.41141970000001,0.91497765146999999,1.0850864062500001,0.75680175230000002,4.6041284080000002,2.3348930000000001,8.5730000000000004,14.29255146,0.36084880000000003,0.62655300400000002,0.354061972,4582.0583333333298,386.75,265.28412069965998,619.40061529470995,704.52149999999995,486.59072030276002,1.9541751679999999,1.5306,2.0971000000000002,92.5,309.25,275,178.75,206.5,1913.02,62.43,5599.56,2125.11,20200.330000000002,9155.1200000000008,2590.21,1246.04,930.27,16.745000000000001]
[null,null,690,"2017M06","2017-06-01",true,"2017-06-01",{"$f":"INDEX(I698:CA698,$H$5)","v":8.8827097046999999},46.166666666669997,46.89,46.44,45.17,81.09,79.2,2.9409999999999998,4.8867667856299999,8.8827097046999999,64.963197608740003,1.9982500000000001,3.157456764,2.2476100899999998,3.2376042981199999,3.95,2.6253128943499999,3.1375000000000002,1869.76,1592.27,1332.77,1463.07,735.14,1030.83,378.59,832.95,330.32,847.47,794.36,94.155645833329999,157.93260559999999,165.015807,458,430,440.86,357.18,183.36193640100001,189.5973372,0.93177443079,1.0954205625,0.72268299014000004,4.6784241020000001,2.4341008999999998,9.1918000000000006,14.85693418,0.36662891199999997,0.613545746,0.30644218000000001,4517.45,392.94499999999999,268.39329268765999,613.17163099918002,697.43650000000002,492.29364075348002,1.868635912,1.4397,1.7195,92.5,310.3,275,191,206.5,1885.29,57.48,5719.76,2132.9299999999998,19658.84,8931.76,2573.4,1260.26,930.73,16.931000000000001]
[null,null,691,"2017M07","2017-07-01",true,"2017-07-01",{"$f":"INDEX(I699:CA699,$H$5)","v":8.8584823273400009},47.656666666669999,48.69,47.63,46.65,87.49,81.69,2.9613999999999998,5.0039208322600004,8.8584823273400009,65.751455615490002,1.98858,3.2994342919999999,2.313528228,3.2258837908600002,3.86,2.8316513725900001,2.9860000000000002,1644.05,1485.71,1355.22,1496.94,720.48,1033.57,410.23,835.6,340.86,905.99,793,94.155645833329999,157.511368,163.69303500000001,417,399,397.43,385.87,201.77051507100001,202.4576217,0.93605395646,1.0954205625,0.69692200227000001,4.6660782300000001,2.3457156800000001,9.3696999999999999,14.72906622,0.37577259200000002,0.589294926,0.32231544400000001,4515.0083333333296,402.745,264.62385799924999,622.32344638721997,707.846,485.37965006556999,1.853864958,1.5165999999999999,1.7493000000000001,92.5,313.75,275.75,181,207.25,1902.96,67.739999999999995,5985.12,2269.86,20223.48,9491.39,2787.19,1236.8399999999999,918.9,16.152000000000001]
[null,null,692,"2017M08","2017-08-01",true,"2017-08-01",{"$f":"INDEX(I700:CA700,$H$5)","v":8.9154154071599994},49.943333333330003,51.37,50.43,48.03,98.58,87.84,2.8757000000000001,5.4766011818699996,8.9154154071599994,66.996449707880004,1.9885600000000001,3.304284456,2.3042688240000002,3.26449979065,4.13,2.7668327052800001,2.8966666666699998,1845,1432.61,1386.11,1510.17,717.95,1174.3499999999999,392.87,861.72,330.17,875.36,815.74,96.452124999999995,148.49609599999999,169.865971,393,381,376.14,390.37,172.68422589900001,171.22550219999999,0.93543700733000001,1.0954205625,0.71697008112000005,4.4738353660000003,2.1921591043499999,8.8903999999999996,12.8419115,0.38556939200000001,0.55358008199999997,0.31680389399999997,4432.1916666666702,413.245,270.95825998830998,621.22139531954997,706.59249999999997,496.99836745586998,1.749145508,1.5462,1.8368,88.75,320.75,280.5,192.625,215.5,2030.01,76.069999999999993,6485.63,2348.4699999999998,20521,10889.98,2980.73,1283.04,972.7,16.952000000000002]
[null,null,693,"2017M09","2017-09-01",true,"2017-09-01",{"$f":"INDEX(I701:CA701,$H$5)","v":8.6420299979399999},52.95,55.16,53.86,49.83,97.82,92.26,2.9630000000000001,5.9611499719900003,8.6420299979399999,70.174880739399995,1.9983,3.2310910719999999,2.186542116,3.2817630230899999,4.2699999999999996,2.6177890692700001,2.9575,1600.95,1382.14,1406.1,1504.65,754.25,1336.05,393.95,889.44,342.07,872.87,822.24,96.452124999999995,147.2914352,169.75574,402,388,384.81,382,176.898724848,178.5742362,0.92601960097000002,1.0952001005000001,0.78901621145,4.3012136200000004,2.1142305800000001,8.5539000000000005,12.12541,0.38925952000000003,0.59414509000000004,0.31724481799999998,4395.3583333333299,417.2,268.92668495858999,637.65633080699001,725.28599999999994,493.27200209914997,1.7769237200000001,1.6082000000000001,1.8582000000000001,85,325.89999999999998,283.2,219,215.5,2096.4899999999998,71.53,6577.17,2374.39,20796.62,11215.79,3116.86,1314.07,964.1,17.431999999999999]
[null,null,694,"2017M10","2017-10-01",true,"2017-10-01",{"$f":"INDEX(I702:CA702,$H$5)","v":8.3138988925999993},54.92,57.62,55.58,51.56,97.11,91.43,2.8637999999999999,6.17632034854,8.3138988925999993,69.770865285300005,2.0970499999999999,3.102120802,2.1691256179999998,3.29433559267,4.1900000000000004,2.6350067780000002,3.0579999999999998,1484.77,1325,1379.14,1481.11,746.79,1418.86,396.52,880.6,353.27,897.25,804.82,96.452124999999995,148.62207359999999,170.96828099999999,394,379,375.68,376.19,177.00528149100001,175.63474260000001,0.92183663766000001,1.0816416874999999,0.82186543828000003,4.2509482839999997,1.9771433,8.2423000000000002,11.953449640000001,0.38400190400000001,0.59723155800000005,0.31614250799999999,4513.1416666666701,411.565,263.61625807948002,632.52939757912998,719.45450000000005,483.53148527740001,1.7328313200000001,1.4569000000000001,1.6372,80,322.375,283.5,252.5,215.5,2131.4899999999998,61.66,6807.6,2498.2199999999998,20376.09,11335.77,3264.6,1279.51,921,16.940999999999999]
[null,null,695,"2017M11","2017-11-01",true,"2017-11-01",{"$f":"INDEX(I703:CA703,$H$5)","v":8.4506656764100008},59.933333333329998,62.57,60.58,56.65,96.64,91.39,2.9912999999999998,6.6945990398199999,8.4506656764100008,73.87568661553,2.1278999999999999,3.10630958,2.0134794459999998,3.23464256332,4.1100000000000003,2.6139276899700001,2.98,1554.32,1259.55,1385.62,1502.29,728.86,1444.77,393.85,886.77,350.91,962.98,809.86,108.39381666667001,148.7047464,167.661351,402,386,378.82,379.01,175.664137536,179.67654630000001,0.92527722275000002,1.0781969687499999,0.85847037380000002,4.3314169140000001,1.9621118,7.5536000000000003,12.17391164,0.383348784,0.60164079800000003,0.33047253799999998,4594.4833333333299,410.86500000000001,263.84989829758001,633.43978759155004,720.49,483.96003396592999,1.772734942,1.4286000000000001,1.5688,80,344,295,280,215.5,2097.44,64.239999999999995,6826.55,2461.4299999999998,19557.52,11972,3229.31,1281.9000000000001,934.05,16.977]
[null,null,696,"2017M12","2017-12-01",true,"2017-12-01",{"$f":"INDEX(I704:CA704,$H$5)","v":8.6471138152999991},61.18666666667,64.209999999999994,61.41,57.94,100.81,95.48,2.7583000000000002,7.1389336141299999,8.6471138152999991,73.291727463640001,1.9176800000000001,3.0295888039999999,1.931026658,3.1321481661299999,4.1100000000000003,2.4964444983899998,2.79,1450.66,1231.43,1476.7,1510.17,679.17,1305.6600000000001,387.15454999999997,867.19,359.9,901.97,800.76,119.87621249999999,148.98032240000001,175.157059,406,391,388.5,383.24,172.49315881499999,184.0857867,0.91247520109000002,1.0954205625,0.77346440358000002,4.2833561979999999,1.9655927789500001,7.9366000000000003,12.235640999999999,0.38658172800000001,0.59370416599999998,0.31702435600000001,4629.9833333333299,414.33,263.61625807948002,642.20828086911001,730.46349999999995,483.53148527740001,1.8831864039999999,1.46,1.6518999999999999,80,357.25,308.75,214.625,215.5,2080.4699999999998,72.25,6833.89,2509.92,19476.37,11495.11,3195.95,1264.45,907.2,16.164999999999999]
[null,null,697,"2018M01","2018-01-01",true,"2018-01-01",{"$f":"INDEX(I705:CA705,$H$5)","v":9.3424638758499992},66.226666666669999,68.989999999999995,66.02,63.67,106.45,97.48,3.8555999999999999,6.6622550131400002,9.3424638758499992,84.821629275619998,1.95183,3.0602330219999998,1.9543956300000001,3.10220474156,4.16,2.1886142246800002,2.9580000000000002,1393.86,1180.22,1596.54,1433,703.45,1265,389.53,870.5,375.74,848.38,799.04,121.71339583333,155.83822799999999,178.463989,442,422,410.83,380.94,178.34275107900001,192.16939410000001,0.97835499248000002,1.1340014125,0.75648436846,4.2959225319999996,2.0701381799999998,7.7161999999999997,12.35909972,0.398109296,0.58620845799999999,0.31063095800000001,4649.4416666666702,426.685,268.29653951799003,661.08689481093995,751.93650000000002,492.1161736876,2.007526972,1.5021,1.7223999999999999,80,360.375,320,219.625,215.5,2209.73,76.34,7065.85,2584.09,20696.91,12864.88,3441.52,1331.3,990.12,17.126999999999999]
[null,null,698,"2018M02","2018-02-01",true,"2018-02-01",{"$f":"INDEX(I706:CA706,$H$5)","v":9.8256931101900005},63.46,65.42,62.79,62.17,105.95,92.68,2.6707999999999998,6.7187497665000002,9.8256931101900005,71.030120423979994,2.1227999999999998,3.0044561359999999,1.9674028880000001,2.99959870594,4.0999999999999996,1.9112961178100001,2.9874999999999998,1244.25,1160,1605.89,1433,709.44,1145.3800000000001,416.28,843.56,421.13,827.48,806,129.06212916666999,163.357516,187.39269999999999,425,411,407.8,395.43,190.56002135400001,192.16939410000001,1.0742119114199999,1.2676565,0.77753749612,4.3536835759999999,1.9841580000000001,7.8677999999999999,12.7316805,0.40356284799999997,0.56945334599999997,0.29894647200000002,4628.1666666666697,432.53,275.80307601367002,670.09496440755004,762.1825,505.88484929012998,1.9460180739999999,1.4618,1.72,82.5,370,320,232.5,215.5,2181.79,77.459999999999994,7006.52,2581.06,21651.55,13595.88,3532.9,1330.73,987.26,16.582000000000001]
[null,null,699,"2018M03","2018-03-01",true,"2018-03-01",{"$f":"INDEX(I707:CA707,$H$5)","v":10.110069091050001},64.166666666669997,66.45,63.29,62.76,96.66,89.5,2.6989000000000001,6.6973876403599997,10.110069091050001,71.462457292739998,2.5039500000000001,2.9768983859999998,1.944033916,2.8355024763899999,3.95,1.7515074291699999,2.8050000000000002,1118.6300000000001,1227.05,1604.08,1435.63,706.19,1016.19,430.11,836.68,445.36,800.24,800.91,130.89931250000001,171.99879200000001,181.219764,430,418,403.5,409.92,198.860416407,192.16939410000001,1.1122749168499999,1.1643149374999999,0.73516675427,4.4394432940000002,2.2010374924999998,8.0520999999999994,12.786796000000001,0.402779104,0.54520252599999997,0.27513657600000002,4741.4916666666704,431.69,280.71837835846998,669.37623545038002,761.36500000000001,514.90061888143998,2.0313368679999999,1.4404999999999999,1.7579,84.7,378,324,232.5,215.5,2069.2399999999998,70.349999999999994,6799.18,2390,21211.94,13392.5,3269.18,1324.66,954.57,16.472999999999999]
[null,null,700,"2018M04","2018-04-01",true,"2018-04-01",{"$f":"INDEX(I708:CA708,$H$5)","v":10.09046974822},68.793333333329997,71.63,68.430000000000007,66.319999999999993,93.69,92.32,2.7791000000000001,6.9278582024200004,10.09046974822,73.518728054999997,2.6247400000000001,2.9616865080000001,1.9468999220000001,2.9478436449799998,3.88,2.27853093494,2.6850000000000001,1131.18,1379.76,1577.89,1444.03,701.18,1006.71,439.07,831.85,461.62,793.31,799.33,130.89931250000001,175.6049008,178.57422,451,436,430.24,413.43,198.79427780099999,213.84815939999999,1.1131894896800001,1.1574255,0.75833577415999998,4.37837532,2.3624707919999999,8.3827999999999996,12.82868378,0.400950368,0.54939130400000002,0.26521578600000001,4842.1000000000004,429.73,276.70028836245001,674.35942288679996,767.03300000000002,507.53053845503001,2.033541488,1.3914,1.7318,88,384.75,325,230.625,215.5,2254.69,65.75,6851.51,2352.41,21291.1,13938.1,3188.05,1334.76,924.05,16.648]
[null,null,701,"2018M05","2018-05-01",true,"2018-05-01",{"$f":"INDEX(I709:CA709,$H$5)","v":10.25151696204},73.430000000000007,76.650000000000006,73.66,69.98,105.29,101.89,2.7972000000000001,7.4873540573200001,10.25151696204,76.507459487579993,2.6599400000000002,2.9896851820000001,1.956379788,3.0204523658700002,3.76,2.6863570976100002,2.6150000000000002,1027.75,1450,1513.28,1444.03,687.15,935.25,430.32,793.25,459.17,811.49,801.32,130.89931250000001,179.08503200000001,178.57422,451,436,431.76,419,209.94965601300001,213.84815939999999,0.96277169113000005,1.1505360625000001,0.87851845264999995,4.3199528899999997,2.6499532399999999,8.1872000000000007,12.897027,0.38615719999999998,0.54233651999999999,0.27227056999999999,4906.8583333333299,413.875,271.37815884153002,645.80192565498999,734.55100000000004,497.76855635712002,2.0829249760000002,1.4392,1.6959,88,384.375,326,221.875,215.5,2299.67,66.099999999999994,6825.27,2360.9299999999998,20858.830000000002,14366.49,3059.87,1303.45,904.73,16.489999999999998]
[null,null,702,"2018M06","2018-06-01",true,"2018-06-01",{"$f":"INDEX(I710:CA710,$H$5)","v":10.44298762979},71.976666666669999,75.19,73.22,67.52,114.33,103.88,2.9523000000000001,7.4489428440400003,10.44298762979,78.338011034039994,2.4107599999999998,2.9548521860000001,1.8975164339999999,2.8678030204299998,3.39,2.6900757279700001,2.5233333333300001,931.19,1503.33,1494.49,1461.87,656.5,865.71,394.44,788.57,421.33,838.02,775,130.89931250000001,165.07002399999999,161.929339,427,415,408.6,443.1,206.003385855,219.35970990000001,0.91772205890000003,1.1574255,0.84201931174,4.2438935000000004,2.7227057000000001,7.8263999999999996,12.53987856,0.38142208,0.56702826399999995,0.27557749999999998,4932.7916666666697,408.8,270.58883861947999,636.79385605838002,724.30499999999995,496.32076560966999,2.1541342019999998,1.3806,1.5603,86.8,391.6,335.2,224,215.5,2237.62,65.040000000000006,6965.86,2436.29,20660.52,15105.65,3088.57,1281.57,884.9,16.541]
[null,null,703,"2018M07","2018-07-01",true,"2018-07-01",{"$f":"INDEX(I711:CA711,$H$5)","v":10.44079690313},72.666666666669997,74.44,72.72,70.84,119.57,106.02,2.8250999999999999,7.5988392302500003,10.44079690313,77.504493068749994,2.3570500000000001,2.8792337200000002,1.861140204,2.8885424474299999,3.41,2.76362734228,2.492,916.25,1450.91,1496.33,1477.1,616.14,877.16,377.17,780.45,406.64,848.61,780.05,130.89931250000001,156.4602424,147.48907800000001,398,390,382.73,440.65,206.933000706,218.2573998,0.87657654689999998,1.1367571875,0.88772258384000002,4.1883370759999998,2.53200607,7.8263999999999996,12.235640999999999,0.38145473600000002,0.56305994800000003,0.25838146400000001,4927.6000000000004,408.83499999999998,267.02111422473001,631.04402440095998,717.76499999999999,489.77675695019002,2.1204035160000001,1.3111999999999999,1.4653,86.88,400.75,344.25,252.5,215.5,2082.2399999999998,64.56,6250.75,2207.02,19729.8,13793.86,2656.13,1237.71,832,15.723000000000001]
[null,null,704,"2018M08","2018-08-01",true,"2018-08-01",{"$f":"INDEX(I712:CA712,$H$5)","v":10.875000000069999},71.083333333330003,73.13,72.13,67.989999999999995,117.34,98.48,2.9571999999999998,8.0849099384399992,10.875000000069999,81.71356939636,2.1716099999999998,2.7604047020000002,1.7800101880000001,2.7741047282300002,3.34,2.5873141846799999,2.395,915.22,1405.45,1475.4,1477.1,614.75,900.22,376.77,761.82,388.04,853.67,763.23,127.68424166667,162.37331599999999,165.56696199999999,405,393,393.5,401.56,217.43801595900001,236.62923480000001,0.84337054668,1.1091994375000001,0.84313015516000001,4.1144823060000002,2.2211546499999999,7.8263999999999996,12.015179,0.37704617600000001,0.56438272,0.24449235799999999,4983.9166666666697,404.11,268.10324229931001,617.00485210412,701.79650000000004,491.76162313019,2.0844682099999998,1.3399000000000001,1.4738,87.5,409,357.6,260,215.5,2051.5100000000002,67.150000000000006,6051.05,2053.5300000000002,19228.77,13411.35,2512,1201.71,804.91,14.987]
[null,null,705,"2018M09","2018-09-01",true,"2018-09-01",{"$f":"INDEX(I713:CA713,$H$5)","v":11.30331690113},75.363333333330004,78.86,77.02,70.209999999999994,114.16,102.14,2.9847000000000001,9.5215770312100005,11.30331690113,89.167570014020001,2.19489,2.6715585160000002,1.6909435399999999,2.67161271274,3.25,2.3523381382199999,2.4125000000000001,897.13,1380,1492.69,1442.29,605.15,865.63,356.87,754.05,377.15,821.47,733.95,119.41691666667001,154.8028496,163.58280400000001,405,393,395.35,384.65,202.049766963,212.37841259999999,0.88528441698000004,1.11264415625,0.79996595373000001,4.010424242,2.0282504000000001,7.8263999999999996,11.532367219999999,0.38073630400000003,0.55997348000000002,0.25066529399999998,4973.9583333333303,408.065,265.85268820250002,625.48585379880001,711.44299999999998,487.63360093210002,1.9920946319999999,1.3341000000000001,1.4418,87.5,421.63,376.25,267.5,215.5,2026.46,68.44,6050.76,2022.91,18967.13,12510.35,2434.6799999999998,1198.3900000000001,804.79,14.272]
[null,null,706,"2018M10","2018-10-01",{"$f":"C714>=$F$6","v":true},{"$f":"IF(F714,E714,NA())","v":"2018-10-01"},{"$f":"INDEX(I714:CA714,$H$5)","v":11.66058023421},76.726666666669999,80.47,78.959999999999994,70.75,108.73,100.34,3.2839999999999998,8.7909607297400001,11.66058023421,89.570795616780003,2.1341999999999999,3.027825108,1.880981784,2.7366844304,3.48,2.31405329121,2.4159999999999999,830.25,1265.22,1485.36,1431.7,589.79999999999995,794.49,367.96,751.58,379.31,850.29,718.04,119.41691666667001,160.25531760000001,158.953102,409,397,390.39,389.8,209.104551603,213.4807227,0.90741905669,1.1229783124999999,0.74955482141999996,3.864257936,2.0282504000000001,7.8263999999999996,11.464024,0.37511947200000001,0.55578470199999996,0.292773536,4940.2250000000004,402.04500000000002,263.84989829758001,623.52132798252001,709.20849999999996,483.96003396592999,1.9136101599999999,1.3171999999999999,1.4253,91.25,420.75,385,270,215.5,2029.86,73.41,6219.59,1987.55,19121.48,12314.91,2673.67,1215.3900000000001,829.87,14.597]
[null,null,707,"2018M11",{"$f":"EDATE(E714,1)","v":"2018-11-01"},true,"2018-11-01",{"$f":"INDEX(I715:CA715,$H$5)","v":11.700294621619999},62.316666666670002,65.17,65.11,56.67,100.73,91.58,4.1292999999999997,8.2650790129100002,11.700294621619999,97.362467892140003,2.1850399999999999,3.0227544819999999,1.841298624,2.7017389015600002,3.36,2.3877167046799999,2.3574999999999999,759.26,1223.8599999999999,1479.22,1438.26,539.1,707.62,374.04,729.22,366.2,840.39,706.09,119.41691666667001,160.6883656,157.52009899999999,401,391,378.81,395.73,210.84620156099999,203.55993179999999,0.86011716538000005,1.1229783124999999,0.73135814827000001,3.9464902620000002,2.0282504000000001,7.4599000000000002,11.660235180000001,0.37103747199999998,0.55203684799999997,0.28439597999999999,4941.375,397.67,262.70900127881998,617.86732685273,702.77750000000003,481.86737232948002,1.912948774,1.2345999999999999,1.3529,92.5,410.2,379.2,305.60000000000002,215.5,1938.51,73.260000000000005,6195.92,1937.11,19064.86,11239.72,2595.69,1220.6500000000001,846.19,14.353]
[null,null,708,"2018M12","2018-12-01",true,"2018-12-01",{"$f":"INDEX(I716:CA716,$H$5)","v":11.995320796110001},53.96,56.46,56.47,48.95,101.37,95.41,3.9824999999999999,7.9762423800900004,11.995320796110001,94.406577851349994,2.2084100000000002,2.8020720200000002,1.710123734,2.6235660911199998,3.18,2.39403160669,2.2966666666700002,796.27,1212.6300000000001,1480.06,1434.58,535.02,738.36,380.53,727.88,361.02,827.02,703,119.41691666667001,167.43997759999999,163.80326600000001,404,395,379.33,399.52,217.809127026,211.27610250000001,0.83952839006000002,1.1298677500000001,0.71845120567999998,4.1852506079999996,2.0879074171999998,7.4405999999999999,11.794717,0.37185387199999997,0.55622562600000003,0.27888443000000002,4923.5583333333298,398.54500000000002,265.42603445895003,607.46971460557995,690.95100000000002,486.85102204330002,1.8959732,1.2614000000000001,1.4365000000000001,99.17,389.67,368.33,276.67,215.5,1920.38,69.16,6075.32,1972.32,19259.580000000002,10835.08,2616.29,1250.4000000000001,791.16,14.772]
[null,null,709,"2019M01","2019-01-01",true,"2019-01-01",{"$f":"INDEX(I717:CA717,$H$5)","v":12.007292617259999},56.583333333330003,59.27,58.96,51.52,98.56,91.29,3.0794999999999999,7.2623432334500002,12.007292617259999,80.055366062069993,2.2633399999999999,2.8320548520000002,1.724894688,2.5371243350400001,3.23,2.1193730051299999,2.262,773.07,1235.22,1486.35,1379.77,584.58000000000004,765,381.96,747.79,362.01,859.73,688.13,119.41691666667001,166.74316400000001,162.92141799999999,410,402,387.35,396.31,220.15704753899999,209.80635570000001,0.84844252301,1.1367571875,0.63841758219,4.2413581870000003,2.1495044999999999,7.9917999999999996,11.794717,0.37296417599999998,0.56372133400000002,0.28197089800000003,4806.1083333333299,399.73500000000001,273.24629669495999,617.24442842318001,702.06899999999996,501.19514118747998,1.8155045700000001,1.3562000000000001,1.5925,102.5,382.13,355,260,215.5,1853.72,76.16,5939.1,1997.14,20457.75,11523.09,2569.6999999999998,1291.75,806.77,15.624000000000001]
[null,null,710,"2019M02","2019-02-01",true,"2019-02-01",{"$f":"INDEX(I718:CA718,$H$5)","v":11.806581648330001},61.13333333333,64.13,64.319999999999993,54.95,95.42,84.16,2.7170999999999998,6.0057971221999997,11.806581648330001,69.545041682090002,2.2557999999999998,2.83183439,1.7339336299999999,2.3819713903899999,3.27,1.72091417117,2.1549999999999998,710.43,1367.5,1472.28,1370.06,602.97,694.67,380.33,772.82,353.34,829.7,700,119.41691666667001,169.52254479999999,170.417126,408,401,386.25,367.95,217.24694887499999,218.9922732,0.87170654132000003,1.1574255,0.62762653183999995,4.2791674200000003,2.0855705200000001,8.0192999999999994,11.794717,0.370710912,0.57099657999999998,0.28615967599999997,4782.9083333333301,397.32,269.70632383508001,623.13800587202002,708.77250000000004,494.70203508223,1.78904913,1.3987000000000001,1.6528,102.5,357.38,343.75,250.63,215.5,1862.99,88.22,6300.49,2062.79,21263.95,12685.23,2707.19,1320.07,818.15,15.815]
[null,null,711,"2019M03","2019-03-01",true,"2019-03-01",{"$f":"INDEX(I719:CA719,$H$5)","v":11.2941866074},63.786666666670001,66.41,66.8,58.15,93.12,78.81,2.9350000000000001,5.1787356741300004,11.2941866074,67.912110752890001,2.2004899999999998,2.7313037179999999,1.6966755520000001,2.38102230847,3.38,1.6305669253999999,2.1324999999999998,678.56,1383.33,1476.02,1370.38,573.02,654.72,369.53,750.33,344.63,808.68,711.71,119.41691666667001,166.22350639999999,169.31481600000001,406,399,382.43,342.62,200.388953079,205.76455200000001,0.93803205176000004,1.1780938125,0.65084844903000005,4.4764809100000003,2.06903587,8.0054999999999996,11.794717,0.369241392,0.57827182600000004,0.28020720199999999,4732.5916666666699,395.745,267.74155971684002,631.37943124765002,718.14649999999995,491.09821595806,1.8476920219999999,1.4704999999999999,1.7224999999999999,98.5,335.03,321,247.5,245.5,1871.21,86.47,6439.46,2046.46,21393.4,13026.27,2850.6,1300.9000000000001,842.81,15.295999999999999]
[null,null,712,"2019M04","2019-04-01",true,"2019-04-01",{"$f":"INDEX(I720:CA720,$H$5)","v":10.26546106987},68.576666666669993,71.2,70.66,63.87,86.77,72.489999999999995,2.6459999999999999,4.9221808196800003,10.26546106987,62.486065798120002,2.3311299999999999,2.6704562059999999,1.6155455359999999,2.64702430568,3.34,2.34507291703,2.2559999999999998,668.63,1318.5,1505.38,1377.61,588.45000000000005,636.23,359.84,733.77,341.53,805.96,713,136.41086250000001,161.48753600000001,165.45673099999999,413,404,391.3,341.11,197.331879735,199.51812810000001,0.93417878935999998,1.1643149374999999,0.57361838273999999,4.6989270679999997,2.0943890000000001,8.0469000000000008,11.794717,0.36708609599999997,0.59414509000000004,0.28241182199999998,4673.1416666666701,393.435,266.66234346932998,624.76712484161999,710.62549999999999,489.11869072354,1.92353095,1.5036,1.7165999999999999,97.5,323.75,310,247.5,265.5,1845.42,93.7,6438.36,1938.99,20604.3,12772.79,2932.65,1285.9100000000001,887.29,15.055]
[null,null,713,"2019M05","2019-05-01",true,"2019-05-01",{"$f":"INDEX(I721:CA721,$H$5)","v":10.145488494269999},66.833333333330003,70.53,69.13,60.84,82.32,68.930000000000007,2.6278999999999999,4.3410552940500002,10.145488494269999,59.422335332700001,2.31508,2.65766941,1.5679257440000001,2.7300252655500001,3.09,2.70757579665,2.3925000000000001,661.17,1312.86,1511.52,1392.89,564.4,573.36,339.81,742.53,339.18,815.84,721.57,149.27114583333,171.08151760000001,165.45673099999999,409,401,386.76,350.94,200.32281447299999,199.51812810000001,0.91854739972999999,1.1229783124999999,0.52193771509999998,4.6006010159999997,2.0866728299999999,8.0469000000000008,11.794717,0.36525735999999998,0.58113783200000002,0.27337287999999998,4650.8500000000004,391.47500000000002,270.58883861947999,615.51947892595001,700.10699999999997,496.32076560966999,1.7667824679999999,1.4958,1.7688999999999999,97.5,313.39999999999998,305,247.5,265.5,1781.26,100.15,6017.9,1815.19,19523.900000000001,12016.31,2742.81,1283.7,833.55,14.662000000000001]
[null,null,714,"2019M06","2019-06-01",true,"2019-06-01",{"$f":"INDEX(I722:CA722,$H$5)","v":10.04237787692},59.76,63.3,61.3,54.68,72.489999999999995,62.94,2.3965000000000001,3.5880065122699998,10.04237787692,52.962528876139999,2.4077299999999999,2.8600535260000002,1.6318597239999999,2.56195490104,2.78,2.75086470312,2.1549999999999998,635.6,1315,1522.28,1391.97,552.19000000000005,542.24,358.95,742.89,362.6,840.01,725,149.27114583333,195.08025040000001,157.74056100000001,420,411,394.2,358.82,222.40943451000001,206.13198869999999,0.88604597539999996,1.1264230312500001,0.54341402120000004,4.6291508449999998,2.0723427999999999,8.0469000000000008,11.97329122,0.36875155199999998,0.584003838,0.284836904,4607.0416666666697,395.22,275.39485684472999,607.51762986939002,691.00549999999998,505.13608355575002,1.71188743,1.5012000000000001,1.9273,97.5,314.88,293.75,247.5,265.5,1755.95,108.94,5882.23,1899.7,19193.2,11943.94,2601.2199999999998,1359.04,808.2,15.036]
[null,null,715,"2019M07","2019-07-01",true,"2019-07-01",{"$f":"INDEX(I723:CA723,$H$5)","v":10.127811224269999},61.476666666669999,64,62.91,57.52,72.08,65.790000000000006,2.36,3.6203714056099998,10.127811224269999,52.731038159759997,2.4165299999999998,2.9865987139999999,1.6298755659999999,2.5795162508199998,2.84,2.9018820858100001,1.9966666666699999,657.31,1260,1496.12,1437.71,543.88,555.03,369.58,748.17,348.73,845.27,753.83,149.27114583333,189.41913199999999,159.504257,416,409,391.7,360.16,203.96043780299999,196.21119780000001,0.86360873093000001,1.1264230312500001,0.54277925353000001,4.629702,1.9885672400000001,8.0469000000000008,12.945528639999999,0.36640032,0.56570549199999998,0.28285274599999999,4542.6333333333296,392.7,275.11490643116002,597.74291605178996,679.88750000000005,504.62259155693999,1.6653699479999999,1.4112,1.6681999999999999,80,307.5,283.75,263.5,265.5,1796.99,120.24,5941.2,1975.64,17977.849999999999,13546.3,2446.5100000000002,1412.89,843.95,15.791]
[null,null,716,"2019M08","2019-08-01",true,"2019-08-01",{"$f":"INDEX(I724:CA724,$H$5)","v":10.86099863824},57.67,59.25,58.92,54.84,65.55,60.43,2.2242999999999999,3.6767751604100001,10.86099863824,51.848054479319998,2.1947000000000001,2.7828918260000002,1.5602095739999999,2.6269387064999998,3.06,2.71081611951,2.11,719.28,1252.3800000000001,1436.95,1457.89,586.12,619.33000000000004,360.93,793.21,337.36,877.48,776,135.03297499999999,163.5858504,147.930002,430,421,407.52,362.39,197.522946819,181.14629310000001,0.83382134537999997,1.1229783124999999,0.52542893726999995,4.595861083,1.90038244,8.0469000000000008,13.05575964,0.36333065599999997,0.56879195999999999,0.271609184,4523.1333333333296,389.41,280.18996729332002,581.97879425771998,661.95699999999999,513.93139418707005,1.5604300360000001,1.3102,1.5004,78,292.89999999999998,275,262.5,265.5,1740.68,93.07,5709.44,2044.55,16608.990000000002,15748.64,2273.0100000000002,1500.41,859.14,17.224]
[null,null,717,"2019M09","2019-09-01",true,"2019-09-01",{"$f":"INDEX(I725:CA725,$H$5)","v":10.141700406329999},60.04,62.33,60.84,56.95,65.95,61.37,2.58,4.20525568494,10.141700406329999,58.192513767820003,2.3054199999999998,2.8415347180000001,1.5573435680000001,2.5433320525499998,2.88,2.5259961576399999,2.2240000000000002,724.03,1321.43,1385.38,1458.25,580.29999999999995,613.15,366.07,779.25,333.13,903.07,776,114.82395833333,157.25941280000001,149.69369800000001,427,421,401.71,350.85,201.90646665,189.5973372,0.84632254663999995,1.1505360625000001,0.53383960887000004,4.6545039749999999,1.85298311,8.1020000000000003,13.22772,0.35947724800000003,0.56526456800000002,0.26190885600000002,4544.5,385.28,277.0608099108,591.60976228387995,672.91150000000005,508.19181602956002,1.5721145219999999,1.335,1.4991000000000001,77.5,285.75,270,237.75,265.5,1753.51,93.08,5759.25,2071.85,16830.62,17656.88,2331.56,1510.58,944.7,18.16]
[null,null,718,"2019M10","2019-10-01",true,"2019-10-01",{"$f":"INDEX(I726:CA726,$H$5)","v":9.9835240858399992},57.273333333330001,59.37,58.47,53.98,69.2,67.44,2.3313000000000001,5.0572178578700004,9.9835240858399992,59.115498034280002,2.43527,2.799646938,1.5130307059999999,2.5817884204600001,2.94,2.46203192803,2.3433333333299999,719.52,1358.7,1360.05,1458.53,591.35,593.74,381.65,770.8,341.76,908.67,776,114.82395833333,167.1486544,163.80326600000001,424,418,397.04,325.79000000000002,212.84873157600001,199.51812810000001,0.85602809683000003,1.1340014125,0.52072107707000004,4.8583210939999999,1.8518808,8.2673000000000005,13.404089600000001,0.36094676799999997,0.57474443399999997,0.27712073399999998,4447.3916666666701,386.85500000000002,275.34391439989002,605.36144299785997,688.553,505.04264365867999,1.6287732559999999,1.2978000000000001,1.4349000000000001,77.5,277.38,270,237,265.5,1725.96,88.53,5757.3,2184.09,16603.39,17046.22,2451.65,1494.81,897.26,17.645]
[null,null,719,"2019M11","2019-11-01",true,"2019-11-01",{"$f":"INDEX(I727:CA727,$H$5)","v":10.03950330791},60.403333333330004,62.74,61.41,57.06,66.989999999999995,73.62,2.6505000000000001,5.1500042173100002,10.03950330791,63.47069207042,2.51966,3.1080732759999998,1.6155455359999999,2.6149636116199999,3.19,2.3573908348599999,2.2974999999999999,848.92,1400,1360.93,1388.47,685.41,767.44,375.51,770.2,347.32,891.17,776,114.82395833333,166.3337368,161.929339,421,415,394.76,328.24,223.53746517900001,203.1924951,0.85366710038000004,1.1298677500000001,0.52521734804999998,5.9362700430000004,1.8518808,8.2673000000000005,13.68187172,0.36097942399999999,0.60053848799999998,0.28219136,4320.9750000000004,386.89,273.39685944453998,617.53192000604997,702.39599999999996,501.47130712072999,1.650378532,1.3856999999999999,1.544,74,248,264,224.5,265.5,1774.79,84.98,5859.95,2021.15,16335.48,15171.81,2425.48,1470.79,901.8,17.164999999999999]
[null,null,720,"2019M12","2019-12-01",true,"2019-12-01",{"$f":"INDEX(I728:CA728,$H$5)","v":10.05669681144},63.353333333329999,65.849999999999994,64.41,59.8,66.180000000000007,76.03,2.2425000000000002,4.6204722123900002,10.05669681144,56.010463863330003,2.4447100000000002,3.4550804639999999,1.6144432259999999,2.56810384994,3.21,2.28431154983,2.21,1031.29,1528.75,1362.61,1404.96,763.73,969.77,383.2,833.52,352.68,900.66,776,114.82395833333,166.95575120000001,163.91349700000001,432,423,400.9,337.43,237.67642939500001,210.90866579999999,0.85824292698000004,1.1367571875,0.51622480607999999,5.5635790319999998,1.97754414,8.35,13.950835359999999,0.36287347199999997,0.573421662,0.29563954199999998,4321.0249999999996,388.92,272.79560180441001,627.92953225320002,714.22249999999997,500.36846543000001,1.6717633460000001,1.4594,1.6575,72.5,238.16,243.33,217.5,265.5,1771.38,92.65,6077.06,1900.54,17141.05,13829.42,2272.54,1479.13,924.25,17.138000000000002]
[null,null,721,"2020M01","2020-01-01",true,"2020-01-01",{"$f":"INDEX(I729:CA729,$H$5)","v":9.8869500632699996},61.626666666669998,63.6,63.76,57.52,69.66,82.09,2.0305,3.6333843472699998,9.8869500632699996,48.628477917429997,2.6030700000000002,3.1347491779999999,1.5553594100000001,2.50762380872,3.27,1.9653714261699999,2.2875000000000001,1003.72,1671.59,1374.37,1371.35,810.07,970.53,387.23,875.64,355.53,945.39,806.91,114.82395833333,171.78620480000001,166.22834800000001,451,440,426,348.68,247.994051931,224.5038237,0.87031262898999995,1.1698264875,0.51241620007999999,5.0390999340000002,2.0712404900000001,6.6238702500000004,13.999337000000001,0.36264488,0.57099657999999998,0.31195372999999998,4424.3083333333298,388.67500000000001,272.39623044117002,626.49207433884999,712.58749999999998,499.63592856049002,1.7431930339999999,1.466,1.6834,72.5,264.89999999999998,239,215.4,268.7,1773.09,95.76,6031.21,1923.93,17029.18,13506.86,2354.31,1560.67,987.36,17.972000000000001]
[null,null,722,"2020M02","2020-02-01",true,"2020-02-01",{"$f":"INDEX(I730:CA730,$H$5)","v":9.8944305055299999},53.346666666669996,55,54.51,50.53,67.64,79.989999999999995,1.9157999999999999,2.9077736410599999,9.8944305055299999,43.791167729800001,2.7162099999999998,2.9872600999999999,1.5006848340000001,2.3591170788200002,3.35,1.5998512364599999,2.1274999999999999,844.12,1718.75,1364.56,1393.46,728.81,801.84,375.63,800.41,354.14,902.34,823,114.82395833333,168.71156400000001,164.133959,450,442,426.45,357.42,238.977155313,215.31790620000001,0.89920797016999998,1.1849832499999999,0.51648929260999998,4.7173356450000004,1.87613162,6.1289689999999997,13.999337000000001,0.35624430400000001,0.58885400200000004,0.32584283600000002,4443.2916666666697,381.815,270.56424634114001,621.07764952811999,706.42899999999997,496.27565784219001,1.688077534,1.3411999999999999,1.6126,72.5,279.38,245,214.38,243.38,1688.1,87.68,5687.75,1872.54,16480.3,12715.55,2113.2399999999998,1597.1,961.1,17.88]
[null,null,723,"2020M03","2020-03-01",true,"2020-03-01",{"$f":"INDEX(I731:CA731,$H$5)","v":10.21299199713},32.203333333330001,32.979999999999997,33.75,29.88,66.739999999999995,67.89,1.7927,2.7188683817500001,10.21299199713,41.614091657240003,2.33847,3.270112846,1.487236652,2.1339190966400001,3.08,1.3277572899100001,1.994,837.72,1868.18,1400.08,1412.91,636.25,691.04,372.61,747.8,377.25,796.67,730,114.82395833333,162.4205576,164.354421,494,477,469.64,372.58,228.12307519500001,209.07148230000001,0.90768886773000002,1.19531740625,0.55378189311000003,4.4736149039999997,1.7769237200000001,6.3241160000000001,13.999337000000001,0.36130598400000002,0.59723155800000005,0.26080654599999997,4402.4666666666699,387.24,276.93194441781998,593.67011862778998,675.255,507.95544774302999,1.492307278,1.2095,1.4985999999999999,71.88,276.22000000000003,245,231.13,235,1610.89,88.99,5182.63,1734.44,15290.91,11846.23,1903.63,1591.93,759,14.884]
[null,null,724,"2020M04","2020-04-01",true,"2020-04-01",{"$f":"INDEX(I732:CA732,$H$5)","v":10.00988126196},21.043333333330001,23.34,23.27,16.52,58.55,56.58,1.7385999999999999,2.1203186673199999,10.00988126196,37.97404004066,2.2702399999999998,3.4065788239999999,1.410074952,2.355843643,3.66,1.2975309290099999,2.11,834.51,2050,1390.91,1527.27,608.88,720.69,361.26,679.98,363.83,758.96,732.1,114.82395833333,146.90956560000001,166.66927200000001,564,536,543.70000000000005,407.14,221.68558421099999,218.9922732,0.90264914086000003,1.281435375,0.58192325973000003,4.4452855370000002,1.2676565,6.2831264999999998,13.889106,0.35490540799999998,0.57364212400000003,0.225091702,4345.3416666666699,380.38,276.23813700394999,594.96383075070003,676.72649999999999,506.68284895959999,1.400595086,1.1067,1.3342000000000001,70.75,282,245,235,220.38,1459.93,84.73,5057.97,1657.55,14952.8,11804.01,1903.37,1683.17,753.86,15.065]
[null,null,725,"2020M05","2020-05-01",true,"2020-05-01",{"$f":"INDEX(I733:CA733,$H$5)","v":10.07552703066},30.38,31.02,31.56,28.56,52.49,57.42,1.7524999999999999,1.5751649779200001,10.07552703066,35.595661957700003,2.3159900000000002,3.3034026079999999,1.4226412859999999,2.5072032288999999,3.76,1.78910968669,1.9724999999999999,832.33,2050,1394.65,1588.02,576.55999999999995,684.95,359.17,684.78,339.1,799.83,738.26,80.376770833329999,143.90578719999999,175.928676,510,494,492.89,438.42,209.927609811,205.76455200000001,0.90864427425000005,1.2952142499999999,0.64502974540000002,5.0810979449999998,1.5178808699999999,6.0441663999999999,12.55310628,0.35601571199999998,0.56989427000000004,0.24162635199999999,4392.7166666666699,381.57,277.7328484459,589.45357541235001,670.45899999999995,509.42448579508999,1.4484353400000001,1.1177999999999999,1.3468,72.900000000000006,263,243,201.9,222.2,1466.37,93.65,5239.83,1626.34,15401.92,12179.61,1975.32,1715.91,790.22,16.256]
[null,null,726,"2020M06","2020-06-01",true,"2020-06-01",{"$f":"INDEX(I734:CA734,$H$5)","v":8.9708190918700002},39.456666666670003,39.93,40.14,38.299999999999997,52.21,56.81,1.6128,1.7521711121800001,8.9708190918700002,33.992281929710003,2.2286299999999999,3.119978224,1.4246254439999999,2.8358473702899998,3.3,3.3515421108800001,1.8560000000000001,916.38,2050,1451.36,1712.82,656.49,724.62,369.58,755.71,345.17,850.98,788.36,80.376770833329999,147.98824880000001,170.85804999999999,520,501,493.64,449.46,200.49550972200001,198.415818,0.90074283349999995,1.2952142499999999,0.64952601638999996,5.0981837499999996,1.5652801999999999,5.7654059999999996,12.12541,0.36754328000000003,0.57209889000000003,0.26675902000000001,4401.8166666666702,393.92500000000001,276.67457272226,599.94701818712997,682.39449999999999,507.48337018937002,1.49473236,1.1731,1.4009,75,273,240,202,226.25,1568.57,103.3,5754.6,1744.84,16837.84,12727.15,2025.71,1732.22,820.77,17.713000000000001]
[null,null,727,"2020M07","2020-07-01",true,"2020-07-01",{"$f":"INDEX(I735:CA735,$H$5)","v":7.7864455010600002},42.066666666670002,42.81,42.64,40.75,51.56,56.6,1.7352000000000001,1.8010354964699999,7.7864455010600002,34.908524608450001,2.1017399999999999,3.2359412359999999,1.492307278,3.0401407819099999,3.32,3.9904223457199999,1.81,888.31,1984.78,1486.92,1876.87,694.16,683.93,381.07,821.11,355.24,890.21,833.17,80.376770833329999,152.55493680000001,174.93659700000001,480,467,459.7,444.19,212.742174933,222.13,0.86138446914,1.270412275,0.66079314249999999,4.6988168369999999,1.52339242,5.6130325000000001,12.51783236,0.37427041599999999,0.58686984399999997,0.27072733599999999,4383.6666666666697,401.13499999999999,278.85148018842,606.84681617601996,690.24249999999995,511.47630790911001,1.5106056240000001,1.2002999999999999,1.4838,75,305.10000000000002,262.2,214.4,237.5,1643.81,108.52,6372.46,1817.93,17469.919999999998,13402.3,2177.1999999999998,1846.51,864.64,20.646999999999998]
[null,null,728,"2020M08","2020-08-01",true,"2020-08-01",{"$f":"INDEX(I736:CA736,$H$5)","v":6.3435648953200001},43.443333333330003,44.26,43.71,42.36,50.14,57.38,2.3016999999999999,2.8618966767299998,6.3435648953200001,45.85350707672,2.3486799999999999,3.5990421499999998,1.602317816,3.1485037179400002,3.37,4.0730111538099996,2.0024999999999999,981.3,1929.76,1479.92,1876.96,760.3,739.17,384.55236292427998,866.94,374.95,921.55,877.14,80.376770833329999,149.34250800000001,189.487089,505,486,480.85,448.91,208.93920508799999,223,0.89531834531999999,1.2504329062499999,0.61657099495000001,4.6323475439999999,1.496496056,6.1455310000000001,12.566333999999999,0.38625516799999998,0.60384541800000002,0.28880521999999997,4353.3666666666704,413.98,280.77132910416998,629.12741384849005,715.58500000000004,514.99774245380002,1.541911228,1.3213999999999999,1.7032,76.88,341.88,276.25,249.5,240.38,1737.26,121.07,6498.94,1935.73,17650.03,14537.75,2410.0500000000002,1968.63,940.33,27.003]
[null,null,729,"2020M09","2020-09-01",true,"2020-09-01",{"$f":"INDEX(I737:CA737,$H$5)","v":5.8838474311300004},40.596666666669996,41.09,41.1,39.6,54.6,57.47,1.9186000000000001,3.9521394626699999,5.8838474311300004,46.072909128329997,2.4579,3.6720150720000002,1.604301974,3.0796132040500002,3.35,3.8568396121599999,2.032,1034.18,1663.64,1470.95,1880.71,796.22,767.84,423.41,905.86,408.43,938.14,982.38482384823999,"...",166.0817816,"...",507,488,483,462.66,219.683054196,247.68,0.91014050850999995,1.24009875,0.60514517692000003,4.599057782,1.47158385,6.3060359999999998,11.85644636,0.38514486399999998,0.59194047000000005,0.28130951199999998,4220.3666666666704,412.79,282.02144775403002,621.89220901292003,707.35550000000001,517.29074111761997,1.5610914220000001,1.3705000000000001,1.8575999999999999,79.38,358.38,282.5,250.5,247.75,1743.77,123.75,6704.9,1872.91,17951.259999999998,14857.49,2442.46,1921.92,907.62,25.742000000000001]
[null,null,730,"2020M10","2020-10-01",true,"2020-10-01",{"$f":"INDEX(I738:CA738,$H$5)","v":6.1792051617599997},39.9,40.47,39.700000000000003,39.53,58.4,61.04,2.2473000000000001,4.8895904081600001,6.1792051617599997,54.721154852959998,2.2920500000000001,3.3523451720000002,1.507078232,2.9974193484799998,3.51,3.50475804543,1.9775,1118.3599999999999,1532.73,1438.22,1877.59,819.27,805.91,454.25,914.77,465.55,927.71,981.40243902438999,"...",186.74604479999999,"...",471,463,454.5,459.17,245.19785864400001,272.36,0.90325182884999999,1.1326235250000001,0.60990593443999996,4.4247825709999997,1.5013462200000001,6.7040040000000003,11.353793,0.38436112,0.60737280999999999,0.30269432600000001,4245.3999999999996,411.95,282.98654016080002,621.65263269386003,707.08299999999997,519.06093757012002,1.649496684,1.5285,2.1865000000000001,80,357.1,290,245,255,1806.1,119.78,6713.81,1776.27,18176.59,15239.36,2440.65,1900.27,876.27,24.23]
[null,null,731,"2020M11","2020-11-01",true,"2020-11-01",{"$f":"INDEX(I739:CA739,$H$5)","v":6.8555053474400003},42.303333333330002,43.23,42.58,41.1,64.400000000000006,69.430000000000007,2.5880999999999998,4.8358390051600004,6.8555053474400003,59.062273054830001,2.35819,3.3230237260000002,1.5957039559999999,2.7794276016500001,3.47,2.8832828049499999,1.9850000000000001,1368.95,1607.14,1442.77,1878.61,917.81,1073.48,499.98,973.88,495.98,1047.78,1109.1124661246599,"...",190.37577440000001,"...",489,480,468.48,469.5,247.94628516,273,0.88583047379000002,1.1298677500000001,0.64656376726999998,4.395902049,1.7046121839999999,7.2918487499999998,11.532367219999999,0.38651641599999997,0.64661504599999997,0.31151280599999998,4222.2333333333299,414.26,285.20965726112001,632.96063495343003,719.94500000000005,523.13863414807997,1.7134306640000001,1.5591999999999999,2.3016999999999999,82.5,359.63,292.5,245,250,1935.28,124.36,7068.91,1915.62,18522.48,15807.73,2671.6,1866.3,911.55,24.079000000000001]
[null,null,732,"2020M12","2020-12-01",true,"2020-12-01",{"$f":"INDEX(I740:CA740,$H$5)","v":7.6610025630500003},48.726666666669999,49.87,49.26,47.05,83.03,85.18,2.5387,5.8561062960400001,7.6610025630500003,63.858432563169998,2.4072,3.479110822,1.5882082479999999,2.6469430764499999,3.41,2.59582922936,1.9350000000000001,1464.9645697758499,1937.5,1497.6851211072701,1977.1738914549701,1016.37389145497,1224.8682051282101,510.93573705179,1026.1958677686,494.97802020201999,1097.6258446601901,1170.02032520325,"...",198.76903200000001,"...",520,508,496.55,477.39,251.15400755100001,268.55,0.92024241631000003,1.1505360625000001,0.63767701991000003,4.4021852160000003,1.8077884,7.0889040000000003,11.684486,0.39732555200000003,0.62655300400000002,0.31041049599999998,4200.3999999999996,425.84500000000003,286.85858570933999,643.93323036633001,732.42550000000006,526.16313964516996,1.7861831239999999,1.5724,2.327,83.33,388.5,320,245,246.33,2014.67,155.43,7772.24,2020.47,19731.96,16823.04,2779.85,1858.42,1028,24.968]
[null,null,733,"2021M01","2021-01-01",true,"2021-01-01",{"$f":"INDEX(I741:CA741,$H$5)","v":9.0037875279499993},53.603333333329999,54.55,54.16,52.1,86.83,86.85,2.6655000000000002,7.2683017492999999,9.0037875279499993,73.021479326420007,2.39141,3.5423834159999998,1.559327726,2.6795255398700002,3.39,2.6210766196200002,2.0274999999999999,1463.07,1892.86,1495.98,1988.94048883757,990.27,1368.31,576.37,1098.67,562.38,1141.24,1276.1178861788601,"...",234.46795014720001,"...",545,528,517.75,490.98,276.448349979,289.3,0.93904568091999996,1.2366540312500001,0.63418579773999995,4.4566393299999998,1.8077884,7.2832055999999996,11.752829220000001,0.39758680000000002,0.634710098,0.335543164,4157.3999999999996,426.125,286.99685746569003,653.75585944774002,743.59799999999996,526.41676113348001,1.9230900259999999,1.5943000000000001,2.2972999999999999,85,421.3,337.6,265,255.5,2003.98,169.63,7972.15,2014.73,21920.240000000002,17863.18,2705.34,1866.98,1090.95,25.88]
[null,null,734,"2021M02","2021-02-01",true,"2021-02-01",{"$f":"INDEX(I742:CA742,$H$5)","v":9.8794278121599994},60.463333333329999,61.96,60.37,59.06,86.74,82.76,5.0651000000000002,6.1585071665199997,9.8794278121599994,97.478025425929999,2.40544,3.6691490660000001,1.6175296939999999,2.5554176964000002,3.32,2.3262530891900002,2.02,1444.5,1875,1479.18,1993.2059724793701,1019.86,1359.5,578.26,1123.5,548.44000000000005,1272.1300000000001,1362.56775067751,"...",245.23508240000001,"...",557,542,531,500.48,276.62839396200002,289.39999999999998,0.94597281741999995,1.22287515625,0.58382756274000003,4.6616689899999999,1.8077884,7.4514825,11.932505750000001,0.39503963199999997,0.65521306400000001,0.35692797799999998,4185.4333333333298,423.39499999999998,282.52998030668999,664.00972590345998,755.26099999999997,518.22350415085998,2.0450055119999999,1.6802999999999999,2.3460999999999999,88.13,528.88,453.75,335,290.63,2078.59,163.80000000000001,8470.94,2080.11,26315.75,18584.38,2744.5,1808.17,1206.7,27.292999999999999]
[null,null,735,"2021M03","2021-03-01",true,"2021-03-01",{"$f":"INDEX(I743:CA743,$H$5)","v":7.8950515719499998},63.83,65.19,63.95,62.35,94.92,90.66,2.5644999999999998,6.1270695793499996,7.8950515719499998,65.618450373450003,2.4613200000000002,3.6828177100000001,1.628332332,2.4297147142600002,3.27,2.0231441427800001,1.996,1540.65,1623.04,1476.34,2006.0389818224601,1030.48,1478.59,585.71,1284.81,483.9,1321.88,1611.1111111111099,"...",245.17209360000001,"...",525,515,504.13,498.38,272.57556716099998,273.13,0.95066422672999995,1.2263198749999999,0.59900908946999998,4.7190993409999997,1.8862728719999999,7.9896229999999999,12.284142640000001,0.38870436800000002,0.67196817600000003,0.34259794799999999,4202.1666666666697,416.60500000000002,273.84954488929998,664.24930222251999,755.5335,502.30163400216998,2.0161249899999998,1.7435,2.3690000000000002,96.25,534.13,458,352.88,320.88,2190.48,168.18,8988.25,1948,27061,16406.66,2791.94,1718.23,1181,25.648]
[null,null,736,"2021M04","2021-04-01",true,"2021-04-01",{"$f":"INDEX(I744:CA744,$H$5)","v":8.2767941960999991},62.95,64.77,62.37,61.71,92.22,89.13,2.61,7.1468162880900001,8.2767941960999991,71.277449912950004,2.3683299999999998,3.71809163,1.641560052,2.6668015724599998,3.21,2.8754047173899999,1.915,1659.64,1426.82,1487.25,2020.63680170152,1078.05,1487.14,597.13,1386.35,464.2,1312.33,1572.7981029810301,"...",268.23386799999997,"...",495,484,477.38,488.17,281.379350493,280.95,0.96138807160999995,1.2263198749999999,0.58684270916000003,5.1724794440000004,2.2641447399999999,8.3670550000000006,12.493581539999999,0.390500448,0.689164212,0.35626659199999999,4218.7749999999996,418.53,272.89562769195999,663.24308168247001,754.38900000000001,500.55193539624003,2.0002517260000001,1.6424000000000001,2.1535000000000002,95,543.4,478,328.1,345.5,2319.39,179.83,9324.82,2011.92,28328.42,16521.25,2829.01,1760.04,1208.81,25.687000000000001]
[null,null,737,"2021M05","2021-05-01",true,"2021-05-01",{"$f":"INDEX(I745:CA745,$H$5)","v":8.9156945129699992},66.400000000000006,68.040000000000006,65.98,65.180000000000007,107.04,99.31,2.8883999999999999,8.9087569243899996,8.9156945129699992,83.467233274210002,2.4128599999999998,4.110734452,1.756641216,2.7118637156599998,3.08,3.13892448031,1.9166666666700001,1715.24,1450,1514.29,2072.0399166727998,1136.46,1530.5,646.79999999999995,1574.67,482.38,1531.38,1584.58672086721,"...",305.31065039999999,"...",493,483,462.75,477.7,270.98456625,297.25,0.96928708729000002,1.2263198749999999,0.60927116677000004,5.48399225,2.3748166639999999,8.8027131999999995,12.64900725,0.39670508799999998,0.71297410800000005,0.380517412,4168.0083333333296,425.18,272.74561635287,674.59899920585997,767.30550000000005,500.27678087381003,2.0037791180000002,1.6913,2.2902999999999998,102.5,574.63,527.5,331.63,378.13,2433.5300000000002,207.72,10161.969999999999,2181.81,32246.21,17577.060000000001,2965.73,1850.26,1214,27.504000000000001]
[null,null,738,"2021M06","2021-06-01",true,"2021-06-01",{"$f":"INDEX(I746:CA746,$H$5)","v":9.6160122963700001},71.803333333330002,73.069999999999993,70.959999999999994,71.38,129.97,112.92,3.2317999999999998,10.30105100564,9.6160122963700001,94.730656332630005,2.3662299999999998,4.2430116519999999,1.8701791459999999,2.6985050645099999,2.93,3.3415151935199998,1.8240000000000001,1670.68,1450,1502.27,2078.8257589914201,1004.42,1400.45,614.67999999999995,1518.16,467.15,1527.59,1296.74796747967,"...",292.55935520000003,"...",466,455,438.59,474,263.47783446900002,285.55,0.95067186160999995,1.2263198749999999,0.63577271691000004,5.6774476549999999,2.3809895999999999,8.8592167499999999,13.39968036,0.39350479999999999,0.72862691000000002,0.38382434199999999,4138.9666666666699,421.75,270.39222547607,672.29906654290005,764.68949999999995,495.96013290078002,2.0833659,1.6380999999999999,2.1217999999999999,125,604.75,550,393.25,462.5,2446.65,214.43,9631.5,2191.0300000000002,32502.55,17979.57,2951.85,1834.57,1124,26.995000000000001]
[null,null,739,"2021M07","2021-07-01",true,"2021-07-01",{"$f":"INDEX(I747:CA747,$H$5)","v":10.35918836698},73.283333333330006,74.39,73,72.459999999999994,151.97,122.33,3.8035999999999999,12.50994243239,10.35918836698,112.6787432485,2.3271000000000002,4.5038181980000003,2.0804998939999999,2.6525720552699998,2.99,3.2043828324799999,1.7633333333300001,1584.09,1456.82,1504.13,2092.1928941281099,1062.99,1274.0899999999999,600.44000000000005,1468.34,470.02,1410.08,1282.0121951219501,"...",278.43411680000003,"...",414,407,397,436.17,254.67037676999999,294.27,0.84793984208999995,1.2345872,0.69364236932000001,5.5856252319999999,2.3809895999999999,8.9927074000000005,15.860036279999999,0.38605923199999997,0.79674966800000002,0.39021773999999998,4078.11666666667,413.77,269.95088887301,661.47021692144006,752.37249999999995,495.15062234653999,2.1539137400000001,1.6312,1.867,125,613,555,441.5,633,2497.64,214.14,9450.82,2337.5100000000002,34020.18,18818.509999999998,2947.52,1807.84,1086.48,25.677]
[null,null,740,"2021M08","2021-08-01",true,"2021-08-01",{"$f":"INDEX(I748:CA748,$H$5)","v":10.80139654747},68.86666666667,70.02,68.849999999999994,67.73,169.58,137.91999999999999,4.0486000000000004,15.42647593843,10.80139654747,129.81858281674999,2.4843099999999998,4.7672702879999997,2.098357316,2.7152308005000001,2.99,2.9996924015099999,2.1560000000000001,1493.64,1443.18,1504.12,2102.2883548599998,1141.82,1341.14,585.79999999999995,1433.94,470.26,1519.19,1355.6910569105701,"...",256.61243439999998,"...",403,392,381,384.46,276.18379555500002,324.52,0.89173992325999996,1.2297645937499999,0.71823961646000001,5.60965559,2.3809895999999999,9.0452324999999991,15.763033,0.38442643199999998,0.75971205200000003,0.42945997600000002,3973.24166666667,412.02,271.03226533972997,661.23064060238005,752.1,497.13410990874002,2.2332800599999998,1.7063999999999999,1.9004000000000001,136.88,603.13,555,446.88,695,2602.9899999999998,162.16,9370.14,2414.4699999999998,35024,19141.3,2987.95,1785.28,1008.73,23.986000000000001]
[null,null,741,"2021M09","2021-09-01",true,"2021-09-01",{"$f":"INDEX(I749:CA749,$H$5)","v":11.43899050402},72.8,74.599999999999994,72.239999999999995,71.56,185.69,146.05275137829,5.1111000000000004,22.840596077920001,11.43899050402,178.39940517491999,2.55809,4.9722999479999999,2.30603252,2.7273601252100002,2.98,2.9845803756399998,2.2174999999999998,1485,1476.14,1483.27,2109.0202199738901,1181.3800000000001,1427.27,557.54999999999995,1398.75,467.83,1629.14,1309.5189701897,"...",235.61748,"...",400,391,381.27,387.3,263.59908858,337.55,0.91410285826000004,1.1849832499999999,0.73670077613999996,5.7678370750000001,1.832465,9.0767345000000006,14.673950720000001,0.38442643199999998,0.78793118799999995,0.43166459600000001,4089.2249999999999,412.02,270.24495302211,658.21197898224,748.66650000000004,495.69000210944,2.2857500160000002,1.6254999999999999,1.7875000000000001,147.5,643.75,573.75,418.75,736.25,2834.56,124.52,9324.7099999999991,2248.3000000000002,34887.300000000003,19376.88,3036.02,1775.14,973.19,23.184999999999999]
[null,null,742,"2021M10","2021-10-01",true,"2021-10-01",{"$f":"INDEX(I750:CA750,$H$5)","v":12.3769153834},82.063333333329993,83.65,81.22,81.319999999999993,224.51,199.65,5.4779999999999998,31.052466367539999,12.3769153834,222.52925190517001,2.5675699999999999,5.3144569720000003,2.3201420879999999,2.7801812408500002,3.05,2.8755437225599998,2.415,1922.86,1539.29,1461.66,2133.66533688546,1310.25,1818.33,551.95000000000005,1483.52,450.85,1795.17,1420.5284552845501,"...",239.64876319999999,"...",401,395,382.71,404.46,"...",354.67,0.92557798114000001,1.1505360625000001,0.66364959700000004,5.5335961999999999,1.75807,9.2967975999999997,14.467818749999999,0.37884225599999999,0.817032172,0.42416888800000002,4241.7462215804499,406.03500000000003,263.17347971106,656.24745316594999,746.43200000000002,482.71933020134998,2.5877829559999999,1.7317,1.8694,147.5,672.9,618,695,782,2934.39,122.91,9829.2199999999993,2344.83,37722.92,19362.39,3359.91,1776.85,1017.1,23.413]
[null,null,743,"2021M11","2021-11-01",true,"2021-11-01",{"$f":"INDEX(I751:CA751,$H$5)","v":15.25400265088},79.916666666669997,80.77,79.8,79.180000000000007,157.47999999999999,128,5.0175999999999998,27.623432007750001,15.25400265088,202.58611793577001,2.3933300000000002,5.7090839520000003,2.41185428,2.83076375558,3.11,2.9072912667500002,2.4750000000000001,1960.68,1552.27,1439.66,2150.2094498390102,1340.65,2050.23,551.04,1442.96,442.63,1825.34,1415.6165311653101,"...",248.71915039999999,"...",400,394,378.55,411.41,334.499674212,379.45,0.90364638692999999,1.1436466249999999,0.66195688322000001,5.6934311500000003,1.551674,9.3676147499999995,14.488762639999999,0.37280089599999999,0.81835494399999997,0.42813720399999999,4221.6499999999996,399.56,261.16487433034001,644.89153564256003,733.51549999999997,479.03509634507998,2.7897261480000002,1.7447999999999999,1.9289000000000001,153.13,726.69,665,900.5,806.88,2636.45,96.24,9728.9,2329.98,39158.69,19932.86,3311.27,1821.76,1038.05,24.175000000000001]
[null,null,744,"2021M12","2021-12-01",true,"2021-12-01",{"$f":"INDEX(I752:CA752,$H$5)","v":15.322526915879999},72.86666666667,74.31,72.760000000000005,71.53,169.65,142.5,3.7326999999999999,38.027119843180003,15.322526915879999,236.48836750686999,2.38239,5.9101452959999996,2.4837248920000001,2.8189078472600002,3.19,2.6726834531499999,2.6150000000000002,1695.71,1475,1422.52,2154.0602220204401,1270.29,1861.43,554.14,1411.21,461.66,1742.5,1361.8309620596201,"...",264.53721280000002,"...",400,393,380.95,402.66,327.81967500600001,376.81,0.88509689337999997,1.1574255,0.70797753915999995,5.7474443400000004,1.471808,9.4394899999999993,14.62324446,0.36911076799999998,0.80931600199999998,0.415350408,4182.1499999999996,395.60500000000002,261.23362605225998,637.89590712605002,725.55849999999998,479.16120246029999,2.6464258479999998,1.7222,1.921,176.67,745,686.67,890,807.5,2695.53,116.96,9551.18,2301.69,39422.519999999997,20015.55,3399.21,1790.43,944.59,22.532]
[null,null,745,"2022M01","2022-01-01",true,"2022-01-01",{"$f":"INDEX(I753:CA753,$H$5)","v":14.68575980736},83.92,85.53,83.11,83.12,196.95,168.5,4.3324999999999996,28.260673316550001,14.68575980736,196.91113953145,2.4673600000000002,5.976283896,2.4250820000000002,2.86190204087,3.51,2.39820612261,2.6775000000000002,2016.14,1479.55,1428.56,2489.88,1344.79,2195.79,606.22,1469.56,526.49,1865.36,1411.73,"...",276.62318879999998,"...",427,419,403.15,395.94,325.15943329800001,374.24,0.91152966024000004,1.1574255,0.79319509860000004,5.8064179249999999,1.3574999999999999,9.1124837999999997,14.784181719999999,0.36966591999999998,0.782199176,0.401681764,4184.6000000000004,396.2,259.05137508628002,649.68306202374004,738.96550000000002,475.15846356052998,2.9112007100000001,1.7790999999999999,1.9735,173.13,699.38,674.38,846.38,785.63,3005.98,132.53,9782.34,2331.85,41791.699999999997,22355.4,3599.14,1816.02,994.15,23.158000000000001]
[null,null,746,"2022M02","2022-02-01",true,"2022-02-01",{"$f":"INDEX(I754:CA754,$H$5)","v":16.995238319599999},93.543333333329997,95.76,93.13,91.74,219.78,196.4,4.6577000000000002,27.229715906700001,16.995238319599999,197.52367940190001,2.5509400000000002,6.1691881459999998,2.412515666,2.78835909895,3.61,2.0701106272900001,2.73,2147.89,1496.25,1445.25,2473.1,1522.36,2442.63,661.63,1595.74,569.46,1744.2,1499.12,"...",292.622344,"...",427,422,405.95,384.21,339.34616428499999,390.5,0.96250546948000004,1.24354346875,0.73278637552000003,5.9938106250000001,1.4483520000000001,8.9468505,14.881185,0.37041700799999999,0.77999455600000001,0.393745132,4219.55,397.005,258.46660900257001,648.82058727513004,737.98450000000003,474.08587109199999,3.0514145419999998,1.7905,2.1120999999999999,172.5,747.13,680,744.17,791.88,3245.79,142.84,9943.17,2296.86,43983.35,24015.55,3620.04,1856.3,1049.4000000000001,23.542000000000002]
[null,null,747,"2022M03","2022-03-01",true,"2022-03-01",{"$f":"INDEX(I755:CA755,$H$5)","v":15.11138495446},112.39666666667,115.59,113.11,108.49,314.04000000000002,294.42,4.8838999999999997,42.392970796119997,15.11138495446,271.07990593108002,2.4590100000000001,5.6985017759999996,2.2888364839999999,2.6136485446400002,3.35,1.9559456339200001,2.5350000000000001,2230.2199999999998,1491.3,1514.62,2153.15,1776.96,2441.48,720.6,1956.88,601.42999999999995,2162.3000000000002,2361.13,"...",335.52952720000002,"...",422,419,407.13,391.67,446.65605252,486.3,0.97017463973999996,1.3889106,0.76669354846000004,6.0682165499999998,1.756807,9.1336650000000006,14.9583467,0.35983646400000002,0.80093844599999997,0.41998011000000002,4258,385.66500000000002,250.94987798125001,631.23568545621004,717.98299999999995,460.29849643746002,3.1113802060000002,1.7454000000000001,2.1217000000000001,178.75,938.13,792.5,872.5,977.5,3498.37,152.07,10230.89,2344.84,43949.67,33924.18,3962.21,1947.83,1043.26,25.314]
[null,null,748,"2022M04","2022-04-01",true,"2022-04-01",{"$f":"INDEX(I756:CA756,$H$5)","v":16.287523919009999},103.41333333333,105.78,102.68,101.78,310.85000000000002,302,6.5305999999999997,32.204187228709998,16.287523919009999,243.43602963927,2.4553500000000001,5.8541479479999996,2.2910411040000001,3.24066791571,4.09,3.1070037471399998,2.5249999999999999,2094.61,1443.75,1643.39,2145.25,1682.74,2064.31,720.79,1947.51,579.45000000000005,2266.17,2275.7600000000002,"...",348.16665519999998,"...",431,429,409.06,402.38,427.30683589799997,495.28,0.96240781171000001,1.45711603125,0.90703010040999998,5.9745201999999997,1.868574,9.0030819999999991,14.991415999999999,0.353468544,0.81350478000000004,0.43342829199999999,4263.3416666666699,378.84,235.71008729149,620.50266636237995,705.77499999999998,432.34529400140002,3.4242157839999998,1.7027000000000001,2.0943999999999998,249.5,954,856,925,1202,3244.41,151.25,10161.379999999999,2380.41,42991.11,33132.74,4360.43,1936.86,965,24.545000000000002]
[null,null,749,"2022M05","2022-05-01",true,"2022-05-01",{"$f":"INDEX(I757:CA757,$H$5)","v":16.679091287910001},110.09666666667,112.37,108.32,109.6,371.86,280,8.1372999999999998,29.170722673810001,16.679091287910001,248.79106483488999,2.3666200000000002,5.7412714039999999,2.2729632199999998,2.9852499358100002,3.71,2.8690831407499999,2.3766666666699998,1813.33,1482.95,1634.21,2146.29,1716.92,1811.19,724.09,1962.88,529.83000000000004,2218.4499999999998,2079.3000000000002,"...",344.84005919999998,"...",464,458,442.86,406.45,438.381378036,522.29,0.96246988554000001,1.46056075,0.92178844869999998,5.9414509000000004,1.8956980000000001,8.7075975000000003,15.12589782,0.34546782399999998,0.80204075600000002,0.42879858999999998,4277.0666666666702,370.26499999999999,231.13496913754,596.78461077555005,678.79750000000001,423.95349869857,3.6100652499999999,1.6173999999999999,2.0579999999999998,255,842.5,827.5,707.5,1170,2830.32,131.21,9377.15,2142.48,35769.39,28062.55,3751.48,1848.5,958.38,21.905000000000001]
[null,null,750,"2022M06","2022-06-01",true,"2022-06-01",{"$f":"INDEX(I758:CA758,$H$5)","v":15.53392071335},116.8,120.08,115.73,114.59,374.08,291.35680000000002,7.6740000000000004,33.55773104275,15.53392071335,263.24491050026,2.3222900000000002,6.0338244779999997,2.2886160219999998,2.96427731058,3.51,3.2728319317299999,2.11,1700.5,1607.14,1608.06,2146.19,1501.1,1554.5,737.06,1751.76,528.14,2000.53,1884.59,"...",335.71455680000003,"...",444,441,427.55,411.92,379.89280413,459.59,0.95185945594999999,1.4385145500000001,0.93866268920999996,5.8119294750000003,1.8483860000000001,8.4611197499999999,14.85693418,0.34530454399999999,0.79300181400000003,0.41777549000000003,4206.0583333333298,370.09,222.29826780850999,590.65145700764003,671.82150000000001,407.74500173518999,3.3988626540000002,1.6362000000000001,2.0301999999999998,287.5,783.75,730.13,690,1101.8800000000001,2563.44,130.74,9024.4599999999991,2066.38,31559.31,25658.63,3629.73,1836.57,956.59,21.556000000000001]
[null,null,751,"2022M07","2022-07-01",true,"2022-07-01",{"$f":"INDEX(I759:CA759,$H$5)","v":18.880754361280001},105.08333333333,108.92,106.48,99.85,402.2,269.08655771317001,7.2561,51.330030472979999,18.880754361280001,344.92667574040001,2.2391299999999998,5.6391974979999997,2.2121157079999998,3.3085736350000001,4.01,3.5507209049899999,2.3650000000000002,1540.53,1621.09,1581.28,2146.19,1056.6400000000001,1301.05,678.2,1533.4,535.54,1737.34,1556.87,"...",322.96719839999997,"...",418,412,405.67,411.09,316.68634299600001,382.5,0.89148039815000002,1.52601040625,0.84180772252000002,5.7342166199999998,1.7232749999999999,8.458164,14.04122478,0.33260136000000001,0.767869146,0.40278407399999999,4268.3916666666701,356.47500000000002,217.76156846548,574.59984363069998,653.56399999999996,399.42367516915999,2.8887135860000002,1.5561,1.7790999999999999,320,784,736,601,1013,2408.42,108.57,7544.81,1985.2,25395.77,21481.89,3105.36,1732.74,869.25,19.074999999999999]
[null,null,752,"2022M08","2022-08-01",true,"2022-08-01",{"$f":"INDEX(I760:CA760,$H$5)","v":21.210847976659998},95.973333333330004,98.6,97.75,91.57,406.97,274.61946388545999,8.7853999999999992,70.043639803389993,21.210847976659998,454.04014274839,2.3232200000000001,5.9178614659999997,2.41736583,3.3693845046500002,4.21,3.5381535139600002,2.36,1384.57,1625,1623.3,2146.11,1025.95,1173.04,671.11,1598.78,535.41999999999996,1638.85,1496.22,"...",289.8350896,"...",431,421,412.55,395.8,"...",382.86,0.87670059121999999,1.67068859375,0.93284398558000003,5.5666655,1.8351360000000001,8.5333375,12.628063360000001,0.33077262400000002,0.782199176,0.39352467000000002,4356.6000000000004,354.51499999999999,220.19366882334,574.45609783927,653.40049999999997,403.88469402645001,2.742988204,1.4622999999999999,1.6093999999999999,320,749.38,703.75,591.25,888.75,2430.79,108.85,7981.84,2072.7199999999998,24647.48,22057.39,3587.57,1764.56,908.65,19.724]
[null,null,753,"2022M09","2022-09-01",true,"2022-09-01",{"$f":"INDEX(I761:CA761,$H$5)","v":23.733790735749999},88.22,90.16,90.63,83.87,430.81,234.98445322436999,7.7629000000000001,59.102622250380001,23.733790735749999,391.31952732705003,2.2984599999999999,5.8971380379999996,2.4550648320000001,3.3343993531599998,4.49,3.1531980594900002,2.36,1248.0999999999999,1641.67,1623.2,2146.13,909.32,1249.29,664.45,1548.32,536.54999999999995,1402.02,1304.75,"...",312.6567192,"...",439,428,423.36,392.24,"...",419.14,0.90106243450000001,1.6190178125000001,0.93416641822000002,5.4432067799999997,1.74956,8.4936284999999998,11.51252564,0.32362096000000001,0.77095561400000001,0.39065866399999999,4146.9576487579598,346.85,208.21222566034001,542.97576951494,617.59400000000005,381.90803351781,2.5926331199999999,1.3227,1.48,320,752,708,678,731,2224.7600000000002,99.81,7746.01,1870.1,21124.04,22773.97,3124.97,1680.78,881.24,18.943999999999999]
[null,null,754,"2022M10","2022-10-01",true,"2022-10-01",{"$f":"INDEX(I762:CA762,$H$5)","v":21.84177616254},90.326666666669993,93.13,90.59,87.26,389.79,191.21987979183999,5.6195000000000004,39.022049938450003,21.84177616254,268.54710666569002,2.3090199999999999,5.2928516959999996,2.2709790619999999,3.14687079089,4.1500000000000004,2.83311237266,2.4575,1108.0999999999999,1619.05,1621.79,2146.1,888.99,1038.81,626,1575.9,542.15,1408.01,1359.15,"...",343.55666239999999,"...",431,420,411.62,409.08,"...",437.95,0.95008123013000001,1.5707917499999999,1.0687900611700001,5.3324246249999998,1.62792,7.6957974,11.464024,0.320943168,0.762578058,0.38691080999999999,4325.1583333333301,343.98,202.13324297200001,540.62792158816001,614.92349999999999,370.75781255008002,2.1975652160000001,1.2885,1.496,317.5,725,675,636.25,622.5,2255.54,92.56,7651.08,1999.86,19391.169999999998,22032.89,2967.21,1664.45,914.67,19.425999999999998]
[null,null,755,"2022M11","2022-11-01",true,"2022-11-01",{"$f":"INDEX(I763:CA763,$H$5)","v":19.586267422630002},87.376666666670005,91.07,86.28,84.78,342.16,169.09656696556999,5.2769000000000004,35.72328224044,19.586267422630002,247.17644268952,2.4120400000000002,4.7154617180000002,2.0412576580000001,3.0466595502299998,3.8,2.8499786506999998,2.4900000000000002,1173.25,1639.29,1677.21,2146.14,945.74,1061.58,648.91999999999996,1651.6,518.67999999999995,1377.58,1347.28,"...",320.92006240000001,"...",440,430,417.5,421.21,"...",422.68,0.96972615114000005,1.653465,1.0889968319400001,5.0733817749999996,1.539822,6.5371424999999999,11.464024,0.33299323199999997,0.79234042800000004,0.40741377600000001,4333.3249999999998,356.89499999999998,209.22189911389,562.42936662250997,639.721,383.76000163312,2.2255638900000001,1.27,1.4323999999999999,300,665.63,625,588.75,563.13,2350.7199999999998,93.34,8049.86,2099.9899999999998,21249.5,25562.7,2938.92,1725.07,989.05,21.018000000000001]
[null,null,756,"2022M12","2022-12-01",true,"2022-12-01",{"$f":"INDEX(I764:CA764,$H$5)","v":20.576742402939999},78.066666666670002,80.900000000000006,76.78,76.52,379.23,215,5.5030000000000001,36.044260036140003,20.576742402939999,252.11901984184999,2.5123099999999998,4.6294815380000003,2.0454464360000002,2.94939406624,4.04,2.4215155320499999,2.38666666667,1158.4100000000001,1670.45,1745.96,2146.1,940.39,1067.05,645.66999999999996,1409.24,571.15,1259.95,1233.8,"...",302.24781999999999,"...",467,457,446.39,432.35,"...",386.33,1.01413735297,1.6810227499999999,1.10465443442,4.7134775600000003,1.5468599999999999,6.0988493999999998,11.464024,0.34572907200000003,0.80512722400000003,0.41733456600000002,4399.3249999999998,370.54500000000002,220.74880635411,583.41625217207002,663.59199999999998,404.90294106760001,2.2238001939999998,1.3461000000000001,1.5355000000000001,300,625,584.38,519.38,513.75,2401.69,111.84,8375.4,2216.48,24172.37,28946.81,3129.48,1797.55,1010.95,23.326000000000001]
[null,null,757,"2023M01","2023-01-01",true,"2023-01-01",{"$f":"INDEX(I765:CA765,$H$5)","v":20.19478822332},80.41,83.09,80.03,78.11,317.99,172,3.2728000000000002,20.183970921349999,20.19478822332,149.37872119292999,2.6246800000000001,4.5582723119999997,2.1159942759999999,2.7695719741199998,4.04,1.9412159223600001,2.3275000000000001,1078.5,1681.25,1779.84,1970.67,941.97,1060,626.59,1351.77,605.12,1223.58,1218.3399999999999,"...",302.77535119999999,"...",517,507,484.64,440.66,"...",380.36,1.0721073191599999,1.6810227499999999,1.0913243133899999,4.6517482000000001,1.5446519999999999,6.1135999999999999,11.464024,0.35186840000000003,0.80468629999999997,0.41601179399999999,4475.6166666666704,377.125,228.22894836642001,585.23703219692004,665.66300000000001,418.62320325342,2.211013398,1.4117,1.63,300,631,569.38,443.75,508.75,2501.8200000000002,122.23,9037.9500000000007,2201.2600000000002,28154.14,28194.61,3309.81,1897.71,1053.25,23.652999999999999]
[null,null,758,"2023M02","2023-02-01",true,"2023-02-01",{"$f":"INDEX(I766:CA766,$H$5)","v":18.415329793600002},80.253333333330005,82.71,81.209999999999994,76.84,207.48,144.66999999999999,2.3835999999999999,16.537137278909999,18.415329793600002,120.03831493101001,2.6526999999999998,5.064673526,2.2912615660000002,2.7027579769300001,3.96,1.85827393078,2.29,1086.67,1750,1762.2,2042.62,949.98,1036.67,651.12,1243.01,605.27,1188.57,1158.5999999999999,"...",298.1771688,"...",492,482,468.95,448.28,311.88027096000002,394.75,1.0981034128,1.6603544374999999,1.30137951422,4.6517482000000001,1.532076,6.6186524999999996,11.064987779999999,0.35000700800000001,0.81306385599999997,0.44599462600000001,4492.3416666666699,375.13,224.02125084593001,579.53511580331997,659.17750000000001,410.90533999832002,2.1909513559999998,1.4012,1.6173,322.5,612.5,547.5,357.5,496.88,2416.1799999999998,127.6,8936.59,2093.06,26862.9,26727.95,3133.84,1854.54,958.85,21.920999999999999]
[null,null,759,"2023M03","2023-03-01",true,"2023-03-01",{"$f":"INDEX(I767:CA767,$H$5)","v":16.033125947769999},76.473333333330004,78.53,77.52,73.37,187.23,136.84,2.3048999999999999,13.812076862290001,16.033125947769999,104.51384047273,2.7476400000000001,4.9021930319999996,2.347699838,2.6877732537100001,3.82,1.84581976113,2.3975,1114.75,1750,1720.35,2100.41,972.06,1051.75,628.38,1113.19,580.70000000000005,1053.74,1075.05,"...",282.48902079999999,"...",476,468,460.91,444.64,284.68260642600001,369.86,1.1059515844300001,1.6017942187500001,1.2895834150600001,4.8363851249999996,1.522224,6.9906337499999998,10.998849180000001,0.34958247999999997,0.83511005599999999,0.452388024,4525.6583333333301,374.67500000000001,222.59745794015001,581.45172635579002,661.35749999999996,408.29378370252999,2.1029870179999999,1.3573999999999999,1.5807,345,606,537.5,313.5,453,2296.42,128.37,8856.31,2115.1799999999998,23999.96,23288.61,2967.46,1912.73,970.61,21.975999999999999]
[null,null,760,"2023M04","2023-04-01",true,"2023-04-01",{"$f":"INDEX(I768:CA768,$H$5)","v":14.366062552300001},82.46,84.11,83.83,79.44,194.28,133.74510000000001,2.1610999999999998,13.52052961513,14.366062552300001,100.25219027939001,2.8832399999999998,5.0609256719999998,2.5507453400000002,2.9580387730200002,3.9,2.62661631905,2.3475000000000001,1073.95,1737.5,1755.34,2088.2600000000002,1005.24,1016.84,614.92999999999995,1029.97,546.73,1026.1400000000001,1034.83,"...",291.11454959999998,"...",501,490,482.88,455.1,277.16485154399999,378.18,1.1427169987500001,1.653465,1.46155255581,5.30431572,1.5708519999999999,7.2222299999999997,10.912869000000001,0.35810569599999997,0.91116944600000005,0.53219526800000005,4586.5833333333303,383.81,223.11462208585999,596.40128866505995,678.36149999999998,409.24237901803002,2.0979163920000001,1.3581000000000001,1.5412999999999999,345,637,550,313.38,407.5,2343.23,117.39,8809.42,2149.4299999999998,25793.75,23894.560000000001,2767.56,1999.77,1050.74,25.01]
[null,null,761,"2023M05","2023-05-01",true,"2023-05-01",{"$f":"INDEX(I769:CA769,$H$5)","v":13.4302962772},74.123333333329995,75.7,75.08,71.59,160.47999999999999,103,2.1463999999999999,10.10875599841,13.4302962772,83.220229002829996,2.9648400000000001,4.8528095440000003,2.7017618099999998,2.7122365637899999,3.43,2.47270969137,2.234,1047.69,1773.08,1787.31,2016.88,934.06,992.5,595,988.32,519.19000000000005,967.27,961.79,"...",268.135448,"...",510,495,492.68,470.53,260.50894593300001,367.74,1.11147560431,1.6121283749999999,1.4054814117900001,5.3103784249999997,1.5429120000000001,7.0623224999999996,10.912869000000001,0.355036032,0.93828627200000003,0.55997348000000002,4786.75,380.52,217.20548682997,598.17415342609002,680.37800000000004,398.40369642767001,2.0734451100000002,1.3505,1.5568,345,510,485.63,329.25,372.5,2268.6,105.15,8217.4699999999993,2083.6,25533.8,21970.39,2475.6999999999998,1992.13,1062.73,24.266999999999999]
[null,null,762,"2023M06","2023-06-01",true,"2023-06-01",{"$f":"INDEX(I770:CA770,$H$5)","v":12.679231002430001},73.263333333329996,74.89,74.67,70.23,139.41999999999999,98.58,2.1833999999999998,10.35062473915,12.679231002430001,84.310528834129997,3.1728700000000001,4.5721614180000003,2.912964406,2.6945068102900001,3.2340862423000001,2.7644341885700001,2.085,1012.73,1850,1810.35,1971.27,816.97,927.95,591.89,1007.12,491.56,990.58,910.95,"...",266.86779840000003,"...",514,496,495.75,508.24,256.999925448,345.5,1.1008424395800001,1.5928379500000001,1.4049524387300001,5.0133058799999999,1.4675039999999999,6.272526,10.361713999999999,0.35395838400000001,0.90918528799999998,0.54211605799999996,5064.7416666666704,379.36500000000001,210.73252654432,604.88229035973995,688.00800000000004,386.53083196981999,2.0388325759999999,1.3188,1.534,344.5,454.55,390,287.5,328,2184.75,113.45,8396.52,2122.89,27216.68,21233.279999999999,2375.4499999999998,1942.9,970.64,23.417000000000002]
[null,null,763,"2023M07","2023-07-01",true,"2023-07-01",{"$f":"INDEX(I771:CA771,$H$5)","v":12.988910097730001},78.983333333329995,80.099999999999994,80.459999999999994,76.39,140.63,96.75,2.5539999999999998,9.5452839896799997,12.988910097730001,85.192100927490003,3.3874599999999999,4.265719238,2.812654196,2.4667046747399999,2.4752341865299998,2.8623798376899998,2.0625,1047.3800000000001,1960.48,1879.02,2159.21,878.5,998.1,633.85,1135.74,517.23,1107.99,1038.8,"...",242.38483919999999,"...",547,524,533.45000000000005,502.76,249.85328163299999,345.5,1.11815780753,1.5501234374999999,1.51291583962,4.7840254,1.3720380000000001,5.4329337999999998,9.7973312799999999,0.36114270399999998,0.85120378200000002,0.52117216799999999,5098.1750000000002,387.065,211.0462499994,617.29234368698997,702.12350000000004,387.10627131984,2.0542649160000002,1.2991999999999999,1.4924999999999999,342.5,458.75,392.25,334.63,341.25,2159.73,114.43,8476.68,2109.12,28743.14,21091.26,2404.65,1951.02,950.42,24.256]
[null,null,764,"2023M08","2023-08-01",true,"2023-08-01",{"$f":"INDEX(I772:CA772,$H$5)","v":12.5440734797},84.724333333329994,86.162999999999997,86.61,81.400000000000006,152.61000000000001,97.604600000000005,2.5844999999999998,11.191944563690001,12.5440734797,93.089278527909997,3.4596100000000001,4.1166869259999999,2.7473974440000002,2.83496393834,3.5785446888200001,2.6783471261999998,2.2480000000000002,1099.0899999999999,2000,1882.62,2173.94,860.82,998.41,583.92999999999995,1126.53,514.55999999999995,1066.77,989.42,"...",207.607148,"...",635,600,626,541.15,230.805363105,315.82,1.0742535098399999,1.5570128750000001,1.65885950598,4.7261541249999999,1.4245620000000001,5.6663815,9.0499650999999997,0.356309616,0.89287110000000003,0.52800648999999999,5295.7916666666697,381.88499999999999,205.60939308595999,608.71551146468005,692.36800000000005,377.13385339026001,2.1148919660000001,1.2924,1.4697,346.25,528.75,450.63,385.63,353.13,2136.5700000000002,110.2,8349.1299999999992,2153.84,26074.87,20438.650000000001,2406.7199999999998,1918.7,925,23.437000000000001]
[null,null,765,"2023M09","2023-09-01",true,"2023-09-01",{"$f":"INDEX(I773:CA773,$H$5)","v":12.21064536834},92.22,94,93.08,89.58,162.47,99.85,2.6395,11.54929514615,12.21064536834,95.230103269370005,3.6082200000000002,4.0459186239999996,2.7313037179999999,2.84695076117,3.6354613233899999,2.6528909601100001,2.2524999999999999,1071.67,2050,1851.82,2106.2199999999998,829.6,957.64,619.04,1111.6300000000001,509.31,1047.44,894.81,"...",223.80708000000001,"...",620,587,609.9,594.37,230.55183178199999,314.68,1.0431175720200001,1.5639023125,1.76930908023,4.9030748800000001,1.53748,5.9759549999999999,8.7082490000000004,0.34896201599999999,0.94049089200000002,0.57959459800000002,5437.4166666666697,374.01,201.54481094656001,594.24510179353001,675.90899999999999,369.67849592021997,2.1594252900000002,1.4181999999999999,1.5544,347.5,527.9,461.5,380,352,2184.67,120.98,8276.7099999999991,2252.1,25573.93,19644.64,2495.5,1915.95,920.9,23.100999999999999]
[null,null,766,"2023M10","2023-10-01",true,"2023-10-01",{"$f":"INDEX(I774:CA774,$H$5)","v":12.61988140399},89.083666666669998,91.061000000000007,90.62,85.57,142.12,128.4,2.9885999999999999,14.56950705657,12.61988140399,114.10461380273,3.6301399999999999,4.0476823199999998,2.6199704079999999,2.75596128806,3.49014314802,2.6152407161500002,2.1625000000000001,1046.43,2050,1832.74,1954.4,804.26,912.38,529.57000000000005,1133.8699999999999,511.73,1060.31,910.17,"...",230.69648000000001,"...",590,563,574.71,616.15,236.64760663499999,298.10000000000002,1.0530950620899999,1.5707917499999999,2.0345890681899998,4.9796854250000004,1.58395,5.5598074999999998,8.5980179999999997,0.34491267199999998,0.975103426,0.56702826399999995,5488.1750000000002,369.67,198.99855631628,582.84126900632998,662.93799999999999,365.00809246240999,2.1062939479999998,1.4480999999999999,1.6073,347.5,534.75,468.13,411.38,341.88,2192.21,118.97,7937.18,2133.7199999999998,24536.07,18281.23,2448.56,1916.25,891.9,22.379000000000001]
[null,null,767,"2023M11","2023-11-01",true,"2023-11-01",{"$f":"INDEX(I775:CA775,$H$5)","v":12.723406594049999},81.354333333330004,83.183000000000007,83.45,77.430000000000007,126.82,109,2.7084000000000001,14.48505487638,12.723406594049999,110.370695067,4.0277099999999999,4.347069716,2.7035255060000001,2.7412037104000002,3.4276824165400002,2.6184287146499998,2.1775000000000002,1114.55,2050,1869.68,1891.89,830.47,967.5,553.04999999999995,1118.3900000000001,571.61,1039.32,943.6,"...",211.26049839999999,"...",598,573,574.59,629.41,241.03112646599999,283.55,1.0766935901500001,1.5501234374999999,2.0619898725299999,4.8832332999999997,1.667497,5.2491250000000003,"…",0.35281542399999999,0.98590606400000003,0.574964896,5475.2666666666701,378.14,198.70634110877,594.82008495927005,676.56299999999999,364.47210407405998,1.994299252,1.4801,1.6747000000000001,"…",535.63,462.63,385.5,331.88,2202.2600000000002,131.07,8189.59,2188.46,24167.86,17027.36,2543.61,1984.11,905.75,23.488]
[null,null,768,"2023M12","2023-12-01",true,"2023-12-01",{"$f":"INDEX(I776:CA776,$H$5)","v":14.439545219759999},75.719333333329999,77.858000000000004,77.22,72.08,141.82,108.82940000000001,2.5265,11.506657906659999,14.439545219759999,95.165272338380007,4.2088900000000002,4.6464571120000002,2.9865987139999999,2.7140202037300001,3.6698974531999999,2.2821631579999999,2.19,1108.81,2050,1847.44,1940.09,813.51,966.19,547.42999999999995,1062.48,524.08000000000004,1009.98,944.03,"...",206.54803944445001,"...",644,610,629.59,632.9,255.034139103,291.12,1.0834627862899999,1.5652801999999999,1.8975850464899999,4.7913741333299997,1.6335999999999999,5.3111699999999997,"…",0.35644024000000002,0.882068462,0.47818207800000001,5461.7749999999996,382.02499999999998,206.70867952309001,606.60723985695995,689.97,379.15019186485,1.9954015620000001,1.4568000000000001,1.6618999999999999,152.5,563.75,447.5,354,311.88,2182.4299999999998,137.05000000000001,8399.94,2026.91,24600.26,16460.84,2502.39,2026.18,935.47,23.878]
[null,null,769,"2024M01","2024-01-01",true,"2024-01-01",{"$f":"INDEX(I777:CA777,$H$5)","v":14.3441541813},77.672333333330002,80.227000000000004,78.86,73.930000000000007,124.9,106.75,3.1806000000000001,9.5596135531200002,14.3441541813,93.787430637560007,4.3976300000000004,4.4731739800000003,3.2639399099999999,2.6577972535300001,4.0084537820400001,1.76243797855,2.2025000000000001,1130.57,2056,1787.36,1896.09,844.9,977.5,547.38,971.46,493.64,972.06,943.36,"...",198.62480884614999,"...",660,620,648.86,625.51,247.86177471900001,283.91000000000003,1.08631628107,1.6052389375,1.6677991506300001,4.9963839999999999,1.5661799999999999,5.2912879999999998,"…",0.35614633600000001,0.882068462,0.484575476,5533.8416666666699,381.71,203.71003164716001,608.61968093706002,692.25900000000001,373.64999748444001,2.0300140959999999,1.5299,1.8043,152.5,596.25,450.63,335.38,296.25,2192.8200000000002,135.82,8338.8799999999992,2086.12,25099.84,16103.83,2515.42,2034.04,925.86,22.916]
[null,null,770,"2024M02","2024-02-01",{"$f":"C778>=$F$6","v":true},{"$f":"IF(F778,E778,NA())","v":"2024-02-01"},{"$f":"INDEX(I778:CA778,$H$5)","v":13.64499251382},80.548000000000002,83.763999999999996,81.180000000000007,76.7,124.22,105.193,1.7211000000000001,8.1483808676400002,13.64499251382,68.881538663279997,5.5557100000000004,4.6028056360000003,3.3781392260000001,2.7083573978,4.2727600808400004,1.6248121125499999,2.2275,1171.58,2025,1731.46,1809.43,856.93,1034.17,519.75,911.9,457.08,962.71,925.08,"...",189.128793,"...",624,594,619.9,614.26,246.16054279799999,278.5,1.0679953652800001,1.5742364687499999,1.95418516356,5.3755649999999999,1.51528,5.2025055,"…",0.35242355199999997,0.91646053400000005,0.50155105,5534.9583333333303,377.72,199.13166571849999,605.21769720641998,688.3895,365.25224503262001,2.196021982,1.5589,2.0245000000000002,152.5,583.80999999999995,454.38,351.25,289.38,2179.46,124.39,8304.9500000000007,2079.83,26104.1,16338.46,2360.09,2023.24,894.29,22.657]
[null,null,771,"2024M03",{"$f":"EDATE(E778,1)","v":"2024-03-01"},true,"2024-03-01",{"$f":"INDEX(I779:CA779,$H$5)","v":13.18562895162},83.545666666670002,85.447000000000003,84.7,80.489999999999995,131.49,104.84,1.4999,8.5537263218300001,13.18562895162,67.811209560910001,7.08887,4.6050102559999999,3.6563622699999998,2.6865584884199998,4.3335385069900001,1.5736369582700001,2.1524999999999999,1287.8599999999999,1950,1725.23,1821.63,942.92,1176.9000000000001,487.49,964.95,441.29,1029.01,950.93,"...",190.56700445999999,"...",613,584,607.72,585.42999999999995,228.490511895,274.83,1.0835458177899999,1.6396861250000001,1.9219178071,5.7297919999999998,1.5280879999999999,5.1886720000000004,"…",0.354938064,0.88118661399999998,0.47509561,5608.2416666666704,380.41500000000002,198.78595102106999,609.00300304755001,692.69500000000005,364.61812655166,2.1988879880000001,1.6497999999999999,2.3904000000000001,152.5,617.5,449,330,300.5,2226.16,109.79,8689.1299999999992,2056.1999999999998,27450.46,17438.830000000002,2461.04,2158.0100000000002,908.75,24.518000000000001]
[null,null,772,"2024M04","2024-04-01",true,"2024-04-01",{"$f":"INDEX(I780:CA780,$H$5)","v":11.87776966329},88.011333333330001,90.054000000000002,89.39,84.59,134.97,104.89,1.5967,9.0851190056700002,11.87776966329,70.626847274689993,9.7400300000000009,5.274332888,4.2335317860000004,3.0338852710099999,4.11638954869,2.6618835571799999,2.3075000000000001,1425.23,1850,1701.83,1820.32,935.69,1290.23,477.3,958.56,428.86,1058.58,971.27,"...",191.65107888889,"...",592,564,577.95000000000005,571.5,227.810754,272.3,1.0742903132199999,1.62590725,1.9518047848,6.0502799999999999,1.439838,5.1808500000000004,"…",0.35043153599999999,0.87192720999999995,0.45106525200000003,5674.4916666666704,375.58499999999998,193.69020185370999,600.23450977000005,682.72149999999999,355.27137691851999,1.9885672400000001,1.6294,2.2765,152.5,545,442.5,320,305,2506.1,112.75,9464.43,2129.46,31774.5,18163.95,2732.74,2331.4499999999998,940.18,27.494]
[null,null,773,"2024M05","2024-05-01",true,"2024-05-01",{"$f":"INDEX(I781:CA781,$H$5)","v":12.162896101819999},81.444999999999993,81.995000000000005,83.53,78.81,142.01,105.63,2.1314000000000002,10.12306554509,12.162896101819999,82.247449470830006,7.53803,5.0831923339999996,4.0421707700000002,3.1955415362799999,4.2830484710899999,3.1302428044299999,2.17333333333,1401.74,1800,1718.56,1837.96,859.15,1196.0899999999999,490.22,988,478.8,1104.1099999999999,1005.73,"...",197.79344374999999,"...",628,593,606.47,567.97,253.1638863,289.42,1.07825696197,1.4219799,2.2392487438400002,5.8763092500000003,1.5147660000000001,5.1707879999999999,"…",0.35291339199999999,0.83003943000000002,0.41777549000000003,5629.8666666666704,378.245,190.8834574565,605.21769720641998,688.3895,350.12317666309002,1.9069963000000001,1.6934,2.1539000000000001,152.5,522,434.9,284.8,307,2564.54,118.88,10139.33,2220.81,32977.51,19586.98,2959.13,2351.13,1014.68,29.36]
[null,null,774,"2024M06","2024-06-01",true,"2024-06-01",{"$f":"INDEX(I782:CA782,$H$5)","v":12.130971465489999},81.204999999999998,82.555000000000007,82.17,78.89,135.1,105.3,2.5123000000000002,10.868977899780001,12.130971465489999,90.397278223409998,8.2716899999999995,5.4760556180000002,4.5042591219999997,3.22211974447,4.15887542797,3.3649838054400001,2.1425000000000001,1397.89,1812.5,1730,1809.62,873.67,1155.53,479.72,1010.68,480.7,1099.1199999999999,1043.05,"...",192.506708,"...",632,595,613.29999999999995,561.63,230.606947287,265.55,1.06454165581,1.088531125,2.2644278613500002,5.8516947999999998,1.400868,5.0217020000000003,"…",0.35137856000000001,0.82849619600000002,0.42527119800000002,5754.6083333333299,376.6,188.65769344053001,609.09883357518004,692.80399999999997,346.04062504673999,1.833802916,1.7532000000000001,2.2612999999999999,152.5,543,473.75,336.25,310,2497.61,107.45,9648.17,2147.1,32032.7,17498.009999999998,2809.19,2326.44,985.08,29.577000000000002]
[null,null,775,"2024M07","2024-07-01",true,"2024-07-01",{"$f":"INDEX(I783:CA783,$H$5)","v":12.49096428544},83.258666666669995,85.296000000000006,83.94,80.540000000000006,137.55000000000001,105.31,2.0750999999999999,10.34681932853,12.49096428544,82.849761136149993,7.0891700000000002,5.6680780200000003,4.7337600640000002,3.2955404242099999,4.0973716320899998,3.5892496405399998,2.2000000000000002,1474.35,1840,1739.14,1850.74,896.09,1365,469.63,1079.02,472.46,1118.33,1068.51,"...",177.42921392,"...",590,557,570.87,552.42999999999995,218.837949786,260.26,1.0793915972100001,1.0265261875,2.30172046185,6.1882875000000004,1.3349599999999999,5.1059025,"…",0.35415432000000002,0.83466913200000004,0.425932584,6015.5333333333301,379.57499999999999,188.58598774177,616.1423773555,700.81550000000004,345.90910067386,1.792796984,1.6503000000000001,2.0594999999999999,152.5,539.4,505.75,342.5,300.63,2349.13,106.85,9385.31,2106.94,31860.47,16334.88,2777.27,2398.1999999999998,978.8,29.773]
[null,null,776,"2024M08","2024-08-01",true,"2024-08-01",{"$f":"INDEX(I784:CA784,$H$5)","v":13.319636577760001},78.120999999999995,80.863,77.95,75.55,145.76,106.21,1.9903,12.37459819711,13.319636577760001,92.021428441379996,6.8780999999999999,5.7637585280000003,4.7328782159999996,3.22486988042,4.0213412603299998,3.4582683809299999,2.1949999999999998,1618.64,1687.5,1733.37,1757.94,932.63,1480,400.13,1031.3800000000001,436.03,1080.0899999999999,1048.56,"...",170.32475727273001,"...",589,560,566.70000000000005,535.25,205.76822636700001,250.85,1.0698740046499999,1.0141252000000001,2.40598105133,6.3351727999999996,1.383168,5.2368975999999998,"…",0.35957521599999998,0.78550610600000004,0.40565008000000002,5998.6,385.38499999999999,203.54289638258001,619.64019161375995,704.79399999999998,373.34343383274,1.7612709179999999,1.7374000000000001,2.387,152.5,546,507.2,342.5,294,2343.67,99.91,8971.9599999999991,1994.63,31491.65,16292.12,2714.08,2470.15,945.36,28.53]
[null,null,777,"2024M09","2024-09-01",true,"2024-09-01",{"$f":"INDEX(I785:CA785,$H$5)","v":12.969226284079999},72.424333333329997,74.293000000000006,73.430000000000007,69.55,139.19999999999999,106.07,2.2507999999999999,11.7842591911,12.969226284079999,92.14092086318,6.5237600000000002,6.1246548220000001,5.330330236,3.2684684134999999,4.0947235429099997,3.61318169759,2.0975000000000001,1735.75,1525,1684.97,1770.68,982.83,1515,391.31,1043.81,435.74,1082.78,1068,"...",184.96715420690001,"...",580,556,564.25,540.46,219.20538648600001,269.69,1.0659262605099999,1.0334156249999999,2.5466878844299998,6.2960425000000004,1.453025,5.485106,"…",0.36271019199999999,0.80071798400000005,0.44797878400000002,6078.9250000000002,388.745,207.89234654270999,633.20021127249004,720.21749999999997,381.32130329872001,1.818370576,1.9068000000000001,2.6511999999999998,152.5,554.75,504.38,337.5,286.88,2449.92,92.83,9237.48,2000.31,31471.69,16076.74,2837.02,2570.5500000000002,966.7,30.131]
[null,null,778,"2024M10","2024-10-01",true,"2024-10-01",{"$f":"INDEX(I786:CA786,$H$5)","v":12.54097969411},73.970666666669999,75.662000000000006,74.650000000000006,71.599999999999994,146.63,106.81,2.2077,12.92013302544,12.54097969411,96.727319801289994,6.6574400000000002,6.1017267740000003,4.8922722419999998,3.1455552474399999,4.0563194870699997,3.3143462552599998,2.0659999999999998,1728.38,1575,1638.57,1750.37,1077.25,1636.19,442.1,1094.8900000000001,421.63,1142.1400000000001,1205.71,"...",190.33572173913001,"...",515,499,504.81,529.84,233.34067633500001,272.85000000000002,1.0498333956899999,1.0334156249999999,2.6022300553900002,6.0597659999999998,1.4801280000000001,5.5993575,"…",0.35614633600000001,0.83621236600000004,0.46164742800000003,6166.2583333333296,381.71,198.98525516286,625.72543011786001,711.71550000000002,364.98369515657998,1.843723706,2.0093000000000001,2.6339000000000001,152.5,573.44000000000005,503.75,374.75,278.13,2595.58,101.39,9533.99,2034,32012.43,16765.8,3105.77,2690.08,998.91,32.415999999999997]
[null,null,779,"2024M11","2024-11-01",true,"2024-11-01",{"$f":"INDEX(I787:CA787,$H$5)","v":12.822731389639999},72.291666666669997,74.394999999999996,72.790000000000006,69.69,142.12,106.82,2.1044999999999998,13.926400457830001,12.822731389639999,100.44877640894001,7.8948099999999997,6.7236500760000002,4.9848662819999996,3.0891678413200001,3.9578119107199998,3.0721916132499998,2.2374999999999998,1878.6739130434801,1700,1600.5982300000001,1733.86,1168.58791,2015.3135400000001,435.64075000000003,1145.17057,384.87774999999999,1242.9170588235299,1267,"...",201.33106000000001,"...",511,487,489.6,509.69,229.02329510999999,253.75,1.0399699878199999,0.90940575000000001,2.5655193252499999,6.1830420000000004,1.5196860000000001,5.8296239999999999,"…",0.347067968,0.84128299200000001,0.45040386599999999,6338.6333333333296,371.98,193.81630224553999,610.58420675334003,694.49350000000004,355.50267338787,1.797206224,1.9320999999999999,2.2907000000000002,152.5,574.5,491,352.3,281,2582.19,100.5,9075.73,1987.53,29654.89,15723.06,3004.2,2651.13,965.53,31.094000000000001]
[null,null,780,"2024M12","2024-12-01",true,"2024-12-01",{"$f":"INDEX(I788:CA788,$H$5)","v":12.640616371189999},72.311000000000007,73.832999999999998,73.31,69.790000000000006,129.81,105.47,3.0228999999999999,13.856620998009999,12.640616371189999,111.14613867406,10.320510000000001,7.5693423080000004,5.218996926,2.9556557423799998,4.1122312519299999,2.56140264188,2.19333333333,1973.24251841871,1700,1597.91547579091,1687.54438377867,1189.73,2098.8462154650001,409.26716703135997,1063.6310060149301,376.39279078483003,1180.8221033868101,1222.5,"...",202.59756999999999,"...",527,500,501.94,495.67,230.27625425700001,252.17,1.03719386142,0.82673249999999998,2.6966517460200001,6.2332504999999996,1.4176420000000001,5.8402659999999997,"…",0.34194097600000001,0.80843415399999996,0.43629429800000002,6458.25,366.48500000000001,193.31288327867,605.9364261636,689.20699999999999,354.57928982062998,1.762373228,1.9937,2.3849,152.5,568.33000000000004,477.5,352,292.5,2541.02,102.21,8916.32,1990.43,28864.99,15444.89,3034.16,2648.01,937.88,30.763999999999999]
[null,null,781,"2025M01","2025-01-01",true,"2025-01-01",{"$f":"INDEX(I789:CA789,$H$5)","v":13.1931057641},78.162000000000006,79.206000000000003,80.14,75.14,118.6,103.28,4.0991,14.66351159521,13.1931057641,128.42508058688,10.74511,7.8147165139999997,5.4077123980000001,2.7754707008200001,4.0802699597899998,2.00364214267,2.2425000000000002,1978.4,1687.5,1580.81,1660.81,1070.31,1961.53,410.82956521738998,1047.6199999999999,368,1149.1290426032699,1207,"...",214.43704863636,"...",478,459,464.17,447.27,230.57755235100001,254.09,1.01546621523,1.1078215499999999,2.5695395204799998,6.4641279999999997,1.5449269999999999,5.8347519999999999,"…",0.338087568,0.79608828200000004,0.39617021400000002,6519.4,362.35500000000002,190.21266388674999,591.84933860293995,673.18399999999997,348.89279044390997,1.723571916,1.9328000000000001,2.3714,152.5,582.70000000000005,478,380.5,302,2573.4,99.58,8991.41,1921.36,29612.36,15394.14,2818.96,2709.69,949.23,30.411000000000001]
[null,null,782,"2025M02","2025-02-01",true,"2025-02-01",{"$f":"INDEX(I790:CA790,$H$5)","v":12.78178132457},73.819000000000003,75.156999999999996,74.97,71.33,106.93,100.41,4.2225999999999999,15.34053214373,12.78178132457,132.86465426757999,9.8558500000000002,9.0493037140000006,5.8124806299999996,2.6858823032800001,4.0038366837600003,1.80381022607,2.25,1990,1650,1592.38181094844,1664.06,1067.27,1947.45838521927,412.15,1068.51,358.125,1159.09702139809,1220,"...",220.87520000000001,"...",437,424,419.06,401.7,243.507649824,264.61,1.0294927792899999,1.2469881875,1.9121318055500001,6.6232810000000004,1.628226,5.6484750000000004,"…",0.34004692800000003,0.82408695600000004,0.42284611599999999,6735.7666666666701,364.45499999999998,196.08868413197001,600.56991661667996,683.10299999999995,359.67073265956998,1.721146834,2.0051000000000001,2.4077999999999999,152.5,603.75,480.63,436.5,318.75,2657.6,105.08,9330.6,1956.55,31832.959999999999,15288.09,2800.14,2894.73,978.25,32.152000000000001]
[null,null,783,"2025M03","2025-03-01",true,"2025-03-01",{"$f":"INDEX(I791:CA791,$H$5)","v":12.54544874824},70.701333333329998,72.573999999999998,71.709999999999994,67.819999999999993,103.97,97.99,4.1280999999999999,13.235406896140001,12.54544874824,121.54928429416999,8.0838599999999996,8.919451596,5.6899037579999998,2.6874102202799999,4.07260218398,1.76712847686,2.2225000000000001,2356,1550,1644.6899932722699,1675.59,1067.5999999999999,2063.5936678971102,401.11,1011.43,368.75,1193.0903849804399,1232.5,"...",207.41311999999999,"...",425,410,404.11,378.42,227.54252520899999,255.37,1.08306266843,1.1849832499999999,1.43870091976,6.7705321999999999,1.6278349999999999,5.6086910000000003,"…",0.35297870399999998,0.82474834200000002,0.416452718,6812.9750000000004,378.315,199.65249832282001,618.63397107371998,703.64949999999999,366.20756912599001,1.712548816,1.9816,2.3637000000000001,152.5,615.13,478.5,394.5,336.25,2658.29,100.1,9739.68,2033.21,34047.870000000003,16065.69,2889.29,2983.25,980.05,33.188000000000002]
[null,null,784,"2025M04","2025-04-01",true,"2025-04-01",{"$f":"INDEX(I792:CA792,$H$5)","v":12.680003741489999},65.905000000000001,67.745000000000005,66.89,63.08,98.61,95.56,3.3997999999999999,11.590292711629999,12.680003741489999,104.97559855900001,8.1497899999999994,8.6359374639999995,5.4251288960000004,2.9064731982300001,3.9619694482600001,2.6499501464400002,2.1074999999999999,2483,1375,1681.1548325726501,1679.03,994.37,2090.3898701298699,407.6,1119.53,369.38,1256.4765065475201,1225,"...",215.00062956522001,"...",415,401,396.89,377.75,219.583846287,249.58,1.1248693597499999,1.1023099999999999,1.4109827315800001,6.7119305000000002,1.739932,5.8886314999999998,"…",0.366759536,0.82585065199999996,0.40102037800000001,6870.875,393.08499999999998,206.63694054915001,630.18154965234999,716.78399999999999,379.01860645780999,1.727540232,1.7064999999999999,2.125,152.5,635,496,386.88,351.88,2371.6,97.24,9176.7999999999993,1903.46,32565.05,15113.29,2621.55,3217.64,958.81,32.225000000000001]
[null,null,785,"2025M05","2025-05-01",true,"2025-05-01",{"$f":"INDEX(I793:CA793,$H$5)","v":12.321968572959999},62.748666666669997,64.206000000000003,63.01,61.03,104.41,94.33,3.1152000000000002,11.663465905140001,12.321968572959999,101.62489124197,8.9898399999999992,8.7708602080000002,5.2414840500000004,3.01683310135,3.89069340017,3.2464725705599999,1.91333333333,2766.8,1312.5,1663.5379399999999,1686.86235340338,907.58,2002.8414499999999,414.11363636364001,1163.04675090909,358,1241.1411545554899,1208,"...",203.87293109647001,"...",431,416,405.45,379.25,221.27038074000001,237,1.1361819745799999,1.08577535,1.3809899592599999,6.6163379999999998,1.778867,6.0774400000000002,"…",0.36845764800000003,0.81262293200000002,0.389997278,6924.0416666666697,394.90499999999997,205.72306008511001,640.38750084425999,728.39250000000004,377.34234422206998,1.719824062,1.7031000000000001,2.1943999999999999,152.5,669.2,541.5,392,362.5,2448.79,96.97,9532.98,1957.75,31981.17,15345.79,2644.37,3309.49,979.5,32.762999999999998]
[null,null,786,"2025M06","2025-06-01",true,"2025-06-01",{"$f":"INDEX(I794:CA794,$H$5)","v":12.16699183793},69.146666666670001,71.45,68.5,67.489999999999995,109.03,93.78,3.0219999999999998,12.36749611794,12.16699183793,103.73507325206999,8.4019499999999994,8.0062979920000004,4.3256849019999999,2.98648046352,3.74183540715,3.21510598343,2.0024999999999999,2698.75,1300,1688.1941284633999,1697.45,935.38894111861998,1859.78134642857,415.65733333332997,1177.97,353.125,1252.26050247117,1196.25,"...",196.07200262857,"...",419,408,393.35,377.16,217.30573874699999,240.05,1.16228620484,0.92318462499999998,1.35782093938,6.6710884999999998,1.7815350000000001,6.4043052500000002,"…",0.37613180800000001,0.77646716400000004,0.36883292600000001,6986.5083333333296,403.13,205.95077153176001,649.39557044086996,738.63850000000002,377.76001821083997,1.7257765359999999,1.6116999999999999,2.1606999999999998,152.5,715.38,641.25,420.5,363.13,2525.96,92.33,9835.07,1973.86,32544.03,15003.11,2654.65,3352.66,1251.48,36.005000000000003]
[null,null,787,"2025M07","2025-07-01",true,"2025-07-01",{"$f":"INDEX(I795:CA795,$H$5)","v":11.914038603950001},69.190333333330003,70.950999999999993,69.23,67.39,112.9,93.635499999999993,3.1922000000000001,11.620541573220001,11.914038603950001,102.07949972941999,7.3734599999999997,7.1760381000000004,3.6859041779999999,3.0228372677999999,3.7990035208899999,3.2170082825100002,2.0525000000000002,2841,1250,1722.39647199046,1727.31,976.38485453707995,2096.8788184079599,410.13,1306.5999999999999,335,1202.36964579901,1213.75,"...",191.99433954509999,"...",392,382,376.05,370.63,210.59267023800001,234.96,1.1488996281899999,1.00861365,1.52455324687,6.7248912499999998,1.777264,6.3277225000000001,"…",0.381520048,0.79807243999999999,0.36817154000000002,7025.29706788151,408.90499999999997,202.66991643348999,647.28729883314998,736.2405,371.74219233695999,1.737461022,1.6823999999999999,2.2324000000000002,152.5,736,655,496,362.5,2606.37,97.26,9770.58,1993.17,33610.26,15034.02,2762.56,3340.15,1390.99,37.698]
[null,null,788,"2025M08","2025-08-01",true,"2025-08-01",{"$f":"INDEX(I796:CA796,$H$5)","v":11.793247194459999},66.717666666669999,68.203000000000003,67.87,64.08,112.15,93.29,2.9104999999999999,11.147991640240001,11.793247194459999,96.330386762659998,7.6020399999999997,8.0759639839999995,4.390059806,3.0394086267399998,3.9776333698499999,3.0030925103700001,2.1375000000000002,2742.2,1250,1743.0209624552999,1664.67,1026.1171544461799,2264.0045708955199,407,1244.55,354.38,1212.5972714167999,1273.75,"...",185.48677677418999,"...",375,363,357.85,378.8,200.34853504200001,231.14,1.12155064881,1.0196367500000001,1.2831828410699999,6.8581054000000004,1.67167,6.2441934000000003,"…",0.37991990399999997,0.81394570399999999,0.36905338799999998,7054.1387345481799,407.19,201.55845649909,644.12489142157995,732.64350000000002,369.70352493145998,1.7328313200000001,1.7087000000000001,2.1480000000000001,152.5,795.1,662.9,507.7,356.5,2597.34,99.74,9669.56,1946.67,33833.760000000002,14949.25,2789.15,3368.03,1342.53,38.185000000000002]
[null,null,789,"2025M09","2025-09-01",true,"2025-09-01",{"$f":"INDEX(I797:CA797,$H$5)","v":11.468017611860001},66.456999999999994,67.950999999999993,67.75,63.67,106.32,92.27,2.9733000000000001,11.11631534669,11.468017611860001,96.722061240670001,7.0250899999999996,8.8314872579999992,4.6574802120000003,2.9358571469800001,4.0084831628100002,2.72158827812,2.0775000000000001,2596.75,1235,1768.92,1609.75,1036.74,2414.1681384183698,403.96,1159.27,357.5,1267.9761223229,1312.09196637998,"...",197.37534231110999,"...",374,367,355.19,371.5,206.95872127499999,233.76,1.14542082739,1.0196367500000001,1.2939209941200001,6.9007589999999999,1.743768,6.2359799999999996,"…",0.38315284799999999,0.79498597199999999,0.354061972,6949.3220678815096,410.65499999999997,201.29950655836001,647.09563777791004,736.02250000000004,369.22855252131001,1.7182808279999999,1.7383999999999999,2.1074999999999999,152.5,780.63,664.38,461.13,352.5,2653.32,103.28,9983.7900000000009,1954.98,34483.910000000003,15105.64,2932.96,3667.68,1434.91,42.816000000000003]
[null,null,790,"2025M10","2025-10-01",true,"2025-10-01",{"$f":"INDEX(I798:CA798,$H$5)","v":11.10449591157},63.040333333329997,64.650999999999996,64.3,60.17,107.5,91.58,3.1972999999999998,10.88817270675,11.10449591157,98.111309172410003,5.9535600000000004,8.9020350980000007,4.7412557719999997,3.0065011000799999,3.9355853030499999,2.8589179971999998,2.2250000000000001,2547.1999999999998,1200,1768.92,1628.32125872644,1038.0938956366499,2273.0428327705299,403.75,1132.1483486956499,356,1264.23430807249,1363,"...",198.13039555556,"...",356,351,335.91,365.6,209.32868798999999,230.78,1.1303025286199999,1.1298677500000001,1.05011731226,7.0934400000000002,1.718656,6.3331200000000001,"…",0.380050528,0.76610544999999997,0.33532270199999997,6929.7637345481799,407.33,196.64564386628001,639.76460241471,727.68399999999997,360.69232203168002,1.675070276,1.7118,2.0032999999999999,152.5,754,658.5,394.4,352,2793.09,103.53,10739.91,1967.54,36011.919999999998,15092.12,3152,4058.33,1615.55,49.439]
[null,null,791,"2025M11","2025-11-01",true,"2025-11-01",{"$f":"INDEX(I799:CA799,$H$5)","v":11.154523435110001},62.336333333330003,63.609000000000002,63.83,59.57,112.6,91.55,3.7911999999999999,10.42040288015,11.154523435110001,103.13338689259,5.6147299999999998,9.045776322,4.7379488419999998,2.9863306723099998,3.9646813725499999,2.7006175618000001,2.27,2439.5,1200,1794.06098919841,1678.18,983.4,2153.3478369753502,445.83333333333002,1128.3699999999999,411.25,1259.2452224052699,1360,"...",202.01642333333001,"...",368,362,338.5,359.8,225.194604696,245.85,1.1084785612100001,1.1574255,0.86391879629000001,7.5073812000000002,1.7699849999999999,6.4546064000000003,"…",0.37734008000000002,0.74163416800000004,0.315481122,6838.5583333333298,404.42500000000001,191.81819603682999,628.88783752943004,715.3125,351.83769737355999,1.656992392,1.7083999999999999,2.0306000000000002,152.5,708.25,636.25,409.25,353.75,2819.06,102.48,10812.03,1998.48,36963.22,14670.77,3176.84,4087.19,1564.79,50.432000000000002]
[null,null,792,"2025M12","2025-12-01",true,"2025-12-01",{"$f":"INDEX(I800:CA800,$H$5)","v":11.320678732959999},60.88,62.72,61.98,57.94,107.67,90.88,4.2514000000000003,9.4826049678200004,11.320678732959999,104.37607098491,5.7815899999999996,8.4046728260000005,4.2013443339999998,2.8760089780999998,3.9501101107599998,2.4212501568799998,2.2566666666700002,2323,1200,1825.2358158044301,1621,980.12,1992.97978435657,440,1115.67,398.75,1258.2474052718301,1352,"...",205.69623777778,"...",424,414,389.44,351.91,223.173702846,242.8,1.1048402148200001,1.1574255,0.92464490320000003,7.3785423999999997,1.7807040000000001,6.3691152000000004,"…",0.38249972799999998,0.73127245399999996,0.32319729200000002,6923.9833333333299,409.95499999999998,190.94467336871,641.48955191192999,729.64599999999996,350.23546040906001,1.6325211100000001,1.7401,2.0619000000000001,152.5,627.5,538.5,392.5,358.33,2875.53,104.59,11785.25,1939.79,41219.519999999997,14883.99,3167.87,4309.2299999999996,1893.43,62.341999999999999]
[null,null,793,"2026M01","2026-01-01",true,"2026-01-01",{"$f":"INDEX(I801:CA801,$H$5)","v":11.487851754699999},63.652000000000001,66.766000000000005,63.91,60.28,109.78,90.56,7.5831999999999997,11.755745134390001,11.487851754699999,155.75506538241001,4.9725000000000001,8.023494028,4.2443344239999998,2.7250375170300001,3.7933525077599999,2.1217600433400001,2.2599999999999998,2197.0171957672001,1206.25,1820.2076179647499,1722.6,1004.66,2125.4577408677401,424.5,1153.54,386,1223.3238056013199,1441,"...",204.48832755556001,"...",408,402,382.86,351.2,217.65480361199999,249.9,1.1175553606699999,1.19600635,1.10967967846,7.9661455999999999,1.746556,6.5684735999999999,"…",0.38331612799999998,0.73546123200000002,0.32011082400000002,6955.125,410.83,189.99415422116999,647.86228199889001,736.89449999999999,348.49199459044002,1.6420009760000001,1.8431,2.1429999999999998,152.5,619.20000000000005,529.20000000000005,415.4,366,3141.89,105.53,13012,1994.54,49538.44,17768.5,3212.68,4752.75,2433.83,92.061999999999998]
[null,null,794,"2026M02","2026-02-01",true,"2026-02-01",{"$f":"INDEX(I802:CA802,$H$5)","v":11.324580213440001},68.014666666669996,71.114000000000004,68.36,64.569999999999993,118.37,91.21,3.6147,11.23735293669,11.324580213440001,104.98905203739,3.5871900000000001,7.08454637,3.9623635259999999,2.7023299003500001,3.7605321866199999,2.00895751443,2.3374999999999999,2259.1289841565699,1237.5,1840.3204093234799,1799.75,1039.47,2295.1224921890598,459.38,1281.96,390.63,1275.2102965403601,1445,"...",209.59344254545999,"...",409,404,385.11,349.14,232.35227161200001,257.55,1.1431344642200001,1.2125410000000001,0.94331765210999996,8.1216135000000005,1.7931680000000001,6.5180115000000001,"…",0.386189856,0.70151008400000003,0.30710356599999999,6782.9250000000002,413.91,191.88001305134,651.12051993808996,740.60050000000001,351.95108367629001,1.632741572,1.9262999999999999,2.2595000000000001,152.5,626.5,536.25,472,372.5,3065.19,98.84,12951.35,1917.43,48694.34,17173.099999999999,3323.71,5019.97,2137.33,81.945999999999998]
[null,null,795,"2026M03","2026-03-01",true,"2026-03-01",{"$f":"INDEX(I803:CA803,$H$5)","v":11.422950032339999},95.576333333329998,103.68899999999999,91.88,91.16,138.6,93.84,3.0583999999999998,17.906992432279999,11.422950032339999,130.00762063413001,3.2414900000000002,7.3709265080000002,3.8971067740000001,2.6917465113099999,3.6821388488100002,2.07710068513,2.3159999999999998,2349,1250,1836.5492609437199,1682.22,1108.6099999999999,2574.0234532651898,472.5,1493.09,403.75,1303.89753912685,1465,"...",212.68913499999999,"...",381,379,365.32,345.78,247.39513011,276,1.1134115017999999,1.2125410000000001,0.96870835882999995,8.2105337499999997,1.6577040000000001,6.5391820000000003,"…",0.37737273599999999,0.73634308000000004,0.33069300000000001,"…",404.46,187.61144457345,639.09378872134005,726.92100000000005,344.12156939990001,1.7015257159999999,1.9545999999999999,2.3904999999999998,152.5,658.25,558.13,725.63,380.63,3372.95,104.45,12528.71,1878.19,47323.68,17076.29,3182.26,4855.54,2046.01,77.881]
[null,null,796,"2026M04","2026-04-01",true,"2026-04-01",{"$f":"INDEX(I804:CA804,$H$5)","v":11.67366143722},103.91433333333001,120.423,92.69,98.63,130.91999999999999,94.783337069159998,2.7675000000000001,15.410784620259999,11.67366143722,114.77806591372,3.3970699999999998,7.3021423639999998,3.6299068299999999,2.8253045345399999,3.79578355143,2.3651300522100001,2.3149999999999999,2361,1250,1932.7693957648801,1919.47,1148.04,2608.8075539849901,463.13,1624.04,415,1330.0902388797399,1478.33,"...",214.00399023256,"...",403,399,385.23,352.85,246.47653836000001,282,1.11744672802,1.1464023999999999,0.94823710152999996,8.2080099999999998,1.7542979999999999,7.1053325000000003,"…",0.38178129599999999,0.76610544999999997,0.31526066000000003,"…",409.185,187.02213861613001,644.02906089395003,732.53449999999998,343.04064978248999,1.90479168,2.0558000000000001,2.5055999999999998,152.5,725.25,658.13,856.88,401.25,3599.85,106.05,12950.96,1929.85,48805.89,17961.599999999999,3363.81,4721.42,2027.66,75.86]

{"sheet":"Sensitivity Input","index":10,"n_rows":31,"n_cols":10,"rows_kept":31,"cut":false,"hidden":false,"merged":[]}
[]
[]
[null,null,null,null,null,"Scenario",1]
[]
[]
[null,null,null,null,{"$f":"INDEX(G6:J6,$G$3)","v":"Short Life"},null,"Short Life","Long Life","Low IRR","Inflation"]
[]
[null,null,"Life",null,{"$f":"INDEX(G8:J8,$G$3)","v":10},null,10,80,80,80]
[null,null,"IRR",null,{"$f":"INDEX(G9:J9,$G$3)","v":0.1},null,0.1,0.1,0.05,0.05]
[null,null,"Inflation",null,{"$f":"INDEX(G10:J10,$G$3)","v":0},null,0,0,0,0.02]
[]
[]
[]
[null,null,null,null,null,null,1,2,3,4]
[null,null,null,null,null,{"$f":"Payment","v":162.74539488251168},162.74539488251168,100.0488424291879,51.029623481131452,32.620717468838613]
[null,null,null,null,null,{"$f":"'FM Sensitivity'!E9","v":-1.2918958832001821E-14},-1.2918958832001821E-14,-1.5568985494757662E-13,-2.5165055224836881E-14,1.9032394707859825E-12]
[null,null,null,null,null,{"$f":"'FM Sensitivity'!E11","v":0.10000000000000009},0.10000000000000009,0.10000000000000009,5.0000000000000044E-2,2.941176470588247E-2]
[]
[]
[]
[]
[null,null,null,null,null,null,{"$f":"TRANSPOSE(G6:J6)","v":"Short Life"},{"$f":"TRANSPOSE(G15:J15)","v":162.74539488251168}]
[null,null,null,null,null,null,"Long Life",100.0488424291879]
[null,null,null,null,null,null,"Low IRR",51.029623481131452]
[null,null,null,null,null,null,"Inflation",32.620717468838613]
[]
[null,null,null,null,null,null,{"$f":"G22","v":"Short Life"},{"$f":"H22","v":162.74539488251168}]
[null,null,null,null,null,null,{"$f":"G23","v":"Long Life"},{"$f":"H23-H22","v":-62.696552453323775}]
[null,null,null,null,null,null,{"$f":"G24","v":"Low IRR"},{"$f":"H24-H23","v":-49.019218948056448}]
[null,null,null,null,null,null,{"$f":"G25","v":"Inflation"},{"$f":"H25-H24","v":-18.408906012292839}]
[null,null,null,null,null,null,"Final Case",{"$f":"H25","v":32.620717468838613}]

{"sheet":"FM Sensitivity","index":11,"n_rows":18,"n_cols":105,"rows_kept":18,"cut":false,"hidden":false,"merged":[]}
[]
[null,null,null,null,null,{"$f":"_xlfn.SEQUENCE(,100,0)","v":0},1,2,3,4,5,6,7,8,9,10,11,12,13,14,15,16,17,18,19,20,21,22,23,24,25,26,27,28,29,30,31,32,33,34,35,36,37,38,39,40,41,42,43,44,45,46,47,48,49,50,51,52,53,54,55,56,57,58,59,60,61,62,63,64,65,66,67,68,69,70,71,72,73,74,75,76,77,78,79,80,81,82,83,84,85,86,87,88,89,90,91,92,93,94,95,96,97,98,99]
[null,null,null,"Life",{"$f":"'Sensitivity Input'!E8","v":10},null,{"$f":"G2<=$E$3","v":true},true,true,true,true,true,true,true,true,true,false,false,false,false,false,false,false,false,false,false,false,false,false,false,false,false,false,false,false,false,false,false,{"$f":"AM2<=$E$3","v":false},false,false,false,false,false,false,false,false,false,false,false,false,false,false,false,false,false,false,false,false,false,false,false,false,false,false,false,false,false,false,false,{"$f":"BS2<=$E$3","v":false},false,false,false,false,false,false,false,false,false,false,false,false,false,false,false,false,false,false,false,false,false,false,false,false,false,false,false,false,false,false,false,{"$f":"CY2<=$E$3","v":false},false,false]
[null,null,null,"CAPEX",null,1000]
[null,null,null,"Capital Recovery",{"$f":"'Sensitivity Input'!E10","v":0},null,{"$f":"E10*(1+E5)","v":162.74539488251168},{"$f":"G5*H3*(1+$E$5)","v":162.74539488251168},162.74539488251168,162.74539488251168,162.74539488251168,162.74539488251168,162.74539488251168,162.74539488251168,162.74539488251168,162.74539488251168,0,0,0,0,0,0,0,0,0,0,0,0,0,0,0,0,0,0,0,0,0,0,0,{"$f":"AM5*AN3*(1+$E$5)","v":0},0,0,0,0,0,0,0,0,0,0,0,0,0,0,0,0,0,0,0,0,0,0,0,0,0,0,0,0,0,0,0,{"$f":"BS5*BT3*(1+$E$5)","v":0},0,0,0,0,0,0,0,0,0,0,0,0,0,0,0,0,0,0,0,0,0,0,0,0,0,0,0,0,0,0,0,0,0]
[null,null,null,"Cashflow",null,{"$f":"F5-F4","v":-1000},162.74539488251168,162.74539488251168,162.74539488251168,162.74539488251168,162.74539488251168,162.74539488251168,162.74539488251168,162.74539488251168,162.74539488251168,162.74539488251168,0,0,0,0,0,0,0,0,0,0,0,0,0,0,0,0,0,0,0,0,0,{"$f":"AL5-AL4","v":0},0,0,0,0,0,0,0,0,0,0,0,0,0,0,0,0,0,0,0,0,0,0,0,0,0,0,0,0,0,0,0,{"$f":"BR5-BR4","v":0},0,0,0,0,0,0,0,0,0,0,0,0,0,0,0,0,0,0,0,0,0,0,0,0,0,0,0,0,0,0,0,{"$f":"CX5-CX4","v":0},0,0,0]
[null,null,null,"IRR",{"$f":"IRR(F6:DA6)","v":0.10000000000000009}]
[null,null,null,"Target IRR",{"$f":"'Sensitivity Input'!E9","v":0.1}]
[null,null,null,"NPV at Target IRR",{"$f":"NPV(E8,F6:DA6)","v":-1.2918958832001821E-14}]
[null,null,null,"PMT",{"$f":"PMT(E11,E3,F6)","v":162.74539488251168}]
[null,null,null,"Real IRR",{"$f":"(1+E8)/(1+E5)-1","v":0.10000000000000009}]
[]
[]
[null,null,null,null,null,{"$f":"E10","v":162.74539488251168},20,70,"20/70"]
[null,null,null,null,null,0,117.45962477254585,100.1267833734736,{"$f":"G15/H15","v":1.1731089406359998}]
[null,null,null,null,null,0.01,108.85172677199265,89.335915301509047,{"$f":"G16/H16","v":1.2184542622596708}]
[null,null,null,null,null,0.02,100.66617657245715,78.830598612734377,{"$f":"G17/H17","v":1.276993684482759}]
[null,null,null,null,null,0.03,92.902382016399486,68.649428478215199,{"$f":"G18/H18","v":1.3532870422348902}]

{"sheet":"Sensitivity (2)","index":12,"n_rows":19,"n_cols":6,"rows_kept":19,"cut":false,"hidden":false,"merged":[]}
[]
[]
[]
[]
[]
[]
[]
[]
[]
[]
[]
[]
[]
[null,null,null,"Life","Life"]
[null,null,null,20,70,"20/70"]
[null,null,0,80.239999999999995,51.7]
[null,null,0.01,73.319999999999993,42.4]
[null,null,0.02,66.849999999999994,33.86]
[null,null,0.03,60.81,26.25]

{"sheet":"Timeseries","index":13,"n_rows":8779,"n_cols":9,"rows_kept":8779,"cut":false,"hidden":false,"merged":[]}
[null,null,"Latitude (decimal degrees):\t5.416"]
[null,null,"Longitude (decimal degrees):\t101.547"]
[null,null,"Elevation (m):\t1187"]
[null,null,"Radiation database:\tPVGIS-ERA5"]
[]
[null,null,null,"2023-01-01"]
[null,null,"Slope: 4 deg. ",{"$f":"D6+7/24","v":"2023-01-01T07:00:00"}]
[null,null,"Azimuth: 0 deg. "]
[null,null,"time",null,"G(i)","H_sun","T2m","WS10m","Int"]
[null,null,"20230101:0030",{"$f":"D7","v":"2023-01-01T07:00:00"},141.19999999999999,14.43,17.04,0.55000000000000004,0]
[null,null,"20230101:0130",{"$f":"D10+1/24","v":"2023-01-01T08:00:00"},414.01,27.7,18.18,0.69,0]
[null,null,"20230101:0230",{"$f":"D11+1/24","v":"2023-01-01T09:00:00"},666.72,40.25,20.2,1.1000000000000001,0]
[null,null,"20230101:0330","2023-01-01T10:00:00",704.47,51.35,21.8,1.38,0]
[null,null,"20230101:0430","2023-01-01T11:00:00",933.97,59.32,22.81,1.72,0]
[null,null,"20230101:0530","2023-01-01T12:00:00",676.4,61.4,23.94,1.72,0]
[null,null,"20230101:0630","2023-01-01T13:00:00",793.14,56.47,24.16,1.72,0]
[null,null,"20230101:0730","2023-01-01T14:00:00",655.76,46.88,24.57,1.79,0]
[null,null,"20230101:0830","2023-01-01T15:00:00",393.65,35.03,24.5,1.86,0]
[null,null,"20230101:0930","2023-01-01T16:00:00",326.27999999999997,22.11,23.73,2.0699999999999998,0]
[null,null,"20230101:1030","2023-01-01T17:00:00",37.229999999999997,8.66,22.83,1.79,0]
[null,null,"20230101:1130","2023-01-01T18:00:00",0,-5.05,21.6,1.45,0]
[null,null,"20230101:1230","2023-01-01T19:00:00",0,0,20.309999999999999,1.17,0]
[null,null,"20230101:1330","2023-01-01T20:00:00",0,0,19.350000000000001,1.03,0]
[null,null,"20230101:1430","2023-01-01T21:00:00",0,0,18.93,0.97,0]
[null,null,"20230101:1530","2023-01-01T22:00:00",0,0,18.5,0.76,0]
[null,null,"20230101:1630","2023-01-01T23:00:00",0,0,17.97,0.62,0]
[null,null,"20230101:1730","2023-01-02",0,0,17.649999999999999,0.48,0]
[null,null,"20230101:1830","2023-01-02T01:00:00",0,0,17.5,0.48,0]
[null,null,"20230101:1930","2023-01-02T02:00:00",0,0,17.850000000000001,0.55000000000000004,0]
[null,null,"20230101:2030","2023-01-02T03:00:00",0,0,17.600000000000001,0.62,0]
[null,null,"20230101:2130","2023-01-02T04:00:00",0,0,17.309999999999999,0.76,0]
[null,null,"20230101:2230","2023-01-02T05:00:00",0,0,17.239999999999998,0.69,0]
[null,null,"20230101:2330","2023-01-02T06:00:00",13.12,0.81,17.28,0.62,0]
[null,null,"20230102:0030","2023-01-02T07:00:00",166.35,14.35,17.600000000000001,0.76,0]
[null,null,"20230102:0130","2023-01-02T08:00:00",333.29,27.63,19.05,0.76,0]
[null,null,"20230102:0230","2023-01-02T09:00:00",548.76,40.200000000000003,20.43,0.76,0]
[null,null,"20230102:0330","2023-01-02T10:00:00",827.94,51.33,21.99,0.9,0]
[null,null,"20230102:0430","2023-01-02T11:00:00",861.87,59.36,23.52,1.24,0]
[null,null,"20230102:0530","2023-01-02T12:00:00",704.3,61.5,24.34,1.66,0]
[null,null,"20230102:0630","2023-01-02T13:00:00",699.5,56.6,24.54,1.86,0]
[null,null,"20230102:0730","2023-01-02T14:00:00",583.24,47.01,24.66,1.86,0]
[null,null,"20230102:0830","2023-01-02T15:00:00",379.22,35.159999999999997,24.18,1.79,0]
[null,null,"20230102:0930","2023-01-02T16:00:00",207.93,22.23,23.48,1.86,0]
[null,null,"20230102:1030","2023-01-02T17:00:00",48.61,8.7799999999999994,22.63,1.59,0]
[null,null,"20230102:1130","2023-01-02T18:00:00",0,-4.9400000000000004,21.61,1.31,0]
[null,null,"20230102:1230","2023-01-02T19:00:00",0,0,20.48,1.31,0]
[null,null,"20230102:1330","2023-01-02T20:00:00",0,0,19.739999999999998,1.1000000000000001,0]
[null,null,"20230102:1430","2023-01-02T21:00:00",0,0,19.23,0.97,0]
[null,null,"20230102:1530","2023-01-02T22:00:00",0,0,18.87,0.76,0]
[null,null,"20230102:1630","2023-01-02T23:00:00",0,0,18.71,0.69,0]
[null,null,"20230102:1730","2023-01-03",0,0,18.3,0.62,0]
[null,null,"20230102:1830","2023-01-03T01:00:00",0,0,18.23,0.55000000000000004,0]
[null,null,"20230102:1930","2023-01-03T02:00:00",0,0,18.47,0.41,0]
[null,null,"20230102:2030","2023-01-03T03:00:00",0,0,18.73,0.48,0]
[null,null,"20230102:2130","2023-01-03T04:00:00",0,0,18.52,0.55000000000000004,0]
[null,null,"20230102:2230","2023-01-03T05:00:00",0,0,18.350000000000001,0.69,0]
[null,null,"20230102:2330","2023-01-03T06:00:00",9.98,0.72,18.23,0.69,0]
[null,null,"20230103:0030","2023-01-03T07:00:00",137.22,14.27,18.47,0.76,0]
[null,null,"20230103:0130","2023-01-03T08:00:00",385.08,27.56,19.64,1.03,0]
[null,null,"20230103:0230","2023-01-03T09:00:00",459.46,40.159999999999997,21.54,1.38,0]
[null,null,"20230103:0330","2023-01-03T10:00:00",640.29999999999995,51.33,22.56,1.59,0]
[null,null,"20230103:0430","2023-01-03T11:00:00",617.03,59.4,23.44,1.66,0]
[null,null,"20230103:0530","2023-01-03T12:00:00",702.54,61.61,23.7,1.79,0]
[null,null,"20230103:0630","2023-01-03T13:00:00",594.1,56.74,24.16,1.93,0]
[null,null,"20230103:0730","2023-01-03T14:00:00",407.46,47.15,22.99,2.14,0]
[null,null,"20230103:0830","2023-01-03T15:00:00",298.83999999999997,35.29,21.77,2.14,0]
[null,null,"20230103:0930","2023-01-03T16:00:00",203.66,22.35,21.79,1.66,0]
[null,null,"20230103:1030","2023-01-03T17:00:00",33.64,8.89,21.44,1.59,0]
[null,null,"20230103:1130","2023-01-03T18:00:00",0,-4.83,20.77,1.17,0]
[null,null,"20230103:1230","2023-01-03T19:00:00",0,0,20.190000000000001,0.97,0]
[null,null,"20230103:1330","2023-01-03T20:00:00",0,0,19.64,0.83,0]
[null,null,"20230103:1430","2023-01-03T21:00:00",0,0,19.260000000000002,0.69,0]
[null,null,"20230103:1530","2023-01-03T22:00:00",0,0,19.149999999999999,0.48,0]
[null,null,"20230103:1630","2023-01-03T23:00:00",0,0,19.05,0.62,0]
[null,null,"20230103:1730","2023-01-04",0,0,18.829999999999998,0.62,0]
[null,null,"20230103:1830",{"$f":"D75+1/24","v":"2023-01-04T01:00:00"},0,0,18.57,0.76,0]
[null,null,"20230103:1930","2023-01-04T02:00:00",0,0,18.64,0.55000000000000004,0]
[null,null,"20230103:2030","2023-01-04T03:00:00",0,0,18.47,0.55000000000000004,0]
[null,null,"20230103:2130","2023-01-04T04:00:00",0,0,18.43,0.55000000000000004,0]
[null,null,"20230103:2230","2023-01-04T05:00:00",0,0,18.27,0.76,0]
[null,null,"20230103:2330","2023-01-04T06:00:00",11.08,0.63,18.23,0.76,0]
[null,null,"20230104:0030","2023-01-04T07:00:00",142.59,14.19,18.32,0.55000000000000004,0]
[null,null,"20230104:0130","2023-01-04T08:00:00",327.04000000000002,27.5,19.72,0.48,0]
[null,null,"20230104:0230","2023-01-04T09:00:00",442.2,40.119999999999997,21.33,0.69,0]
[null,null,"20230104:0330","2023-01-04T10:00:00",572.86,51.32,22.73,0.97,0]
[null,null,"20230104:0430","2023-01-04T11:00:00",712.07,59.46,23.52,1.1000000000000001,0]
[null,null,"20230104:0530","2023-01-04T12:00:00",702.57,61.72,24.46,1.38,0]
[null,null,"20230104:0630","2023-01-04T13:00:00",586.32000000000005,56.88,24.97,1.72,0]
[null,null,"20230104:0730","2023-01-04T14:00:00",406.25,47.29,23.8,1.72,0]
[null,null,"20230104:0830","2023-01-04T15:00:00",305.20999999999998,35.42,22.11,1.03,0]
[null,null,"20230104:0930","2023-01-04T16:00:00",208.53,22.48,22.07,0.41,0]
[null,null,"20230104:1030","2023-01-04T17:00:00",29.14,9.01,21.41,0.69,0]
[null,null,"20230104:1130","2023-01-04T18:00:00",0,-4.72,20.16,1.1000000000000001,0]
[null,null,"20230104:1230","2023-01-04T19:00:00",0,0,19.73,0.83,0]
[null,null,"20230104:1330","2023-01-04T20:00:00",0,0,19.579999999999998,0.83,0]
[null,null,"20230104:1430","2023-01-04T21:00:00",0,0,19.440000000000001,0.62,0]
[null,null,"20230104:1530","2023-01-04T22:00:00",0,0,19.309999999999999,0.41,0]
[null,null,"20230104:1630","2023-01-04T23:00:00",0,0,19.14,0.48,0]
[null,null,"20230104:1730","2023-01-05",0,0,18.88,0.76,0]
[null,null,"20230104:1830","2023-01-05T01:00:00",0,0,18.59,0.76,0]
[null,null,"20230104:1930","2023-01-05T02:00:00",0,0,18.61,0.83,0]
[null,null,"20230104:2030","2023-01-05T03:00:00",0,0,18.43,0.69,0]
[null,null,"20230104:2130","2023-01-05T04:00:00",0,0,18.420000000000002,0.69,0]
[null,null,"20230104:2230","2023-01-05T05:00:00",0,0,18.41,0.69,0]
[null,null,"20230104:2330","2023-01-05T06:00:00",11.73,0.54,18.329999999999998,0.83,0]
[null,null,"20230105:0030","2023-01-05T07:00:00",130.44999999999999,14.12,18.45,1.24,0]
[null,null,"20230105:0130","2023-01-05T08:00:00",293.42,27.44,19.61,1.52,0]
[null,null,"20230105:0230","2023-01-05T09:00:00",449.68,40.090000000000003,20.76,1.59,0]
[null,null,"20230105:0330","2023-01-05T10:00:00",569.54999999999995,51.32,21.91,1.93,0]
[null,null,"20230105:0430","2023-01-05T11:00:00",500.57,59.51,23.3,2.0699999999999998,0]
[null,null,"20230105:0530","2023-01-05T12:00:00",619.12,61.83,23.65,2.21,0]
[null,null,"20230105:0630","2023-01-05T13:00:00",437.36,57.02,23.5,2.34,0]
[null,null,"20230105:0730","2023-01-05T14:00:00",410.95,47.44,23.1,2.69,0]
[null,null,"20230105:0830","2023-01-05T15:00:00",247.89,35.56,22.81,2.48,0]
[null,null,"20230105:0930","2023-01-05T16:00:00",195.1,22.61,22.15,2.21,0]
[null,null,"20230105:1030","2023-01-05T17:00:00",36.729999999999997,9.1300000000000008,21.67,2,0]
[null,null,"20230105:1130","2023-01-05T18:00:00",0,-4.62,21.05,1.24,0]
[null,null,"20230105:1230","2023-01-05T19:00:00",0,0,20.239999999999998,0.9,0]
[null,null,"20230105:1330","2023-01-05T20:00:00",0,0,19.989999999999998,0.69,0]
[null,null,"20230105:1430","2023-01-05T21:00:00",0,0,19.47,0.76,0]
[null,null,"20230105:1530","2023-01-05T22:00:00",0,0,19.100000000000001,0.9,0]
[null,null,"20230105:1630","2023-01-05T23:00:00",0,0,18.7,0.76,0]
[null,null,"20230105:1730","2023-01-06",0,0,18.41,0.62,0]
[null,null,"20230105:1830","2023-01-06T01:00:00",0,0,18.7,0.69,0]
[null,null,"20230105:1930","2023-01-06T02:00:00",0,0,18.25,0.62,0]
[null,null,"20230105:2030","2023-01-06T03:00:00",0,0,18.18,0.69,0]
[null,null,"20230105:2130","2023-01-06T04:00:00",0,0,18.22,0.62,0]
[null,null,"20230105:2230","2023-01-06T05:00:00",0,0,17.84,0.55000000000000004,0]
[null,null,"20230105:2330","2023-01-06T06:00:00",10.63,0.45,17.75,0.55000000000000004,0]
[null,null,"20230106:0030","2023-01-06T07:00:00",165.74,14.05,18.05,0.69,0]
[null,null,"20230106:0130","2023-01-06T08:00:00",356.1,27.39,19.690000000000001,1.24,0]
[null,null,"20230106:0230","2023-01-06T09:00:00",441.43,40.06,21.28,1.72,0]
[null,null,"20230106:0330","2023-01-06T10:00:00",559.45000000000005,51.33,21.89,1.93,0]
[null,null,"20230106:0430","2023-01-06T11:00:00",673.68,59.58,22.62,2.21,0]
[null,null,"20230106:0530","2023-01-06T12:00:00",485.32,61.96,22.82,2.2799999999999998,0]
[null,null,"20230106:0630","2023-01-06T13:00:00",546.94000000000005,57.17,22.83,1.93,0]
[null,null,"20230106:0730","2023-01-06T14:00:00",438.46,47.59,22.57,2.2799999999999998,0]
[null,null,"20230106:0830","2023-01-06T15:00:00",152.66999999999999,35.700000000000003,21.05,2.0699999999999998,0]
[null,null,"20230106:0930","2023-01-06T16:00:00",128.91999999999999,22.73,20.43,1.52,0]
[null,null,"20230106:1030",{"$f":"D139+1/24","v":"2023-01-06T17:00:00"},25.7,9.24,19.95,1.38,0]
[null,null,"20230106:1130","2023-01-06T18:00:00",0,-4.51,19.260000000000002,1.1000000000000001,0]
[null,null,"20230106:1230","2023-01-06T19:00:00",0,0,18.8,0.83,0]
[null,null,"20230106:1330","2023-01-06T20:00:00",0,0,18.670000000000002,0.76,0]
[null,null,"20230106:1430","2023-01-06T21:00:00",0,0,18.61,0.69,0]
[null,null,"20230106:1530","2023-01-06T22:00:00",0,0,18.62,0.62,0]
[null,null,"20230106:1630","2023-01-06T23:00:00",0,0,18.43,0.41,0]
[null,null,"20230106:1730","2023-01-07",0,0,18.440000000000001,0.34,0]
[null,null,"20230106:1830","2023-01-07T01:00:00",0,0,18.420000000000002,0.48,0]
[null,null,"20230106:1930","2023-01-07T02:00:00",0,0,18.52,0.69,0]
[null,null,"20230106:2030","2023-01-07T03:00:00",0,0,18.46,0.55000000000000004,0]
[null,null,"20230106:2130","2023-01-07T04:00:00",0,0,18.37,0.34,0]
[null,null,"20230106:2230","2023-01-07T05:00:00",0,0,18.440000000000001,0.41,0]
[null,null,"20230106:2330","2023-01-07T06:00:00",3.84,0.37,18.350000000000001,0.34,0]
[null,null,"20230107:0030","2023-01-07T07:00:00",41.98,13.98,18.48,0.34,0]
[null,null,"20230107:0130","2023-01-07T08:00:00",95.11,27.34,18.8,0.55000000000000004,0]
[null,null,"20230107:0230","2023-01-07T09:00:00",190.22,40.03,19.190000000000001,1.03,0]
[null,null,"20230107:0330","2023-01-07T10:00:00",202.5,51.34,20.04,1.03,0]
[null,null,"20230107:0430","2023-01-07T11:00:00",274.89999999999998,59.65,20.170000000000002,1.1000000000000001,0]
[null,null,"20230107:0530","2023-01-07T12:00:00",435.16,62.09,20.61,0.97,0]
[null,null,"20230107:0630","2023-01-07T13:00:00",563.4,57.33,21.62,1.1000000000000001,0]
[null,null,"20230107:0730","2023-01-07T14:00:00",301.05,47.74,23,1.31,0]
[null,null,"20230107:0830","2023-01-07T15:00:00",175.15,35.840000000000003,21.23,1.24,0]
[null,null,"20230107:0930","2023-01-07T16:00:00",67.08,22.86,19.96,1.17,0]
[null,null,"20230107:1030","2023-01-07T17:00:00",20.010000000000002,9.36,19.440000000000001,0.76,0]
[null,null,"20230107:1130","2023-01-07T18:00:00",0,-4.4000000000000004,19.18,0.76,0]
[null,null,"20230107:1230","2023-01-07T19:00:00",0,0,18.88,0.62,0]
[null,null,"20230107:1330","2023-01-07T20:00:00",0,0,18.77,0.48,0]
[null,null,"20230107:1430","2023-01-07T21:00:00",0,0,18.68,0.41,0]
[null,null,"20230107:1530","2023-01-07T22:00:00",0,0,18.54,0.48,0]
[null,null,"20230107:1630","2023-01-07T23:00:00",0,0,18.63,0.34,0]
[null,null,"20230107:1730","2023-01-08",0,0,18.62,0.34,0]
[null,null,"20230107:1830","2023-01-08T01:00:00",0,0,18.5,0.41,0]
[null,null,"20230107:1930","2023-01-08T02:00:00",0,0,18.920000000000002,0.69,0]
[null,null,"20230107:2030","2023-01-08T03:00:00",0,0,18.8,0.34,0]
[null,null,"20230107:2130","2023-01-08T04:00:00",0,0,18.73,0.14000000000000001,0]
[null,null,"20230107:2230","2023-01-08T05:00:00",0,0,18.739999999999998,0.14000000000000001,0]
[null,null,"20230107:2330","2023-01-08T06:00:00",5.89,0.28000000000000003,18.71,0.21,0]
[null,null,"20230108:0030","2023-01-08T07:00:00",82.58,13.91,18.760000000000002,0.55000000000000004,0]
[null,null,"20230108:0130","2023-01-08T08:00:00",254.43,27.29,19.43,0.55000000000000004,0]
[null,null,"20230108:0230","2023-01-08T09:00:00",227.88,40.01,20.16,0.55000000000000004,0]
[null,null,"20230108:0330","2023-01-08T10:00:00",302.74,51.36,20.05,0.41,0]
[null,null,"20230108:0430","2023-01-08T11:00:00",313.72000000000003,59.73,20.399999999999999,0.41,0]
[null,null,"20230108:0530","2023-01-08T12:00:00",417.27,62.23,20.29,0.62,0]
[null,null,"20230108:0630","2023-01-08T13:00:00",493.63,57.49,20.399999999999999,0.83,0]
[null,null,"20230108:0730","2023-01-08T14:00:00",245.92,47.89,21.68,1.03,0]
[null,null,"20230108:0830","2023-01-08T15:00:00",205.2,35.979999999999997,20.27,0.55000000000000004,0]
[null,null,"20230108:0930","2023-01-08T16:00:00",176.17,22.99,20.28,0.83,0]
[null,null,"20230108:1030","2023-01-08T17:00:00",35.33,9.48,20.2,0.55000000000000004,0]
[null,null,"20230108:1130","2023-01-08T18:00:00",0,-4.3,19.62,0.34,0]
[null,null,"20230108:1230","2023-01-08T19:00:00",0,0,19.23,0.34,0]
[null,null,"20230108:1330","2023-01-08T20:00:00",0,0,19.059999999999999,0.41,0]
[null,null,"20230108:1430","2023-01-08T21:00:00",0,0,18.87,0.21,0]
[null,null,"20230108:1530","2023-01-08T22:00:00",0,0,18.68,0.28000000000000003,0]
[null,null,"20230108:1630","2023-01-08T23:00:00",0,0,18.55,0.34,0]
[null,null,"20230108:1730","2023-01-09",0,0,18.5,0.28000000000000003,0]
[null,null,"20230108:1830","2023-01-09T01:00:00",0,0,18.37,0.21,0]
[null,null,"20230108:1930","2023-01-09T02:00:00",0,0,18.440000000000001,0.14000000000000001,0]
[null,null,"20230108:2030","2023-01-09T03:00:00",0,0,18.350000000000001,0.28000000000000003,0]
[null,null,"20230108:2130","2023-01-09T04:00:00",0,0,18.239999999999998,0.34,0]
[null,null,"20230108:2230","2023-01-09T05:00:00",0,0,18.07,0.34,0]
[null,null,"20230108:2330","2023-01-09T06:00:00",11.78,0.2,17.96,0.34,0]
[null,null,"20230109:0030","2023-01-09T07:00:00",119.88,13.85,18.079999999999998,0.14000000000000001,0]
[null,null,"20230109:0130","2023-01-09T08:00:00",294.01,27.25,19.25,0,0]
[null,null,"20230109:0230",{"$f":"D203+1/24","v":"2023-01-09T09:00:00"},401.33,40,20.5,0.41,0]
[null,null,"20230109:0330","2023-01-09T10:00:00",531.04,51.39,21.55,0.62,0]
[null,null,"20230109:0430","2023-01-09T11:00:00",654.41999999999996,59.81,22.49,0.69,0]
[null,null,"20230109:0530","2023-01-09T12:00:00",462.46,62.38,23.52,0.69,0]
[null,null,"20230109:0630","2023-01-09T13:00:00",701.65,57.66,22.46,0.34,0]
[null,null,"20230109:0730","2023-01-09T14:00:00",488.14,48.05,24.08,0.55000000000000004,0]
[null,null,"20230109:0830","2023-01-09T15:00:00",232.14,36.119999999999997,23.17,0.41,0]
[null,null,"20230109:0930","2023-01-09T16:00:00",93.78,23.12,21.63,0.62,0]
[null,null,"20230109:1030","2023-01-09T17:00:00",33.29,9.59,20.68,0.14000000000000001,0]
[null,null,"20230109:1130","2023-01-09T18:00:00",0,-4.2,20.39,0.62,0]
[null,null,"20230109:1230","2023-01-09T19:00:00",0,0,19.78,0.62,0]
[null,null,"20230109:1330","2023-01-09T20:00:00",0,0,19.350000000000001,0.48,0]
[null,null,"20230109:1430","2023-01-09T21:00:00",0,0,19.170000000000002,0.41,0]
[null,null,"20230109:1530","2023-01-09T22:00:00",0,0,18.96,0.48,0]
[null,null,"20230109:1630","2023-01-09T23:00:00",0,0,18.739999999999998,0.48,0]
[null,null,"20230109:1730","2023-01-10",0,0,18.59,0.48,0]
[null,null,"20230109:1830","2023-01-10T01:00:00",0,0,18.399999999999999,0.34,0]
[null,null,"20230109:1930","2023-01-10T02:00:00",0,0,18.59,0.21,0]
[null,null,"20230109:2030","2023-01-10T03:00:00",0,0,18.52,0.28000000000000003,0]
[null,null,"20230109:2130","2023-01-10T04:00:00",0,0,18.37,0.28000000000000003,0]
[null,null,"20230109:2230","2023-01-10T05:00:00",0,0,18.38,0.48,0]
[null,null,"20230109:2330","2023-01-10T06:00:00",9.0299999999999994,0.12,18.329999999999998,0.34,0]
[null,null,"20230110:0030","2023-01-10T07:00:00",118.92,13.79,18.440000000000001,0.28000000000000003,0]
[null,null,"20230110:0130","2023-01-10T08:00:00",225.95,27.21,19.54,0.41,0]
[null,null,"20230110:0230","2023-01-10T09:00:00",425.78,39.979999999999997,20.73,0.34,0]
[null,null,"20230110:0330","2023-01-10T10:00:00",546.91999999999996,51.42,22.04,0.34,0]
[null,null,"20230110:0430","2023-01-10T11:00:00",602.73,59.9,23.22,0.48,0]
[null,null,"20230110:0530","2023-01-10T12:00:00",433.07,62.53,22.93,0.62,0]
[null,null,"20230110:0630","2023-01-10T13:00:00",502.75,57.83,22.12,0.41,0]
[null,null,"20230110:0730","2023-01-10T14:00:00",461.7,48.21,22.24,0.41,0]
[null,null,"20230110:0830","2023-01-10T15:00:00",276.45999999999998,36.270000000000003,22.15,0.21,0]
[null,null,"20230110:0930","2023-01-10T16:00:00",144.6,23.25,21.18,0.41,0]
[null,null,"20230110:1030","2023-01-10T17:00:00",47.46,9.7100000000000009,20.78,0.83,0]
[null,null,"20230110:1130","2023-01-10T18:00:00",0,-4.09,20.239999999999998,0.69,0]
[null,null,"20230110:1230","2023-01-10T19:00:00",0,0,19.78,0.28000000000000003,0]
[null,null,"20230110:1330","2023-01-10T20:00:00",0,0,19.559999999999999,0,0]
[null,null,"20230110:1430","2023-01-10T21:00:00",0,0,19.29,0.28000000000000003,0]
[null,null,"20230110:1530","2023-01-10T22:00:00",0,0,19.149999999999999,0.14000000000000001,0]
[null,null,"20230110:1630","2023-01-10T23:00:00",0,0,18.760000000000002,0.21,0]
[null,null,"20230110:1730","2023-01-11",0,0,18.53,0.28000000000000003,0]
[null,null,"20230110:1830","2023-01-11T01:00:00",0,0,18.239999999999998,0.62,0]
[null,null,"20230110:1930","2023-01-11T02:00:00",0,0,18.71,0.34,0]
[null,null,"20230110:2030","2023-01-11T03:00:00",0,0,18.510000000000002,0.21,0]
[null,null,"20230110:2130","2023-01-11T04:00:00",0,0,18.670000000000002,0.28000000000000003,0]
[null,null,"20230110:2230","2023-01-11T05:00:00",0,0,18.670000000000002,0.34,0]
[null,null,"20230110:2330","2023-01-11T06:00:00",8.73,0.04,18.39,0.48,0]
[null,null,"20230111:0030","2023-01-11T07:00:00",140.52000000000001,13.73,18.63,0.41,0]
[null,null,"20230111:0130","2023-01-11T08:00:00",365.69,27.17,20.21,0.48,0]
[null,null,"20230111:0230","2023-01-11T09:00:00",498.15,39.97,21.6,0.55000000000000004,0]
[null,null,"20230111:0330","2023-01-11T10:00:00",663.49,51.45,22.7,0.41,0]
[null,null,"20230111:0430","2023-01-11T11:00:00",782.84,60,23.86,0.41,0]
[null,null,"20230111:0530","2023-01-11T12:00:00",711.77,62.69,24.83,0.55000000000000004,0]
[null,null,"20230111:0630","2023-01-11T13:00:00",452.83,58.01,24.69,1.24,0]
[null,null,"20230111:0730","2023-01-11T14:00:00",372.65,48.38,23.56,0.55000000000000004,0]
[null,null,"20230111:0830","2023-01-11T15:00:00",296.08,36.409999999999997,22.5,0.41,0]
[null,null,"20230111:0930","2023-01-11T16:00:00",151.83000000000001,23.38,22.62,0.41,0]
[null,null,"20230111:1030","2023-01-11T17:00:00",39.57,9.82,21.45,0.34,0]
[null,null,"20230111:1130","2023-01-11T18:00:00",0,-3.99,20.88,0.28000000000000003,0]
[null,null,"20230111:1230","2023-01-11T19:00:00",0,0,20.22,0.34,0]
[null,null,"20230111:1330","2023-01-11T20:00:00",0,0,20.02,0.55000000000000004,0]
[null,null,"20230111:1430","2023-01-11T21:00:00",0,0,19.989999999999998,0.34,0]
[null,null,"20230111:1530","2023-01-11T22:00:00",0,0,19.71,0.48,0]
[null,null,"20230111:1630","2023-01-11T23:00:00",0,0,19.09,0.55000000000000004,0]
[null,null,"20230111:1730","2023-01-12",0,0,18.940000000000001,0.55000000000000004,0]
[null,null,"20230111:1830",{"$f":"D267+1/24","v":"2023-01-12T01:00:00"},0,0,18.72,0.55000000000000004,0]
[null,null,"20230111:1930","2023-01-12T02:00:00",0,0,19.03,0.48,0]
[null,null,"20230111:2030","2023-01-12T03:00:00",0,0,18.739999999999998,0.55000000000000004,0]
[null,null,"20230111:2130","2023-01-12T04:00:00",0,0,18.68,0.48,0]
[null,null,"20230111:2230","2023-01-12T05:00:00",0,0,18.559999999999999,0.41,0]
[null,null,"20230111:2330","2023-01-12T06:00:00",0,-0.03,18.5,0.34,0]
[null,null,"20230112:0030","2023-01-12T07:00:00",140.04,13.68,18.71,0.28000000000000003,0]
[null,null,"20230112:0130","2023-01-12T08:00:00",383.05,27.14,20.13,0.21,0]
[null,null,"20230112:0230","2023-01-12T09:00:00",610.92999999999995,39.97,21.63,0.48,0]
[null,null,"20230112:0330","2023-01-12T10:00:00",615.52,51.49,23.01,0.48,0]
[null,null,"20230112:0430","2023-01-12T11:00:00",712.23,60.1,24.2,0.34,0]
[null,null,"20230112:0530","2023-01-12T12:00:00",609.55999999999995,62.86,25.01,0,0]
[null,null,"20230112:0630","2023-01-12T13:00:00",415.67,58.19,22.51,0.97,0]
[null,null,"20230112:0730","2023-01-12T14:00:00",479.8,48.54,21.58,0.28000000000000003,0]
[null,null,"20230112:0830","2023-01-12T15:00:00",269.12,36.56,22.11,0.41,0]
[null,null,"20230112:0930","2023-01-12T16:00:00",160.65,23.51,21.38,0.14000000000000001,0]
[null,null,"20230112:1030","2023-01-12T17:00:00",50.3,9.94,21.17,0.28000000000000003,0]
[null,null,"20230112:1130","2023-01-12T18:00:00",0,-3.89,20.64,0.14000000000000001,0]
[null,null,"20230112:1230","2023-01-12T19:00:00",0,0,20.18,0.34,0]
[null,null,"20230112:1330","2023-01-12T20:00:00",0,0,19.87,0.69,0]
[null,null,"20230112:1430","2023-01-12T21:00:00",0,0,19.579999999999998,0.62,0]
[null,null,"20230112:1530","2023-01-12T22:00:00",0,0,19.27,0.55000000000000004,0]
[null,null,"20230112:1630","2023-01-12T23:00:00",0,0,19.07,0.41,0]
[null,null,"20230112:1730","2023-01-13",0,0,18.98,0.48,0]
[null,null,"20230112:1830","2023-01-13T01:00:00",0,0,18.940000000000001,0.55000000000000004,0]
[null,null,"20230112:1930","2023-01-13T02:00:00",0,0,19.059999999999999,0.41,0]
[null,null,"20230112:2030","2023-01-13T03:00:00",0,0,19.07,0.41,0]
[null,null,"20230112:2130","2023-01-13T04:00:00",0,0,19.100000000000001,0.34,0]
[null,null,"20230112:2230","2023-01-13T05:00:00",0,0,19.100000000000001,0.48,0]
[null,null,"20230112:2330","2023-01-13T06:00:00",0,-0.1,19.09,0.55000000000000004,0]
[null,null,"20230113:0030","2023-01-13T07:00:00",74.98,13.62,19.239999999999998,0.55000000000000004,0]
[null,null,"20230113:0130","2023-01-13T08:00:00",162.52000000000001,27.11,20.02,0.41,0]
[null,null,"20230113:0230","2023-01-13T09:00:00",265.29000000000002,39.97,20.91,0.41,0]
[null,null,"20230113:0330","2023-01-13T10:00:00",536.83000000000004,51.53,21.85,0.21,0]
[null,null,"20230113:0430","2023-01-13T11:00:00",650.53,60.21,23.26,0.14000000000000001,0]
[null,null,"20230113:0530","2023-01-13T12:00:00",700.94,63.03,24.17,0.21,0]
[null,null,"20230113:0630","2023-01-13T13:00:00",266.51,58.38,24.61,0.34,0]
[null,null,"20230113:0730","2023-01-13T14:00:00",252.65,48.71,22.13,0.55000000000000004,0]
[null,null,"20230113:0830","2023-01-13T15:00:00",299.45,36.71,22.57,0.41,0]
[null,null,"20230113:0930","2023-01-13T16:00:00",209.51,23.64,23.05,0.14000000000000001,0]
[null,null,"20230113:1030","2023-01-13T17:00:00",47.21,10.050000000000001,22.59,0.34,0]
[null,null,"20230113:1130","2023-01-13T18:00:00",0,-3.79,21.92,0.55000000000000004,0]
[null,null,"20230113:1230","2023-01-13T19:00:00",0,0,20.66,0.62,0]
[null,null,"20230113:1330","2023-01-13T20:00:00",0,0,19.93,0.48,0]
[null,null,"20230113:1430","2023-01-13T21:00:00",0,0,19.62,0.55000000000000004,0]
[null,null,"20230113:1530","2023-01-13T22:00:00",0,0,19.37,0.21,0]
[null,null,"20230113:1630","2023-01-13T23:00:00",0,0,19.13,0.14000000000000001,0]
[null,null,"20230113:1730","2023-01-14",0,0,18.91,0.14000000000000001,0]
[null,null,"20230113:1830","2023-01-14T01:00:00",0,0,18.739999999999998,0.34,0]
[null,null,"20230113:1930","2023-01-14T02:00:00",0,0,18.71,0.21,0]
[null,null,"20230113:2030","2023-01-14T03:00:00",0,0,18.690000000000001,0.28000000000000003,0]
[null,null,"20230113:2130","2023-01-14T04:00:00",0,0,18.420000000000002,0.55000000000000004,0]
[null,null,"20230113:2230","2023-01-14T05:00:00",0,0,18.350000000000001,0.48,0]
[null,null,"20230113:2330","2023-01-14T06:00:00",0,-0.17,18.27,0.55000000000000004,0]
[null,null,"20230114:0030","2023-01-14T07:00:00",143.94999999999999,13.57,18.32,0.41,0]
[null,null,"20230114:0130","2023-01-14T08:00:00",383.68,27.08,20.04,0.55000000000000004,0]
[null,null,"20230114:0230","2023-01-14T09:00:00",554.89,39.97,21.58,0.9,0]
[null,null,"20230114:0330","2023-01-14T10:00:00",647.46,51.58,22.89,0.48,0]
[null,null,"20230114:0430","2023-01-14T11:00:00",815.89,60.33,23.88,0.34,0]
[null,null,"20230114:0530","2023-01-14T12:00:00",871.33,63.21,25.1,0.55000000000000004,0]
[null,null,"20230114:0630","2023-01-14T13:00:00",758.25,58.57,25.49,0.9,0]
[null,null,"20230114:0730","2023-01-14T14:00:00",359.92,48.88,24.29,1.24,0]
[null,null,"20230114:0830","2023-01-14T15:00:00",195.36,36.86,22.02,0.21,0]
[null,null,"20230114:0930","2023-01-14T16:00:00",119.48,23.77,21.52,0.9,0]
[null,null,"20230114:1030",{"$f":"D331+1/24","v":"2023-01-14T17:00:00"},45.61,10.17,21.07,0.62,0]
[null,null,"20230114:1130","2023-01-14T18:00:00",0,-3.69,20.67,0.21,0]
[null,null,"20230114:1230","2023-01-14T19:00:00",0,0,20.52,0.62,0]
[null,null,"20230114:1330","2023-01-14T20:00:00",0,0,20.2,0.55000000000000004,0]
[null,null,"20230114:1430","2023-01-14T21:00:00",0,0,19.97,0.55000000000000004,0]
[null,null,"20230114:1530","2023-01-14T22:00:00",0,0,19.57,0.69,0]
[null,null,"20230114:1630","2023-01-14T23:00:00",0,0,19.28,0.41,0]
[null,null,"20230114:1730","2023-01-15",0,0,19.04,0.14000000000000001,0]
[null,null,"20230114:1830","2023-01-15T01:00:00",0,0,18.8,0.28000000000000003,0]
[null,null,"20230114:1930","2023-01-15T02:00:00",0,0,18.52,0.55000000000000004,0]
[null,null,"20230114:2030","2023-01-15T03:00:00",0,0,18.75,0.76,0]
[null,null,"20230114:2130","2023-01-15T04:00:00",0,0,18.690000000000001,0.41,0]
[null,null,"20230114:2230","2023-01-15T05:00:00",0,0,18.63,0.28000000000000003,0]
[null,null,"20230114:2330","2023-01-15T06:00:00",0,-0.24,18.57,0.34,0]
[null,null,"20230115:0030","2023-01-15T07:00:00",144.19999999999999,13.53,18.75,0.41,0]
[null,null,"20230115:0130","2023-01-15T08:00:00",371.4,27.06,19.75,0.55000000000000004,0]
[null,null,"20230115:0230","2023-01-15T09:00:00",382.67,39.979999999999997,21.57,0.48,0]
[null,null,"20230115:0330","2023-01-15T10:00:00",679.61,51.64,22.46,0.62,0]
[null,null,"20230115:0430","2023-01-15T11:00:00",726.24,60.45,23.77,0.9,0]
[null,null,"20230115:0530","2023-01-15T12:00:00",755.4,63.39,24.44,1.24,0]
[null,null,"20230115:0630","2023-01-15T13:00:00",776.06,58.76,24.53,1.31,0]
[null,null,"20230115:0730","2023-01-15T14:00:00",686.79,49.06,25.35,1.24,0]
[null,null,"20230115:0830","2023-01-15T15:00:00",392.56,37.01,23.9,1.38,0]
[null,null,"20230115:0930","2023-01-15T16:00:00",151.03,23.9,22.43,0.76,0]
[null,null,"20230115:1030","2023-01-15T17:00:00",38.58,10.28,21.01,0.62,0]
[null,null,"20230115:1130","2023-01-15T18:00:00",0,-3.6,20.5,0.69,0]
[null,null,"20230115:1230","2023-01-15T19:00:00",0,0,20.11,0.48,0]
[null,null,"20230115:1330","2023-01-15T20:00:00",0,0,19.84,0.48,0]
[null,null,"20230115:1430","2023-01-15T21:00:00",0,0,19.7,0.28000000000000003,0]
[null,null,"20230115:1530","2023-01-15T22:00:00",0,0,19.62,0.14000000000000001,0]
[null,null,"20230115:1630","2023-01-15T23:00:00",0,0,19.39,0.28000000000000003,0]
[null,null,"20230115:1730","2023-01-16",0,0,19.37,0.34,0]
[null,null,"20230115:1830","2023-01-16T01:00:00",0,0,19.28,0.21,0]
[null,null,"20230115:1930","2023-01-16T02:00:00",0,0,19.489999999999998,0.21,0]
[null,null,"20230115:2030","2023-01-16T03:00:00",0,0,19.149999999999999,0.14000000000000001,0]
[null,null,"20230115:2130","2023-01-16T04:00:00",0,0,19,7.0000000000000007E-2,0]
[null,null,"20230115:2230","2023-01-16T05:00:00",0,0,18.809999999999999,0.21,0]
[null,null,"20230115:2330","2023-01-16T06:00:00",0,-0.3,18.68,0.34,0]
[null,null,"20230116:0030","2023-01-16T07:00:00",118.59,13.49,18.850000000000001,0.34,0]
[null,null,"20230116:0130","2023-01-16T08:00:00",319.75,27.04,19.579999999999998,0.62,0]
[null,null,"20230116:0230","2023-01-16T09:00:00",482.2,40,21.13,0.83,0]
[null,null,"20230116:0330","2023-01-16T10:00:00",761.73,51.7,22.38,1.1000000000000001,0]
[null,null,"20230116:0430","2023-01-16T11:00:00",849.43,60.58,23.68,1.52,0]
[null,null,"20230116:0530","2023-01-16T12:00:00",878.86,63.59,24.23,1.72,0]
[null,null,"20230116:0630","2023-01-16T13:00:00",738.28,58.96,24.3,2.0699999999999998,0]
[null,null,"20230116:0730","2023-01-16T14:00:00",667.59,49.24,24.28,2.14,0]
[null,null,"20230116:0830","2023-01-16T15:00:00",463.48,37.159999999999997,23.93,2.41,0]
[null,null,"20230116:0930","2023-01-16T16:00:00",325.02999999999997,24.03,23.29,2.5499999999999998,0]
[null,null,"20230116:1030","2023-01-16T17:00:00",39.08,10.39,22.47,2.34,0]
[null,null,"20230116:1130","2023-01-16T18:00:00",0,-3.5,21.42,1.52,0]
[null,null,"20230116:1230","2023-01-16T19:00:00",0,0,20.5,1.1000000000000001,0]
[null,null,"20230116:1330","2023-01-16T20:00:00",0,0,19.61,0.9,0]
[null,null,"20230116:1430","2023-01-16T21:00:00",0,0,18.37,0.83,0]
[null,null,"20230116:1530","2023-01-16T22:00:00",0,0,17.71,0.76,0]
[null,null,"20230116:1630","2023-01-16T23:00:00",0,0,17.309999999999999,0.76,0]
[null,null,"20230116:1730","2023-01-17",0,0,16.97,0.76,0]
[null,null,"20230116:1830","2023-01-17T01:00:00",0,0,16.5,0.76,0]
[null,null,"20230116:1930","2023-01-17T02:00:00",0,0,16.14,0.83,0]
[null,null,"20230116:2030","2023-01-17T03:00:00",0,0,15.49,0.83,0]
[null,null,"20230116:2130","2023-01-17T04:00:00",0,0,15.18,0.76,0]
[null,null,"20230116:2230","2023-01-17T05:00:00",0,0,14.79,0.62,0]
[null,null,"20230116:2330","2023-01-17T06:00:00",0,-0.37,14.67,0.62,0]
[null,null,"20230117:0030","2023-01-17T07:00:00",185,13.45,15.36,0.62,0]
[null,null,"20230117:0130","2023-01-17T08:00:00",404.1,27.03,17.2,0.69,0]
[null,null,"20230117:0230",{"$f":"D395+1/24","v":"2023-01-17T09:00:00"},593.65,40.01,19.739999999999998,0.97,0]
[null,null,"20230117:0330","2023-01-17T10:00:00",681.76,51.76,21.45,1.59,0]
[null,null,"20230117:0430","2023-01-17T11:00:00",695.26,60.71,22.59,2.2799999999999998,0]
[null,null,"20230117:0530","2023-01-17T12:00:00",929.39,63.78,23.16,2.48,0]
[null,null,"20230117:0630","2023-01-17T13:00:00",640.92999999999995,59.17,23.85,2.5499999999999998,0]
[null,null,"20230117:0730","2023-01-17T14:00:00",501.6,49.42,23.74,2.0699999999999998,0]
[null,null,"20230117:0830","2023-01-17T15:00:00",389.44,37.31,23.33,1.86,0]
[null,null,"20230117:0930","2023-01-17T16:00:00",305.49,24.16,22.7,2.0699999999999998,0]
[null,null,"20230117:1030","2023-01-17T17:00:00",41.37,10.5,21.91,1.93,0]
[null,null,"20230117:1130","2023-01-17T18:00:00",0,-3.41,20.87,1.52,0]
[null,null,"20230117:1230","2023-01-17T19:00:00",0,0,19.88,1.1000000000000001,0]
[null,null,"20230117:1330","2023-01-17T20:00:00",0,0,18.93,0.97,0]
[null,null,"20230117:1430","2023-01-17T21:00:00",0,0,18.45,0.83,0]
[null,null,"20230117:1530","2023-01-17T22:00:00",0,0,17.8,0.76,0]
[null,null,"20230117:1630","2023-01-17T23:00:00",0,0,17.32,0.62,0]
[null,null,"20230117:1730","2023-01-18",0,0,16.91,0.62,0]
[null,null,"20230117:1830","2023-01-18T01:00:00",0,0,16.72,0.83,0]
[null,null,"20230117:1930","2023-01-18T02:00:00",0,0,17.11,0.76,0]
[null,null,"20230117:2030","2023-01-18T03:00:00",0,0,17.010000000000002,0.69,0]
[null,null,"20230117:2130","2023-01-18T04:00:00",0,0,16.899999999999999,0.69,0]
[null,null,"20230117:2230","2023-01-18T05:00:00",0,0,16.54,0.69,0]
[null,null,"20230117:2330","2023-01-18T06:00:00",0,-0.43,16.27,0.76,0]
[null,null,"20230118:0030","2023-01-18T07:00:00",141.12,13.41,16.29,0.83,0]
[null,null,"20230118:0130","2023-01-18T08:00:00",394.82,27.01,19.02,0.9,0]
[null,null,"20230118:0230","2023-01-18T09:00:00",630.19000000000005,40.04,20.86,1.45,0]
[null,null,"20230118:0330","2023-01-18T10:00:00",535.65,51.83,22.48,2.41,0]
[null,null,"20230118:0430","2023-01-18T11:00:00",516.34,60.85,22.86,2.48,0]
[null,null,"20230118:0530","2023-01-18T12:00:00",618.09,63.99,22.92,2.0699999999999998,0]
[null,null,"20230118:0630","2023-01-18T13:00:00",504.84,59.38,23.07,2.0699999999999998,0]
[null,null,"20230118:0730","2023-01-18T14:00:00",485.79,49.6,22.04,2.0699999999999998,0]
[null,null,"20230118:0830","2023-01-18T15:00:00",322.62,37.47,22.07,1.93,0]
[null,null,"20230118:0930","2023-01-18T16:00:00",262.06,24.29,21.74,1.86,0]
[null,null,"20230118:1030","2023-01-18T17:00:00",52.55,10.61,21.02,1.38,0]
[null,null,"20230118:1130","2023-01-18T18:00:00",0,-3.32,20.16,1.24,0]
[null,null,"20230118:1230","2023-01-18T19:00:00",0,0,19.43,0.9,0]
[null,null,"20230118:1330","2023-01-18T20:00:00",0,0,19.13,0.9,0]
[null,null,"20230118:1430","2023-01-18T21:00:00",0,0,18.809999999999999,0.83,0]
[null,null,"20230118:1530","2023-01-18T22:00:00",0,0,18.55,0.83,0]
[null,null,"20230118:1630","2023-01-18T23:00:00",0,0,18.489999999999998,0.76,0]
[null,null,"20230118:1730","2023-01-19",0,0,18.149999999999999,0.76,0]
[null,null,"20230118:1830","2023-01-19T01:00:00",0,0,17.98,0.69,0]
[null,null,"20230118:1930","2023-01-19T02:00:00",0,0,17.77,0.69,0]
[null,null,"20230118:2030","2023-01-19T03:00:00",0,0,17.489999999999998,0.55000000000000004,0]
[null,null,"20230118:2130","2023-01-19T04:00:00",0,0,17.38,0.55000000000000004,0]
[null,null,"20230118:2230","2023-01-19T05:00:00",0,0,17.13,0.62,0]
[null,null,"20230118:2330","2023-01-19T06:00:00",0,-0.48,17.09,0.69,0]
[null,null,"20230119:0030","2023-01-19T07:00:00",160.38999999999999,13.38,17.32,0.69,0]
[null,null,"20230119:0130","2023-01-19T08:00:00",386.94,27.01,18.75,0.83,0]
[null,null,"20230119:0230","2023-01-19T09:00:00",604.54999999999995,40.06,20.420000000000002,1.03,0]
[null,null,"20230119:0330","2023-01-19T10:00:00",723.71,51.91,22.09,1.45,0]
[null,null,"20230119:0430","2023-01-19T11:00:00",741.56,61,23.15,2.5499999999999998,0]
[null,null,"20230119:0530","2023-01-19T12:00:00",821.94,64.2,23.55,2.69,0]
[null,null,"20230119:0630","2023-01-19T13:00:00",706.37,59.59,24.1,2.83,0]
[null,null,"20230119:0730","2023-01-19T14:00:00",648.66,49.78,23.66,2.69,0]
[null,null,"20230119:0830","2023-01-19T15:00:00",360.28,37.619999999999997,23.26,2.41,0]
[null,null,"20230119:0930","2023-01-19T16:00:00",208.34,24.42,22.59,2.48,0]
[null,null,"20230119:1030","2023-01-19T17:00:00",28.2,10.72,21.69,1.66,0]
[null,null,"20230119:1130","2023-01-19T18:00:00",0,-3.23,20.86,1.38,0]
[null,null,"20230119:1230","2023-01-19T19:00:00",0,0,20.38,1.1000000000000001,0]
[null,null,"20230119:1330","2023-01-19T20:00:00",0,0,19.88,1.03,0]
[null,null,"20230119:1430","2023-01-19T21:00:00",0,0,19.66,1.03,0]
[null,null,"20230119:1530","2023-01-19T22:00:00",0,0,19.399999999999999,1.17,0]
[null,null,"20230119:1630","2023-01-19T23:00:00",0,0,19.27,1.03,0]
[null,null,"20230119:1730","2023-01-20",0,0,19.02,0.9,0]
[null,null,"20230119:1830",{"$f":"D459+1/24","v":"2023-01-20T01:00:00"},0,0,18.86,0.9,0]
[null,null,"20230119:1930","2023-01-20T02:00:00",0,0,19.260000000000002,1.17,0]
[null,null,"20230119:2030","2023-01-20T03:00:00",0,0,19.16,0.97,0]
[null,null,"20230119:2130","2023-01-20T04:00:00",0,0,19.02,0.76,0]
[null,null,"20230119:2230","2023-01-20T05:00:00",0,0,19.02,1.17,0]
[null,null,"20230119:2330","2023-01-20T06:00:00",0,-0.54,18.89,1.1000000000000001,0]
[null,null,"20230120:0030","2023-01-20T07:00:00",43.6,13.35,18.989999999999998,1.31,0]
[null,null,"20230120:0130","2023-01-20T08:00:00",68.13,27,19.52,1.31,0]
[null,null,"20230120:0230","2023-01-20T09:00:00",161.05000000000001,40.090000000000003,19.88,1.24,0]
[null,null,"20230120:0330","2023-01-20T10:00:00",301.12,51.99,20.64,1.59,0]
[null,null,"20230120:0430","2023-01-20T11:00:00",346.26,61.15,21.71,1.52,0]
[null,null,"20230120:0530","2023-01-20T12:00:00",553.01,64.42,21.67,1.93,0]
[null,null,"20230120:0630","2023-01-20T13:00:00",633.41999999999996,59.81,21.9,2.14,0]
[null,null,"20230120:0730","2023-01-20T14:00:00",444.04,49.96,23.35,2.83,0]
[null,null,"20230120:0830","2023-01-20T15:00:00",420.99,37.770000000000003,21.4,1.93,0]
[null,null,"20230120:0930","2023-01-20T16:00:00",182,24.55,21.21,2.5499999999999998,0]
[null,null,"20230120:1030","2023-01-20T17:00:00",30.89,10.83,20.5,1.93,0]
[null,null,"20230120:1130","2023-01-20T18:00:00",0,-3.14,19.82,1.52,0]
[null,null,"20230120:1230","2023-01-20T19:00:00",0,0,19.41,1.31,0]
[null,null,"20230120:1330","2023-01-20T20:00:00",0,0,19.260000000000002,1.03,0]
[null,null,"20230120:1430","2023-01-20T21:00:00",0,0,18.77,1.17,0]
[null,null,"20230120:1530","2023-01-20T22:00:00",0,0,18.850000000000001,0.76,0]
[null,null,"20230120:1630","2023-01-20T23:00:00",0,0,18.96,0.76,0]
[null,null,"20230120:1730","2023-01-21",0,0,18.940000000000001,0.9,0]
[null,null,"20230120:1830","2023-01-21T01:00:00",0,0,18.829999999999998,0.9,0]
[null,null,"20230120:1930","2023-01-21T02:00:00",0,0,19.04,0.83,0]
[null,null,"20230120:2030","2023-01-21T03:00:00",0,0,19.03,0.9,0]
[null,null,"20230120:2130","2023-01-21T04:00:00",0,0,18.73,1.03,0]
[null,null,"20230120:2230","2023-01-21T05:00:00",0,0,18.600000000000001,0.9,0]
[null,null,"20230120:2330","2023-01-21T06:00:00",0,-0.59,18.55,0.83,0]
[null,null,"20230121:0030","2023-01-21T07:00:00",14.27,13.32,18.63,0.9,0]
[null,null,"20230121:0130","2023-01-21T08:00:00",66.069999999999993,27,18.84,0.97,0]
[null,null,"20230121:0230","2023-01-21T09:00:00",54.75,40.119999999999997,19.350000000000001,1.1000000000000001,0]
[null,null,"20230121:0330","2023-01-21T10:00:00",157.11000000000001,52.07,19.52,1.17,0]
[null,null,"20230121:0430","2023-01-21T11:00:00",108.19,61.31,20.49,1.79,0]
[null,null,"20230121:0530","2023-01-21T12:00:00",194.32,64.64,19.82,1.38,0]
[null,null,"20230121:0630","2023-01-21T13:00:00",364.62,60.03,20.440000000000001,1.45,0]
[null,null,"20230121:0730","2023-01-21T14:00:00",425.23,50.15,21.17,2.0699999999999998,0]
[null,null,"20230121:0830","2023-01-21T15:00:00",201.59,37.93,21.61,2.2799999999999998,0]
[null,null,"20230121:0930","2023-01-21T16:00:00",125.43,24.68,20.99,1.86,0]
[null,null,"20230121:1030","2023-01-21T17:00:00",52.55,10.93,20.56,1.72,0]
[null,null,"20230121:1130","2023-01-21T18:00:00",0,-3.05,19.989999999999998,1.52,0]
[null,null,"20230121:1230","2023-01-21T19:00:00",0,0,19.350000000000001,1.1000000000000001,0]
[null,null,"20230121:1330","2023-01-21T20:00:00",0,0,19.11,0.83,0]
[null,null,"20230121:1430","2023-01-21T21:00:00",0,0,19.079999999999998,0.9,0]
[null,null,"20230121:1530","2023-01-21T22:00:00",0,0,18.93,0.97,0]
[null,null,"20230121:1630","2023-01-21T23:00:00",0,0,18.93,0.97,0]
[null,null,"20230121:1730","2023-01-22",0,0,18.89,0.76,0]
[null,null,"20230121:1830","2023-01-22T01:00:00",0,0,18.75,0.97,0]
[null,null,"20230121:1930","2023-01-22T02:00:00",0,0,18.739999999999998,0.9,0]
[null,null,"20230121:2030","2023-01-22T03:00:00",0,0,18.63,0.9,0]
[null,null,"20230121:2130","2023-01-22T04:00:00",0,0,18.8,0.9,0]
[null,null,"20230121:2230","2023-01-22T05:00:00",0,0,18.899999999999999,0.9,0]
[null,null,"20230121:2330","2023-01-22T06:00:00",0,-0.63,18.809999999999999,0.76,0]
[null,null,"20230122:0030","2023-01-22T07:00:00",19.32,13.3,18.77,0.83,0]
[null,null,"20230122:0130","2023-01-22T08:00:00",50.49,27,18.93,0.83,0]
[null,null,"20230122:0230","2023-01-22T09:00:00",82.17,40.159999999999997,19.13,0.9,0]
[null,null,"20230122:0330","2023-01-22T10:00:00",175.31,52.16,19.48,0.9,0]
[null,null,"20230122:0430","2023-01-22T11:00:00",269.77,61.47,20.49,1.24,0]
[null,null,"20230122:0530","2023-01-22T12:00:00",459.02,64.87,21.34,1.66,0]
[null,null,"20230122:0630","2023-01-22T13:00:00",175.71,60.25,21.51,2,0]
[null,null,"20230122:0730","2023-01-22T14:00:00",218.79,50.34,20.260000000000002,1.79,0]
[null,null,"20230122:0830","2023-01-22T15:00:00",172.51,38.08,20.38,1.72,0]
[null,null,"20230122:0930","2023-01-22T16:00:00",119.58,24.8,20.62,1.52,0]
[null,null,"20230122:1030",{"$f":"D523+1/24","v":"2023-01-22T17:00:00"},37.880000000000003,11.04,20.09,1.1000000000000001,0]
[null,null,"20230122:1130","2023-01-22T18:00:00",0,-2.97,19.5,1.1000000000000001,0]
[null,null,"20230122:1230","2023-01-22T19:00:00",0,0,19.149999999999999,0.9,0]
[null,null,"20230122:1330","2023-01-22T20:00:00",0,0,18.86,0.83,0]
[null,null,"20230122:1430","2023-01-22T21:00:00",0,0,18.649999999999999,0.76,0]
[null,null,"20230122:1530","2023-01-22T22:00:00",0,0,18.420000000000002,0.83,0]
[null,null,"20230122:1630","2023-01-22T23:00:00",0,0,18.29,0.76,0]
[null,null,"20230122:1730","2023-01-23",0,0,18.11,0.69,0]
[null,null,"20230122:1830","2023-01-23T01:00:00",0,0,17.97,0.55000000000000004,0]
[null,null,"20230122:1930","2023-01-23T02:00:00",0,0,18.45,0.83,0]
[null,null,"20230122:2030","2023-01-23T03:00:00",0,0,18.43,0.55000000000000004,0]
[null,null,"20230122:2130","2023-01-23T04:00:00",0,0,18.38,0.62,0]
[null,null,"20230122:2230","2023-01-23T05:00:00",0,0,18.239999999999998,0.76,0]
[null,null,"20230122:2330","2023-01-23T06:00:00",0,-0.68,18.309999999999999,0.83,0]
[null,null,"20230123:0030","2023-01-23T07:00:00",111.2,13.28,18.48,0.9,0]
[null,null,"20230123:0130","2023-01-23T08:00:00",259.57,27.01,19.09,1.52,0]
[null,null,"20230123:0230","2023-01-23T09:00:00",421.22,40.200000000000003,20.350000000000001,1.66,0]
[null,null,"20230123:0330","2023-01-23T10:00:00",508.81,52.26,21.39,1.79,0]
[null,null,"20230123:0430","2023-01-23T11:00:00",647.16,61.64,22.15,1.86,0]
[null,null,"20230123:0530","2023-01-23T12:00:00",815.86,65.099999999999994,22.96,2.14,0]
[null,null,"20230123:0630","2023-01-23T13:00:00",572.77,60.48,23.7,2.21,0]
[null,null,"20230123:0730","2023-01-23T14:00:00",628.73,50.53,23.84,2,0]
[null,null,"20230123:0830","2023-01-23T15:00:00",429.49,38.229999999999997,23.97,2.14,0]
[null,null,"20230123:0930","2023-01-23T16:00:00",217.29,24.93,23.24,2,0]
[null,null,"20230123:1030","2023-01-23T17:00:00",53.25,11.14,22.16,1.52,0]
[null,null,"20230123:1130","2023-01-23T18:00:00",0,-2.88,21.36,1.31,0]
[null,null,"20230123:1230","2023-01-23T19:00:00",0,0,20.48,1.24,0]
[null,null,"20230123:1330","2023-01-23T20:00:00",0,0,19.8,1.03,0]
[null,null,"20230123:1430","2023-01-23T21:00:00",0,0,19.36,0.76,0]
[null,null,"20230123:1530","2023-01-23T22:00:00",0,0,19.149999999999999,0.69,0]
[null,null,"20230123:1630","2023-01-23T23:00:00",0,0,18.93,0.69,0]
[null,null,"20230123:1730","2023-01-24",0,0,18.8,0.69,0]
[null,null,"20230123:1830","2023-01-24T01:00:00",0,0,18.71,0.76,0]
[null,null,"20230123:1930","2023-01-24T02:00:00",0,0,18.7,0.9,0]
[null,null,"20230123:2030","2023-01-24T03:00:00",0,0,18.510000000000002,1.03,0]
[null,null,"20230123:2130","2023-01-24T04:00:00",0,0,18.510000000000002,0.83,0]
[null,null,"20230123:2230","2023-01-24T05:00:00",0,0,18.59,0.83,0]
[null,null,"20230123:2330","2023-01-24T06:00:00",0,-0.72,18.57,0.69,0]
[null,null,"20230124:0030","2023-01-24T07:00:00",77.67,13.26,18.61,0.97,0]
[null,null,"20230124:0130","2023-01-24T08:00:00",194.17,27.02,19.059999999999999,1.38,0]
[null,null,"20230124:0230","2023-01-24T09:00:00",418.39,40.25,19.63,1.93,0]
[null,null,"20230124:0330","2023-01-24T10:00:00",526.54999999999995,52.35,20.81,1.79,0]
[null,null,"20230124:0430","2023-01-24T11:00:00",590.72,61.81,21.66,2.0699999999999998,0]
[null,null,"20230124:0530","2023-01-24T12:00:00",534.95000000000005,65.34,22.24,2.48,0]
[null,null,"20230124:0630","2023-01-24T13:00:00",527.59,60.71,22.74,2.5499999999999998,0]
[null,null,"20230124:0730","2023-01-24T14:00:00",484.45,50.71,22,2.5499999999999998,0]
[null,null,"20230124:0830","2023-01-24T15:00:00",182.59,38.39,21.05,1.72,0]
[null,null,"20230124:0930","2023-01-24T16:00:00",155.38999999999999,25.05,20.74,1.52,0]
[null,null,"20230124:1030","2023-01-24T17:00:00",43.02,11.24,20.46,1.79,0]
[null,null,"20230124:1130","2023-01-24T18:00:00",0,-2.8,19.420000000000002,1.38,0]
[null,null,"20230124:1230","2023-01-24T19:00:00",0,0,18.850000000000001,1.17,0]
[null,null,"20230124:1330","2023-01-24T20:00:00",0,0,18.649999999999999,0.97,0]
[null,null,"20230124:1430","2023-01-24T21:00:00",0,0,18.45,0.9,0]
[null,null,"20230124:1530","2023-01-24T22:00:00",0,0,18.28,0.9,0]
[null,null,"20230124:1630","2023-01-24T23:00:00",0,0,18.22,0.76,0]
[null,null,"20230124:1730","2023-01-25",0,0,18,0.83,0]
[null,null,"20230124:1830","2023-01-25T01:00:00",0,0,17.91,0.97,0]
[null,null,"20230124:1930","2023-01-25T02:00:00",0,0,18.12,1.17,0]
[null,null,"20230124:2030","2023-01-25T03:00:00",0,0,17.86,1.17,0]
[null,null,"20230124:2130","2023-01-25T04:00:00",0,0,17.73,1.24,0]
[null,null,"20230124:2230","2023-01-25T05:00:00",0,0,17.64,1.24,0]
[null,null,"20230124:2330","2023-01-25T06:00:00",0,-0.76,17.829999999999998,1.31,0]
[null,null,"20230125:0030","2023-01-25T07:00:00",81.03,13.25,18.010000000000002,1.38,0]
[null,null,"20230125:0130","2023-01-25T08:00:00",182.71,27.03,18.899999999999999,1.38,0]
[null,null,"20230125:0230",{"$f":"D587+1/24","v":"2023-01-25T09:00:00"},226.08,40.299999999999997,19.850000000000001,2.69,0]
[null,null,"20230125:0330","2023-01-25T10:00:00",425.67,52.46,19.989999999999998,3.1,0]
[null,null,"20230125:0430","2023-01-25T11:00:00",560.6,61.99,20.85,3.45,0]
[null,null,"20230125:0530","2023-01-25T12:00:00",624.4,65.59,21.33,3.66,0]
[null,null,"20230125:0630","2023-01-25T13:00:00",531.84,60.95,22.26,3.66,0]
[null,null,"20230125:0730","2023-01-25T14:00:00",348.71,50.91,21.93,2.41,0]
[null,null,"20230125:0830","2023-01-25T15:00:00",159.99,38.54,21.35,2,0]
[null,null,"20230125:0930","2023-01-25T16:00:00",115.14,25.18,20.63,2.0699999999999998,0]
[null,null,"20230125:1030","2023-01-25T17:00:00",41.82,11.34,20.02,1.66,0]
[null,null,"20230125:1130","2023-01-25T18:00:00",0,-2.72,19.46,1.17,0]
[null,null,"20230125:1230","2023-01-25T19:00:00",0,0,18.89,1.03,0]
[null,null,"20230125:1330","2023-01-25T20:00:00",0,0,18.52,0.97,0]
[null,null,"20230125:1430","2023-01-25T21:00:00",0,0,18.11,0.9,0]
[null,null,"20230125:1530","2023-01-25T22:00:00",0,0,17.96,0.9,0]
[null,null,"20230125:1630","2023-01-25T23:00:00",0,0,17.84,0.83,0]
[null,null,"20230125:1730","2023-01-26",0,0,17.62,0.76,0]
[null,null,"20230125:1830","2023-01-26T01:00:00",0,0,17.39,0.62,0]
[null,null,"20230125:1930","2023-01-26T02:00:00",0,0,17.690000000000001,0.76,0]
[null,null,"20230125:2030","2023-01-26T03:00:00",0,0,17.760000000000002,0.76,0]
[null,null,"20230125:2130","2023-01-26T04:00:00",0,0,17.7,0.76,0]
[null,null,"20230125:2230","2023-01-26T05:00:00",0,0,17.71,0.69,0]
[null,null,"20230125:2330","2023-01-26T06:00:00",0,-0.8,17.649999999999999,0.69,0]
[null,null,"20230126:0030","2023-01-26T07:00:00",87.25,13.24,17.600000000000001,0.62,0]
[null,null,"20230126:0130","2023-01-26T08:00:00",279.13,27.05,18.25,0.62,0]
[null,null,"20230126:0230","2023-01-26T09:00:00",486.59,40.35,19.63,1.03,0]
[null,null,"20230126:0330","2023-01-26T10:00:00",614.1,52.56,21.31,1.66,0]
[null,null,"20230126:0430","2023-01-26T11:00:00",588.19000000000005,62.18,22.42,2,0]
[null,null,"20230126:0530","2023-01-26T12:00:00",402.81,65.84,22.8,1.86,0]
[null,null,"20230126:0630","2023-01-26T13:00:00",453.57,61.19,22.69,1.59,0]
[null,null,"20230126:0730","2023-01-26T14:00:00",387.07,51.1,22.18,1.66,0]
[null,null,"20230126:0830","2023-01-26T15:00:00",320.95,38.69,22.19,1.38,0]
[null,null,"20230126:0930","2023-01-26T16:00:00",202.82,25.3,21.82,1.59,0]
[null,null,"20230126:1030","2023-01-26T17:00:00",52.93,11.44,21.31,1.66,0]
[null,null,"20230126:1130","2023-01-26T18:00:00",0,-2.64,20.41,1.17,0]
[null,null,"20230126:1230","2023-01-26T19:00:00",0,0,19.850000000000001,0.9,0]
[null,null,"20230126:1330","2023-01-26T20:00:00",0,0,19.41,0.9,0]
[null,null,"20230126:1430","2023-01-26T21:00:00",0,0,19.100000000000001,0.69,0]
[null,null,"20230126:1530","2023-01-26T22:00:00",0,0,18.96,0.55000000000000004,0]
[null,null,"20230126:1630","2023-01-26T23:00:00",0,0,18.809999999999999,0.55000000000000004,0]
[null,null,"20230126:1730","2023-01-27",0,0,18.690000000000001,0.62,0]
[null,null,"20230126:1830","2023-01-27T01:00:00",0,0,18.63,0.69,0]
[null,null,"20230126:1930","2023-01-27T02:00:00",0,0,18.22,0.28000000000000003,0]
[null,null,"20230126:2030","2023-01-27T03:00:00",0,0,18.22,0.21,0]
[null,null,"20230126:2130","2023-01-27T04:00:00",0,0,17.989999999999998,0.41,0]
[null,null,"20230126:2230","2023-01-27T05:00:00",0,0,18.22,0.48,0]
[null,null,"20230126:2330","2023-01-27T06:00:00",0,-0.83,18.329999999999998,0.69,0]
[null,null,"20230127:0030","2023-01-27T07:00:00",28.07,13.23,18.36,0.55000000000000004,0]
[null,null,"20230127:0130","2023-01-27T08:00:00",137.44999999999999,27.07,18.79,0.41,0]
[null,null,"20230127:0230","2023-01-27T09:00:00",99.97,40.409999999999997,19.77,0.76,0]
[null,null,"20230127:0330","2023-01-27T10:00:00",205.05,52.68,20.11,0.83,0]
[null,null,"20230127:0430","2023-01-27T11:00:00",348.71,62.37,20.66,1.03,0]
[null,null,"20230127:0530","2023-01-27T12:00:00",351.27,66.099999999999994,21.27,1.03,0]
[null,null,"20230127:0630","2023-01-27T13:00:00",336.85,61.43,21.24,0.83,0]
[null,null,"20230127:0730","2023-01-27T14:00:00",249.58,51.29,21.6,1.24,0]
[null,null,"20230127:0830","2023-01-27T15:00:00",287.56,38.840000000000003,20.98,1.66,0]
[null,null,"20230127:0930","2023-01-27T16:00:00",109.35,25.42,20.47,1.79,0]
[null,null,"20230127:1030","2023-01-27T17:00:00",44.43,11.54,19.39,1.24,0]
[null,null,"20230127:1130","2023-01-27T18:00:00",0,-2.57,19.010000000000002,1.1000000000000001,0]
[null,null,"20230127:1230","2023-01-27T19:00:00",0,0,18.690000000000001,0.97,0]
[null,null,"20230127:1330","2023-01-27T20:00:00",0,0,18.399999999999999,0.97,0]
[null,null,"20230127:1430","2023-01-27T21:00:00",0,0,18.37,0.9,0]
[null,null,"20230127:1530","2023-01-27T22:00:00",0,0,18.399999999999999,0.76,0]
[null,null,"20230127:1630","2023-01-27T23:00:00",0,0,18.350000000000001,0.69,0]
[null,null,"20230127:1730","2023-01-28",0,0,18.18,0.69,0]
[null,null,"20230127:1830",{"$f":"D651+1/24","v":"2023-01-28T01:00:00"},0,0,18.09,0.69,0]
[null,null,"20230127:1930","2023-01-28T02:00:00",0,0,18.170000000000002,0.55000000000000004,0]
[null,null,"20230127:2030","2023-01-28T03:00:00",0,0,18.22,0.48,0]
[null,null,"20230127:2130","2023-01-28T04:00:00",0,0,18.190000000000001,0.41,0]
[null,null,"20230127:2230","2023-01-28T05:00:00",0,0,18.2,0.55000000000000004,0]
[null,null,"20230127:2330","2023-01-28T06:00:00",0,-0.86,18.25,0.55000000000000004,0]
[null,null,"20230128:0030","2023-01-28T07:00:00",26.55,13.23,18.37,0.62,0]
[null,null,"20230128:0130","2023-01-28T08:00:00",114.31,27.1,18.72,0.9,0]
[null,null,"20230128:0230","2023-01-28T09:00:00",173.64,40.47,19.440000000000001,0.97,0]
[null,null,"20230128:0330","2023-01-28T10:00:00",232.83,52.79,19.899999999999999,0.97,0]
[null,null,"20230128:0430","2023-01-28T11:00:00",280.07,62.56,20.76,0.83,0]
[null,null,"20230128:0530","2023-01-28T12:00:00",159.51,66.36,20.94,1.1000000000000001,0]
[null,null,"20230128:0630","2023-01-28T13:00:00",409.17,61.67,20,1.03,0]
[null,null,"20230128:0730","2023-01-28T14:00:00",261.38,51.48,22.03,1.17,0]
[null,null,"20230128:0830","2023-01-28T15:00:00",245.49,38.99,21.23,1.45,0]
[null,null,"20230128:0930","2023-01-28T16:00:00",119.47,25.54,20.72,0.97,0]
[null,null,"20230128:1030","2023-01-28T17:00:00",30.88,11.63,20.04,1.24,0]
[null,null,"20230128:1130","2023-01-28T18:00:00",0,-2.5,19.309999999999999,1.45,0]
[null,null,"20230128:1230","2023-01-28T19:00:00",0,0,18.64,1.38,0]
[null,null,"20230128:1330","2023-01-28T20:00:00",0,0,18.29,1.1000000000000001,0]
[null,null,"20230128:1430","2023-01-28T21:00:00",0,0,18.23,1.03,0]
[null,null,"20230128:1530","2023-01-28T22:00:00",0,0,18.14,1.03,0]
[null,null,"20230128:1630","2023-01-28T23:00:00",0,0,18.05,0.97,0]
[null,null,"20230128:1730","2023-01-29",0,0,18.04,0.97,0]
[null,null,"20230128:1830","2023-01-29T01:00:00",0,0,17.940000000000001,0.97,0]
[null,null,"20230128:1930","2023-01-29T02:00:00",0,0,17.850000000000001,0.83,0]
[null,null,"20230128:2030","2023-01-29T03:00:00",0,0,17.760000000000002,0.9,0]
[null,null,"20230128:2130","2023-01-29T04:00:00",0,0,17.7,0.9,0]
[null,null,"20230128:2230","2023-01-29T05:00:00",0,0,17.57,0.97,0]
[null,null,"20230128:2330","2023-01-29T06:00:00",0,-0.88,17.47,0.97,0]
[null,null,"20230129:0030","2023-01-29T07:00:00",27.48,13.23,17.48,0.9,0]
[null,null,"20230129:0130","2023-01-29T08:00:00",89.61,27.12,17.8,0.97,0]
[null,null,"20230129:0230","2023-01-29T09:00:00",158.16,40.54,18.510000000000002,1.1000000000000001,0]
[null,null,"20230129:0330","2023-01-29T10:00:00",201.57,52.91,19.3,1.52,0]
[null,null,"20230129:0430","2023-01-29T11:00:00",221.55,62.76,19.97,1.93,0]
[null,null,"20230129:0530","2023-01-29T12:00:00",283.67,66.63,20,2,0]
[null,null,"20230129:0630","2023-01-29T13:00:00",148.96,61.92,20.49,1.79,0]
[null,null,"20230129:0730","2023-01-29T14:00:00",133.75,51.67,20.37,1.79,0]
[null,null,"20230129:0830","2023-01-29T15:00:00",150.25,39.14,20.18,1.66,0]
[null,null,"20230129:0930","2023-01-29T16:00:00",50.57,25.66,20.079999999999998,1.66,0]
[null,null,"20230129:1030","2023-01-29T17:00:00",44.34,11.73,19.63,1.45,0]
[null,null,"20230129:1130","2023-01-29T18:00:00",0,-2.4300000000000002,19.260000000000002,1.17,0]
[null,null,"20230129:1230","2023-01-29T19:00:00",0,0,18.829999999999998,0.9,0]
[null,null,"20230129:1330","2023-01-29T20:00:00",0,0,18.73,0.9,0]
[null,null,"20230129:1430","2023-01-29T21:00:00",0,0,18.600000000000001,0.97,0]
[null,null,"20230129:1530","2023-01-29T22:00:00",0,0,18.440000000000001,0.97,0]
[null,null,"20230129:1630","2023-01-29T23:00:00",0,0,18.309999999999999,0.97,0]
[null,null,"20230129:1730","2023-01-30",0,0,18.23,1.03,0]
[null,null,"20230129:1830","2023-01-30T01:00:00",0,0,18.059999999999999,1.03,0]
[null,null,"20230129:1930","2023-01-30T02:00:00",0,0,18.25,1.1000000000000001,0]
[null,null,"20230129:2030","2023-01-30T03:00:00",0,0,18.22,1.03,0]
[null,null,"20230129:2130","2023-01-30T04:00:00",0,0,18.260000000000002,1.24,0]
[null,null,"20230129:2230","2023-01-30T05:00:00",0,0,18.36,1.52,0]
[null,null,"20230129:2330","2023-01-30T06:00:00",0,-0.91,18.440000000000001,1.31,0]
[null,null,"20230130:0030","2023-01-30T07:00:00",55.92,13.23,18.440000000000001,1.03,0]
[null,null,"20230130:0130","2023-01-30T08:00:00",99.39,27.16,19.21,1.79,0]
[null,null,"20230130:0230","2023-01-30T09:00:00",146.22999999999999,40.61,19.96,1.66,0]
[null,null,"20230130:0330","2023-01-30T10:00:00",205.06,53.04,20.53,1.93,0]
[null,null,"20230130:0430","2023-01-30T11:00:00",411.28,62.97,20.57,2,0]
[null,null,"20230130:0530","2023-01-30T12:00:00",199.49,66.900000000000006,21.2,2.21,0]
[null,null,"20230130:0630","2023-01-30T13:00:00",181.34,62.16,21.05,1.93,0]
[null,null,"20230130:0730","2023-01-30T14:00:00",176.46,51.86,20.52,2,0]
[null,null,"20230130:0830","2023-01-30T15:00:00",157.57,39.29,20.45,1.93,0]
[null,null,"20230130:0930","2023-01-30T16:00:00",39.729999999999997,25.77,20.13,1.66,0]
[null,null,"20230130:1030",{"$f":"D715+1/24","v":"2023-01-30T17:00:00"},14.1,11.82,19.57,1.45,0]
[null,null,"20230130:1130","2023-01-30T18:00:00",0,-2.36,19.18,1.24,0]
[null,null,"20230130:1230","2023-01-30T19:00:00",0,0,18.97,1.1000000000000001,0]
[null,null,"20230130:1330","2023-01-30T20:00:00",0,0,18.809999999999999,0.97,0]
[null,null,"20230130:1430","2023-01-30T21:00:00",0,0,18.739999999999998,0.9,0]
[null,null,"20230130:1530","2023-01-30T22:00:00",0,0,18.66,0.83,0]
[null,null,"20230130:1630","2023-01-30T23:00:00",0,0,18.600000000000001,0.76,0]
[null,null,"20230130:1730","2023-01-31",0,0,18.63,0.69,0]
[null,null,"20230130:1830","2023-01-31T01:00:00",0,0,18.53,0.76,0]
[null,null,"20230130:1930","2023-01-31T02:00:00",0,0,18.350000000000001,0.9,0]
[null,null,"20230130:2030","2023-01-31T03:00:00",0,0,18.309999999999999,0.9,0]
[null,null,"20230130:2130","2023-01-31T04:00:00",0,0,18.100000000000001,0.97,0]
[null,null,"20230130:2230","2023-01-31T05:00:00",0,0,17.86,1.03,0]
[null,null,"20230130:2330","2023-01-31T06:00:00",0,-0.93,17.86,0.97,0]
[null,null,"20230131:0030","2023-01-31T07:00:00",46.52,13.24,17.920000000000002,1.1000000000000001,0]
[null,null,"20230131:0130","2023-01-31T08:00:00",100.29,27.19,18.690000000000001,1.31,0]
[null,null,"20230131:0230","2023-01-31T09:00:00",206.8,40.68,19.47,1.31,0]
[null,null,"20230131:0330","2023-01-31T10:00:00",209.93,53.16,20.420000000000002,1.38,0]
[null,null,"20230131:0430","2023-01-31T11:00:00",289.39999999999998,63.18,20.85,1.59,0]
[null,null,"20230131:0530","2023-01-31T12:00:00",313.88,67.180000000000007,21.22,1.1000000000000001,0]
[null,null,"20230131:0630","2023-01-31T13:00:00",369.9,62.41,21.78,1.45,0]
[null,null,"20230131:0730","2023-01-31T14:00:00",269.68,52.05,21.26,1.86,0]
[null,null,"20230131:0830","2023-01-31T15:00:00",174.47,39.43,21.11,1.86,0]
[null,null,"20230131:0930","2023-01-31T16:00:00",70.83,25.89,20.83,1.86,0]
[null,null,"20230131:1030","2023-01-31T17:00:00",28.38,11.9,20.25,1.59,0]
[null,null,"20230131:1130","2023-01-31T18:00:00",0,-2.29,19.72,1.17,0]
[null,null,"20230131:1230","2023-01-31T19:00:00",0,0,19.25,1.03,0]
[null,null,"20230131:1330","2023-01-31T20:00:00",0,0,19.04,0.83,0]
[null,null,"20230131:1430","2023-01-31T21:00:00",0,0,18.600000000000001,0.76,0]
[null,null,"20230131:1530","2023-01-31T22:00:00",0,0,18.47,0.55000000000000004,0]
[null,null,"20230131:1630","2023-01-31T23:00:00",0,0,18.29,0.55000000000000004,0]
[null,null,"20230131:1730","2023-02-01",0,0,18.21,0.62,0]
[null,null,"20230131:1830","2023-02-01T01:00:00",0,0,18.079999999999998,0.69,0]
[null,null,"20230131:1930","2023-02-01T02:00:00",0,0,17.989999999999998,0.55000000000000004,0]
[null,null,"20230131:2030","2023-02-01T03:00:00",0,0,17.809999999999999,0.34,0]
[null,null,"20230131:2130","2023-02-01T04:00:00",0,0,17.82,0.21,0]
[null,null,"20230131:2230","2023-02-01T05:00:00",0,0,17.559999999999999,0.34,0]
[null,null,"20230131:2330","2023-02-01T06:00:00",0,-0.94,17.53,0.48,0]
[null,null,"20230201:0030","2023-02-01T07:00:00",149.85,13.25,17.45,0.48,0]
[null,null,"20230201:0130","2023-02-01T08:00:00",352.6,27.23,19.239999999999998,0.55000000000000004,0]
[null,null,"20230201:0230","2023-02-01T09:00:00",644.79999999999995,40.76,20.86,0.83,0]
[null,null,"20230201:0330","2023-02-01T10:00:00",795.86,53.3,22.46,1.1000000000000001,0]
[null,null,"20230201:0430","2023-02-01T11:00:00",739.6,63.39,23.53,1.24,0]
[null,null,"20230201:0530","2023-02-01T12:00:00",829.08,67.459999999999994,23.98,1.17,0]
[null,null,"20230201:0630","2023-02-01T13:00:00",667.68,62.67,24.19,1.1000000000000001,0]
[null,null,"20230201:0730","2023-02-01T14:00:00",519.67999999999995,52.24,23.65,1.24,0]
[null,null,"20230201:0830","2023-02-01T15:00:00",266.42,39.58,23.35,1.45,0]
[null,null,"20230201:0930","2023-02-01T16:00:00",135.43,26,22.32,1.45,0]
[null,null,"20230201:1030","2023-02-01T17:00:00",82.47,11.99,21.26,1.38,0]
[null,null,"20230201:1130","2023-02-01T18:00:00",0,-2.23,20.440000000000001,1.24,0]
[null,null,"20230201:1230","2023-02-01T19:00:00",0,0,19.72,0.9,0]
[null,null,"20230201:1330","2023-02-01T20:00:00",0,0,19.239999999999998,0.76,0]
[null,null,"20230201:1430","2023-02-01T21:00:00",0,0,19.079999999999998,0.55000000000000004,0]
[null,null,"20230201:1530","2023-02-01T22:00:00",0,0,18.89,0.62,0]
[null,null,"20230201:1630","2023-02-01T23:00:00",0,0,18.78,0.62,0]
[null,null,"20230201:1730","2023-02-02",0,0,18.649999999999999,0.62,0]
[null,null,"20230201:1830","2023-02-02T01:00:00",0,0,18.52,0.48,0]
[null,null,"20230201:1930","2023-02-02T02:00:00",0,0,18.670000000000002,0.34,0]
[null,null,"20230201:2030","2023-02-02T03:00:00",0,0,18.32,0.34,0]
[null,null,"20230201:2130","2023-02-02T04:00:00",0,0,18.16,0.34,0]
[null,null,"20230201:2230","2023-02-02T05:00:00",0,0,17.989999999999998,0.34,0]
[null,null,"20230201:2330","2023-02-02T06:00:00",0,-0.96,17.82,0.41,0]
[null,null,"20230202:0030","2023-02-02T07:00:00",65.84,13.26,17.96,0.48,0]
[null,null,"20230202:0130","2023-02-02T08:00:00",265.67,27.27,18.850000000000001,0.34,0]
[null,null,"20230202:0230",{"$f":"D779+1/24","v":"2023-02-02T09:00:00"},335.95,40.83,20.21,0.62,0]
[null,null,"20230202:0330","2023-02-02T10:00:00",445.3,53.43,21.2,0.9,0]
[null,null,"20230202:0430","2023-02-02T11:00:00",637.26,63.61,22.13,1.45,0]
[null,null,"20230202:0530","2023-02-02T12:00:00",358.01,67.75,22.79,1.31,0]
[null,null,"20230202:0630","2023-02-02T13:00:00",391.14,62.92,22.39,1.03,0]
[null,null,"20230202:0730","2023-02-02T14:00:00",316.95999999999998,52.43,22.73,1.52,0]
[null,null,"20230202:0830","2023-02-02T15:00:00",263.93,39.72,22.65,1.52,0]
[null,null,"20230202:0930","2023-02-02T16:00:00",145.38,26.11,22.23,1.59,0]
[null,null,"20230202:1030","2023-02-02T17:00:00",89.74,12.07,21.37,1.24,0]
[null,null,"20230202:1130","2023-02-02T18:00:00",0,-2.17,20.89,0.9,0]
[null,null,"20230202:1230","2023-02-02T19:00:00",0,0,20.34,0.97,0]
[null,null,"20230202:1330","2023-02-02T20:00:00",0,0,19.850000000000001,0.83,0]
[null,null,"20230202:1430","2023-02-02T21:00:00",0,0,19.38,0.69,0]
[null,null,"20230202:1530","2023-02-02T22:00:00",0,0,19.09,0.62,0]
[null,null,"20230202:1630","2023-02-02T23:00:00",0,0,18.829999999999998,0.34,0]
[null,null,"20230202:1730","2023-02-03",0,0,18.649999999999999,0.34,0]
[null,null,"20230202:1830","2023-02-03T01:00:00",0,0,18.59,0.48,0]
[null,null,"20230202:1930","2023-02-03T02:00:00",0,0,18.45,0,0]
[null,null,"20230202:2030","2023-02-03T03:00:00",0,0,18.32,0.14000000000000001,0]
[null,null,"20230202:2130","2023-02-03T04:00:00",0,0,18.22,0.21,0]
[null,null,"20230202:2230","2023-02-03T05:00:00",0,0,18.149999999999999,0.41,0]
[null,null,"20230202:2330","2023-02-03T06:00:00",0,-0.96,18.239999999999998,0.41,0]
[null,null,"20230203:0030","2023-02-03T07:00:00",81.680000000000007,13.28,18.309999999999999,0.28000000000000003,0]
[null,null,"20230203:0130","2023-02-03T08:00:00",115.02,27.32,19.13,0.41,0]
[null,null,"20230203:0230","2023-02-03T09:00:00",303.79000000000002,40.92,19.7,0.62,0]
[null,null,"20230203:0330","2023-02-03T10:00:00",365.86,53.57,20.57,0.97,0]
[null,null,"20230203:0430","2023-02-03T11:00:00",353.43,63.84,21.44,1.1000000000000001,0]
[null,null,"20230203:0530","2023-02-03T12:00:00",262.44,68.05,21.82,1.03,0]
[null,null,"20230203:0630","2023-02-03T13:00:00",217.75,63.18,21.67,1.24,0]
[null,null,"20230203:0730","2023-02-03T14:00:00",182.96,52.62,20.92,1.24,0]
[null,null,"20230203:0830","2023-02-03T15:00:00",177.62,39.86,20.86,1.24,0]
[null,null,"20230203:0930","2023-02-03T16:00:00",123.57,26.21,20.99,1.24,0]
[null,null,"20230203:1030","2023-02-03T17:00:00",59.71,12.16,20.440000000000001,1.17,0]
[null,null,"20230203:1130","2023-02-03T18:00:00",0,-2.11,20.02,0.97,0]
[null,null,"20230203:1230","2023-02-03T19:00:00",0,0,19.489999999999998,0.97,0]
[null,null,"20230203:1330","2023-02-03T20:00:00",0,0,19.190000000000001,0.83,0]
[null,null,"20230203:1430","2023-02-03T21:00:00",0,0,18.86,0.69,0]
[null,null,"20230203:1530","2023-02-03T22:00:00",0,0,18.59,0.69,0]
[null,null,"20230203:1630","2023-02-03T23:00:00",0,0,18.47,0.62,0]
[null,null,"20230203:1730","2023-02-04",0,0,18.46,0.55000000000000004,0]
[null,null,"20230203:1830","2023-02-04T01:00:00",0,0,18.440000000000001,0.62,0]
[null,null,"20230203:1930","2023-02-04T02:00:00",0,0,18.73,0.69,0]
[null,null,"20230203:2030","2023-02-04T03:00:00",0,0,18.61,0.69,0]
[null,null,"20230203:2130","2023-02-04T04:00:00",0,0,18.68,0.83,0]
[null,null,"20230203:2230","2023-02-04T05:00:00",0,0,18.71,0.83,0]
[null,null,"20230203:2330","2023-02-04T06:00:00",0,-0.97,18.59,0.76,0]
[null,null,"20230204:0030","2023-02-04T07:00:00",107.71,13.3,18.63,0.76,0]
[null,null,"20230204:0130","2023-02-04T08:00:00",305.87,27.37,19.760000000000002,1.17,0]
[null,null,"20230204:0230","2023-02-04T09:00:00",413.53,41,21.27,1.1000000000000001,0]
[null,null,"20230204:0330","2023-02-04T10:00:00",620.71,53.71,22.59,1.24,0]
[null,null,"20230204:0430","2023-02-04T11:00:00",750.73,64.06,23.46,1.72,0]
[null,null,"20230204:0530","2023-02-04T12:00:00",632.85,68.34,24.21,2.34,0]
[null,null,"20230204:0630","2023-02-04T13:00:00",768.93,63.43,23.78,2.34,0]
[null,null,"20230204:0730","2023-02-04T14:00:00",577.44000000000005,52.81,24.38,2.48,0]
[null,null,"20230204:0830","2023-02-04T15:00:00",487.43,40,23.81,2.2799999999999998,0]
[null,null,"20230204:0930","2023-02-04T16:00:00",342.48,26.32,23.14,2.0699999999999998,0]
[null,null,"20230204:1030","2023-02-04T17:00:00",135.51,12.23,22.62,1.79,0]
[null,null,"20230204:1130","2023-02-04T18:00:00",0,-2.0499999999999998,21.53,1.38,0]
[null,null,"20230204:1230","2023-02-04T19:00:00",0,0,20.52,1.03,0]
[null,null,"20230204:1330","2023-02-04T20:00:00",0,0,19.97,0.9,0]
[null,null,"20230204:1430","2023-02-04T21:00:00",0,0,19.420000000000002,0.83,0]
[null,null,"20230204:1530","2023-02-04T22:00:00",0,0,18.8,0.62,0]
[null,null,"20230204:1630","2023-02-04T23:00:00",0,0,18.5,0.62,0]
[null,null,"20230204:1730","2023-02-05",0,0,18.2,0.62,0]
[null,null,"20230204:1830",{"$f":"D843+1/24","v":"2023-02-05T01:00:00"},0,0,17.760000000000002,0.76,0]
[null,null,"20230204:1930","2023-02-05T02:00:00",0,0,17.84,0.76,0]
[null,null,"20230204:2030","2023-02-05T03:00:00",0,0,17.7,0.62,0]
[null,null,"20230204:2130","2023-02-05T04:00:00",0,0,17.64,0.55000000000000004,0]
[null,null,"20230204:2230","2023-02-05T05:00:00",0,0,17.399999999999999,0.62,0]
[null,null,"20230204:2330","2023-02-05T06:00:00",0,-0.97,17.25,0.62,0]
[null,null,"20230205:0030","2023-02-05T07:00:00",175.49,13.33,17.45,0.55000000000000004,0]
[null,null,"20230205:0130","2023-02-05T08:00:00",397.38,27.42,19.36,0.97,0]
[null,null,"20230205:0230","2023-02-05T09:00:00",549.03,41.09,21.01,1.1000000000000001,0]
[null,null,"20230205:0330","2023-02-05T10:00:00",730.76,53.86,22.37,1.24,0]
[null,null,"20230205:0430","2023-02-05T11:00:00",817.55,64.3,23.56,2,0]
[null,null,"20230205:0530","2023-02-05T12:00:00",840.61,68.650000000000006,23.9,2,0]
[null,null,"20230205:0630","2023-02-05T13:00:00",763.78,63.69,24.35,1.79,0]
[null,null,"20230205:0730","2023-02-05T14:00:00",720.95,53,24.81,1.59,0]
[null,null,"20230205:0830","2023-02-05T15:00:00",307.95,40.14,24,1.72,0]
[null,null,"20230205:0930","2023-02-05T16:00:00",122.1,26.42,22.77,2,0]
[null,null,"20230205:1030","2023-02-05T17:00:00",42.19,12.31,21.49,1.72,0]
[null,null,"20230205:1130","2023-02-05T18:00:00",0,-2,20.84,1.45,0]
[null,null,"20230205:1230","2023-02-05T19:00:00",0,0,20.11,1.1000000000000001,0]
[null,null,"20230205:1330","2023-02-05T20:00:00",0,0,19.88,0.83,0]
[null,null,"20230205:1430","2023-02-05T21:00:00",0,0,19.66,0.76,0]
[null,null,"20230205:1530","2023-02-05T22:00:00",0,0,19.46,0.69,0]
[null,null,"20230205:1630","2023-02-05T23:00:00",0,0,19.440000000000001,0.55000000000000004,0]
[null,null,"20230205:1730","2023-02-06",0,0,19.36,0.48,0]
[null,null,"20230205:1830","2023-02-06T01:00:00",0,0,19.059999999999999,0.48,0]
[null,null,"20230205:1930","2023-02-06T02:00:00",0,0,19.350000000000001,0.83,0]
[null,null,"20230205:2030","2023-02-06T03:00:00",0,0,19.100000000000001,0.83,0]
[null,null,"20230205:2130","2023-02-06T04:00:00",0,0,19.12,0.69,0]
[null,null,"20230205:2230","2023-02-06T05:00:00",0,0,19.14,0.55000000000000004,0]
[null,null,"20230205:2330","2023-02-06T06:00:00",0,-0.97,19.02,0.41,0]
[null,null,"20230206:0030","2023-02-06T07:00:00",90.9,13.35,19.04,0.48,0]
[null,null,"20230206:0130","2023-02-06T08:00:00",205.17,27.47,19.68,0.83,0]
[null,null,"20230206:0230","2023-02-06T09:00:00",366.96,41.19,20.52,0.9,0]
[null,null,"20230206:0330","2023-02-06T10:00:00",498.54,54.01,21.7,0.97,0]
[null,null,"20230206:0430","2023-02-06T11:00:00",538.04,64.53,22.75,1.31,0]
[null,null,"20230206:0530","2023-02-06T12:00:00",543.16,68.95,22.22,1.45,0]
[null,null,"20230206:0630","2023-02-06T13:00:00",185.61,63.95,22.79,1.59,0]
[null,null,"20230206:0730","2023-02-06T14:00:00",333.07,53.18,20.83,0.41,0]
[null,null,"20230206:0830","2023-02-06T15:00:00",317.33,40.270000000000003,21.02,0.34,0]
[null,null,"20230206:0930","2023-02-06T16:00:00",190.85,26.52,20.63,0.55000000000000004,0]
[null,null,"20230206:1030","2023-02-06T17:00:00",62.84,12.38,20.18,0.62,0]
[null,null,"20230206:1130","2023-02-06T18:00:00",0,-1.95,19.670000000000002,0.21,0]
[null,null,"20230206:1230","2023-02-06T19:00:00",0,0,19.28,0.41,0]
[null,null,"20230206:1330","2023-02-06T20:00:00",0,0,19.09,0.41,0]
[null,null,"20230206:1430","2023-02-06T21:00:00",0,0,19.09,0.34,0]
[null,null,"20230206:1530","2023-02-06T22:00:00",0,0,19,0.34,0]
[null,null,"20230206:1630","2023-02-06T23:00:00",0,0,18.89,0.41,0]
[null,null,"20230206:1730","2023-02-07",0,0,18.8,0.21,0]
[null,null,"20230206:1830","2023-02-07T01:00:00",0,0,18.7,0.14000000000000001,0]
[null,null,"20230206:1930","2023-02-07T02:00:00",0,0,18.66,0.34,0]
[null,null,"20230206:2030","2023-02-07T03:00:00",0,0,18.559999999999999,0.62,0]
[null,null,"20230206:2130","2023-02-07T04:00:00",0,0,18.510000000000002,0.55000000000000004,0]
[null,null,"20230206:2230","2023-02-07T05:00:00",0,0,18.57,0.69,0]
[null,null,"20230206:2330","2023-02-07T06:00:00",0,-0.97,18.510000000000002,0.69,0]
[null,null,"20230207:0030","2023-02-07T07:00:00",96.49,13.38,18.579999999999998,0.69,0]
[null,null,"20230207:0130","2023-02-07T08:00:00",254.47,27.53,19.43,0.76,0]
[null,null,"20230207:0230","2023-02-07T09:00:00",438.12,41.28,20.61,0.83,0]
[null,null,"20230207:0330","2023-02-07T10:00:00",401.54,54.16,22.03,1.03,0]
[null,null,"20230207:0430","2023-02-07T11:00:00",544.52,64.77,22.59,0.9,0]
[null,null,"20230207:0530","2023-02-07T12:00:00",515.65,69.260000000000005,23.59,0.97,0]
[null,null,"20230207:0630","2023-02-07T13:00:00",723.06,64.209999999999994,24.07,1.03,0]
[null,null,"20230207:0730","2023-02-07T14:00:00",439.14,53.37,24.4,0.9,0]
[null,null,"20230207:0830","2023-02-07T15:00:00",383.29,40.409999999999997,22.68,0.62,0]
[null,null,"20230207:0930","2023-02-07T16:00:00",254.42,26.62,22.03,0.41,0]
[null,null,"20230207:1030",{"$f":"D907+1/24","v":"2023-02-07T17:00:00"},79.430000000000007,12.45,21.52,0.34,0]
[null,null,"20230207:1130","2023-02-07T18:00:00",0,-1.9,20.63,0.48,0]
[null,null,"20230207:1230","2023-02-07T19:00:00",0,0,19.989999999999998,0.62,0]
[null,null,"20230207:1330","2023-02-07T20:00:00",0,0,19.82,0.62,0]
[null,null,"20230207:1430","2023-02-07T21:00:00",0,0,19.61,0.62,0]
[null,null,"20230207:1530","2023-02-07T22:00:00",0,0,19.440000000000001,0.55000000000000004,0]
[null,null,"20230207:1630","2023-02-07T23:00:00",0,0,19.21,0.48,0]
[null,null,"20230207:1730","2023-02-08",0,0,18.989999999999998,0.48,0]
[null,null,"20230207:1830","2023-02-08T01:00:00",0,0,18.760000000000002,0.41,0]
[null,null,"20230207:1930","2023-02-08T02:00:00",0,0,18.899999999999999,0.62,0]
[null,null,"20230207:2030","2023-02-08T03:00:00",0,0,18.739999999999998,0.69,0]
[null,null,"20230207:2130","2023-02-08T04:00:00",0,0,18.54,0.76,0]
[null,null,"20230207:2230","2023-02-08T05:00:00",0,0,18.5,0.9,0]
[null,null,"20230207:2330","2023-02-08T06:00:00",0,-0.96,18.62,0.97,0]
[null,null,"20230208:0030","2023-02-08T07:00:00",123.6,13.42,18.78,0.83,0]
[null,null,"20230208:0130","2023-02-08T08:00:00",360.6,27.59,19.420000000000002,1.03,0]
[null,null,"20230208:0230","2023-02-08T09:00:00",574.86,41.38,20.85,1.17,0]
[null,null,"20230208:0330","2023-02-08T10:00:00",629.16999999999996,54.32,22.38,1.31,0]
[null,null,"20230208:0430","2023-02-08T11:00:00",790.89,65.02,23.35,1.31,0]
[null,null,"20230208:0530","2023-02-08T12:00:00",771.34,69.58,24.12,1.59,0]
[null,null,"20230208:0630","2023-02-08T13:00:00",791.02,64.47,24.61,1.86,0]
[null,null,"20230208:0730","2023-02-08T14:00:00",514.83000000000004,53.55,23.52,2.14,0]
[null,null,"20230208:0830","2023-02-08T15:00:00",347.12,40.54,22.72,2.2799999999999998,0]
[null,null,"20230208:0930","2023-02-08T16:00:00",261.24,26.71,22.37,2.0699999999999998,0]
[null,null,"20230208:1030","2023-02-08T17:00:00",86.03,12.52,22.18,1.59,0]
[null,null,"20230208:1130","2023-02-08T18:00:00",0,-1.85,21.24,0.9,0]
[null,null,"20230208:1230","2023-02-08T19:00:00",0,0,20.49,0.83,0]
[null,null,"20230208:1330","2023-02-08T20:00:00",0,0,20.100000000000001,0.83,0]
[null,null,"20230208:1430","2023-02-08T21:00:00",0,0,19.78,0.83,0]
[null,null,"20230208:1530","2023-02-08T22:00:00",0,0,19.3,0.69,0]
[null,null,"20230208:1630","2023-02-08T23:00:00",0,0,19.02,0.62,0]
[null,null,"20230208:1730","2023-02-09",0,0,18.77,0.62,0]
[null,null,"20230208:1830","2023-02-09T01:00:00",0,0,18.59,0.55000000000000004,0]
[null,null,"20230208:1930","2023-02-09T02:00:00",0,0,18.420000000000002,0.55000000000000004,0]
[null,null,"20230208:2030","2023-02-09T03:00:00",0,0,18.52,0.62,0]
[null,null,"20230208:2130","2023-02-09T04:00:00",0,0,18.27,0.62,0]
[null,null,"20230208:2230","2023-02-09T05:00:00",0,0,18.3,0.55000000000000004,0]
[null,null,"20230208:2330","2023-02-09T06:00:00",0,-0.95,18.27,0.62,0]
[null,null,"20230209:0030","2023-02-09T07:00:00",133.86000000000001,13.46,18.329999999999998,0.62,0]
[null,null,"20230209:0130","2023-02-09T08:00:00",387.3,27.66,19.420000000000002,0.76,0]
[null,null,"20230209:0230","2023-02-09T09:00:00",580.91999999999996,41.48,21.41,1.03,0]
[null,null,"20230209:0330","2023-02-09T10:00:00",696.01,54.48,22.84,1.17,0]
[null,null,"20230209:0430","2023-02-09T11:00:00",594.80999999999995,65.260000000000005,23.97,1.59,0]
[null,null,"20230209:0530","2023-02-09T12:00:00",780.85,69.900000000000006,24.46,1.59,0]
[null,null,"20230209:0630","2023-02-09T13:00:00",774.77,64.73,25.07,1.52,0]
[null,null,"20230209:0730","2023-02-09T14:00:00",494.15,53.73,25.8,1.31,0]
[null,null,"20230209:0830","2023-02-09T15:00:00",484.68,40.659999999999997,25.32,1.59,0]
[null,null,"20230209:0930","2023-02-09T16:00:00",345.29,26.81,24.52,1.59,0]
[null,null,"20230209:1030","2023-02-09T17:00:00",125.42,12.59,23.77,1.52,0]
[null,null,"20230209:1130","2023-02-09T18:00:00",0,-1.81,22.79,1.31,0]
[null,null,"20230209:1230","2023-02-09T19:00:00",0,0,21.56,1.03,0]
[null,null,"20230209:1330","2023-02-09T20:00:00",0,0,21.05,0.9,0]
[null,null,"20230209:1430","2023-02-09T21:00:00",0,0,20.54,0.69,0]
[null,null,"20230209:1530","2023-02-09T22:00:00",0,0,19.84,0.55000000000000004,0]
[null,null,"20230209:1630","2023-02-09T23:00:00",0,0,19.850000000000001,0.55000000000000004,0]
[null,null,"20230209:1730","2023-02-10",0,0,19.34,0.69,0]
[null,null,"20230209:1830","2023-02-10T01:00:00",0,0,19.059999999999999,0.76,0]
[null,null,"20230209:1930","2023-02-10T02:00:00",0,0,19.27,0.62,0]
[null,null,"20230209:2030","2023-02-10T03:00:00",0,0,19.329999999999998,0.55000000000000004,0]
[null,null,"20230209:2130","2023-02-10T04:00:00",0,0,19.14,0.41,0]
[null,null,"20230209:2230","2023-02-10T05:00:00",0,0,19.07,0.41,0]
[null,null,"20230209:2330","2023-02-10T06:00:00",0,-0.93,18.829999999999998,0.48,0]
[null,null,"20230210:0030","2023-02-10T07:00:00",157.43,13.5,18.850000000000001,0.62,0]
[null,null,"20230210:0130","2023-02-10T08:00:00",391.43,27.73,20.38,0.69,0]
[null,null,"20230210:0230",{"$f":"D971+1/24","v":"2023-02-10T09:00:00"},507.28,41.59,22.04,0.69,0]
[null,null,"20230210:0330","2023-02-10T10:00:00",828.77,54.64,23.15,0.83,0]
[null,null,"20230210:0430","2023-02-10T11:00:00",858.1,65.52,24.41,0.83,0]
[null,null,"20230210:0530","2023-02-10T12:00:00",795.14,70.22,25.13,0.83,0]
[null,null,"20230210:0630","2023-02-10T13:00:00",636.52,64.989999999999995,25.51,1.17,0]
[null,null,"20230210:0730","2023-02-10T14:00:00",617.48,53.91,23.74,0.9,0]
[null,null,"20230210:0830","2023-02-10T15:00:00",388.9,40.79,23.48,0.62,0]
[null,null,"20230210:0930","2023-02-10T16:00:00",222.9,26.9,22.1,0.83,0]
[null,null,"20230210:1030","2023-02-10T17:00:00",97.1,12.65,21.06,0.55000000000000004,0]
[null,null,"20230210:1130","2023-02-10T18:00:00",0,-1.77,20.51,0.34,0]
[null,null,"20230210:1230","2023-02-10T19:00:00",0,0,20.100000000000001,0.34,0]
[null,null,"20230210:1330","2023-02-10T20:00:00",0,0,19.82,0.48,0]
[null,null,"20230210:1430","2023-02-10T21:00:00",0,0,19.66,0.55000000000000004,0]
[null,null,"20230210:1530","2023-02-10T22:00:00",0,0,19.43,0.62,0]
[null,null,"20230210:1630","2023-02-10T23:00:00",0,0,19.18,0.62,0]
[null,null,"20230210:1730","2023-02-11",0,0,18.8,0.62,0]
[null,null,"20230210:1830","2023-02-11T01:00:00",0,0,18.8,0.69,0]
[null,null,"20230210:1930","2023-02-11T02:00:00",0,0,18.73,0.28000000000000003,0]
[null,null,"20230210:2030","2023-02-11T03:00:00",0,0,18.8,0.21,0]
[null,null,"20230210:2130","2023-02-11T04:00:00",0,0,18.690000000000001,0.34,0]
[null,null,"20230210:2230","2023-02-11T05:00:00",0,0,18.54,0.48,0]
[null,null,"20230210:2330","2023-02-11T06:00:00",0,-0.91,18.52,0.62,0]
[null,null,"20230211:0030","2023-02-11T07:00:00",128.38999999999999,13.54,18.670000000000002,0.55000000000000004,0]
[null,null,"20230211:0130","2023-02-11T08:00:00",291.70999999999998,27.8,19.97,1.03,0]
[null,null,"20230211:0230","2023-02-11T09:00:00",586.53,41.7,21.23,1.03,0]
[null,null,"20230211:0330","2023-02-11T10:00:00",714.47,54.8,22.86,1.03,0]
[null,null,"20230211:0430","2023-02-11T11:00:00",765.39,65.77,23.71,1.03,0]
[null,null,"20230211:0530","2023-02-11T12:00:00",776.22,70.55,24.73,1.31,0]
[null,null,"20230211:0630","2023-02-11T13:00:00",735.94,65.25,25.02,1.66,0]
[null,null,"20230211:0730","2023-02-11T14:00:00",633.30999999999995,54.08,25.04,1.38,0]
[null,null,"20230211:0830","2023-02-11T15:00:00",446.93,40.909999999999997,23.36,1.52,0]
[null,null,"20230211:0930","2023-02-11T16:00:00",219.4,26.98,23.25,1.31,0]
[null,null,"20230211:1030","2023-02-11T17:00:00",125.03,12.71,22.42,1.1000000000000001,0]
[null,null,"20230211:1130","2023-02-11T18:00:00",0,-1.73,21.51,0.69,0]
[null,null,"20230211:1230","2023-02-11T19:00:00",0,0,20.94,0.34,0]
[null,null,"20230211:1330","2023-02-11T20:00:00",0,0,20.54,0.55000000000000004,0]
[null,null,"20230211:1430","2023-02-11T21:00:00",0,0,20.14,0.62,0]
[null,null,"20230211:1530","2023-02-11T22:00:00",0,0,19.649999999999999,0.55000000000000004,0]
[null,null,"20230211:1630","2023-02-11T23:00:00",0,0,19.190000000000001,0.48,0]
[null,null,"20230211:1730","2023-02-12",0,0,18.920000000000002,0.48,0]
[null,null,"20230211:1830","2023-02-12T01:00:00",0,0,18.850000000000001,0.34,0]
[null,null,"20230211:1930","2023-02-12T02:00:00",0,0,18.96,0.28000000000000003,0]
[null,null,"20230211:2030","2023-02-12T03:00:00",0,0,18.66,0.41,0]
[null,null,"20230211:2130","2023-02-12T04:00:00",0,0,18.399999999999999,0.55000000000000004,0]
[null,null,"20230211:2230","2023-02-12T05:00:00",0,0,18.420000000000002,0.55000000000000004,0]
[null,null,"20230211:2330","2023-02-12T06:00:00",0,-0.89,18.239999999999998,0.48,0]
[null,null,"20230212:0030","2023-02-12T07:00:00",158.43,13.59,18.399999999999999,0.48,0]
[null,null,"20230212:0130","2023-02-12T08:00:00",337.26,27.87,19.79,0.48,0]
[null,null,"20230212:0230","2023-02-12T09:00:00",549.16,41.81,21.5,0.76,0]
[null,null,"20230212:0330","2023-02-12T10:00:00",733.26,54.97,23.11,0.76,0]
[null,null,"20230212:0430","2023-02-12T11:00:00",776.13,66.03,24.27,0.83,0]
[null,null,"20230212:0530","2023-02-12T12:00:00",877.09,70.88,24.84,0.83,0]
[null,null,"20230212:0630","2023-02-12T13:00:00",811.09,65.510000000000005,25.28,1.1000000000000001,0]
[null,null,"20230212:0730","2023-02-12T14:00:00",498.22,54.26,25.18,1.72,0]
[null,null,"20230212:0830","2023-02-12T15:00:00",558.29999999999995,41.03,24.31,1.93,0]
[null,null,"20230212:0930","2023-02-12T16:00:00",298.7,27.06,23.57,1.45,0]
[null,null,"20230212:1030","2023-02-12T17:00:00",118.3,12.77,22.29,0.55000000000000004,0]
[null,null,"20230212:1130","2023-02-12T18:00:00",0,-1.69,21.42,0.55000000000000004,0]
[null,null,"20230212:1230","2023-02-12T19:00:00",0,0,20.94,0.62,0]
[null,null,"20230212:1330","2023-02-12T20:00:00",0,0,20.47,0.48,0]
[null,null,"20230212:1430","2023-02-12T21:00:00",0,0,20.399999999999999,0.62,0]
[null,null,"20230212:1530","2023-02-12T22:00:00",0,0,19.940000000000001,0.76,0]
[null,null,"20230212:1630","2023-02-12T23:00:00",0,0,19.43,0.69,0]
[null,null,"20230212:1730","2023-02-13",0,0,19.22,0.62,0]
[null,null,"20230212:1830",{"$f":"D1035+1/24","v":"2023-02-13T01:00:00"},0,0,19.05,0.48,0]
[null,null,"20230212:1930","2023-02-13T02:00:00",0,0,18.75,0.28000000000000003,0]
[null,null,"20230212:2030","2023-02-13T03:00:00",0,0,18.809999999999999,0.34,0]
[null,null,"20230212:2130","2023-02-13T04:00:00",0,0,18.75,0.34,0]
[null,null,"20230212:2230","2023-02-13T05:00:00",0,0,18.63,0.55000000000000004,0]
[null,null,"20230212:2330","2023-02-13T06:00:00",0,-0.87,18.46,0.62,0]
[null,null,"20230213:0030","2023-02-13T07:00:00",142.61000000000001,13.64,18.54,0.62,0]
[null,null,"20230213:0130","2023-02-13T08:00:00",394.44,27.95,19.760000000000002,0.55000000000000004,0]
[null,null,"20230213:0230","2023-02-13T09:00:00",614.67999999999995,41.92,21.61,0.69,0]
[null,null,"20230213:0330","2023-02-13T10:00:00",851.8,55.14,23.29,0.69,0]
[null,null,"20230213:0430","2023-02-13T11:00:00",921.11,66.290000000000006,24.54,0.48,0]
[null,null,"20230213:0530","2023-02-13T12:00:00",805.2,71.22,24.9,0.48,0]
[null,null,"20230213:0630","2023-02-13T13:00:00",814.73,65.77,25.05,0.41,0]
[null,null,"20230213:0730","2023-02-13T14:00:00",808,54.43,25.21,1.1000000000000001,0]
[null,null,"20230213:0830","2023-02-13T15:00:00",621.27,41.15,24.78,1.1000000000000001,0]
[null,null,"20230213:0930","2023-02-13T16:00:00",259.66000000000003,27.15,23.78,1.38,0]
[null,null,"20230213:1030","2023-02-13T17:00:00",123.51,12.82,22.89,0.69,0]
[null,null,"20230213:1130","2023-02-13T18:00:00",0,-1.66,21.93,0.62,0]
[null,null,"20230213:1230","2023-02-13T19:00:00",0,0,21.29,0.48,0]
[null,null,"20230213:1330","2023-02-13T20:00:00",0,0,20.92,0.21,0]
[null,null,"20230213:1430","2023-02-13T21:00:00",0,0,20.329999999999998,0.41,0]
[null,null,"20230213:1530","2023-02-13T22:00:00",0,0,19.68,0.48,0]
[null,null,"20230213:1630","2023-02-13T23:00:00",0,0,19.32,0.34,0]
[null,null,"20230213:1730","2023-02-14",0,0,18.98,0.28000000000000003,0]
[null,null,"20230213:1830","2023-02-14T01:00:00",0,0,18.73,0.34,0]
[null,null,"20230213:1930","2023-02-14T02:00:00",0,0,18.82,0.34,0]
[null,null,"20230213:2030","2023-02-14T03:00:00",0,0,18.760000000000002,0.28000000000000003,0]
[null,null,"20230213:2130","2023-02-14T04:00:00",0,0,18.48,0.28000000000000003,0]
[null,null,"20230213:2230","2023-02-14T05:00:00",0,0,18.43,0.28000000000000003,0]
[null,null,"20230213:2330","2023-02-14T06:00:00",0,-0.84,18.260000000000002,0.28000000000000003,0]
[null,null,"20230214:0030","2023-02-14T07:00:00",168.24,13.69,18.21,0.41,0]
[null,null,"20230214:0130","2023-02-14T08:00:00",381.06,28.03,19.899999999999999,0.69,0]
[null,null,"20230214:0230","2023-02-14T09:00:00",508.04,42.04,21.49,0.9,0]
[null,null,"20230214:0330","2023-02-14T10:00:00",601.21,55.31,22.72,1.03,0]
[null,null,"20230214:0430","2023-02-14T11:00:00",789.39,66.55,23.65,1.31,0]
[null,null,"20230214:0530","2023-02-14T12:00:00",706.46,71.55,24.49,1.72,0]
[null,null,"20230214:0630","2023-02-14T13:00:00",659.97,66.02,24.7,1.93,0]
[null,null,"20230214:0730","2023-02-14T14:00:00",641.14,54.6,24.5,2.14,0]
[null,null,"20230214:0830","2023-02-14T15:00:00",516.99,41.26,24.33,2,0]
[null,null,"20230214:0930","2023-02-14T16:00:00",327.61,27.22,23.95,1.86,0]
[null,null,"20230214:1030","2023-02-14T17:00:00",126.95,12.87,23.3,1.59,0]
[null,null,"20230214:1130","2023-02-14T18:00:00",0,-1.63,22.41,1.31,0]
[null,null,"20230214:1230","2023-02-14T19:00:00",0,0,21.32,0.9,0]
[null,null,"20230214:1330","2023-02-14T20:00:00",0,0,20.73,0.9,0]
[null,null,"20230214:1430","2023-02-14T21:00:00",0,0,20.23,0.76,0]
[null,null,"20230214:1530","2023-02-14T22:00:00",0,0,19.71,0.69,0]
[null,null,"20230214:1630","2023-02-14T23:00:00",0,0,19.170000000000002,0.62,0]
[null,null,"20230214:1730","2023-02-15",0,0,19.04,0.55000000000000004,0]
[null,null,"20230214:1830","2023-02-15T01:00:00",0,0,18.78,0.48,0]
[null,null,"20230214:1930","2023-02-15T02:00:00",0,0,19.440000000000001,0.62,0]
[null,null,"20230214:2030","2023-02-15T03:00:00",0,0,19.45,0.69,0]
[null,null,"20230214:2130","2023-02-15T04:00:00",0,0,19.23,0.76,0]
[null,null,"20230214:2230","2023-02-15T05:00:00",0,0,18.920000000000002,0.76,0]
[null,null,"20230214:2330","2023-02-15T06:00:00",0,-0.81,18.89,0.9,0]
[null,null,"20230215:0030","2023-02-15T07:00:00",66.569999999999993,13.75,18.8,0.97,0]
[null,null,"20230215:0130","2023-02-15T08:00:00",210.85,28.11,19.649999999999999,0.83,0]
[null,null,"20230215:0230","2023-02-15T09:00:00",391.41,42.16,20.97,0.97,0]
[null,null,"20230215:0330","2023-02-15T10:00:00",473.09,55.49,22.21,1.31,0]
[null,null,"20230215:0430","2023-02-15T11:00:00",666.79,66.819999999999993,23.04,1.45,0]
[null,null,"20230215:0530","2023-02-15T12:00:00",657.11,71.900000000000006,24.06,2,0]
[null,null,"20230215:0630","2023-02-15T13:00:00",496.1,66.28,24.12,2.14,0]
[null,null,"20230215:0730","2023-02-15T14:00:00",418.15,54.76,23.38,1.93,0]
[null,null,"20230215:0830","2023-02-15T15:00:00",443.09,41.37,23.22,1.86,0]
[null,null,"20230215:0930","2023-02-15T16:00:00",248.6,27.3,23.08,1.86,0]
[null,null,"20230215:1030",{"$f":"D1099+1/24","v":"2023-02-15T17:00:00"},114.69,12.92,22.46,1.72,0]
[null,null,"20230215:1130","2023-02-15T18:00:00",0,-1.6,21.63,1.24,0]
[null,null,"20230215:1230","2023-02-15T19:00:00",0,0,20.49,1.03,0]
[null,null,"20230215:1330","2023-02-15T20:00:00",0,0,19.75,0.83,0]
[null,null,"20230215:1430","2023-02-15T21:00:00",0,0,19.12,0.76,0]
[null,null,"20230215:1530","2023-02-15T22:00:00",0,0,18.63,0.83,0]
[null,null,"20230215:1630","2023-02-15T23:00:00",0,0,18.36,0.9,0]
[null,null,"20230215:1730","2023-02-16",0,0,18.010000000000002,0.97,0]
[null,null,"20230215:1830","2023-02-16T01:00:00",0,0,18.100000000000001,0.97,0]
[null,null,"20230215:1930","2023-02-16T02:00:00",0,0,17.89,0.97,0]
[null,null,"20230215:2030","2023-02-16T03:00:00",0,0,17.45,0.9,0]
[null,null,"20230215:2130","2023-02-16T04:00:00",0,0,17.34,0.9,0]
[null,null,"20230215:2230","2023-02-16T05:00:00",0,0,17.18,0.97,0]
[null,null,"20230215:2330","2023-02-16T06:00:00",0,-0.77,17.25,0.97,0]
[null,null,"20230216:0030","2023-02-16T07:00:00",151.94999999999999,13.81,17.34,0.97,0]
[null,null,"20230216:0130","2023-02-16T08:00:00",443.38,28.2,18.260000000000002,1.17,0]
[null,null,"20230216:0230","2023-02-16T09:00:00",659.56,42.28,20.5,1.66,0]
[null,null,"20230216:0330","2023-02-16T10:00:00",778.66,55.66,21.93,2.48,0]
[null,null,"20230216:0430","2023-02-16T11:00:00",837.48,67.09,22.73,2.83,0]
[null,null,"20230216:0530","2023-02-16T12:00:00",791.99,72.239999999999995,23.31,3.1,0]
[null,null,"20230216:0630","2023-02-16T13:00:00",699.51,66.53,23.86,3.38,0]
[null,null,"20230216:0730","2023-02-16T14:00:00",728.14,54.92,23.74,2.83,0]
[null,null,"20230216:0830","2023-02-16T15:00:00",455.22,41.47,24.01,2.62,0]
[null,null,"20230216:0930","2023-02-16T16:00:00",295.37,27.37,23.56,2.34,0]
[null,null,"20230216:1030","2023-02-16T17:00:00",121.12,12.97,22.62,1.86,0]
[null,null,"20230216:1130","2023-02-16T18:00:00",0,-1.58,21.53,1.59,0]
[null,null,"20230216:1230","2023-02-16T19:00:00",0,0,20.36,1.31,0]
[null,null,"20230216:1330","2023-02-16T20:00:00",0,0,19.61,1.17,0]
[null,null,"20230216:1430","2023-02-16T21:00:00",0,0,19.170000000000002,1.17,0]
[null,null,"20230216:1530","2023-02-16T22:00:00",0,0,18.82,0.97,0]
[null,null,"20230216:1630","2023-02-16T23:00:00",0,0,18.62,1.1000000000000001,0]
[null,null,"20230216:1730","2023-02-17",0,0,18.59,0.9,0]
[null,null,"20230216:1830","2023-02-17T01:00:00",0,0,18.62,1.17,0]
[null,null,"20230216:1930","2023-02-17T02:00:00",0,0,19.05,0.76,0]
[null,null,"20230216:2030","2023-02-17T03:00:00",0,0,18.93,1.1000000000000001,0]
[null,null,"20230216:2130","2023-02-17T04:00:00",0,0,18.5,1.03,0]
[null,null,"20230216:2230","2023-02-17T05:00:00",0,0,18.41,1.03,0]
[null,null,"20230216:2330","2023-02-17T06:00:00",0,-0.73,18.350000000000001,0.97,0]
[null,null,"20230217:0030","2023-02-17T07:00:00",101.12,13.87,18.36,1.03,0]
[null,null,"20230217:0130","2023-02-17T08:00:00",328.11,28.28,19.18,1.52,0]
[null,null,"20230217:0230","2023-02-17T09:00:00",608.11,42.4,20.62,1.93,0]
[null,null,"20230217:0330","2023-02-17T10:00:00",744.45,55.84,21.9,2.34,0]
[null,null,"20230217:0430","2023-02-17T11:00:00",794.47,67.36,23.05,2.48,0]
[null,null,"20230217:0530","2023-02-17T12:00:00",772.2,72.59,23.51,2.62,0]
[null,null,"20230217:0630","2023-02-17T13:00:00",842.96,66.790000000000006,23.46,2.5499999999999998,0]
[null,null,"20230217:0730","2023-02-17T14:00:00",486.51,55.08,23.86,2.48,0]
[null,null,"20230217:0830","2023-02-17T15:00:00",479.91,41.58,23.05,1.93,0]
[null,null,"20230217:0930","2023-02-17T16:00:00",252.37,27.43,23.01,1.86,0]
[null,null,"20230217:1030","2023-02-17T17:00:00",76.56,13.01,22.28,1.59,0]
[null,null,"20230217:1130","2023-02-17T18:00:00",0,-1.56,21.41,1.24,0]
[null,null,"20230217:1230","2023-02-17T19:00:00",0,0,20.58,1.1000000000000001,0]
[null,null,"20230217:1330","2023-02-17T20:00:00",0,0,20.02,0.97,0]
[null,null,"20230217:1430","2023-02-17T21:00:00",0,0,19.489999999999998,0.9,0]
[null,null,"20230217:1530","2023-02-17T22:00:00",0,0,19.059999999999999,0.97,0]
[null,null,"20230217:1630","2023-02-17T23:00:00",0,0,18.829999999999998,0.69,0]
[null,null,"20230217:1730","2023-02-18",0,0,18.63,0.55000000000000004,0]
[null,null,"20230217:1830","2023-02-18T01:00:00",0,0,18.32,0.48,0]
[null,null,"20230217:1930","2023-02-18T02:00:00",0,0,18.77,0.76,0]
[null,null,"20230217:2030","2023-02-18T03:00:00",0,0,18.670000000000002,0.62,0]
[null,null,"20230217:2130","2023-02-18T04:00:00",0,0,18.63,0.62,0]
[null,null,"20230217:2230","2023-02-18T05:00:00",0,0,18.46,0.69,0]
[null,null,"20230217:2330","2023-02-18T06:00:00",0,-0.69,18.34,0.69,0]
[null,null,"20230218:0030","2023-02-18T07:00:00",101.34,13.94,18.329999999999998,0.9,0]
[null,null,"20230218:0130","2023-02-18T08:00:00",319.36,28.38,19.510000000000002,1.31,0]
[null,null,"20230218:0230",{"$f":"D1163+1/24","v":"2023-02-18T09:00:00"},372.78,42.53,21.11,1.38,0]
[null,null,"20230218:0330","2023-02-18T10:00:00",600.65,56.02,21.92,1.52,0]
[null,null,"20230218:0430","2023-02-18T11:00:00",725.85,67.64,23.08,1.31,0]
[null,null,"20230218:0530","2023-02-18T12:00:00",783.54,72.94,24.02,1.59,0]
[null,null,"20230218:0630","2023-02-18T13:00:00",707.57,67.040000000000006,24.57,2.21,0]
[null,null,"20230218:0730","2023-02-18T14:00:00",626.34,55.23,24.29,1.79,0]
[null,null,"20230218:0830","2023-02-18T15:00:00",343.54,41.67,22.11,2.2799999999999998,0]
[null,null,"20230218:0930","2023-02-18T16:00:00",203.72,27.5,21.9,1.59,0]
[null,null,"20230218:1030","2023-02-18T17:00:00",119.78,13.05,21.41,1.52,0]
[null,null,"20230218:1130","2023-02-18T18:00:00",0,-1.54,20.91,1.24,0]
[null,null,"20230218:1230","2023-02-18T19:00:00",0,0,20.11,1.1000000000000001,0]
[null,null,"20230218:1330","2023-02-18T20:00:00",0,0,19.82,0.97,0]
[null,null,"20230218:1430","2023-02-18T21:00:00",0,0,19.46,0.76,0]
[null,null,"20230218:1530","2023-02-18T22:00:00",0,0,19.36,0.76,0]
[null,null,"20230218:1630","2023-02-18T23:00:00",0,0,19,0.83,0]
[null,null,"20230218:1730","2023-02-19",0,0,18.809999999999999,0.9,0]
[null,null,"20230218:1830","2023-02-19T01:00:00",0,0,18.690000000000001,0.9,0]
[null,null,"20230218:1930","2023-02-19T02:00:00",0,0,18.52,0.9,0]
[null,null,"20230218:2030","2023-02-19T03:00:00",0,0,18.29,0.83,0]
[null,null,"20230218:2130","2023-02-19T04:00:00",0,0,18.29,0.76,0]
[null,null,"20230218:2230","2023-02-19T05:00:00",0,0,18.07,0.69,0]
[null,null,"20230218:2330","2023-02-19T06:00:00",0,-0.64,18.010000000000002,0.69,0]
[null,null,"20230219:0030","2023-02-19T07:00:00",144.79,14.01,18.14,0.76,0]
[null,null,"20230219:0130","2023-02-19T08:00:00",335.01,28.47,19.23,0.83,0]
[null,null,"20230219:0230","2023-02-19T09:00:00",595.39,42.65,20.66,1.1000000000000001,0]
[null,null,"20230219:0330","2023-02-19T10:00:00",709.25,56.21,22.43,1.66,0]
[null,null,"20230219:0430","2023-02-19T11:00:00",830.32,67.92,23.36,1.79,0]
[null,null,"20230219:0530","2023-02-19T12:00:00",809.27,73.3,24.07,1.79,0]
[null,null,"20230219:0630","2023-02-19T13:00:00",651.4,67.290000000000006,24.6,1.66,0]
[null,null,"20230219:0730","2023-02-19T14:00:00",692.84,55.38,24.53,1.72,0]
[null,null,"20230219:0830","2023-02-19T15:00:00",423.8,41.77,24.25,1.93,0]
[null,null,"20230219:0930","2023-02-19T16:00:00",270.23,27.56,23.54,1.72,0]
[null,null,"20230219:1030","2023-02-19T17:00:00",101.66,13.09,22.89,1.52,0]
[null,null,"20230219:1130","2023-02-19T18:00:00",0,-1.52,21.65,0.97,0]
[null,null,"20230219:1230","2023-02-19T19:00:00",0,0,20.79,0.69,0]
[null,null,"20230219:1330","2023-02-19T20:00:00",0,0,20.29,0.9,0]
[null,null,"20230219:1430","2023-02-19T21:00:00",0,0,19.86,0.9,0]
[null,null,"20230219:1530","2023-02-19T22:00:00",0,0,19.47,0.9,0]
[null,null,"20230219:1630","2023-02-19T23:00:00",0,0,19.09,0.76,0]
[null,null,"20230219:1730","2023-02-20",0,0,18.850000000000001,0.76,0]
[null,null,"20230219:1830","2023-02-20T01:00:00",0,0,18.420000000000002,0.62,0]
[null,null,"20230219:1930","2023-02-20T02:00:00",0,0,18.5,0.69,0]
[null,null,"20230219:2030","2023-02-20T03:00:00",0,0,18.309999999999999,0.62,0]
[null,null,"20230219:2130","2023-02-20T04:00:00",0,0,18.16,0.55000000000000004,0]
[null,null,"20230219:2230","2023-02-20T05:00:00",0,0,18.2,0.55000000000000004,0]
[null,null,"20230219:2330","2023-02-20T06:00:00",0,-0.59,17.96,0.55000000000000004,0]
[null,null,"20230220:0030","2023-02-20T07:00:00",123.82,14.08,18,0.69,0]
[null,null,"20230220:0130","2023-02-20T08:00:00",412.83,28.56,19.21,0.83,0]
[null,null,"20230220:0230","2023-02-20T09:00:00",667.61,42.78,21.28,1.03,0]
[null,null,"20230220:0330","2023-02-20T10:00:00",846.89,56.39,22.87,1.31,0]
[null,null,"20230220:0430","2023-02-20T11:00:00",847.5,68.19,23.97,1.59,0]
[null,null,"20230220:0530","2023-02-20T12:00:00",785.9,73.650000000000006,24.36,1.59,0]
[null,null,"20230220:0630","2023-02-20T13:00:00",892,67.53,24.81,1.38,0]
[null,null,"20230220:0730","2023-02-20T14:00:00",647.16999999999996,55.53,24.83,1.79,0]
[null,null,"20230220:0830","2023-02-20T15:00:00",538.29,41.86,23.89,1.72,0]
[null,null,"20230220:0930","2023-02-20T16:00:00",247.07,27.62,22.81,1.66,0]
[null,null,"20230220:1030","2023-02-20T17:00:00",124.82,13.12,22.02,1.52,0]
[null,null,"20230220:1130","2023-02-20T18:00:00",0,-1.51,21.4,0.9,0]
[null,null,"20230220:1230","2023-02-20T19:00:00",0,0,20.43,0.9,0]
[null,null,"20230220:1330","2023-02-20T20:00:00",0,0,19.850000000000001,0.83,0]
[null,null,"20230220:1430","2023-02-20T21:00:00",0,0,19.59,0.76,0]
[null,null,"20230220:1530","2023-02-20T22:00:00",0,0,19.309999999999999,0.62,0]
[null,null,"20230220:1630","2023-02-20T23:00:00",0,0,19.239999999999998,0.62,0]
[null,null,"20230220:1730","2023-02-21",0,0,19.02,0.62,0]
[null,null,"20230220:1830",{"$f":"D1227+1/24","v":"2023-02-21T01:00:00"},0,0,18.77,0.69,0]
[null,null,"20230220:1930","2023-02-21T02:00:00",0,0,18.850000000000001,0.76,0]
[null,null,"20230220:2030","2023-02-21T03:00:00",0,0,18.66,0.76,0]
[null,null,"20230220:2130","2023-02-21T04:00:00",0,0,18.11,0.69,0]
[null,null,"20230220:2230","2023-02-21T05:00:00",0,0,18.18,0.62,0]
[null,null,"20230220:2330","2023-02-21T06:00:00",0,-0.54,18.22,0.69,0]
[null,null,"20230221:0030","2023-02-21T07:00:00",158.01,14.15,18.29,0.97,0]
[null,null,"20230221:0130","2023-02-21T08:00:00",427.09,28.66,19.649999999999999,1.24,0]
[null,null,"20230221:0230","2023-02-21T09:00:00",649.85,42.92,21.32,1.52,0]
[null,null,"20230221:0330","2023-02-21T10:00:00",658.68,56.58,22.89,1.66,0]
[null,null,"20230221:0430","2023-02-21T11:00:00",902.27,68.48,23.47,1.45,0]
[null,null,"20230221:0530","2023-02-21T12:00:00",761.24,74.010000000000005,24.32,1.52,0]
[null,null,"20230221:0630","2023-02-21T13:00:00",735.71,67.77,23.93,1.38,0]
[null,null,"20230221:0730","2023-02-21T14:00:00",494.46,55.67,23.67,1.66,0]
[null,null,"20230221:0830","2023-02-21T15:00:00",557.52,41.95,22.67,1.66,0]
[null,null,"20230221:0930","2023-02-21T16:00:00",282.94,27.67,22.92,1.72,0]
[null,null,"20230221:1030","2023-02-21T17:00:00",97.1,13.15,21.32,1.93,0]
[null,null,"20230221:1130","2023-02-21T18:00:00",0,-1.5,20.010000000000002,1.17,0]
[null,null,"20230221:1230","2023-02-21T19:00:00",0,0,19.37,1.03,0]
[null,null,"20230221:1330","2023-02-21T20:00:00",0,0,19.21,1.03,0]
[null,null,"20230221:1430","2023-02-21T21:00:00",0,0,18.91,0.9,0]
[null,null,"20230221:1530","2023-02-21T22:00:00",0,0,18.75,0.83,0]
[null,null,"20230221:1630","2023-02-21T23:00:00",0,0,18.600000000000001,0.76,0]
[null,null,"20230221:1730","2023-02-22",0,0,18.54,0.76,0]
[null,null,"20230221:1830","2023-02-22T01:00:00",0,0,18.350000000000001,0.76,0]
[null,null,"20230221:1930","2023-02-22T02:00:00",0,0,18.100000000000001,0.69,0]
[null,null,"20230221:2030","2023-02-22T03:00:00",0,0,17.97,0.55000000000000004,0]
[null,null,"20230221:2130","2023-02-22T04:00:00",0,0,17.84,0.55000000000000004,0]
[null,null,"20230221:2230","2023-02-22T05:00:00",0,0,17.73,0.62,0]
[null,null,"20230221:2330","2023-02-22T06:00:00",0,-0.49,17.62,0.62,0]
[null,null,"20230222:0030","2023-02-22T07:00:00",140.47,14.23,17.739999999999998,0.62,0]
[null,null,"20230222:0130","2023-02-22T08:00:00",398.99,28.76,19.05,0.83,0]
[null,null,"20230222:0230","2023-02-22T09:00:00",540.5,43.05,20.7,1.17,0]
[null,null,"20230222:0330","2023-02-22T10:00:00",590.08000000000004,56.76,21.86,1.52,0]
[null,null,"20230222:0430","2023-02-22T11:00:00",639.19000000000005,68.760000000000005,22.67,1.59,0]
[null,null,"20230222:0530","2023-02-22T12:00:00",802.94,74.38,23.26,1.93,0]
[null,null,"20230222:0630","2023-02-22T13:00:00",638.13,68.010000000000005,24.15,1.86,0]
[null,null,"20230222:0730","2023-02-22T14:00:00",667.45,55.81,23.85,1.72,0]
[null,null,"20230222:0830","2023-02-22T15:00:00",493.88,42.03,23.67,1.72,0]
[null,null,"20230222:0930","2023-02-22T16:00:00",389.42,27.72,22.86,1.86,0]
[null,null,"20230222:1030","2023-02-22T17:00:00",96.52,13.18,22.14,1.72,0]
[null,null,"20230222:1130","2023-02-22T18:00:00",0,-1.49,20.92,1.45,0]
[null,null,"20230222:1230","2023-02-22T19:00:00",0,0,20.309999999999999,1.17,0]
[null,null,"20230222:1330","2023-02-22T20:00:00",0,0,19.96,1.1000000000000001,0]
[null,null,"20230222:1430","2023-02-22T21:00:00",0,0,19.64,1.03,0]
[null,null,"20230222:1530","2023-02-22T22:00:00",0,0,19.21,0.97,0]
[null,null,"20230222:1630","2023-02-22T23:00:00",0,0,19.010000000000002,0.9,0]
[null,null,"20230222:1730","2023-02-23",0,0,18.61,0.83,0]
[null,null,"20230222:1830","2023-02-23T01:00:00",0,0,18.39,0.69,0]
[null,null,"20230222:1930","2023-02-23T02:00:00",0,0,18.61,0.83,0]
[null,null,"20230222:2030","2023-02-23T03:00:00",0,0,18.399999999999999,0.69,0]
[null,null,"20230222:2130","2023-02-23T04:00:00",0,0,18.010000000000002,0.48,0]
[null,null,"20230222:2230","2023-02-23T05:00:00",0,0,17.690000000000001,0.55000000000000004,0]
[null,null,"20230222:2330","2023-02-23T06:00:00",0,-0.43,17.48,0.62,0]
[null,null,"20230223:0030","2023-02-23T07:00:00",180.32,14.31,17.57,0.62,0]
[null,null,"20230223:0130","2023-02-23T08:00:00",435.5,28.86,19.21,0.83,0]
[null,null,"20230223:0230","2023-02-23T09:00:00",608.66,43.18,20.94,1.17,0]
[null,null,"20230223:0330","2023-02-23T10:00:00",813.71,56.95,22.29,1.38,0]
[null,null,"20230223:0430","2023-02-23T11:00:00",836.74,69.040000000000006,23.69,1.72,0]
[null,null,"20230223:0530","2023-02-23T12:00:00",823.8,74.739999999999995,24.46,1.66,0]
[null,null,"20230223:0630","2023-02-23T13:00:00",694.42,68.25,24.92,1.52,0]
[null,null,"20230223:0730","2023-02-23T14:00:00",587.37,55.94,24.21,1.45,0]
[null,null,"20230223:0830","2023-02-23T15:00:00",425.49,42.11,23.93,1.66,0]
[null,null,"20230223:0930","2023-02-23T16:00:00",239,27.77,23.01,1.59,0]
[null,null,"20230223:1030",{"$f":"D1291+1/24","v":"2023-02-23T17:00:00"},75.42,13.2,22.15,1.66,0]
[null,null,"20230223:1130","2023-02-23T18:00:00",0,-1.48,21.33,1.52,0]
[null,null,"20230223:1230","2023-02-23T19:00:00",0,0,20.81,1.38,0]
[null,null,"20230223:1330","2023-02-23T20:00:00",0,0,20.3,1.1000000000000001,0]
[null,null,"20230223:1430","2023-02-23T21:00:00",0,0,19.86,1.1000000000000001,0]
[null,null,"20230223:1530","2023-02-23T22:00:00",0,0,19.510000000000002,1.1000000000000001,0]
[null,null,"20230223:1630","2023-02-23T23:00:00",0,0,19.25,0.9,0]
[null,null,"20230223:1730","2023-02-24",0,0,19.03,0.76,0]
[null,null,"20230223:1830","2023-02-24T01:00:00",0,0,18.850000000000001,0.69,0]
[null,null,"20230223:1930","2023-02-24T02:00:00",0,0,18.39,0.76,0]
[null,null,"20230223:2030","2023-02-24T03:00:00",0,0,18.04,0.76,0]
[null,null,"20230223:2130","2023-02-24T04:00:00",0,0,17.64,0.69,0]
[null,null,"20230223:2230","2023-02-24T05:00:00",0,0,17.59,0.83,0]
[null,null,"20230223:2330","2023-02-24T06:00:00",0,-0.37,17.38,0.76,0]
[null,null,"20230224:0030","2023-02-24T07:00:00",179.28,14.39,17.57,0.69,0]
[null,null,"20230224:0130","2023-02-24T08:00:00",455.33,28.97,18.64,0.76,0]
[null,null,"20230224:0230","2023-02-24T09:00:00",679.51,43.32,20.63,0.97,0]
[null,null,"20230224:0330","2023-02-24T10:00:00",866.16,57.14,22.3,1.17,0]
[null,null,"20230224:0430","2023-02-24T11:00:00",946.58,69.33,23.63,1.52,0]
[null,null,"20230224:0530","2023-02-24T12:00:00",940.75,75.11,24.47,1.72,0]
[null,null,"20230224:0630","2023-02-24T13:00:00",933.3,68.48,25.03,1.79,0]
[null,null,"20230224:0730","2023-02-24T14:00:00",642.96,56.07,25.46,2.0699999999999998,0]
[null,null,"20230224:0830","2023-02-24T15:00:00",621.70000000000005,42.19,24.8,2.0699999999999998,0]
[null,null,"20230224:0930","2023-02-24T16:00:00",411.08,27.81,24.39,2,0]
[null,null,"20230224:1030","2023-02-24T17:00:00",162.35,13.22,23.52,1.93,0]
[null,null,"20230224:1130","2023-02-24T18:00:00",0,-1.48,22.29,1.38,0]
[null,null,"20230224:1230","2023-02-24T19:00:00",0,0,21,1.1000000000000001,0]
[null,null,"20230224:1330","2023-02-24T20:00:00",0,0,20.149999999999999,0.97,0]
[null,null,"20230224:1430","2023-02-24T21:00:00",0,0,19.48,0.83,0]
[null,null,"20230224:1530","2023-02-24T22:00:00",0,0,18.850000000000001,0.76,0]
[null,null,"20230224:1630","2023-02-24T23:00:00",0,0,18.14,0.69,0]
[null,null,"20230224:1730","2023-02-25",0,0,17.79,0.55000000000000004,0]
[null,null,"20230224:1830","2023-02-25T01:00:00",0,0,17.64,0.55000000000000004,0]
[null,null,"20230224:1930","2023-02-25T02:00:00",0,0,17.68,0.69,0]
[null,null,"20230224:2030","2023-02-25T03:00:00",0,0,17.55,0.55000000000000004,0]
[null,null,"20230224:2130","2023-02-25T04:00:00",0,0,17.27,0.55000000000000004,0]
[null,null,"20230224:2230","2023-02-25T05:00:00",0,0,17.079999999999998,0.55000000000000004,0]
[null,null,"20230224:2330","2023-02-25T06:00:00",0,-0.3,16.760000000000002,0.62,0]
[null,null,"20230225:0030","2023-02-25T07:00:00",152.53,14.48,16.989999999999998,0.62,0]
[null,null,"20230225:0130","2023-02-25T08:00:00",396.69,29.08,18.97,0.9,0]
[null,null,"20230225:0230","2023-02-25T09:00:00",563.5,43.46,20.83,1.24,0]
[null,null,"20230225:0330","2023-02-25T10:00:00",705.62,57.33,22.25,1.79,0]
[null,null,"20230225:0430","2023-02-25T11:00:00",817.85,69.61,23.09,2.48,0]
[null,null,"20230225:0530","2023-02-25T12:00:00",859.41,75.48,23.65,2.62,0]
[null,null,"20230225:0630","2023-02-25T13:00:00",639.01,68.709999999999994,23.88,2.9,0]
[null,null,"20230225:0730","2023-02-25T14:00:00",655.48,56.19,23.4,2.21,0]
[null,null,"20230225:0830","2023-02-25T15:00:00",438.56,42.26,23.18,2.48,0]
[null,null,"20230225:0930","2023-02-25T16:00:00",182.81,27.85,22.32,2.21,0]
[null,null,"20230225:1030","2023-02-25T17:00:00",100.13,13.24,20.99,1.79,0]
[null,null,"20230225:1130","2023-02-25T18:00:00",0,-1.48,20.21,1.59,0]
[null,null,"20230225:1230","2023-02-25T19:00:00",0,0,19.600000000000001,1.24,0]
[null,null,"20230225:1330","2023-02-25T20:00:00",0,0,18.89,1.03,0]
[null,null,"20230225:1430","2023-02-25T21:00:00",0,0,18.5,0.97,0]
[null,null,"20230225:1530","2023-02-25T22:00:00",0,0,18.149999999999999,0.9,0]
[null,null,"20230225:1630","2023-02-25T23:00:00",0,0,17.77,0.9,0]
[null,null,"20230225:1730","2023-02-26",0,0,17.73,0.9,0]
[null,null,"20230225:1830","2023-02-26T01:00:00",0,0,17.79,0.9,0]
[null,null,"20230225:1930","2023-02-26T02:00:00",0,0,17.55,0.97,0]
[null,null,"20230225:2030","2023-02-26T03:00:00",0,0,17.53,1.1000000000000001,0]
[null,null,"20230225:2130","2023-02-26T04:00:00",0,0,17.53,1.1000000000000001,0]
[null,null,"20230225:2230","2023-02-26T05:00:00",0,0,17.54,1.1000000000000001,0]
[null,null,"20230225:2330","2023-02-26T06:00:00",0,-0.23,17.34,1.1000000000000001,0]
[null,null,"20230226:0030","2023-02-26T07:00:00",156.44999999999999,14.56,17.41,1.1000000000000001,0]
[null,null,"20230226:0130","2023-02-26T08:00:00",359.92,29.18,18.73,1.38,0]
[null,null,"20230226:0230",{"$f":"D1355+1/24","v":"2023-02-26T09:00:00"},594.49,43.6,20.03,2.2799999999999998,0]
[null,null,"20230226:0330","2023-02-26T10:00:00",667.99,57.52,21.32,3.38,0]
[null,null,"20230226:0430","2023-02-26T11:00:00",815.23,69.900000000000006,22,3.59,0]
[null,null,"20230226:0530","2023-02-26T12:00:00",650.41,75.849999999999994,22.84,3.31,0]
[null,null,"20230226:0630","2023-02-26T13:00:00",572.88,68.930000000000007,22.37,3.24,0]
[null,null,"20230226:0730","2023-02-26T14:00:00",536.82000000000005,56.31,22.12,3.24,0]
[null,null,"20230226:0830","2023-02-26T15:00:00",380.49,42.33,21.84,3.1,0]
[null,null,"20230226:0930","2023-02-26T16:00:00",346.28,27.89,21.09,2.9,0]
[null,null,"20230226:1030","2023-02-26T17:00:00",121.21,13.25,20.67,2.62,0]
[null,null,"20230226:1130","2023-02-26T18:00:00",0,-1.48,19.89,2.0699999999999998,0]
[null,null,"20230226:1230","2023-02-26T19:00:00",0,0,19.21,1.52,0]
[null,null,"20230226:1330","2023-02-26T20:00:00",0,0,18.75,1.38,0]
[null,null,"20230226:1430","2023-02-26T21:00:00",0,0,18.350000000000001,1.38,0]
[null,null,"20230226:1530","2023-02-26T22:00:00",0,0,18.260000000000002,1.52,0]
[null,null,"20230226:1630","2023-02-26T23:00:00",0,0,17.989999999999998,1.38,0]
[null,null,"20230226:1730","2023-02-27",0,0,17.77,1.1000000000000001,0]
[null,null,"20230226:1830","2023-02-27T01:00:00",0,0,17.2,0.9,0]
[null,null,"20230226:1930","2023-02-27T02:00:00",0,0,17.18,0.76,0]
[null,null,"20230226:2030","2023-02-27T03:00:00",0,0,17.05,0.69,0]
[null,null,"20230226:2130","2023-02-27T04:00:00",0,0,16.93,0.62,0]
[null,null,"20230226:2230","2023-02-27T05:00:00",0,0,16.690000000000001,0.69,0]
[null,null,"20230226:2330","2023-02-27T06:00:00",0,-0.16,16.559999999999999,0.83,0]
[null,null,"20230227:0030","2023-02-27T07:00:00",156.61000000000001,14.65,17.03,0.83,0]
[null,null,"20230227:0130","2023-02-27T08:00:00",401.97,29.29,19.239999999999998,1.03,0]
[null,null,"20230227:0230","2023-02-27T09:00:00",619.13,43.74,21.1,2,0]
[null,null,"20230227:0330","2023-02-27T10:00:00",663.29,57.71,22.43,3.31,0]
[null,null,"20230227:0430","2023-02-27T11:00:00",613.35,70.19,22.77,3.45,0]
[null,null,"20230227:0530","2023-02-27T12:00:00",748.76,76.22,22.88,3.45,0]
[null,null,"20230227:0630","2023-02-27T13:00:00",626.25,69.150000000000006,23.03,3.52,0]
[null,null,"20230227:0730","2023-02-27T14:00:00",358.28,56.43,22.36,2.9,0]
[null,null,"20230227:0830","2023-02-27T15:00:00",521.91999999999996,42.39,21.79,2.34,0]
[null,null,"20230227:0930","2023-02-27T16:00:00",323.62,27.92,22.1,2.76,0]
[null,null,"20230227:1030","2023-02-27T17:00:00",164.81,13.27,21.57,2.48,0]
[null,null,"20230227:1130","2023-02-27T18:00:00",0,-1.48,20.68,1.93,0]
[null,null,"20230227:1230","2023-02-27T19:00:00",0,0,19.63,1.59,0]
[null,null,"20230227:1330","2023-02-27T20:00:00",0,0,19,1.38,0]
[null,null,"20230227:1430","2023-02-27T21:00:00",0,0,18.559999999999999,1.1000000000000001,0]
[null,null,"20230227:1530","2023-02-27T22:00:00",0,0,18.28,1.03,0]
[null,null,"20230227:1630","2023-02-27T23:00:00",0,0,18.25,1.1000000000000001,0]
[null,null,"20230227:1730","2023-02-28",0,0,18.440000000000001,1.31,0]
[null,null,"20230227:1830","2023-02-28T01:00:00",0,0,18.23,0.83,0]
[null,null,"20230227:1930","2023-02-28T02:00:00",0,0,18.309999999999999,1.03,0]
[null,null,"20230227:2030","2023-02-28T03:00:00",0,0,18.18,0.83,0]
[null,null,"20230227:2130","2023-02-28T04:00:00",0,0,18.059999999999999,0.76,0]
[null,null,"20230227:2230","2023-02-28T05:00:00",0,0,18.37,0.83,0]
[null,null,"20230227:2330","2023-02-28T06:00:00",0,-0.09,18.38,0.55000000000000004,0]
[null,null,"20230228:0030","2023-02-28T07:00:00",114.96,14.74,18.5,0.62,0]
[null,null,"20230228:0130","2023-02-28T08:00:00",259.39999999999998,29.41,19.54,1.45,0]
[null,null,"20230228:0230","2023-02-28T09:00:00",301.94,43.88,20.57,2.0699999999999998,0]
[null,null,"20230228:0330","2023-02-28T10:00:00",373.29,57.9,21.2,2.41,0]
[null,null,"20230228:0430","2023-02-28T11:00:00",418.47,70.48,21.5,2.76,0]
[null,null,"20230228:0530","2023-02-28T12:00:00",412.83,76.599999999999994,21.78,1.86,0]
[null,null,"20230228:0630","2023-02-28T13:00:00",318.18,69.36,22.4,1.72,0]
[null,null,"20230228:0730","2023-02-28T14:00:00",496.53,56.54,21.37,1.52,0]
[null,null,"20230228:0830","2023-02-28T15:00:00",224.57,42.45,21.45,1.66,0]
[null,null,"20230228:0930","2023-02-28T16:00:00",164.93,27.95,20.87,1.72,0]
[null,null,"20230228:1030","2023-02-28T17:00:00",70.95,13.28,20.27,1.31,0]
[null,null,"20230228:1130","2023-02-28T18:00:00",0,-1.49,19.690000000000001,1.17,0]
[null,null,"20230228:1230","2023-02-28T19:00:00",0,0,19.059999999999999,1.24,0]
[null,null,"20230228:1330","2023-02-28T20:00:00",0,0,18.82,1.1000000000000001,0]
[null,null,"20230228:1430","2023-02-28T21:00:00",0,0,18.7,1.45,0]
[null,null,"20230228:1530","2023-02-28T22:00:00",0,0,18.25,1.17,0]
[null,null,"20230228:1630","2023-02-28T23:00:00",0,0,18.16,0.9,0]
[null,null,"20230228:1730","2023-03-01",0,0,18.170000000000002,0.9,0]
[null,null,"20230228:1830",{"$f":"D1419+1/24","v":"2023-03-01T01:00:00"},0,0,18.2,0.97,0]
[null,null,"20230228:1930","2023-03-01T02:00:00",0,0,18.54,1.1000000000000001,0]
[null,null,"20230228:2030","2023-03-01T03:00:00",0,0,18.66,1.17,0]
[null,null,"20230228:2130","2023-03-01T04:00:00",0,0,18.649999999999999,1.38,0]
[null,null,"20230228:2230","2023-03-01T05:00:00",0,0,18.59,1.45,0]
[null,null,"20230228:2330","2023-03-01T06:00:00",0,-0.01,18.36,1.38,0]
[null,null,"20230301:0030","2023-03-01T07:00:00",37.96,14.84,18.48,1.1000000000000001,0]
[null,null,"20230301:0130","2023-03-01T08:00:00",106.32,29.52,18.899999999999999,0.9,0]
[null,null,"20230301:0230","2023-03-01T09:00:00",172.78,44.02,19.37,1.52,0]
[null,null,"20230301:0330","2023-03-01T10:00:00",142.49,58.09,19.940000000000001,1.45,0]
[null,null,"20230301:0430","2023-03-01T11:00:00",170.93,70.760000000000005,19.64,2.14,0]
[null,null,"20230301:0530","2023-03-01T12:00:00",170.07,76.97,19.920000000000002,1.79,0]
[null,null,"20230301:0630","2023-03-01T13:00:00",234.83,69.569999999999993,19.920000000000002,1.45,0]
[null,null,"20230301:0730","2023-03-01T14:00:00",271.37,56.64,20.38,1.45,0]
[null,null,"20230301:0830","2023-03-01T15:00:00",202.14,42.5,20.18,1.17,0]
[null,null,"20230301:0930","2023-03-01T16:00:00",131.91,27.98,20.27,1.31,0]
[null,null,"20230301:1030","2023-03-01T17:00:00",43.31,13.28,19.850000000000001,1.1000000000000001,0]
[null,null,"20230301:1130","2023-03-01T18:00:00",0,-1.5,19.350000000000001,0.97,0]
[null,null,"20230301:1230","2023-03-01T19:00:00",0,0,18.8,0.83,0]
[null,null,"20230301:1330","2023-03-01T20:00:00",0,0,18.43,0.83,0]
[null,null,"20230301:1430","2023-03-01T21:00:00",0,0,18.239999999999998,0.9,0]
[null,null,"20230301:1530","2023-03-01T22:00:00",0,0,18.11,0.83,0]
[null,null,"20230301:1630","2023-03-01T23:00:00",0,0,17.96,0.76,0]
[null,null,"20230301:1730","2023-03-02",0,0,17.670000000000002,0.83,0]
[null,null,"20230301:1830","2023-03-02T01:00:00",0,0,17.45,0.76,0]
[null,null,"20230301:1930","2023-03-02T02:00:00",0,0,17.760000000000002,0.48,0]
[null,null,"20230301:2030","2023-03-02T03:00:00",0,0,17.64,0.48,0]
[null,null,"20230301:2130","2023-03-02T04:00:00",0,0,17.46,0.55000000000000004,0]
[null,null,"20230301:2230","2023-03-02T05:00:00",0,0,17.46,0.83,0]
[null,null,"20230301:2330","2023-03-02T06:00:00",10.88,7.0000000000000007E-2,17.45,0.9,0]
[null,null,"20230302:0030","2023-03-02T07:00:00",110.51,14.93,17.489999999999998,0.83,0]
[null,null,"20230302:0130","2023-03-02T08:00:00",266.49,29.63,18.690000000000001,0.9,0]
[null,null,"20230302:0230","2023-03-02T09:00:00",389.46,44.16,19.940000000000001,1.45,0]
[null,null,"20230302:0330","2023-03-02T10:00:00",474.02,58.28,20.73,1.86,0]
[null,null,"20230302:0430","2023-03-02T11:00:00",462.01,71.05,21.68,2.21,0]
[null,null,"20230302:0530","2023-03-02T12:00:00",782,77.349999999999994,22.27,1.45,0]
[null,null,"20230302:0630","2023-03-02T13:00:00",748.53,69.77,24.01,2.0699999999999998,0]
[null,null,"20230302:0730","2023-03-02T14:00:00",630.22,56.74,23.65,2.2799999999999998,0]
[null,null,"20230302:0830","2023-03-02T15:00:00",498.48,42.55,23.43,2.2799999999999998,0]
[null,null,"20230302:0930","2023-03-02T16:00:00",207.82,28,23.03,2.62,0]
[null,null,"20230302:1030","2023-03-02T17:00:00",96.84,13.29,21.49,1.86,0]
[null,null,"20230302:1130","2023-03-02T18:00:00",0,-1.51,20.89,1.52,0]
[null,null,"20230302:1230","2023-03-02T19:00:00",0,0,19.66,1.17,0]
[null,null,"20230302:1330","2023-03-02T20:00:00",0,0,19.21,0.97,0]
[null,null,"20230302:1430","2023-03-02T21:00:00",0,0,18.89,0.97,0]
[null,null,"20230302:1530","2023-03-02T22:00:00",0,0,18.77,0.97,0]
[null,null,"20230302:1630","2023-03-02T23:00:00",0,0,18.63,0.76,0]
[null,null,"20230302:1730","2023-03-03",0,0,18.45,0.69,0]
[null,null,"20230302:1830","2023-03-03T01:00:00",0,0,18.25,0.76,0]
[null,null,"20230302:1930","2023-03-03T02:00:00",0,0,18.48,0.83,0]
[null,null,"20230302:2030","2023-03-03T03:00:00",0,0,18.489999999999998,0.83,0]
[null,null,"20230302:2130","2023-03-03T04:00:00",0,0,18.53,0.83,0]
[null,null,"20230302:2230","2023-03-03T05:00:00",0,0,18.45,0.9,0]
[null,null,"20230302:2330","2023-03-03T06:00:00",7.83,0.15,18.34,0.9,0]
[null,null,"20230303:0030","2023-03-03T07:00:00",81.06,15.03,18.420000000000002,0.97,0]
[null,null,"20230303:0130","2023-03-03T08:00:00",225.9,29.75,18.97,1.79,0]
[null,null,"20230303:0230","2023-03-03T09:00:00",488.67,44.31,19.88,1.93,0]
[null,null,"20230303:0330","2023-03-03T10:00:00",623.61,58.47,21.21,2.21,0]
[null,null,"20230303:0430","2023-03-03T11:00:00",661.73,71.34,22.1,2.69,0]
[null,null,"20230303:0530","2023-03-03T12:00:00",679.21,77.73,22.5,2.2799999999999998,0]
[null,null,"20230303:0630","2023-03-03T13:00:00",622.42999999999995,69.97,22.64,2.69,0]
[null,null,"20230303:0730","2023-03-03T14:00:00",424.42,56.83,22.58,2.14,0]
[null,null,"20230303:0830","2023-03-03T15:00:00",375.29,42.6,22.46,2.21,0]
[null,null,"20230303:0930","2023-03-03T16:00:00",287.17,28.02,22.09,2.41,0]
[null,null,"20230303:1030",{"$f":"D1483+1/24","v":"2023-03-03T17:00:00"},124.83,13.29,21.56,1.38,0]
[null,null,"20230303:1130","2023-03-03T18:00:00",0,-1.52,21,1.24,0]
[null,null,"20230303:1230","2023-03-03T19:00:00",0,0,19.899999999999999,1.17,0]
[null,null,"20230303:1330","2023-03-03T20:00:00",0,0,19.27,1.03,0]
[null,null,"20230303:1430","2023-03-03T21:00:00",0,0,18.88,0.9,0]
[null,null,"20230303:1530","2023-03-03T22:00:00",0,0,18.59,1.03,0]
[null,null,"20230303:1630","2023-03-03T23:00:00",0,0,18.39,1.03,0]
[null,null,"20230303:1730","2023-03-04",0,0,18.239999999999998,1.03,0]
[null,null,"20230303:1830","2023-03-04T01:00:00",0,0,18.11,0.76,0]
[null,null,"20230303:1930","2023-03-04T02:00:00",0,0,18.54,0.83,0]
[null,null,"20230303:2030","2023-03-04T03:00:00",0,0,18.46,0.83,0]
[null,null,"20230303:2130","2023-03-04T04:00:00",0,0,18.239999999999998,0.76,0]
[null,null,"20230303:2230","2023-03-04T05:00:00",0,0,17.72,0.76,0]
[null,null,"20230303:2330","2023-03-04T06:00:00",11.33,0.23,17.52,0.83,0]
[null,null,"20230304:0030","2023-03-04T07:00:00",135.21,15.13,17.64,0.97,0]
[null,null,"20230304:0130","2023-03-04T08:00:00",249.85,29.87,19.09,1.38,0]
[null,null,"20230304:0230","2023-03-04T09:00:00",461.18,44.45,20.28,1.86,0]
[null,null,"20230304:0330","2023-03-04T10:00:00",520.97,58.66,21.19,2.0699999999999998,0]
[null,null,"20230304:0430","2023-03-04T11:00:00",708.95,71.63,21.83,2.5499999999999998,0]
[null,null,"20230304:0530","2023-03-04T12:00:00",641.91,78.11,22.68,3.1,0]
[null,null,"20230304:0630","2023-03-04T13:00:00",601.5,70.16,22.79,2.83,0]
[null,null,"20230304:0730","2023-03-04T14:00:00",517.87,56.92,22.56,3.17,0]
[null,null,"20230304:0830","2023-03-04T15:00:00",378.95,42.64,22.3,3.03,0]
[null,null,"20230304:0930","2023-03-04T16:00:00",293.8,28.03,21.82,2.83,0]
[null,null,"20230304:1030","2023-03-04T17:00:00",73.650000000000006,13.28,21.33,2.69,0]
[null,null,"20230304:1130","2023-03-04T18:00:00",0,-1.53,20.420000000000002,1.66,0]
[null,null,"20230304:1230","2023-03-04T19:00:00",0,0,19.739999999999998,1.24,0]
[null,null,"20230304:1330","2023-03-04T20:00:00",0,0,19.05,1.03,0]
[null,null,"20230304:1430","2023-03-04T21:00:00",0,0,18.440000000000001,0.83,0]
[null,null,"20230304:1530","2023-03-04T22:00:00",0,0,17.88,0.76,0]
[null,null,"20230304:1630","2023-03-04T23:00:00",0,0,17.37,0.76,0]
[null,null,"20230304:1730","2023-03-05",0,0,17,0.76,0]
[null,null,"20230304:1830","2023-03-05T01:00:00",0,0,16.78,0.76,0]
[null,null,"20230304:1930","2023-03-05T02:00:00",0,0,16.850000000000001,0.62,0]
[null,null,"20230304:2030","2023-03-05T03:00:00",0,0,16.64,0.69,0]
[null,null,"20230304:2130","2023-03-05T04:00:00",0,0,16.52,0.69,0]
[null,null,"20230304:2230","2023-03-05T05:00:00",0,0,16.420000000000002,0.55000000000000004,0]
[null,null,"20230304:2330","2023-03-05T06:00:00",8.0299999999999994,0.32,16.71,0.55000000000000004,0]
[null,null,"20230305:0030","2023-03-05T07:00:00",101.08,15.23,16.93,0.62,0]
[null,null,"20230305:0130","2023-03-05T08:00:00",313.55,29.99,18.059999999999999,1.03,0]
[null,null,"20230305:0230","2023-03-05T09:00:00",492.34,44.59,19.98,1.38,0]
[null,null,"20230305:0330","2023-03-05T10:00:00",641.36,58.85,21.42,2.21,0]
[null,null,"20230305:0430","2023-03-05T11:00:00",680.45,71.91,22.18,2.83,0]
[null,null,"20230305:0530","2023-03-05T12:00:00",778.46,78.489999999999995,22.42,2.97,0]
[null,null,"20230305:0630","2023-03-05T13:00:00",650.23,70.34,22.62,2.83,0]
[null,null,"20230305:0730","2023-03-05T14:00:00",545.6,57.01,22.72,2.76,0]
[null,null,"20230305:0830","2023-03-05T15:00:00",424.37,42.68,22.22,2.62,0]
[null,null,"20230305:0930","2023-03-05T16:00:00",379.93,28.04,21.84,2.62,0]
[null,null,"20230305:1030","2023-03-05T17:00:00",137.75,13.28,21.33,2.48,0]
[null,null,"20230305:1130","2023-03-05T18:00:00",0,-1.55,20.350000000000001,1.79,0]
[null,null,"20230305:1230","2023-03-05T19:00:00",0,0,19.41,1.24,0]
[null,null,"20230305:1330","2023-03-05T20:00:00",0,0,18.43,1.1000000000000001,0]
[null,null,"20230305:1430","2023-03-05T21:00:00",0,0,17.57,0.97,0]
[null,null,"20230305:1530","2023-03-05T22:00:00",0,0,16.760000000000002,0.76,0]
[null,null,"20230305:1630","2023-03-05T23:00:00",0,0,16.399999999999999,0.69,0]
[null,null,"20230305:1730","2023-03-06",0,0,16.079999999999998,0.76,0]
[null,null,"20230305:1830","2023-03-06T01:00:00",0,0,15.89,0.76,0]
[null,null,"20230305:1930","2023-03-06T02:00:00",0,0,16.059999999999999,0.48,0]
[null,null,"20230305:2030","2023-03-06T03:00:00",0,0,15.71,0.55000000000000004,0]
[null,null,"20230305:2130","2023-03-06T04:00:00",0,0,15.56,0.62,0]
[null,null,"20230305:2230","2023-03-06T05:00:00",0,0,15.47,0.69,0]
[null,null,"20230305:2330","2023-03-06T06:00:00",11.13,0.41,15.5,0.62,0]
[null,null,"20230306:0030","2023-03-06T07:00:00",194.21,15.34,15.85,0.69,0]
[null,null,"20230306:0130","2023-03-06T08:00:00",463.23,30.11,17.78,0.9,0]
[null,null,"20230306:0230",{"$f":"D1547+1/24","v":"2023-03-06T09:00:00"},710.99,44.74,19.72,1.1000000000000001,0]
[null,null,"20230306:0330","2023-03-06T10:00:00",879.5,59.04,21.51,1.38,0]
[null,null,"20230306:0430","2023-03-06T11:00:00",932.27,72.2,22.85,1.93,0]
[null,null,"20230306:0530","2023-03-06T12:00:00",924.82,78.87,23.59,2.0699999999999998,0]
[null,null,"20230306:0630","2023-03-06T13:00:00",869.95,70.52,24.02,2.14,0]
[null,null,"20230306:0730","2023-03-06T14:00:00",833.12,57.08,24.33,1.86,0]
[null,null,"20230306:0830","2023-03-06T15:00:00",523.87,42.71,24.51,1.86,0]
[null,null,"20230306:0930","2023-03-06T16:00:00",307.37,28.05,23.39,2.0699999999999998,0]
[null,null,"20230306:1030","2023-03-06T17:00:00",146.91,13.27,22.23,1.93,0]
[null,null,"20230306:1130","2023-03-06T18:00:00",0,-1.57,21.12,1.59,0]
[null,null,"20230306:1230","2023-03-06T19:00:00",0,0,20.010000000000002,1.31,0]
[null,null,"20230306:1330","2023-03-06T20:00:00",0,0,19.149999999999999,1.1000000000000001,0]
[null,null,"20230306:1430","2023-03-06T21:00:00",0,0,18.760000000000002,0.97,0]
[null,null,"20230306:1530","2023-03-06T22:00:00",0,0,18.22,0.83,0]
[null,null,"20230306:1630","2023-03-06T23:00:00",0,0,17.64,0.76,0]
[null,null,"20230306:1730","2023-03-07",0,0,17.170000000000002,0.69,0]
[null,null,"20230306:1830","2023-03-07T01:00:00",0,0,16.87,0.69,0]
[null,null,"20230306:1930","2023-03-07T02:00:00",0,0,17.02,0.69,0]
[null,null,"20230306:2030","2023-03-07T03:00:00",0,0,17.02,0.55000000000000004,0]
[null,null,"20230306:2130","2023-03-07T04:00:00",0,0,16.739999999999998,0.55000000000000004,0]
[null,null,"20230306:2230","2023-03-07T05:00:00",0,0,16.489999999999998,0.55000000000000004,0]
[null,null,"20230306:2330","2023-03-07T06:00:00",11.23,0.5,16.78,0.62,0]
[null,null,"20230307:0030","2023-03-07T07:00:00",190.5,15.44,16.87,0.69,0]
[null,null,"20230307:0130","2023-03-07T08:00:00",406.61,30.23,18.510000000000002,0.9,0]
[null,null,"20230307:0230","2023-03-07T09:00:00",581.66,44.88,20.36,1.1000000000000001,0]
[null,null,"20230307:0330","2023-03-07T10:00:00",828.41,59.23,22.03,1.31,0]
[null,null,"20230307:0430","2023-03-07T11:00:00",891.9,72.48,23.44,1.59,0]
[null,null,"20230307:0530","2023-03-07T12:00:00",793.83,79.25,24.17,1.93,0]
[null,null,"20230307:0630","2023-03-07T13:00:00",768.25,70.69,24.41,2.14,0]
[null,null,"20230307:0730","2023-03-07T14:00:00",682.62,57.15,24.32,1.93,0]
[null,null,"20230307:0830","2023-03-07T15:00:00",474.46,42.74,23.81,2.0699999999999998,0]
[null,null,"20230307:0930","2023-03-07T16:00:00",280.77,28.06,22.8,1.93,0]
[null,null,"20230307:1030","2023-03-07T17:00:00",85.56,13.26,21.68,1.93,0]
[null,null,"20230307:1130","2023-03-07T18:00:00",0,-1.59,20.77,1.52,0]
[null,null,"20230307:1230","2023-03-07T19:00:00",0,0,19.989999999999998,1.17,0]
[null,null,"20230307:1330","2023-03-07T20:00:00",0,0,19.45,1.1000000000000001,0]
[null,null,"20230307:1430","2023-03-07T21:00:00",0,0,19.100000000000001,0.97,0]
[null,null,"20230307:1530","2023-03-07T22:00:00",0,0,18.79,0.9,0]
[null,null,"20230307:1630","2023-03-07T23:00:00",0,0,18.39,0.76,0]
[null,null,"20230307:1730","2023-03-08",0,0,17.95,0.62,0]
[null,null,"20230307:1830","2023-03-08T01:00:00",0,0,17.73,0.48,0]
[null,null,"20230307:1930","2023-03-08T02:00:00",0,0,17.62,0.69,0]
[null,null,"20230307:2030","2023-03-08T03:00:00",0,0,17.55,0.62,0]
[null,null,"20230307:2130","2023-03-08T04:00:00",0,0,17.37,0.62,0]
[null,null,"20230307:2230","2023-03-08T05:00:00",0,0,17.04,0.55000000000000004,0]
[null,null,"20230307:2330","2023-03-08T06:00:00",13.47,0.6,16.899999999999999,0.55000000000000004,0]
[null,null,"20230308:0030","2023-03-08T07:00:00",164.68,15.55,16.96,0.55000000000000004,0]
[null,null,"20230308:0130","2023-03-08T08:00:00",471.57,30.35,18.5,0.83,0]
[null,null,"20230308:0230","2023-03-08T09:00:00",634.19000000000005,45.03,20.71,1.1000000000000001,0]
[null,null,"20230308:0330","2023-03-08T10:00:00",737.31,59.41,22.35,1.31,0]
[null,null,"20230308:0430","2023-03-08T11:00:00",974.07,72.760000000000005,23.42,1.79,0]
[null,null,"20230308:0530","2023-03-08T12:00:00",895.99,79.63,24.6,2.2799999999999998,0]
[null,null,"20230308:0630","2023-03-08T13:00:00",743.62,70.849999999999994,24.62,2,0]
[null,null,"20230308:0730","2023-03-08T14:00:00",644.07000000000005,57.22,24.24,1.72,0]
[null,null,"20230308:0830","2023-03-08T15:00:00",466.73,42.76,24.11,1.59,0]
[null,null,"20230308:0930","2023-03-08T16:00:00",329.29,28.06,22.67,1.45,0]
[null,null,"20230308:1030","2023-03-08T17:00:00",136.26,13.25,22.33,1.24,0]
[null,null,"20230308:1130","2023-03-08T18:00:00",0,-1.61,21.56,1.1000000000000001,0]
[null,null,"20230308:1230","2023-03-08T19:00:00",0,0,20.73,1.1000000000000001,0]
[null,null,"20230308:1330","2023-03-08T20:00:00",0,0,20.14,0.97,0]
[null,null,"20230308:1430","2023-03-08T21:00:00",0,0,19.53,0.9,0]
[null,null,"20230308:1530","2023-03-08T22:00:00",0,0,19.09,0.9,0]
[null,null,"20230308:1630","2023-03-08T23:00:00",0,0,18.670000000000002,0.9,0]
[null,null,"20230308:1730","2023-03-09",0,0,18.27,0.83,0]
[null,null,"20230308:1830",{"$f":"D1611+1/24","v":"2023-03-09T01:00:00"},0,0,18.13,0.69,0]
[null,null,"20230308:1930","2023-03-09T02:00:00",0,0,18.11,0.76,0]
[null,null,"20230308:2030","2023-03-09T03:00:00",0,0,17.97,0.69,0]
[null,null,"20230308:2130","2023-03-09T04:00:00",0,0,17.78,0.69,0]
[null,null,"20230308:2230","2023-03-09T05:00:00",0,0,17.71,0.76,0]
[null,null,"20230308:2330","2023-03-09T06:00:00",12.43,0.69,17.62,0.76,0]
[null,null,"20230309:0030","2023-03-09T07:00:00",174.32,15.66,17.82,0.76,0]
[null,null,"20230309:0130","2023-03-09T08:00:00",401.75,30.47,19.149999999999999,0.97,0]
[null,null,"20230309:0230","2023-03-09T09:00:00",556.79,45.17,20.98,1.38,0]
[null,null,"20230309:0330","2023-03-09T10:00:00",682.48,59.6,22.45,2,0]
[null,null,"20230309:0430","2023-03-09T11:00:00",792.13,73.040000000000006,23.39,2.14,0]
[null,null,"20230309:0530","2023-03-09T12:00:00",809.44,80.010000000000005,23.98,2,0]
[null,null,"20230309:0630","2023-03-09T13:00:00",718.72,71.010000000000005,24.31,2.0699999999999998,0]
[null,null,"20230309:0730","2023-03-09T14:00:00",687.44,57.28,24.25,2.21,0]
[null,null,"20230309:0830","2023-03-09T15:00:00",426.48,42.78,24.39,2.0699999999999998,0]
[null,null,"20230309:0930","2023-03-09T16:00:00",263.95999999999998,28.06,23.2,1.72,0]
[null,null,"20230309:1030","2023-03-09T17:00:00",103.62,13.24,22.25,1.59,0]
[null,null,"20230309:1130","2023-03-09T18:00:00",0,-1.64,21.48,1.38,0]
[null,null,"20230309:1230","2023-03-09T19:00:00",0,0,20.52,1.17,0]
[null,null,"20230309:1330","2023-03-09T20:00:00",0,0,19.82,1.03,0]
[null,null,"20230309:1430","2023-03-09T21:00:00",0,0,19.52,0.97,0]
[null,null,"20230309:1530","2023-03-09T22:00:00",0,0,19.09,1.03,0]
[null,null,"20230309:1630","2023-03-09T23:00:00",0,0,18.88,0.83,0]
[null,null,"20230309:1730","2023-03-10",0,0,18.62,0.69,0]
[null,null,"20230309:1830","2023-03-10T01:00:00",0,0,18.57,0.55000000000000004,0]
[null,null,"20230309:1930","2023-03-10T02:00:00",0,0,18.52,0.97,0]
[null,null,"20230309:2030","2023-03-10T03:00:00",0,0,18.39,0.83,0]
[null,null,"20230309:2130","2023-03-10T04:00:00",0,0,18.29,0.83,0]
[null,null,"20230309:2230","2023-03-10T05:00:00",0,0,18.170000000000002,0.76,0]
[null,null,"20230309:2330","2023-03-10T06:00:00",10.83,0.79,17.97,0.83,0]
[null,null,"20230310:0030","2023-03-10T07:00:00",128.06,15.77,18.22,1.24,0]
[null,null,"20230310:0130","2023-03-10T08:00:00",352.39,30.59,19.73,1.52,0]
[null,null,"20230310:0230","2023-03-10T09:00:00",548.52,45.31,21.5,1.79,0]
[null,null,"20230310:0330","2023-03-10T10:00:00",671.57,59.78,22.89,1.86,0]
[null,null,"20230310:0430","2023-03-10T11:00:00",683.39,73.319999999999993,23.66,1.59,0]
[null,null,"20230310:0530","2023-03-10T12:00:00",811.15,80.400000000000006,24.14,1.45,0]
[null,null,"20230310:0630","2023-03-10T13:00:00",769.57,71.150000000000006,24.64,1.59,0]
[null,null,"20230310:0730","2023-03-10T14:00:00",765.16,57.33,24.49,1.72,0]
[null,null,"20230310:0830","2023-03-10T15:00:00",291.58999999999997,42.8,23.9,1.66,0]
[null,null,"20230310:0930","2023-03-10T16:00:00",246.39,28.05,21.56,1.52,0]
[null,null,"20230310:1030","2023-03-10T17:00:00",111.85,13.22,21.25,1.59,0]
[null,null,"20230310:1130","2023-03-10T18:00:00",0,-1.66,20.71,1.03,0]
[null,null,"20230310:1230","2023-03-10T19:00:00",0,0,20.13,0.9,0]
[null,null,"20230310:1330","2023-03-10T20:00:00",0,0,19.829999999999998,0.9,0]
[null,null,"20230310:1430","2023-03-10T21:00:00",0,0,19.41,0.9,0]
[null,null,"20230310:1530","2023-03-10T22:00:00",0,0,19.14,0.9,0]
[null,null,"20230310:1630","2023-03-10T23:00:00",0,0,19.07,0.83,0]
[null,null,"20230310:1730","2023-03-11",0,0,18.850000000000001,0.62,0]
[null,null,"20230310:1830","2023-03-11T01:00:00",0,0,18.7,0.48,0]
[null,null,"20230310:1930","2023-03-11T02:00:00",0,0,19.14,0.48,0]
[null,null,"20230310:2030","2023-03-11T03:00:00",0,0,19.05,0.41,0]
[null,null,"20230310:2130","2023-03-11T04:00:00",0,0,18.87,0.55000000000000004,0]
[null,null,"20230310:2230","2023-03-11T05:00:00",0,0,18.93,0.62,0]
[null,null,"20230310:2330","2023-03-11T06:00:00",8.48,0.89,18.86,0.69,0]
[null,null,"20230311:0030","2023-03-11T07:00:00",143.37,15.88,18.91,1.24,0]
[null,null,"20230311:0130","2023-03-11T08:00:00",313.2,30.71,20.2,1.38,0]
[null,null,"20230311:0230","2023-03-11T09:00:00",478.32,45.46,21.73,1.59,0]
[null,null,"20230311:0330","2023-03-11T10:00:00",674.5,59.96,22.75,1.66,0]
[null,null,"20230311:0430","2023-03-11T11:00:00",904.65,73.59,23.56,1.17,0]
[null,null,"20230311:0530","2023-03-11T12:00:00",816.46,80.78,24.73,1.1000000000000001,0]
[null,null,"20230311:0630","2023-03-11T13:00:00",835.2,71.290000000000006,25.08,1.1000000000000001,0]
[null,null,"20230311:0730","2023-03-11T14:00:00",435.57,57.38,25.37,1.66,0]
[null,null,"20230311:0830","2023-03-11T15:00:00",355.81,42.81,22.41,1.24,0]
[null,null,"20230311:0930","2023-03-11T16:00:00",151.62,28.05,22.22,1.17,0]
[null,null,"20230311:1030",{"$f":"D1675+1/24","v":"2023-03-11T17:00:00"},51.67,13.2,21.23,0.97,0]
[null,null,"20230311:1130","2023-03-11T18:00:00",0,-1.69,20.3,0.69,0]
[null,null,"20230311:1230","2023-03-11T19:00:00",0,0,20.04,0.55000000000000004,0]
[null,null,"20230311:1330","2023-03-11T20:00:00",0,0,19.88,0.48,0]
[null,null,"20230311:1430","2023-03-11T21:00:00",0,0,19.64,0.55000000000000004,0]
[null,null,"20230311:1530","2023-03-11T22:00:00",0,0,19.41,0.62,0]
[null,null,"20230311:1630","2023-03-11T23:00:00",0,0,19.23,0.62,0]
[null,null,"20230311:1730","2023-03-12",0,0,19.02,0.48,0]
[null,null,"20230311:1830","2023-03-12T01:00:00",0,0,18.91,0.34,0]
[null,null,"20230311:1930","2023-03-12T02:00:00",0,0,18.829999999999998,0.34,0]
[null,null,"20230311:2030","2023-03-12T03:00:00",0,0,18.760000000000002,0.48,0]
[null,null,"20230311:2130","2023-03-12T04:00:00",0,0,18.510000000000002,0.55000000000000004,0]
[null,null,"20230311:2230","2023-03-12T05:00:00",0,0,18.420000000000002,0.41,0]
[null,null,"20230311:2330","2023-03-12T06:00:00",10.38,0.99,18.46,0.41,0]
[null,null,"20230312:0030","2023-03-12T07:00:00",96.93,15.99,18.96,0.76,0]
[null,null,"20230312:0130","2023-03-12T08:00:00",265.63,30.84,19.809999999999999,1.1000000000000001,0]
[null,null,"20230312:0230","2023-03-12T09:00:00",463.01,45.6,21.33,1.24,0]
[null,null,"20230312:0330","2023-03-12T10:00:00",554.79999999999995,60.14,22.64,1.24,0]
[null,null,"20230312:0430","2023-03-12T11:00:00",840.1,73.87,23.46,1.24,0]
[null,null,"20230312:0530","2023-03-12T12:00:00",921.09,81.150000000000006,24.42,1.24,0]
[null,null,"20230312:0630","2023-03-12T13:00:00",697.81,71.42,25.25,1.59,0]
[null,null,"20230312:0730","2023-03-12T14:00:00",664.37,57.43,24.68,1.52,0]
[null,null,"20230312:0830","2023-03-12T15:00:00",560.57000000000005,42.82,23.17,1.59,0]
[null,null,"20230312:0930","2023-03-12T16:00:00",258.82,28.04,22.86,1.72,0]
[null,null,"20230312:1030","2023-03-12T17:00:00",89.21,13.18,22.14,1.59,0]
[null,null,"20230312:1130","2023-03-12T18:00:00",0,-1.72,21.47,1.38,0]
[null,null,"20230312:1230","2023-03-12T19:00:00",0,0,20.66,1.03,0]
[null,null,"20230312:1330","2023-03-12T20:00:00",0,0,20.27,0.97,0]
[null,null,"20230312:1430","2023-03-12T21:00:00",0,0,19.84,0.97,0]
[null,null,"20230312:1530","2023-03-12T22:00:00",0,0,19.63,0.97,0]
[null,null,"20230312:1630","2023-03-12T23:00:00",0,0,19.309999999999999,0.97,0]
[null,null,"20230312:1730","2023-03-13",0,0,19.03,0.97,0]
[null,null,"20230312:1830","2023-03-13T01:00:00",0,0,18.72,0.97,0]
[null,null,"20230312:1930","2023-03-13T02:00:00",0,0,18.670000000000002,1.03,0]
[null,null,"20230312:2030","2023-03-13T03:00:00",0,0,18.510000000000002,1.03,0]
[null,null,"20230312:2130","2023-03-13T04:00:00",0,0,18.45,0.97,0]
[null,null,"20230312:2230","2023-03-13T05:00:00",0,0,18.18,1.03,0]
[null,null,"20230312:2330","2023-03-13T06:00:00",11.08,1.1000000000000001,18.13,1.1000000000000001,0]
[null,null,"20230313:0030","2023-03-13T07:00:00",159.30000000000001,16.100000000000001,18.05,1.45,0]
[null,null,"20230313:0130","2023-03-13T08:00:00",366.98,30.96,19.100000000000001,1.52,0]
[null,null,"20230313:0230","2023-03-13T09:00:00",612.82000000000005,45.74,20.350000000000001,1.72,0]
[null,null,"20230313:0330","2023-03-13T10:00:00",888.4,60.32,21.63,2.0699999999999998,0]
[null,null,"20230313:0430","2023-03-13T11:00:00",965.36,74.13,22.86,2.5499999999999998,0]
[null,null,"20230313:0530","2023-03-13T12:00:00",1011.26,81.53,23.61,2.62,0]
[null,null,"20230313:0630","2023-03-13T13:00:00",847.35,71.540000000000006,24.12,2.69,0]
[null,null,"20230313:0730","2023-03-13T14:00:00",762.47,57.46,23.53,2.9,0]
[null,null,"20230313:0830","2023-03-13T15:00:00",584.19000000000005,42.83,23.2,2.9,0]
[null,null,"20230313:0930","2023-03-13T16:00:00",406.75,28.02,22.66,2.76,0]
[null,null,"20230313:1030","2023-03-13T17:00:00",166.44,13.15,22.04,2.48,0]
[null,null,"20230313:1130","2023-03-13T18:00:00",0,-1.75,21.01,1.86,0]
[null,null,"20230313:1230","2023-03-13T19:00:00",0,0,19.77,1.38,0]
[null,null,"20230313:1330","2023-03-13T20:00:00",0,0,18.77,1.17,0]
[null,null,"20230313:1430","2023-03-13T21:00:00",0,0,17.97,1.03,0]
[null,null,"20230313:1530","2023-03-13T22:00:00",0,0,17.3,0.97,0]
[null,null,"20230313:1630","2023-03-13T23:00:00",0,0,16.989999999999998,0.83,0]
[null,null,"20230313:1730","2023-03-14",0,0,16.66,0.83,0]
[null,null,"20230313:1830","2023-03-14T01:00:00",0,0,16.399999999999999,0.83,0]
[null,null,"20230313:1930","2023-03-14T02:00:00",0,0,16.59,0.83,0]
[null,null,"20230313:2030","2023-03-14T03:00:00",0,0,16.28,0.83,0]
[null,null,"20230313:2130","2023-03-14T04:00:00",0,0,16.010000000000002,0.76,0]
[null,null,"20230313:2230","2023-03-14T05:00:00",0,0,15.75,0.76,0]
[null,null,"20230313:2330","2023-03-14T06:00:00",15.82,1.2,15.61,0.76,0]
[null,null,"20230314:0030","2023-03-14T07:00:00",191.77,16.21,15.96,0.83,0]
[null,null,"20230314:0130","2023-03-14T08:00:00",411.14,31.08,18.690000000000001,1.17,0]
[null,null,"20230314:0230",{"$f":"D1739+1/24","v":"2023-03-14T09:00:00"},519.24,45.88,20.52,1.52,0]
[null,null,"20230314:0330","2023-03-14T10:00:00",691.92,60.5,21.75,1.79,0]
[null,null,"20230314:0430","2023-03-14T11:00:00",832.63,74.400000000000006,22.67,2.21,0]
[null,null,"20230314:0530","2023-03-14T12:00:00",1025.23,81.91,23.55,2.21,0]
[null,null,"20230314:0630","2023-03-14T13:00:00",828.53,71.66,24.38,2.21,0]
[null,null,"20230314:0730","2023-03-14T14:00:00",706.01,57.5,24.2,2.14,0]
[null,null,"20230314:0830","2023-03-14T15:00:00",612.82000000000005,42.83,24.21,2.0699999999999998,0]
[null,null,"20230314:0930","2023-03-14T16:00:00",323.88,28.01,23.98,1.93,0]
[null,null,"20230314:1030","2023-03-14T17:00:00",94.77,13.13,22.97,1.93,0]
[null,null,"20230314:1130","2023-03-14T18:00:00",0,-1.78,21.79,1.52,0]
[null,null,"20230314:1230","2023-03-14T19:00:00",0,0,20.47,1.24,0]
[null,null,"20230314:1330","2023-03-14T20:00:00",0,0,19.48,1.03,0]
[null,null,"20230314:1430","2023-03-14T21:00:00",0,0,18.440000000000001,0.9,0]
[null,null,"20230314:1530","2023-03-14T22:00:00",0,0,17.670000000000002,0.76,0]
[null,null,"20230314:1630","2023-03-14T23:00:00",0,0,17.09,0.69,0]
[null,null,"20230314:1730","2023-03-15",0,0,16.75,0.62,0]
[null,null,"20230314:1830","2023-03-15T01:00:00",0,0,16.34,0.62,0]
[null,null,"20230314:1930","2023-03-15T02:00:00",0,0,16.75,0.69,0]
[null,null,"20230314:2030","2023-03-15T03:00:00",0,0,16.440000000000001,0.62,0]
[null,null,"20230314:2130","2023-03-15T04:00:00",0,0,16.28,0.55000000000000004,0]
[null,null,"20230314:2230","2023-03-15T05:00:00",0,0,16.04,0.48,0]
[null,null,"20230314:2330","2023-03-15T06:00:00",13.97,1.31,15.87,0.48,0]
[null,null,"20230315:0030","2023-03-15T07:00:00",232.78,16.329999999999998,16.14,0.48,0]
[null,null,"20230315:0130","2023-03-15T08:00:00",472.88,31.21,18.600000000000001,0.76,0]
[null,null,"20230315:0230","2023-03-15T09:00:00",708.62,46.02,20.43,0.97,0]
[null,null,"20230315:0330","2023-03-15T10:00:00",851.36,60.67,22.15,1.24,0]
[null,null,"20230315:0430","2023-03-15T11:00:00",1005.47,74.66,23.38,1.31,0]
[null,null,"20230315:0530","2023-03-15T12:00:00",1070.52,82.28,24.39,1.52,0]
[null,null,"20230315:0630","2023-03-15T13:00:00",943.02,71.760000000000005,25.15,1.59,0]
[null,null,"20230315:0730","2023-03-15T14:00:00",803.63,57.52,25.39,1.79,0]
[null,null,"20230315:0830","2023-03-15T15:00:00",668,42.82,25.08,1.93,0]
[null,null,"20230315:0930","2023-03-15T16:00:00",359.5,27.99,24.65,1.93,0]
[null,null,"20230315:1030","2023-03-15T17:00:00",107.65,13.1,23.64,2,0]
[null,null,"20230315:1130","2023-03-15T18:00:00",0,-1.82,22.1,1.79,0]
[null,null,"20230315:1230","2023-03-15T19:00:00",0,0,20.77,1.31,0]
[null,null,"20230315:1330","2023-03-15T20:00:00",0,0,19.64,1.03,0]
[null,null,"20230315:1430","2023-03-15T21:00:00",0,0,18.91,0.9,0]
[null,null,"20230315:1530","2023-03-15T22:00:00",0,0,18.41,0.9,0]
[null,null,"20230315:1630","2023-03-15T23:00:00",0,0,17.899999999999999,0.83,0]
[null,null,"20230315:1730","2023-03-16",0,0,17.46,0.76,0]
[null,null,"20230315:1830","2023-03-16T01:00:00",0,0,17.3,0.62,0]
[null,null,"20230315:1930","2023-03-16T02:00:00",0,0,17.36,0.62,0]
[null,null,"20230315:2030","2023-03-16T03:00:00",0,0,17.34,0.48,0]
[null,null,"20230315:2130","2023-03-16T04:00:00",0,0,17.12,0.55000000000000004,0]
[null,null,"20230315:2230","2023-03-16T05:00:00",0,0,16.93,0.55000000000000004,0]
[null,null,"20230315:2330","2023-03-16T06:00:00",12.23,1.41,16.84,0.62,0]
[null,null,"20230316:0030","2023-03-16T07:00:00",194.08,16.440000000000001,17.39,0.76,0]
[null,null,"20230316:0130","2023-03-16T08:00:00",443.35,31.33,19.12,1.1000000000000001,0]
[null,null,"20230316:0230","2023-03-16T09:00:00",600.11,46.16,20.93,1.38,0]
[null,null,"20230316:0330","2023-03-16T10:00:00",693.98,60.84,22.37,1.66,0]
[null,null,"20230316:0430","2023-03-16T11:00:00",824.86,74.91,23.4,1.93,0]
[null,null,"20230316:0530","2023-03-16T12:00:00",910.51,82.65,24.4,1.93,0]
[null,null,"20230316:0630","2023-03-16T13:00:00",651.82000000000005,71.849999999999994,25.2,1.72,0]
[null,null,"20230316:0730","2023-03-16T14:00:00",668.66,57.54,24.96,1.93,0]
[null,null,"20230316:0830","2023-03-16T15:00:00",492.12,42.81,24.48,1.93,0]
[null,null,"20230316:0930","2023-03-16T16:00:00",285.44,27.97,23.98,2,0]
[null,null,"20230316:1030","2023-03-16T17:00:00",133.32,13.07,23.15,1.93,0]
[null,null,"20230316:1130","2023-03-16T18:00:00",0,-1.85,22.07,1.45,0]
[null,null,"20230316:1230","2023-03-16T19:00:00",0,0,20.77,1.17,0]
[null,null,"20230316:1330","2023-03-16T20:00:00",0,0,19.88,0.97,0]
[null,null,"20230316:1430","2023-03-16T21:00:00",0,0,19.34,0.9,0]
[null,null,"20230316:1530","2023-03-16T22:00:00",0,0,18.88,0.76,0]
[null,null,"20230316:1630","2023-03-16T23:00:00",0,0,18.54,0.62,0]
[null,null,"20230316:1730","2023-03-17",0,0,18.07,0.55000000000000004,0]
[null,null,"20230316:1830",{"$f":"D1803+1/24","v":"2023-03-17T01:00:00"},0,0,17.760000000000002,0.55000000000000004,0]
[null,null,"20230316:1930","2023-03-17T02:00:00",0,0,17.59,0.69,0]
[null,null,"20230316:2030","2023-03-17T03:00:00",0,0,17.489999999999998,0.62,0]
[null,null,"20230316:2130","2023-03-17T04:00:00",0,0,17.3,0.62,0]
[null,null,"20230316:2230","2023-03-17T05:00:00",0,0,17.079999999999998,0.62,0]
[null,null,"20230316:2330","2023-03-17T06:00:00",14.37,1.52,16.920000000000002,0.62,0]
[null,null,"20230317:0030","2023-03-17T07:00:00",198.88,16.559999999999999,17.38,0.62,0]
[null,null,"20230317:0130","2023-03-17T08:00:00",462.77,31.45,19.34,0.9,0]
[null,null,"20230317:0230","2023-03-17T09:00:00",693.31,46.3,21.54,1.31,0]
[null,null,"20230317:0330","2023-03-17T10:00:00",835.42,61.01,23.21,1.52,0]
[null,null,"20230317:0430","2023-03-17T11:00:00",777.02,75.16,24.41,1.79,0]
[null,null,"20230317:0530","2023-03-17T12:00:00",789.71,83.02,25.07,1.72,0]
[null,null,"20230317:0630","2023-03-17T13:00:00",698.23,71.94,25.76,1.72,0]
[null,null,"20230317:0730","2023-03-17T14:00:00",731.68,57.56,26.41,1.38,0]
[null,null,"20230317:0830","2023-03-17T15:00:00",608.80999999999995,42.8,26.3,1.31,0]
[null,null,"20230317:0930","2023-03-17T16:00:00",318.20999999999998,27.94,25.89,1.38,0]
[null,null,"20230317:1030","2023-03-17T17:00:00",105.06,13.04,24.56,1.59,0]
[null,null,"20230317:1130","2023-03-17T18:00:00",0,-1.89,23.16,1.52,0]
[null,null,"20230317:1230","2023-03-17T19:00:00",0,0,21.91,1.38,0]
[null,null,"20230317:1330","2023-03-17T20:00:00",0,0,20.89,1.1000000000000001,0]
[null,null,"20230317:1430","2023-03-17T21:00:00",0,0,20.29,0.97,0]
[null,null,"20230317:1530","2023-03-17T22:00:00",0,0,19.95,0.83,0]
[null,null,"20230317:1630","2023-03-17T23:00:00",0,0,19.71,0.62,0]
[null,null,"20230317:1730","2023-03-18",0,0,19.190000000000001,0.55000000000000004,0]
[null,null,"20230317:1830","2023-03-18T01:00:00",0,0,19.079999999999998,0.62,0]
[null,null,"20230317:1930","2023-03-18T02:00:00",0,0,18.989999999999998,0.76,0]
[null,null,"20230317:2030","2023-03-18T03:00:00",0,0,18.84,0.69,0]
[null,null,"20230317:2130","2023-03-18T04:00:00",0,0,18.739999999999998,0.62,0]
[null,null,"20230317:2230","2023-03-18T05:00:00",0,0,18.57,0.55000000000000004,0]
[null,null,"20230317:2330","2023-03-18T06:00:00",14.02,1.63,18.559999999999999,0.62,0]
[null,null,"20230318:0030","2023-03-18T07:00:00",154.58000000000001,16.670000000000002,18.84,0.9,0]
[null,null,"20230318:0130","2023-03-18T08:00:00",419.3,31.58,20.37,1.24,0]
[null,null,"20230318:0230","2023-03-18T09:00:00",575.75,46.43,22.29,1.45,0]
[null,null,"20230318:0330","2023-03-18T10:00:00",793.22,61.17,23.91,1.66,0]
[null,null,"20230318:0430","2023-03-18T11:00:00",653.32000000000005,75.400000000000006,25.3,1.86,0]
[null,null,"20230318:0530","2023-03-18T12:00:00",705.73,83.38,25.8,1.79,0]
[null,null,"20230318:0630","2023-03-18T13:00:00",654.12,72.02,26.43,1.66,0]
[null,null,"20230318:0730","2023-03-18T14:00:00",608.21,57.57,25.2,1.31,0]
[null,null,"20230318:0830","2023-03-18T15:00:00",518.23,42.79,25,1.59,0]
[null,null,"20230318:0930","2023-03-18T16:00:00",217.3,27.91,24.4,1.59,0]
[null,null,"20230318:1030","2023-03-18T17:00:00",123.68,13,23.33,1.45,0]
[null,null,"20230318:1130","2023-03-18T18:00:00",0,-1.92,22.52,1.24,0]
[null,null,"20230318:1230","2023-03-18T19:00:00",0,0,21.77,1.24,0]
[null,null,"20230318:1330","2023-03-18T20:00:00",0,0,21.2,0.9,0]
[null,null,"20230318:1430","2023-03-18T21:00:00",0,0,20.81,0.9,0]
[null,null,"20230318:1530","2023-03-18T22:00:00",0,0,20.38,0.83,0]
[null,null,"20230318:1630","2023-03-18T23:00:00",0,0,20.03,0.83,0]
[null,null,"20230318:1730","2023-03-19",0,0,19.63,0.69,0]
[null,null,"20230318:1830","2023-03-19T01:00:00",0,0,19.36,0.62,0]
[null,null,"20230318:1930","2023-03-19T02:00:00",0,0,19.350000000000001,0.55000000000000004,0]
[null,null,"20230318:2030","2023-03-19T03:00:00",0,0,19.260000000000002,0.55000000000000004,0]
[null,null,"20230318:2130","2023-03-19T04:00:00",0,0,19.12,0.62,0]
[null,null,"20230318:2230","2023-03-19T05:00:00",0,0,19.05,0.62,0]
[null,null,"20230318:2330","2023-03-19T06:00:00",14.47,1.75,18.86,0.69,0]
[null,null,"20230319:0030","2023-03-19T07:00:00",208.77,16.79,19.239999999999998,0.83,0]
[null,null,"20230319:0130","2023-03-19T08:00:00",442.94,31.7,20.92,0.9,0]
[null,null,"20230319:0230","2023-03-19T09:00:00",708.08,46.57,22.79,1.1000000000000001,0]
[null,null,"20230319:0330","2023-03-19T10:00:00",829.31,61.33,24.61,1.24,0]
[null,null,"20230319:0430","2023-03-19T11:00:00",843.93,75.64,25.75,1.38,0]
[null,null,"20230319:0530","2023-03-19T12:00:00",912.69,83.74,26.6,1.52,0]
[null,null,"20230319:0630","2023-03-19T13:00:00",823.19,72.08,27.16,1.79,0]
[null,null,"20230319:0730","2023-03-19T14:00:00",786.71,57.57,27.04,1.79,0]
[null,null,"20230319:0830","2023-03-19T15:00:00",525.72,42.77,26.63,1.93,0]
[null,null,"20230319:0930","2023-03-19T16:00:00",320.82,27.88,24.66,1.38,0]
[null,null,"20230319:1030",{"$f":"D1867+1/24","v":"2023-03-19T17:00:00"},108.46,12.97,24.1,0.62,0]
[null,null,"20230319:1130","2023-03-19T18:00:00",0,-1.96,22.5,0.69,0]
[null,null,"20230319:1230","2023-03-19T19:00:00",0,0,22.03,0.76,0]
[null,null,"20230319:1330","2023-03-19T20:00:00",0,0,21.42,0.69,0]
[null,null,"20230319:1430","2023-03-19T21:00:00",0,0,21.04,0.69,0]
[null,null,"20230319:1530","2023-03-19T22:00:00",0,0,20.51,0.76,0]
[null,null,"20230319:1630","2023-03-19T23:00:00",0,0,20.190000000000001,0.76,0]
[null,null,"20230319:1730","2023-03-20",0,0,19.88,0.83,0]
[null,null,"20230319:1830","2023-03-20T01:00:00",0,0,19.68,0.83,0]
[null,null,"20230319:1930","2023-03-20T02:00:00",0,0,19.78,0.62,0]
[null,null,"20230319:2030","2023-03-20T03:00:00",0,0,19.47,0.69,0]
[null,null,"20230319:2130","2023-03-20T04:00:00",0,0,19.53,0.41,0]
[null,null,"20230319:2230","2023-03-20T05:00:00",0,0,19.54,0.48,0]
[null,null,"20230319:2330","2023-03-20T06:00:00",15.82,1.86,19.34,0.55000000000000004,0]
[null,null,"20230320:0030","2023-03-20T07:00:00",196.73,16.899999999999999,19.64,0.76,0]
[null,null,"20230320:0130","2023-03-20T08:00:00",441.21,31.82,21.12,0.69,0]
[null,null,"20230320:0230","2023-03-20T09:00:00",653.48,46.7,22.93,0.62,0]
[null,null,"20230320:0330","2023-03-20T10:00:00",804.13,61.49,24.34,0.97,0]
[null,null,"20230320:0430","2023-03-20T11:00:00",879.47,75.87,25.45,1.03,0]
[null,null,"20230320:0530","2023-03-20T12:00:00",944.5,84.09,26.38,1.52,0]
[null,null,"20230320:0630","2023-03-20T13:00:00",789.42,72.14,26.99,1.72,0]
[null,null,"20230320:0730","2023-03-20T14:00:00",667.63,57.57,25.58,1.79,0]
[null,null,"20230320:0830","2023-03-20T15:00:00",467.82,42.75,26.08,1.52,0]
[null,null,"20230320:0930","2023-03-20T16:00:00",305.76,27.85,24.82,0.83,0]
[null,null,"20230320:1030","2023-03-20T17:00:00",85.16,12.93,22.94,0.41,0]
[null,null,"20230320:1130","2023-03-20T18:00:00",0,-2,21.26,0.28000000000000003,0]
[null,null,"20230320:1230","2023-03-20T19:00:00",0,0,20.66,0.41,0]
[null,null,"20230320:1330","2023-03-20T20:00:00",0,0,20.76,0.41,0]
[null,null,"20230320:1430","2023-03-20T21:00:00",0,0,20.76,0.34,0]
[null,null,"20230320:1530","2023-03-20T22:00:00",0,0,20.52,0.55000000000000004,0]
[null,null,"20230320:1630","2023-03-20T23:00:00",0,0,20.28,0.55000000000000004,0]
[null,null,"20230320:1730","2023-03-21",0,0,19.829999999999998,0.76,0]
[null,null,"20230320:1830","2023-03-21T01:00:00",0,0,19.649999999999999,0.76,0]
[null,null,"20230320:1930","2023-03-21T02:00:00",0,0,19.79,0.69,0]
[null,null,"20230320:2030","2023-03-21T03:00:00",0,0,19.47,0.62,0]
[null,null,"20230320:2130","2023-03-21T04:00:00",0,0,19.46,0.55000000000000004,0]
[null,null,"20230320:2230","2023-03-21T05:00:00",0,0,19.149999999999999,0.55000000000000004,0]
[null,null,"20230320:2330","2023-03-21T06:00:00",19.010000000000002,1.97,19.32,0.62,0]
[null,null,"20230321:0030","2023-03-21T07:00:00",190.99,17.02,19.600000000000001,0.83,0]
[null,null,"20230321:0130","2023-03-21T08:00:00",455.76,31.94,21.26,1.17,0]
[null,null,"20230321:0230","2023-03-21T09:00:00",558.63,46.83,23.06,0.97,0]
[null,null,"20230321:0330","2023-03-21T10:00:00",599.51,61.64,24.47,0.76,0]
[null,null,"20230321:0430","2023-03-21T11:00:00",792.97,76.09,24.89,0.41,0]
[null,null,"20230321:0530","2023-03-21T12:00:00",902.62,84.43,26.29,7.0000000000000007E-2,0]
[null,null,"20230321:0630","2023-03-21T13:00:00",681.38,72.19,27.11,0.62,0]
[null,null,"20230321:0730","2023-03-21T14:00:00",634.44000000000005,57.56,26.44,1.03,0]
[null,null,"20230321:0830","2023-03-21T15:00:00",500.75,42.72,26.48,0.97,0]
[null,null,"20230321:0930","2023-03-21T16:00:00",287.55,27.82,24.63,0.62,0]
[null,null,"20230321:1030","2023-03-21T17:00:00",50.5,12.89,22.45,0.34,0]
[null,null,"20230321:1130","2023-03-21T18:00:00",0,-2.04,21.2,0.14000000000000001,0]
[null,null,"20230321:1230","2023-03-21T19:00:00",0,0,20.85,0.28000000000000003,0]
[null,null,"20230321:1330","2023-03-21T20:00:00",0,0,20.67,0.34,0]
[null,null,"20230321:1430","2023-03-21T21:00:00",0,0,20.58,0.28000000000000003,0]
[null,null,"20230321:1530","2023-03-21T22:00:00",0,0,20.329999999999998,0.55000000000000004,0]
[null,null,"20230321:1630","2023-03-21T23:00:00",0,0,20.11,0.62,0]
[null,null,"20230321:1730","2023-03-22",0,0,19.899999999999999,0.69,0]
[null,null,"20230321:1830","2023-03-22T01:00:00",0,0,19.59,0.69,0]
[null,null,"20230321:1930","2023-03-22T02:00:00",0,0,20.02,0.41,0]
[null,null,"20230321:2030","2023-03-22T03:00:00",0,0,19.82,0.34,0]
[null,null,"20230321:2130","2023-03-22T04:00:00",0,0,19.559999999999999,0.34,0]
[null,null,"20230321:2230","2023-03-22T05:00:00",0,0,19.420000000000002,0.34,0]
[null,null,"20230321:2330","2023-03-22T06:00:00",18.61,2.09,19.309999999999999,0.28000000000000003,0]
[null,null,"20230322:0030","2023-03-22T07:00:00",169.6,17.13,19.690000000000001,0.48,0]
[null,null,"20230322:0130","2023-03-22T08:00:00",411.82,32.06,21.07,0.48,0]
[null,null,"20230322:0230",{"$f":"D1931+1/24","v":"2023-03-22T09:00:00"},533.79,46.96,22.8,0.69,0]
[null,null,"20230322:0330","2023-03-22T10:00:00",739.46,61.79,24.33,0.9,0]
[null,null,"20230322:0430","2023-03-22T11:00:00",875.05,76.31,25.91,0.83,0]
[null,null,"20230322:0530","2023-03-22T12:00:00",763.76,84.76,27.06,0.69,0]
[null,null,"20230322:0630","2023-03-22T13:00:00",819.19,72.23,27.35,0.76,0]
[null,null,"20230322:0730","2023-03-22T14:00:00",676.28,57.55,28.26,0.69,0]
[null,null,"20230322:0830","2023-03-22T15:00:00",415.29,42.69,25.53,1.31,0]
[null,null,"20230322:0930","2023-03-22T16:00:00",255.39,27.78,23.51,0.97,0]
[null,null,"20230322:1030","2023-03-22T17:00:00",69.77,12.85,23.03,0.21,0]
[null,null,"20230322:1130","2023-03-22T18:00:00",0,-2.08,22.42,0.41,0]
[null,null,"20230322:1230","2023-03-22T19:00:00",0,0,21.31,0.21,0]
[null,null,"20230322:1330","2023-03-22T20:00:00",0,0,21.23,0.14000000000000001,0]
[null,null,"20230322:1430","2023-03-22T21:00:00",0,0,20.96,7.0000000000000007E-2,0]
[null,null,"20230322:1530","2023-03-22T22:00:00",0,0,20.82,0.28000000000000003,0]
[null,null,"20230322:1630","2023-03-22T23:00:00",0,0,20.47,0.34,0]
[null,null,"20230322:1730","2023-03-23",0,0,20.12,0.41,0]
[null,null,"20230322:1830","2023-03-23T01:00:00",0,0,19.91,0.34,0]
[null,null,"20230322:1930","2023-03-23T02:00:00",0,0,19.899999999999999,0.62,0]
[null,null,"20230322:2030","2023-03-23T03:00:00",0,0,19.52,0.62,0]
[null,null,"20230322:2130","2023-03-23T04:00:00",0,0,19.47,0.41,0]
[null,null,"20230322:2230","2023-03-23T05:00:00",0,0,19.38,0.48,0]
[null,null,"20230322:2330","2023-03-23T06:00:00",15.87,2.2000000000000002,19.38,0.28000000000000003,0]
[null,null,"20230323:0030","2023-03-23T07:00:00",159.91,17.25,19.95,7.0000000000000007E-2,0]
[null,null,"20230323:0130","2023-03-23T08:00:00",469.22,32.17,21.31,0.28000000000000003,0]
[null,null,"20230323:0230","2023-03-23T09:00:00",603.78,47.08,22.9,0.55000000000000004,0]
[null,null,"20230323:0330","2023-03-23T10:00:00",817.35,61.93,24.35,0.69,0]
[null,null,"20230323:0430","2023-03-23T11:00:00",813.29,76.52,25.95,0.9,0]
[null,null,"20230323:0530","2023-03-23T12:00:00",876.63,85.09,24.08,1.1000000000000001,0]
[null,null,"20230323:0630","2023-03-23T13:00:00",723.92,72.260000000000005,24.76,1.72,0]
[null,null,"20230323:0730","2023-03-23T14:00:00",414.14,57.54,22.62,0.97,0]
[null,null,"20230323:0830","2023-03-23T15:00:00",184.73,42.66,22.21,0.83,0]
[null,null,"20230323:0930","2023-03-23T16:00:00",197.36,27.74,21.89,0.34,0]
[null,null,"20230323:1030","2023-03-23T17:00:00",62.18,12.81,22,7.0000000000000007E-2,0]
[null,null,"20230323:1130","2023-03-23T18:00:00",0,-2.12,21.74,0.21,0]
[null,null,"20230323:1230","2023-03-23T19:00:00",0,0,21.54,0.14000000000000001,0]
[null,null,"20230323:1330","2023-03-23T20:00:00",0,0,21.07,0.28000000000000003,0]
[null,null,"20230323:1430","2023-03-23T21:00:00",0,0,20.68,0.28000000000000003,0]
[null,null,"20230323:1530","2023-03-23T22:00:00",0,0,20.440000000000001,0.28000000000000003,0]
[null,null,"20230323:1630","2023-03-23T23:00:00",0,0,20.12,0.55000000000000004,0]
[null,null,"20230323:1730","2023-03-24",0,0,19.82,0.55000000000000004,0]
[null,null,"20230323:1830","2023-03-24T01:00:00",0,0,19.54,0.62,0]
[null,null,"20230323:1930","2023-03-24T02:00:00",0,0,19.690000000000001,0.76,0]
[null,null,"20230323:2030","2023-03-24T03:00:00",0,0,19.54,0.69,0]
[null,null,"20230323:2130","2023-03-24T04:00:00",0,0,19.18,0.69,0]
[null,null,"20230323:2230","2023-03-24T05:00:00",0,0,18.809999999999999,0.69,0]
[null,null,"20230323:2330","2023-03-24T06:00:00",15.92,2.31,18.79,0.55000000000000004,0]
[null,null,"20230324:0030","2023-03-24T07:00:00",218.72,17.36,19.32,0.34,0]
[null,null,"20230324:0130","2023-03-24T08:00:00",480.85,32.29,21.7,0.55000000000000004,0]
[null,null,"20230324:0230","2023-03-24T09:00:00",601.05999999999995,47.21,22.88,0.34,0]
[null,null,"20230324:0330","2023-03-24T10:00:00",816.16,62.07,23.81,0.48,0]
[null,null,"20230324:0430","2023-03-24T11:00:00",771.12,76.72,25.17,0.97,0]
[null,null,"20230324:0530","2023-03-24T12:00:00",898.86,85.4,25.78,1.31,0]
[null,null,"20230324:0630","2023-03-24T13:00:00",884.01,72.27,24.19,1.38,0]
[null,null,"20230324:0730","2023-03-24T14:00:00",722.57,57.51,25.04,1.52,0]
[null,null,"20230324:0830","2023-03-24T15:00:00",509.81,42.63,25.47,1.1000000000000001,0]
[null,null,"20230324:0930","2023-03-24T16:00:00",333.51,27.7,25.5,1.45,0]
[null,null,"20230324:1030","2023-03-24T17:00:00",43.22,12.77,23.89,0.55000000000000004,0]
[null,null,"20230324:1130","2023-03-24T18:00:00",0,-2.16,22.47,0.28000000000000003,0]
[null,null,"20230324:1230","2023-03-24T19:00:00",0,0,21.89,0.55000000000000004,0]
[null,null,"20230324:1330","2023-03-24T20:00:00",0,0,21.51,0.62,0]
[null,null,"20230324:1430","2023-03-24T21:00:00",0,0,21.09,0.62,0]
[null,null,"20230324:1530","2023-03-24T22:00:00",0,0,20.92,0.55000000000000004,0]
[null,null,"20230324:1630","2023-03-24T23:00:00",0,0,20.47,0.55000000000000004,0]
[null,null,"20230324:1730","2023-03-25",0,0,20.059999999999999,0.48,0]
[null,null,"20230324:1830",{"$f":"D1995+1/24","v":"2023-03-25T01:00:00"},0,0,19.670000000000002,0.48,0]
[null,null,"20230324:1930","2023-03-25T02:00:00",0,0,19.73,0.76,0]
[null,null,"20230324:2030","2023-03-25T03:00:00",0,0,19.559999999999999,0.76,0]
[null,null,"20230324:2130","2023-03-25T04:00:00",0,0,19.350000000000001,0.62,0]
[null,null,"20230324:2230","2023-03-25T05:00:00",0,0,19,0.69,0]
[null,null,"20230324:2330","2023-03-25T06:00:00",16.87,2.4300000000000002,18.84,0.69,0]
[null,null,"20230325:0030","2023-03-25T07:00:00",218.01,17.48,19.600000000000001,0.48,0]
[null,null,"20230325:0130","2023-03-25T08:00:00",439.49,32.409999999999997,21.22,0.34,0]
[null,null,"20230325:0230","2023-03-25T09:00:00",618.41,47.33,23.04,0.34,0]
[null,null,"20230325:0330","2023-03-25T10:00:00",699.07,62.21,24.54,0.62,0]
[null,null,"20230325:0430","2023-03-25T11:00:00",748.52,76.91,25.11,0.83,0]
[null,null,"20230325:0530","2023-03-25T12:00:00",994.19,85.69,25.68,0.97,0]
[null,null,"20230325:0630","2023-03-25T13:00:00",888.79,72.28,26.49,1.59,0]
[null,null,"20230325:0730","2023-03-25T14:00:00",804.2,57.49,25.89,1.1000000000000001,0]
[null,null,"20230325:0830","2023-03-25T15:00:00",577.67999999999995,42.59,25.72,1.38,0]
[null,null,"20230325:0930","2023-03-25T16:00:00",252.02,27.66,24.27,0.83,0]
[null,null,"20230325:1030","2023-03-25T17:00:00",63.43,12.73,23.35,0.41,0]
[null,null,"20230325:1130","2023-03-25T18:00:00",0,-2.2000000000000002,22.5,0.48,0]
[null,null,"20230325:1230","2023-03-25T19:00:00",0,0,22,0.62,0]
[null,null,"20230325:1330","2023-03-25T20:00:00",0,0,21.47,0.69,0]
[null,null,"20230325:1430","2023-03-25T21:00:00",0,0,21.09,0.62,0]
[null,null,"20230325:1530","2023-03-25T22:00:00",0,0,20.75,0.62,0]
[null,null,"20230325:1630","2023-03-25T23:00:00",0,0,20.52,0.55000000000000004,0]
[null,null,"20230325:1730","2023-03-26",0,0,20.170000000000002,0.69,0]
[null,null,"20230325:1830","2023-03-26T01:00:00",0,0,19.87,0.69,0]
[null,null,"20230325:1930","2023-03-26T02:00:00",0,0,19.190000000000001,0.83,0]
[null,null,"20230325:2030","2023-03-26T03:00:00",0,0,18.79,0.97,0]
[null,null,"20230325:2130","2023-03-26T04:00:00",0,0,18.47,0.83,0]
[null,null,"20230325:2230","2023-03-26T05:00:00",0,0,17.98,0.76,0]
[null,null,"20230325:2330","2023-03-26T06:00:00",19.96,2.54,17.77,0.69,0]
[null,null,"20230326:0030","2023-03-26T07:00:00",235.28,17.59,18.61,0.41,0]
[null,null,"20230326:0130","2023-03-26T08:00:00",477.98,32.520000000000003,21.21,0.62,0]
[null,null,"20230326:0230","2023-03-26T09:00:00",708.26,47.45,22.57,0.69,0]
[null,null,"20230326:0330","2023-03-26T10:00:00",881.21,62.34,24.26,0.69,0]
[null,null,"20230326:0430","2023-03-26T11:00:00",983.71,77.09,25.36,0.62,0]
[null,null,"20230326:0530","2023-03-26T12:00:00",981.16,85.96,26.01,0.55000000000000004,0]
[null,null,"20230326:0630","2023-03-26T13:00:00",944.29,72.290000000000006,26.97,0.69,0]
[null,null,"20230326:0730","2023-03-26T14:00:00",728.78,57.46,27.26,1.45,0]
[null,null,"20230326:0830","2023-03-26T15:00:00",521.78,42.55,24.28,1.38,0]
[null,null,"20230326:0930","2023-03-26T16:00:00",312.52,27.62,25.21,1.03,0]
[null,null,"20230326:1030","2023-03-26T17:00:00",47.01,12.68,24.13,0.34,0]
[null,null,"20230326:1130","2023-03-26T18:00:00",0,-2.2400000000000002,22.99,0.41,0]
[null,null,"20230326:1230","2023-03-26T19:00:00",0,0,22.53,0.62,0]
[null,null,"20230326:1330","2023-03-26T20:00:00",0,0,21.99,0.55000000000000004,0]
[null,null,"20230326:1430","2023-03-26T21:00:00",0,0,21.33,0.41,0]
[null,null,"20230326:1530","2023-03-26T22:00:00",0,0,20.89,0.34,0]
[null,null,"20230326:1630","2023-03-26T23:00:00",0,0,20.66,0.48,0]
[null,null,"20230326:1730","2023-03-27",0,0,20.3,0.41,0]
[null,null,"20230326:1830","2023-03-27T01:00:00",0,0,20.13,0.62,0]
[null,null,"20230326:1930","2023-03-27T02:00:00",0,0,20.45,0.34,0]
[null,null,"20230326:2030","2023-03-27T03:00:00",0,0,20.54,0.55000000000000004,0]
[null,null,"20230326:2130","2023-03-27T04:00:00",0,0,20.39,0.55000000000000004,0]
[null,null,"20230326:2230","2023-03-27T05:00:00",0,0,20.14,0.55000000000000004,0]
[null,null,"20230326:2330","2023-03-27T06:00:00",16.02,2.66,19.920000000000002,0.55000000000000004,0]
[null,null,"20230327:0030","2023-03-27T07:00:00",229.36,17.7,20.260000000000002,0.48,0]
[null,null,"20230327:0130","2023-03-27T08:00:00",480.81,32.630000000000003,22.05,0.69,0]
[null,null,"20230327:0230","2023-03-27T09:00:00",704.39,47.56,23.63,0.83,0]
[null,null,"20230327:0330","2023-03-27T10:00:00",897.08,62.47,25.18,1.03,0]
[null,null,"20230327:0430","2023-03-27T11:00:00",900.34,77.260000000000005,26.54,0.97,0]
[null,null,"20230327:0530","2023-03-27T12:00:00",890.67,86.21,27.6,1.17,0]
[null,null,"20230327:0630","2023-03-27T13:00:00",849.42,72.28,27.1,1.31,0]
[null,null,"20230327:0730","2023-03-27T14:00:00",640.11,57.42,27.53,1.72,0]
[null,null,"20230327:0830","2023-03-27T15:00:00",372.46,42.5,25.55,1.03,0]
[null,null,"20230327:0930","2023-03-27T16:00:00",156.76,27.57,23.14,0.62,0]
[null,null,"20230327:1030",{"$f":"D2059+1/24","v":"2023-03-27T17:00:00"},50.9,12.64,21.39,0.48,0]
[null,null,"20230327:1130","2023-03-27T18:00:00",0,-2.2799999999999998,21.22,0.34,0]
[null,null,"20230327:1230","2023-03-27T19:00:00",0,0,20.79,0.48,0]
[null,null,"20230327:1330","2023-03-27T20:00:00",0,0,20.59,0.62,0]
[null,null,"20230327:1430","2023-03-27T21:00:00",0,0,20.399999999999999,0.55000000000000004,0]
[null,null,"20230327:1530","2023-03-27T22:00:00",0,0,20.3,0.76,0]
[null,null,"20230327:1630","2023-03-27T23:00:00",0,0,20.149999999999999,0.69,0]
[null,null,"20230327:1730","2023-03-28",0,0,20,0.55000000000000004,0]
[null,null,"20230327:1830","2023-03-28T01:00:00",0,0,19.829999999999998,0.41,0]
[null,null,"20230327:1930","2023-03-28T02:00:00",0,0,19.850000000000001,0.48,0]
[null,null,"20230327:2030","2023-03-28T03:00:00",0,0,19.760000000000002,0.48,0]
[null,null,"20230327:2130","2023-03-28T04:00:00",0,0,19.559999999999999,0.41,0]
[null,null,"20230327:2230","2023-03-28T05:00:00",0,0,19.440000000000001,0.55000000000000004,0]
[null,null,"20230327:2330","2023-03-28T06:00:00",15.77,2.77,19.39,0.55000000000000004,0]
[null,null,"20230328:0030","2023-03-28T07:00:00",203.86,17.809999999999999,19.91,0.28000000000000003,0]
[null,null,"20230328:0130","2023-03-28T08:00:00",426.6,32.74,21.21,0.41,0]
[null,null,"20230328:0230","2023-03-28T09:00:00",648.12,47.68,22.82,0.97,0]
[null,null,"20230328:0330","2023-03-28T10:00:00",804.89,62.59,24.43,1.38,0]
[null,null,"20230328:0430","2023-03-28T11:00:00",908.55,77.42,25.4,1.38,0]
[null,null,"20230328:0530","2023-03-28T12:00:00",997.89,86.44,26.36,1.52,0]
[null,null,"20230328:0630","2023-03-28T13:00:00",881.41,72.260000000000005,27.11,1.59,0]
[null,null,"20230328:0730","2023-03-28T14:00:00",720.47,57.38,27.47,1.93,0]
[null,null,"20230328:0830","2023-03-28T15:00:00",497.01,42.46,26.4,0.83,0]
[null,null,"20230328:0930","2023-03-28T16:00:00",247.78,27.52,24.13,0.69,0]
[null,null,"20230328:1030","2023-03-28T17:00:00",37.18,12.59,23.98,0.76,0]
[null,null,"20230328:1130","2023-03-28T18:00:00",0,-2.3199999999999998,23.16,0.34,0]
[null,null,"20230328:1230","2023-03-28T19:00:00",0,0,21.98,0.48,0]
[null,null,"20230328:1330","2023-03-28T20:00:00",0,0,21.56,0.55000000000000004,0]
[null,null,"20230328:1430","2023-03-28T21:00:00",0,0,21.02,0.55000000000000004,0]
[null,null,"20230328:1530","2023-03-28T22:00:00",0,0,20.37,0.48,0]
[null,null,"20230328:1630","2023-03-28T23:00:00",0,0,20.41,0.48,0]
[null,null,"20230328:1730","2023-03-29",0,0,20.04,0.69,0]
[null,null,"20230328:1830","2023-03-29T01:00:00",0,0,19.48,0.62,0]
[null,null,"20230328:1930","2023-03-29T02:00:00",0,0,19.54,0.62,0]
[null,null,"20230328:2030","2023-03-29T03:00:00",0,0,19.21,0.48,0]
[null,null,"20230328:2130","2023-03-29T04:00:00",0,0,18.96,0.55000000000000004,0]
[null,null,"20230328:2230","2023-03-29T05:00:00",0,0,18.86,0.48,0]
[null,null,"20230328:2330","2023-03-29T06:00:00",17.32,2.89,18.66,0.48,0]
[null,null,"20230329:0030","2023-03-29T07:00:00",236.45,17.920000000000002,19.11,0.41,0]
[null,null,"20230329:0130","2023-03-29T08:00:00",449.31,32.85,21.02,0.55000000000000004,0]
[null,null,"20230329:0230","2023-03-29T09:00:00",743.04,47.79,22.89,0.83,0]
[null,null,"20230329:0330","2023-03-29T10:00:00",878.68,62.71,24.62,0.97,0]
[null,null,"20230329:0430","2023-03-29T11:00:00",972.15,77.569999999999993,25.66,1.17,0]
[null,null,"20230329:0530","2023-03-29T12:00:00",1034.5999999999999,86.63,26.49,1.38,0]
[null,null,"20230329:0630","2023-03-29T13:00:00",827.73,72.239999999999995,26.9,1.59,0]
[null,null,"20230329:0730","2023-03-29T14:00:00",635.47,57.34,26.65,1.59,0]
[null,null,"20230329:0830","2023-03-29T15:00:00",525.42999999999995,42.41,25.92,1.45,0]
[null,null,"20230329:0930","2023-03-29T16:00:00",346.22,27.47,24.89,1.17,0]
[null,null,"20230329:1030","2023-03-29T17:00:00",35.33,12.55,23.65,1.03,0]
[null,null,"20230329:1130","2023-03-29T18:00:00",0,-2.36,22.24,0.62,0]
[null,null,"20230329:1230","2023-03-29T19:00:00",0,0,21.65,1.03,0]
[null,null,"20230329:1330","2023-03-29T20:00:00",0,0,20.87,0.97,0]
[null,null,"20230329:1430","2023-03-29T21:00:00",0,0,20.66,0.83,0]
[null,null,"20230329:1530","2023-03-29T22:00:00",0,0,20.43,0.83,0]
[null,null,"20230329:1630","2023-03-29T23:00:00",0,0,20.2,0.76,0]
[null,null,"20230329:1730","2023-03-30",0,0,19.760000000000002,0.55000000000000004,0]
[null,null,"20230329:1830","2023-03-30T01:00:00",0,0,19.440000000000001,0.55000000000000004,0]
[null,null,"20230329:1930","2023-03-30T02:00:00",0,0,19.149999999999999,0.62,0]
[null,null,"20230329:2030","2023-03-30T03:00:00",0,0,19.11,0.55000000000000004,0]
[null,null,"20230329:2130","2023-03-30T04:00:00",0,0,18.93,0.48,0]
[null,null,"20230329:2230","2023-03-30T05:00:00",0,0,18.829999999999998,0.48,0]
[null,null,"20230329:2330","2023-03-30T06:00:00",21.31,3,18.690000000000001,0.48,0]
[null,null,"20230330:0030","2023-03-30T07:00:00",232.74,18.03,18.95,0.69,0]
[null,null,"20230330:0130","2023-03-30T08:00:00",498.61,32.96,21.1,0.41,0]
[null,null,"20230330:0230",{"$f":"D2123+1/24","v":"2023-03-30T09:00:00"},730.81,47.89,22.95,0.55000000000000004,0]
[null,null,"20230330:0330","2023-03-30T10:00:00",792.44,62.82,24.28,0.83,0]
[null,null,"20230330:0430","2023-03-30T11:00:00",980.16,77.709999999999994,25.37,1.24,0]
[null,null,"20230330:0530","2023-03-30T12:00:00",918.53,86.78,26.42,1.66,0]
[null,null,"20230330:0630","2023-03-30T13:00:00",943.83,72.2,26.78,1.86,0]
[null,null,"20230330:0730","2023-03-30T14:00:00",763.09,57.29,27.66,1.86,0]
[null,null,"20230330:0830","2023-03-30T15:00:00",598.11,42.36,27.27,2.14,0]
[null,null,"20230330:0930","2023-03-30T16:00:00",369.94,27.42,26.6,2.21,0]
[null,null,"20230330:1030","2023-03-30T17:00:00",39.42,12.5,25.66,1.72,0]
[null,null,"20230330:1130","2023-03-30T18:00:00",0,-2.41,24.3,1.31,0]
[null,null,"20230330:1230","2023-03-30T19:00:00",0,0,22.7,1.03,0]
[null,null,"20230330:1330","2023-03-30T20:00:00",0,0,21.41,0.9,0]
[null,null,"20230330:1430","2023-03-30T21:00:00",0,0,20.6,0.76,0]
[null,null,"20230330:1530","2023-03-30T22:00:00",0,0,19.920000000000002,0.69,0]
[null,null,"20230330:1630","2023-03-30T23:00:00",0,0,19.36,0.62,0]
[null,null,"20230330:1730","2023-03-31",0,0,19.14,0.34,0]
[null,null,"20230330:1830","2023-03-31T01:00:00",0,0,18.899999999999999,0.41,0]
[null,null,"20230330:1930","2023-03-31T02:00:00",0,0,19.09,0.41,0]
[null,null,"20230330:2030","2023-03-31T03:00:00",0,0,18.77,0.48,0]
[null,null,"20230330:2130","2023-03-31T04:00:00",0,0,18.32,0.55000000000000004,0]
[null,null,"20230330:2230","2023-03-31T05:00:00",0,0,17.920000000000002,0.69,0]
[null,null,"20230330:2330","2023-03-31T06:00:00",16.22,3.12,17.55,0.69,0]
[null,null,"20230331:0030","2023-03-31T07:00:00",240.25,18.14,18.46,0.48,0]
[null,null,"20230331:0130","2023-03-31T08:00:00",429.96,33.07,21,0.55000000000000004,0]
[null,null,"20230331:0230","2023-03-31T09:00:00",684.73,48,22.81,0.55000000000000004,0]
[null,null,"20230331:0330","2023-03-31T10:00:00",893.72,62.93,24.45,0.69,0]
[null,null,"20230331:0430","2023-03-31T11:00:00",996.15,77.84,25.82,0.97,0]
[null,null,"20230331:0530","2023-03-31T12:00:00",1041.51,86.89,26.77,1.17,0]
[null,null,"20230331:0630","2023-03-31T13:00:00",938.03,72.16,27.53,1.38,0]
[null,null,"20230331:0730","2023-03-31T14:00:00",864.17,57.23,27.92,2,0]
[null,null,"20230331:0830","2023-03-31T15:00:00",632.12,42.3,27.81,2.14,0]
[null,null,"20230331:0930","2023-03-31T16:00:00",395.21,27.37,27.13,2.21,0]
[null,null,"20230331:1030","2023-03-31T17:00:00",42.37,12.45,26,1.86,0]
[null,null,"20230331:1130","2023-03-31T18:00:00",0,-2.4500000000000002,24.39,1.66,0]
[null,null,"20230331:1230","2023-03-31T19:00:00",0,0,22.53,1.38,0]
[null,null,"20230331:1330","2023-03-31T20:00:00",0,0,21.32,1.31,0]
[null,null,"20230331:1430","2023-03-31T21:00:00",0,0,20.149999999999999,1.1000000000000001,0]
[null,null,"20230331:1530","2023-03-31T22:00:00",0,0,19.309999999999999,0.83,0]
[null,null,"20230331:1630","2023-03-31T23:00:00",0,0,19.100000000000001,0.62,0]
[null,null,"20230331:1730","2023-04-01",0,0,18.79,0.48,0]
[null,null,"20230331:1830","2023-04-01T01:00:00",0,0,18.53,0.48,0]
[null,null,"20230331:1930","2023-04-01T02:00:00",0,0,19.25,0.28000000000000003,0]
[null,null,"20230331:2030","2023-04-01T03:00:00",0,0,19.010000000000002,0.28000000000000003,0]
[null,null,"20230331:2130","2023-04-01T04:00:00",0,0,18.89,0.21,0]
[null,null,"20230331:2230","2023-04-01T05:00:00",0,0,18.68,0.21,0]
[null,null,"20230331:2330","2023-04-01T06:00:00",17.32,3.23,18.5,0.21,0]
[null,null,"20230401:0030","2023-04-01T07:00:00",235.73,18.25,19.23,0.28000000000000003,0]
[null,null,"20230401:0130","2023-04-01T08:00:00",468.04,33.17,21.24,0.55000000000000004,0]
[null,null,"20230401:0230","2023-04-01T09:00:00",690.42,48.1,22.85,0.55000000000000004,0]
[null,null,"20230401:0330","2023-04-01T10:00:00",902.97,63.03,24.48,0.55000000000000004,0]
[null,null,"20230401:0430","2023-04-01T11:00:00",1013.97,77.95,25.8,0.76,0]
[null,null,"20230401:0530","2023-04-01T12:00:00",999.29,86.95,26.86,1.03,0]
[null,null,"20230401:0630","2023-04-01T13:00:00",898.73,72.11,27.37,1.31,0]
[null,null,"20230401:0730","2023-04-01T14:00:00",764.02,57.18,27.7,1.52,0]
[null,null,"20230401:0830","2023-04-01T15:00:00",591.08000000000004,42.25,27.45,1.66,0]
[null,null,"20230401:0930","2023-04-01T16:00:00",400.13,27.32,27.11,1.86,0]
[null,null,"20230401:1030","2023-04-01T17:00:00",52.9,12.41,26.32,1.86,0]
[null,null,"20230401:1130","2023-04-01T18:00:00",0,-2.4900000000000002,24.78,1.45,0]
[null,null,"20230401:1230","2023-04-01T19:00:00",0,0,23.25,1.03,0]
[null,null,"20230401:1330","2023-04-01T20:00:00",0,0,22.02,0.83,0]
[null,null,"20230401:1430","2023-04-01T21:00:00",0,0,21.49,0.62,0]
[null,null,"20230401:1530","2023-04-01T22:00:00",0,0,20.91,0.76,0]
[null,null,"20230401:1630","2023-04-01T23:00:00",0,0,20.61,0.55000000000000004,0]
[null,null,"20230401:1730","2023-04-02",0,0,20.67,0.41,0]
[null,null,"20230401:1830",{"$f":"D2187+1/24","v":"2023-04-02T01:00:00"},0,0,20.38,0.28000000000000003,0]
[null,null,"20230401:1930","2023-04-02T02:00:00",0,0,19.920000000000002,0.28000000000000003,0]
[null,null,"20230401:2030","2023-04-02T03:00:00",0,0,19.63,7.0000000000000007E-2,0]
[null,null,"20230401:2130","2023-04-02T04:00:00",0,0,19.14,0.62,0]
[null,null,"20230401:2230","2023-04-02T05:00:00",0,0,18.899999999999999,0.83,0]
[null,null,"20230401:2330","2023-04-02T06:00:00",20.11,3.35,18.690000000000001,0.76,0]
[null,null,"20230402:0030","2023-04-02T07:00:00",229.92,18.36,19.45,0.48,0]
[null,null,"20230402:0130","2023-04-02T08:00:00",397.79,33.270000000000003,21.93,0.55000000000000004,0]
[null,null,"20230402:0230","2023-04-02T09:00:00",602.34,48.19,23.22,0.62,0]
[null,null,"20230402:0330","2023-04-02T10:00:00",866.3,63.13,24.44,0.62,0]
[null,null,"20230402:0430","2023-04-02T11:00:00",946.74,78.06,25.85,0.62,0]
[null,null,"20230402:0530","2023-04-02T12:00:00",942.51,86.96,26.73,0.76,0]
[null,null,"20230402:0630","2023-04-02T13:00:00",711.82,72.05,26.62,1.03,0]
[null,null,"20230402:0730","2023-04-02T14:00:00",607.52,57.12,23.81,0.62,0]
[null,null,"20230402:0830","2023-04-02T15:00:00",278.55,42.19,22.99,0.97,0]
[null,null,"20230402:0930","2023-04-02T16:00:00",137.21,27.27,22.37,0.55000000000000004,0]
[null,null,"20230402:1030","2023-04-02T17:00:00",47.36,12.36,21.3,0.41,0]
[null,null,"20230402:1130","2023-04-02T18:00:00",0,-2.5299999999999998,20.82,0.55000000000000004,0]
[null,null,"20230402:1230","2023-04-02T19:00:00",0,0,20.329999999999998,7.0000000000000007E-2,0]
[null,null,"20230402:1330","2023-04-02T20:00:00",0,0,20.2,0.34,0]
[null,null,"20230402:1430","2023-04-02T21:00:00",0,0,20.13,0.62,0]
[null,null,"20230402:1530","2023-04-02T22:00:00",0,0,19.899999999999999,0.48,0]
[null,null,"20230402:1630","2023-04-02T23:00:00",0,0,19.75,0.48,0]
[null,null,"20230402:1730","2023-04-03",0,0,19.559999999999999,0.48,0]
[null,null,"20230402:1830","2023-04-03T01:00:00",0,0,19.32,0.55000000000000004,0]
[null,null,"20230402:1930","2023-04-03T02:00:00",0,0,19.5,0.69,0]
[null,null,"20230402:2030","2023-04-03T03:00:00",0,0,19.28,0.69,0]
[null,null,"20230402:2130","2023-04-03T04:00:00",0,0,19.11,0.69,0]
[null,null,"20230402:2230","2023-04-03T05:00:00",0,0,19.260000000000002,0.76,0]
[null,null,"20230402:2330","2023-04-03T06:00:00",21.51,3.46,19.32,0.69,0]
[null,null,"20230403:0030","2023-04-03T07:00:00",164.56,18.46,19.39,0.62,0]
[null,null,"20230403:0130","2023-04-03T08:00:00",394.39,33.369999999999997,20.76,0.9,0]
[null,null,"20230403:0230","2023-04-03T09:00:00",579.27,48.29,22.21,0.97,0]
[null,null,"20230403:0330","2023-04-03T10:00:00",710.02,63.22,23.61,0.9,0]
[null,null,"20230403:0430","2023-04-03T11:00:00",824.49,78.150000000000006,24.62,0.83,0]
[null,null,"20230403:0530","2023-04-03T12:00:00",675.21,86.92,25.63,0.83,0]
[null,null,"20230403:0630","2023-04-03T13:00:00",534.09,71.98,25.76,1.03,0]
[null,null,"20230403:0730","2023-04-03T14:00:00",386.25,57.05,23.47,1.31,0]
[null,null,"20230403:0830","2023-04-03T15:00:00",344.72,42.13,23.11,0.55000000000000004,0]
[null,null,"20230403:0930","2023-04-03T16:00:00",194.73,27.21,23.37,0.69,0]
[null,null,"20230403:1030","2023-04-03T17:00:00",70.47,12.31,22.27,0.34,0]
[null,null,"20230403:1130","2023-04-03T18:00:00",0,-2.57,21.55,0.21,0]
[null,null,"20230403:1230","2023-04-03T19:00:00",0,0,21.45,0.34,0]
[null,null,"20230403:1330","2023-04-03T20:00:00",0,0,21.04,0,0]
[null,null,"20230403:1430","2023-04-03T21:00:00",0,0,20.75,0,0]
[null,null,"20230403:1530","2023-04-03T22:00:00",0,0,20.25,0.28000000000000003,0]
[null,null,"20230403:1630","2023-04-03T23:00:00",0,0,19.91,0.48,0]
[null,null,"20230403:1730","2023-04-04",0,0,19.86,0.41,0]
[null,null,"20230403:1830","2023-04-04T01:00:00",0,0,19.57,0.41,0]
[null,null,"20230403:1930","2023-04-04T02:00:00",0,0,19.48,0.62,0]
[null,null,"20230403:2030","2023-04-04T03:00:00",0,0,19.37,0.55000000000000004,0]
[null,null,"20230403:2130","2023-04-04T04:00:00",0,0,19.34,0.55000000000000004,0]
[null,null,"20230403:2230","2023-04-04T05:00:00",0,0,19.100000000000001,0.62,0]
[null,null,"20230403:2330","2023-04-04T06:00:00",25.8,3.57,18.91,0.69,0]
[null,null,"20230404:0030","2023-04-04T07:00:00",191.11,18.559999999999999,19.52,0.34,0]
[null,null,"20230404:0130","2023-04-04T08:00:00",415.34,33.46,21.17,0.41,0]
[null,null,"20230404:0230","2023-04-04T09:00:00",683.12,48.38,22.73,0.55000000000000004,0]
[null,null,"20230404:0330","2023-04-04T10:00:00",810.27,63.3,24.03,0.55000000000000004,0]
[null,null,"20230404:0430","2023-04-04T11:00:00",858.86,78.23,25.17,0.62,0]
[null,null,"20230404:0530","2023-04-04T12:00:00",912.77,86.83,25.78,0.69,0]
[null,null,"20230404:0630","2023-04-04T13:00:00",880.23,71.91,26.14,0.83,0]
[null,null,"20230404:0730","2023-04-04T14:00:00",760.77,56.99,27.47,1.03,0]
[null,null,"20230404:0830","2023-04-04T15:00:00",352.89,42.07,27.2,1.45,0]
[null,null,"20230404:0930","2023-04-04T16:00:00",222.13,27.16,23.98,1.1000000000000001,0]
[null,null,"20230404:1030",{"$f":"D2251+1/24","v":"2023-04-04T17:00:00"},43.42,12.26,22.36,0.41,0]
[null,null,"20230404:1130","2023-04-04T18:00:00",0,-2.6,21.41,0.21,0]
[null,null,"20230404:1230","2023-04-04T19:00:00",0,0,21.37,0.34,0]
[null,null,"20230404:1330","2023-04-04T20:00:00",0,0,21.05,0.62,0]
[null,null,"20230404:1430","2023-04-04T21:00:00",0,0,20.84,0.55000000000000004,0]
[null,null,"20230404:1530","2023-04-04T22:00:00",0,0,20.53,0.41,0]
[null,null,"20230404:1630","2023-04-04T23:00:00",0,0,20.14,0.55000000000000004,0]
[null,null,"20230404:1730","2023-04-05",0,0,19.79,0.55000000000000004,0]
[null,null,"20230404:1830","2023-04-05T01:00:00",0,0,19.559999999999999,0.41,0]
[null,null,"20230404:1930","2023-04-05T02:00:00",0,0,19.64,0.55000000000000004,0]
[null,null,"20230404:2030","2023-04-05T03:00:00",0,0,19.62,0.83,0]
[null,null,"20230404:2130","2023-04-05T04:00:00",0,0,19.440000000000001,0.69,0]
[null,null,"20230404:2230","2023-04-05T05:00:00",0,0,19.36,0.62,0]
[null,null,"20230404:2330","2023-04-05T06:00:00",20.309999999999999,3.68,19.260000000000002,0.76,0]
[null,null,"20230405:0030","2023-04-05T07:00:00",132.81,18.66,19.489999999999998,0.48,0]
[null,null,"20230405:0130","2023-04-05T08:00:00",309.13,33.56,20.72,0.83,0]
[null,null,"20230405:0230","2023-04-05T09:00:00",596.96,48.46,21.81,0.76,0]
[null,null,"20230405:0330","2023-04-05T10:00:00",818.5,63.38,23.62,0.76,0]
[null,null,"20230405:0430","2023-04-05T11:00:00",651.91999999999996,78.290000000000006,24.35,0.97,0]
[null,null,"20230405:0530","2023-04-05T12:00:00",593.5,86.7,23.4,1.38,0]
[null,null,"20230405:0630","2023-04-05T13:00:00",491.87,71.83,23.57,0.9,0]
[null,null,"20230405:0730","2023-04-05T14:00:00",371.63,56.92,23.37,0.62,0]
[null,null,"20230405:0830","2023-04-05T15:00:00",240.36,42,23.18,0.48,0]
[null,null,"20230405:0930","2023-04-05T16:00:00",117.38,27.1,22.02,0.69,0]
[null,null,"20230405:1030","2023-04-05T17:00:00",35.43,12.22,21.11,0.41,0]
[null,null,"20230405:1130","2023-04-05T18:00:00",0,-2.64,20.68,0.28000000000000003,0]
[null,null,"20230405:1230","2023-04-05T19:00:00",0,0,20.420000000000002,0.41,0]
[null,null,"20230405:1330","2023-04-05T20:00:00",0,0,20.100000000000001,0.55000000000000004,0]
[null,null,"20230405:1430","2023-04-05T21:00:00",0,0,19.899999999999999,0.83,0]
[null,null,"20230405:1530","2023-04-05T22:00:00",0,0,19.46,0.69,0]
[null,null,"20230405:1630","2023-04-05T23:00:00",0,0,19.16,0.62,0]
[null,null,"20230405:1730","2023-04-06",0,0,18.93,0.55000000000000004,0]
[null,null,"20230405:1830","2023-04-06T01:00:00",0,0,18.78,0.62,0]
[null,null,"20230405:1930","2023-04-06T02:00:00",0,0,18.59,0.69,0]
[null,null,"20230405:2030","2023-04-06T03:00:00",0,0,18.350000000000001,0.76,0]
[null,null,"20230405:2130","2023-04-06T04:00:00",0,0,18.16,0.69,0]
[null,null,"20230405:2230","2023-04-06T05:00:00",0,0,18.18,0.62,0]
[null,null,"20230405:2330","2023-04-06T06:00:00",20.010000000000002,3.79,18.12,0.55000000000000004,0]
[null,null,"20230406:0030","2023-04-06T07:00:00",199.62,18.760000000000002,18.63,0.41,0]
[null,null,"20230406:0130","2023-04-06T08:00:00",453.74,33.65,20.54,0.48,0]
[null,null,"20230406:0230","2023-04-06T09:00:00",692.35,48.55,22.21,0.48,0]
[null,null,"20230406:0330","2023-04-06T10:00:00",807.63,63.45,23.83,0.48,0]
[null,null,"20230406:0430","2023-04-06T11:00:00",809.25,78.34,25.27,0.34,0]
[null,null,"20230406:0530","2023-04-06T12:00:00",1010.75,86.53,26.01,0.62,0]
[null,null,"20230406:0630","2023-04-06T13:00:00",733.01,71.739999999999995,26.9,1.45,0]
[null,null,"20230406:0730","2023-04-06T14:00:00",660.04,56.84,24.41,1.24,0]
[null,null,"20230406:0830","2023-04-06T15:00:00",297.26,41.94,24.18,1.59,0]
[null,null,"20230406:0930","2023-04-06T16:00:00",185.11,27.05,22.78,0.9,0]
[null,null,"20230406:1030","2023-04-06T17:00:00",51.9,12.17,21.75,0.34,0]
[null,null,"20230406:1130","2023-04-06T18:00:00",0,-2.68,20.97,0.34,0]
[null,null,"20230406:1230","2023-04-06T19:00:00",0,0,20.399999999999999,0.34,0]
[null,null,"20230406:1330","2023-04-06T20:00:00",0,0,20.23,7.0000000000000007E-2,0]
[null,null,"20230406:1430","2023-04-06T21:00:00",0,0,20.02,0.34,0]
[null,null,"20230406:1530","2023-04-06T22:00:00",0,0,19.850000000000001,0.48,0]
[null,null,"20230406:1630","2023-04-06T23:00:00",0,0,19.45,0.69,0]
[null,null,"20230406:1730","2023-04-07",0,0,19.170000000000002,0.62,0]
[null,null,"20230406:1830","2023-04-07T01:00:00",0,0,18.93,0.62,0]
[null,null,"20230406:1930","2023-04-07T02:00:00",0,0,19.25,0.69,0]
[null,null,"20230406:2030","2023-04-07T03:00:00",0,0,19.13,0.69,0]
[null,null,"20230406:2130","2023-04-07T04:00:00",0,0,19.059999999999999,0.69,0]
[null,null,"20230406:2230","2023-04-07T05:00:00",0,0,18.670000000000002,0.41,0]
[null,null,"20230406:2330","2023-04-07T06:00:00",20.010000000000002,3.9,18.45,0.34,0]
[null,null,"20230407:0030","2023-04-07T07:00:00",182.45,18.86,18.89,0.28000000000000003,0]
[null,null,"20230407:0130","2023-04-07T08:00:00",459.8,33.74,21.12,0.14000000000000001,0]
[null,null,"20230407:0230",{"$f":"D2315+1/24","v":"2023-04-07T09:00:00"},663.59,48.63,22.96,0.41,0]
[null,null,"20230407:0330","2023-04-07T10:00:00",861.22,63.52,24.3,0.69,0]
[null,null,"20230407:0430","2023-04-07T11:00:00",884.41,78.38,25.85,0.97,0]
[null,null,"20230407:0530","2023-04-07T12:00:00",887.99,86.33,26.49,1.24,0]
[null,null,"20230407:0630","2023-04-07T13:00:00",745.35,71.650000000000006,26.72,1.38,0]
[null,null,"20230407:0730","2023-04-07T14:00:00",517.22,56.77,26.14,1.93,0]
[null,null,"20230407:0830","2023-04-07T15:00:00",354.47,41.87,25.75,1.45,0]
[null,null,"20230407:0930","2023-04-07T16:00:00",238.44,26.99,23.87,1.17,0]
[null,null,"20230407:1030","2023-04-07T17:00:00",65.08,12.12,22.91,0.55000000000000004,0]
[null,null,"20230407:1130","2023-04-07T18:00:00",0,-2.72,22.1,0.41,0]
[null,null,"20230407:1230","2023-04-07T19:00:00",0,0,21.91,0.14000000000000001,0]
[null,null,"20230407:1330","2023-04-07T20:00:00",0,0,21.26,0.14000000000000001,0]
[null,null,"20230407:1430","2023-04-07T21:00:00",0,0,21.12,0.28000000000000003,0]
[null,null,"20230407:1530","2023-04-07T22:00:00",0,0,20.68,7.0000000000000007E-2,0]
[null,null,"20230407:1630","2023-04-07T23:00:00",0,0,20.3,7.0000000000000007E-2,0]
[null,null,"20230407:1730","2023-04-08",0,0,20.21,0.14000000000000001,0]
[null,null,"20230407:1830","2023-04-08T01:00:00",0,0,19.809999999999999,0.14000000000000001,0]
[null,null,"20230407:1930","2023-04-08T02:00:00",0,0,19.600000000000001,0.34,0]
[null,null,"20230407:2030","2023-04-08T03:00:00",0,0,19.309999999999999,0.28000000000000003,0]
[null,null,"20230407:2130","2023-04-08T04:00:00",0,0,19.34,0.21,0]
[null,null,"20230407:2230","2023-04-08T05:00:00",0,0,19.11,0.34,0]
[null,null,"20230407:2330","2023-04-08T06:00:00",19.760000000000002,4.01,18.760000000000002,0.41,0]
[null,null,"20230408:0030","2023-04-08T07:00:00",213.94,18.96,19.36,0.34,0]
[null,null,"20230408:0130","2023-04-08T08:00:00",445.66,33.82,21.17,0.83,0]
[null,null,"20230408:0230","2023-04-08T09:00:00",630.75,48.7,22.85,1.03,0]
[null,null,"20230408:0330","2023-04-08T10:00:00",796.36,63.58,24.1,1.38,0]
[null,null,"20230408:0430","2023-04-08T11:00:00",931.69,78.41,25.02,1.66,0]
[null,null,"20230408:0530","2023-04-08T12:00:00",958.55,86.11,25.7,1.93,0]
[null,null,"20230408:0630","2023-04-08T13:00:00",858.75,71.55,26.05,1.93,0]
[null,null,"20230408:0730","2023-04-08T14:00:00",671.38,56.69,26.36,2.34,0]
[null,null,"20230408:0830","2023-04-08T15:00:00",579.16999999999996,41.81,25.85,2.21,0]
[null,null,"20230408:0930","2023-04-08T16:00:00",286.07,26.93,25.34,2.2799999999999998,0]
[null,null,"20230408:1030","2023-04-08T17:00:00",43.62,12.07,24.47,1.72,0]
[null,null,"20230408:1130","2023-04-08T18:00:00",0,-2.75,23.27,1.24,0]
[null,null,"20230408:1230","2023-04-08T19:00:00",0,0,22.15,0.9,0]
[null,null,"20230408:1330","2023-04-08T20:00:00",0,0,21.33,0.83,0]
[null,null,"20230408:1430","2023-04-08T21:00:00",0,0,20.5,0.76,0]
[null,null,"20230408:1530","2023-04-08T22:00:00",0,0,19.809999999999999,0.69,0]
[null,null,"20230408:1630","2023-04-08T23:00:00",0,0,19.41,0.69,0]
[null,null,"20230408:1730","2023-04-09",0,0,19,0.69,0]
[null,null,"20230408:1830","2023-04-09T01:00:00",0,0,18.86,0.62,0]
[null,null,"20230408:1930","2023-04-09T02:00:00",0,0,19.43,0.76,0]
[null,null,"20230408:2030","2023-04-09T03:00:00",0,0,18.96,0.9,0]
[null,null,"20230408:2130","2023-04-09T04:00:00",0,0,18.68,0.83,0]
[null,null,"20230408:2230","2023-04-09T05:00:00",0,0,18.7,0.55000000000000004,0]
[null,null,"20230408:2330","2023-04-09T06:00:00",18.809999999999999,4.1100000000000003,18.47,0.62,0]
[null,null,"20230409:0030","2023-04-09T07:00:00",248.47,19.05,19.329999999999998,0.83,0]
[null,null,"20230409:0130","2023-04-09T08:00:00",489.19,33.9,20.79,0.9,0]
[null,null,"20230409:0230","2023-04-09T09:00:00",691.95,48.77,22.45,1.17,0]
[null,null,"20230409:0330","2023-04-09T10:00:00",810.38,63.63,24,1.72,0]
[null,null,"20230409:0430","2023-04-09T11:00:00",863.7,78.42,24.96,2.0699999999999998,0]
[null,null,"20230409:0530","2023-04-09T12:00:00",968.3,85.86,25.55,2.21,0]
[null,null,"20230409:0630","2023-04-09T13:00:00",725.21,71.45,26.19,2.2799999999999998,0]
[null,null,"20230409:0730","2023-04-09T14:00:00",808.01,56.61,26.49,2.2799999999999998,0]
[null,null,"20230409:0830","2023-04-09T15:00:00",489.31,41.74,26.55,2.34,0]
[null,null,"20230409:0930","2023-04-09T16:00:00",363.5,26.87,25.65,1.93,0]
[null,null,"20230409:1030","2023-04-09T17:00:00",39.72,12.03,24.97,1.66,0]
[null,null,"20230409:1130","2023-04-09T18:00:00",0,-2.79,23.56,1.45,0]
[null,null,"20230409:1230","2023-04-09T19:00:00",0,0,22.2,1.31,0]
[null,null,"20230409:1330","2023-04-09T20:00:00",0,0,21.28,1.1000000000000001,0]
[null,null,"20230409:1430","2023-04-09T21:00:00",0,0,20.22,0.97,0]
[null,null,"20230409:1530","2023-04-09T22:00:00",0,0,19.48,0.76,0]
[null,null,"20230409:1630","2023-04-09T23:00:00",0,0,19.16,0.55000000000000004,0]
[null,null,"20230409:1730","2023-04-10",0,0,18.75,0.41,0]
[null,null,"20230409:1830",{"$f":"D2379+1/24","v":"2023-04-10T01:00:00"},0,0,18.37,0.41,0]
[null,null,"20230409:1930","2023-04-10T02:00:00",0,0,18.79,0.34,0]
[null,null,"20230409:2030","2023-04-10T03:00:00",0,0,18.37,0.41,0]
[null,null,"20230409:2130","2023-04-10T04:00:00",0,0,18.010000000000002,0.55000000000000004,0]
[null,null,"20230409:2230","2023-04-10T05:00:00",0,0,17.809999999999999,0.62,0]
[null,null,"20230409:2330","2023-04-10T06:00:00",20.46,4.22,17.579999999999998,0.55000000000000004,0]
[null,null,"20230410:0030","2023-04-10T07:00:00",256.37,19.14,18.41,0.34,0]
[null,null,"20230410:0130","2023-04-10T08:00:00",510.98,33.979999999999997,21.59,0.62,0]
[null,null,"20230410:0230","2023-04-10T09:00:00",704.65,48.84,23.18,0.97,0]
[null,null,"20230410:0330","2023-04-10T10:00:00",869.51,63.68,24.48,1.45,0]
[null,null,"20230410:0430","2023-04-10T11:00:00",853.31,78.42,25.44,1.79,0]
[null,null,"20230410:0530","2023-04-10T12:00:00",862,85.6,25.86,1.79,0]
[null,null,"20230410:0630","2023-04-10T13:00:00",826.07,71.34,26.15,1.93,0]
[null,null,"20230410:0730","2023-04-10T14:00:00",804.06,56.52,26.08,2,0]
[null,null,"20230410:0830","2023-04-10T15:00:00",572.16999999999996,41.67,26.03,1.93,0]
[null,null,"20230410:0930","2023-04-10T16:00:00",317.41000000000003,26.82,25.68,1.86,0]
[null,null,"20230410:1030","2023-04-10T16:59:59.999",32.19,11.98,25.03,1.59,0]
[null,null,"20230410:1130","2023-04-10T17:59:59.999",0,-2.82,23.91,1.31,0]
[null,null,"20230410:1230","2023-04-10T18:59:59.999",0,0,22.92,0.9,0]
[null,null,"20230410:1330","2023-04-10T19:59:59.999",0,0,21.93,0.76,0]
[null,null,"20230410:1430","2023-04-10T20:59:59.999",0,0,20.92,0.69,0]
[null,null,"20230410:1530","2023-04-10T21:59:59.999",0,0,20.52,0.48,0]
[null,null,"20230410:1630","2023-04-10T22:59:59.999",0,0,20.079999999999998,0.34,0]
[null,null,"20230410:1730","2023-04-10T23:59:59.999",0,0,19.71,0.28000000000000003,0]
[null,null,"20230410:1830","2023-04-11T00:59:59.999",0,0,19.350000000000001,0.34,0]
[null,null,"20230410:1930","2023-04-11T01:59:59.999",0,0,19.59,0.28000000000000003,0]
[null,null,"20230410:2030","2023-04-11T02:59:59.999",0,0,19,0.41,0]
[null,null,"20230410:2130","2023-04-11T03:59:59.999",0,0,18.57,0.48,0]
[null,null,"20230410:2230","2023-04-11T04:59:59.999",0,0,18.149999999999999,0.41,0]
[null,null,"20230410:2330","2023-04-11T05:59:59.999",19.059999999999999,4.32,17.53,0.34,0]
[null,null,"20230411:0030","2023-04-11T06:59:59.999",253.46,19.23,18.940000000000001,0.21,0]
[null,null,"20230411:0130","2023-04-11T07:59:59.999",506.51,34.06,21.75,0.14000000000000001,0]
[null,null,"20230411:0230","2023-04-11T08:59:59.999",746.6,48.9,23.53,0.34,0]
[null,null,"20230411:0330","2023-04-11T09:59:59.999",913.12,63.72,25.19,0.83,0]
[null,null,"20230411:0430","2023-04-11T10:59:59.999",966.07,78.400000000000006,26.22,1.24,0]
[null,null,"20230411:0530","2023-04-11T11:59:59.999",980.24,85.32,26.97,1.59,0]
[null,null,"20230411:0630","2023-04-11T12:59:59.999",849.91,71.22,27.39,1.86,0]
[null,null,"20230411:0730","2023-04-11T13:59:59.999",712.26,56.44,27.59,2,0]
[null,null,"20230411:0830","2023-04-11T14:59:59.999",534.61,41.6,27.33,2.0699999999999998,0]
[null,null,"20230411:0930","2023-04-11T15:59:59.999",328.55,26.76,26.75,2.0699999999999998,0]
[null,null,"20230411:1030","2023-04-11T16:59:59.999",39.08,11.94,25.82,1.38,0]
[null,null,"20230411:1130","2023-04-11T17:59:59.999",0,-2.85,24.74,1.24,0]
[null,null,"20230411:1230","2023-04-11T18:59:59.999",0,0,23.4,1.03,0]
[null,null,"20230411:1330","2023-04-11T19:59:59.999",0,0,22.56,0.97,0]
[null,null,"20230411:1430","2023-04-11T20:59:59.999",0,0,21.79,0.76,0]
[null,null,"20230411:1530","2023-04-11T21:59:59.999",0,0,21.15,0.69,0]
[null,null,"20230411:1630","2023-04-11T22:59:59.999",0,0,20.67,0.48,0]
[null,null,"20230411:1730","2023-04-11T23:59:59.999",0,0,20.32,0.41,0]
[null,null,"20230411:1830","2023-04-12T00:59:59.999",0,0,19.920000000000002,0.41,0]
[null,null,"20230411:1930","2023-04-12T01:59:59.999",0,0,19.809999999999999,0.34,0]
[null,null,"20230411:2030","2023-04-12T02:59:59.999",0,0,19.579999999999998,0.34,0]
[null,null,"20230411:2130","2023-04-12T03:59:59.999",0,0,19.350000000000001,0.48,0]
[null,null,"20230411:2230","2023-04-12T04:59:59.999",0,0,19.07,0.55000000000000004,0]
[null,null,"20230411:2330","2023-04-12T05:59:59.999",22.51,4.42,18.91,0.48,0]
[null,null,"20230412:0030","2023-04-12T06:59:59.999",242.12,19.32,19.5,0.41,0]
[null,null,"20230412:0130","2023-04-12T07:59:59.999",494.13,34.14,21.88,0.41,0]
[null,null,"20230412:0230","2023-04-12T08:59:59.999",711.16,48.96,23.49,0.34,0]
[null,null,"20230412:0330","2023-04-12T09:59:59.999",821.97,63.76,24.99,7.0000000000000007E-2,0]
[null,null,"20230412:0430","2023-04-12T10:59:59.999",914.97,78.38,26.65,0.41,0]
[null,null,"20230412:0530","2023-04-12T11:59:59.999",861.62,85.03,26.93,0.62,0]
[null,null,"20230412:0630","2023-04-12T12:59:59.999",901.84,71.099999999999994,27.15,0.69,0]
[null,null,"20230412:0730","2023-04-12T13:59:59.999",764.21,56.35,28.22,0.97,0]
[null,null,"20230412:0830","2023-04-12T14:59:59.999",606.79999999999995,41.53,28.4,1.31,0]
[null,null,"20230412:0930","2023-04-12T15:59:59.999",332.54,26.7,28.34,1.59,0]
[null,null,"20230412:1030",{"$f":"D2443+1/24","v":"2023-04-12T16:59:59.999"},35.18,11.89,27.45,1.17,0]
[null,null,"20230412:1130","2023-04-12T17:59:59.999",0,-2.88,25.78,0.48,0]
[null,null,"20230412:1230","2023-04-12T18:59:59.999",0,0,24.15,0.41,0]
[null,null,"20230412:1330","2023-04-12T19:59:59.999",0,0,23.1,0.28000000000000003,0]
[null,null,"20230412:1430","2023-04-12T20:59:59.999",0,0,22.5,0.14000000000000001,0]
[null,null,"20230412:1530","2023-04-12T21:59:59.999",0,0,21.61,0.34,0]
[null,null,"20230412:1630","2023-04-12T22:59:59.999",0,0,20.83,0.62,0]
[null,null,"20230412:1730","2023-04-12T23:59:59.999",0,0,20.38,0.69,0]
[null,null,"20230412:1830","2023-04-13T00:59:59.999",0,0,20.11,0.62,0]
[null,null,"20230412:1930","2023-04-13T01:59:59.999",0,0,20.45,0.41,0]
[null,null,"20230412:2030","2023-04-13T02:59:59.999",0,0,20.010000000000002,0.34,0]
[null,null,"20230412:2130","2023-04-13T03:59:59.999",0,0,19.78,0.41,0]
[null,null,"20230412:2230","2023-04-13T04:59:59.999",0,0,19.739999999999998,0.28000000000000003,0]
[null,null,"20230412:2330","2023-04-13T05:59:59.999",19.510000000000002,4.5199999999999996,19.649999999999999,0.21,0]
[null,null,"20230413:0030","2023-04-13T06:59:59.999",251.07,19.399999999999999,20.36,0.14000000000000001,0]
[null,null,"20230413:0130","2023-04-13T07:59:59.999",452.04,34.21,22.26,7.0000000000000007E-2,0]
[null,null,"20230413:0230","2023-04-13T08:59:59.999",629.04999999999995,49.02,23.79,0.21,0]
[null,null,"20230413:0330","2023-04-13T09:59:59.999",715.64,63.79,25.1,0.21,0]
[null,null,"20230413:0430","2023-04-13T10:59:59.999",921.38,78.34,25.94,0.14000000000000001,0]
[null,null,"20230413:0530","2023-04-13T11:59:59.999",844.31,84.74,27.28,0.41,0]
[null,null,"20230413:0630","2023-04-13T12:59:59.999",867.9,70.97,27.16,0.62,0]
[null,null,"20230413:0730","2023-04-13T13:59:59.999",728.56,56.26,28.02,1.03,0]
[null,null,"20230413:0830","2023-04-13T14:59:59.999",486.56,41.46,27.43,1.38,0]
[null,null,"20230413:0930","2023-04-13T15:59:59.999",268.3,26.65,25.44,0.62,0]
[null,null,"20230413:1030","2023-04-13T16:59:59.999",32.99,11.85,24.65,0,0]
[null,null,"20230413:1130","2023-04-13T17:59:59.999",0,-2.91,23.74,0.14000000000000001,0]
[null,null,"20230413:1230","2023-04-13T18:59:59.999",0,0,22.95,0.34,0]
[null,null,"20230413:1330","2023-04-13T19:59:59.999",0,0,22.46,0.62,0]
[null,null,"20230413:1430","2023-04-13T20:59:59.999",0,0,21.99,0.48,0]
[null,null,"20230413:1530","2023-04-13T21:59:59.999",0,0,21.73,0.41,0]
[null,null,"20230413:1630","2023-04-13T22:59:59.999",0,0,21.17,0.48,0]
[null,null,"20230413:1730","2023-04-13T23:59:59.999",0,0,20.81,0.48,0]
[null,null,"20230413:1830","2023-04-14T00:59:59.999",0,0,20.53,0.41,0]
[null,null,"20230413:1930","2023-04-14T01:59:59.999",0,0,20.260000000000002,0.55000000000000004,0]
[null,null,"20230413:2030","2023-04-14T02:59:59.999",0,0,20.2,0.55000000000000004,0]
[null,null,"20230413:2130","2023-04-14T03:59:59.999",0,0,19.97,0.55000000000000004,0]
[null,null,"20230413:2230","2023-04-14T04:59:59.999",0,0,19.75,0.48,0]
[null,null,"20230413:2330","2023-04-14T05:59:59.999",20.11,4.62,19.510000000000002,0.48,0]
[null,null,"20230414:0030","2023-04-14T06:59:59.999",265.29000000000002,19.48,20.190000000000001,0.21,0]
[null,null,"20230414:0130","2023-04-14T07:59:59.999",513.67999999999995,34.270000000000003,22.57,0.21,0]
[null,null,"20230414:0230","2023-04-14T08:59:59.999",719.92,49.07,24.26,0.34,0]
[null,null,"20230414:0330","2023-04-14T09:59:59.999",783.97,63.82,25.95,0.28000000000000003,0]
[null,null,"20230414:0430","2023-04-14T10:59:59.999",914.9,78.290000000000006,26.55,0.28000000000000003,0]
[null,null,"20230414:0530","2023-04-14T11:59:59.999",819.64,84.44,27.51,0.48,0]
[null,null,"20230414:0630","2023-04-14T12:59:59.999",874.89,70.84,27.59,0.76,0]
[null,null,"20230414:0730","2023-04-14T13:59:59.999",759.19,56.17,28.16,1.03,0]
[null,null,"20230414:0830","2023-04-14T14:59:59.999",610.95000000000005,41.39,28.36,1.17,0]
[null,null,"20230414:0930","2023-04-14T15:59:59.999",324.97000000000003,26.59,28.22,1.31,0]
[null,null,"20230414:1030","2023-04-14T16:59:59.999",48.46,11.81,27.36,1.17,0]
[null,null,"20230414:1130","2023-04-14T17:59:59.999",0,-2.94,26.12,0.76,0]
[null,null,"20230414:1230","2023-04-14T18:59:59.999",0,0,24.85,0.48,0]
[null,null,"20230414:1330","2023-04-14T19:59:59.999",0,0,24.34,0.34,0]
[null,null,"20230414:1430","2023-04-14T20:59:59.999",0,0,23.07,0.48,0]
[null,null,"20230414:1530","2023-04-14T21:59:59.999",0,0,22.34,0.48,0]
[null,null,"20230414:1630","2023-04-14T22:59:59.999",0,0,21.48,0.83,0]
[null,null,"20230414:1730","2023-04-14T23:59:59.999",0,0,21.05,0.83,0]
[null,null,"20230414:1830","2023-04-15T00:59:59.999",0,0,20.68,0.69,0]
[null,null,"20230414:1930","2023-04-15T01:59:59.999",0,0,20.82,0.48,0]
[null,null,"20230414:2030","2023-04-15T02:59:59.999",0,0,20.55,0.55000000000000004,0]
[null,null,"20230414:2130","2023-04-15T03:59:59.999",0,0,19.86,0.69,0]
[null,null,"20230414:2230","2023-04-15T04:59:59.999",0,0,19.760000000000002,0.62,0]
[null,null,"20230414:2330","2023-04-15T05:59:59.999",21.81,4.71,19.77,0.48,0]
[null,null,"20230415:0030","2023-04-15T06:59:59.999",278.68,19.559999999999999,20.41,0.21,0]
[null,null,"20230415:0130","2023-04-15T07:59:59.999",495.72,34.340000000000003,22.86,0.41,0]
[null,null,"20230415:0230",{"$f":"D2507+1/24","v":"2023-04-15T08:59:59.999"},688.64,49.11,24.31,0.41,0]
[null,null,"20230415:0330","2023-04-15T09:59:59.999",784.49,63.83,25.72,0.48,0]
[null,null,"20230415:0430","2023-04-15T10:59:59.999",966.19,78.22,26.58,0.41,0]
[null,null,"20230415:0530","2023-04-15T11:59:59.999",1025.67,84.13,27.73,0.21,0]
[null,null,"20230415:0630","2023-04-15T12:59:59.999",942.49,70.709999999999994,28.59,7.0000000000000007E-2,0]
[null,null,"20230415:0730","2023-04-15T13:59:59.999",750.35,56.07,28.92,0.48,0]
[null,null,"20230415:0830","2023-04-15T14:59:59.999",521.76,41.31,28.81,0.69,0]
[null,null,"20230415:0930","2023-04-15T15:59:59.999",378.02,26.53,28.31,0.69,0]
[null,null,"20230415:1030","2023-04-15T16:59:59.999",41.52,11.76,27.87,0.41,0]
[null,null,"20230415:1130","2023-04-15T17:59:59.999",0,-2.97,26.23,0.76,0]
[null,null,"20230415:1230","2023-04-15T18:59:59.999",0,0,24.8,0.97,0]
[null,null,"20230415:1330","2023-04-15T19:59:59.999",0,0,23.59,0.9,0]
[null,null,"20230415:1430","2023-04-15T20:59:59.999",0,0,22.81,0.62,0]
[null,null,"20230415:1530","2023-04-15T21:59:59.999",0,0,22,0.28000000000000003,0]
[null,null,"20230415:1630","2023-04-15T22:59:59.999",0,0,21.69,0.34,0]
[null,null,"20230415:1730","2023-04-15T23:59:59.999",0,0,21.28,0.34,0]
[null,null,"20230415:1830","2023-04-16T00:59:59.999",0,0,20.73,0.76,0]
[null,null,"20230415:1930","2023-04-16T01:59:59.999",0,0,20.95,0.48,0]
[null,null,"20230415:2030","2023-04-16T02:59:59.999",0,0,20.399999999999999,0.62,0]
[null,null,"20230415:2130","2023-04-16T03:59:59.999",0,0,19.84,0.62,0]
[null,null,"20230415:2230","2023-04-16T04:59:59.999",0,0,19.46,0.76,0]
[null,null,"20230415:2330","2023-04-16T05:59:59.999",22.11,4.8099999999999996,19.309999999999999,0.69,0]
[null,null,"20230416:0030","2023-04-16T06:59:59.999",228.6,19.64,20.49,0.48,0]
[null,null,"20230416:0130","2023-04-16T07:59:59.999",478.5,34.4,22.55,0.76,0]
[null,null,"20230416:0230","2023-04-16T08:59:59.999",689.85,49.16,24.02,0.76,0]
[null,null,"20230416:0330","2023-04-16T09:59:59.999",713.51,63.85,25.34,0.83,0]
[null,null,"20230416:0430","2023-04-16T10:59:59.999",937.09,78.150000000000006,26.09,1.1000000000000001,0]
[null,null,"20230416:0530","2023-04-16T11:59:59.999",942.9,83.82,27.42,1.17,0]
[null,null,"20230416:0630","2023-04-16T12:59:59.999",855.52,70.58,28.07,1.52,0]
[null,null,"20230416:0730","2023-04-16T13:59:59.999",716,55.98,27.96,0.97,0]
[null,null,"20230416:0830","2023-04-16T14:59:59.999",548.14,41.24,27.96,1.17,0]
[null,null,"20230416:0930","2023-04-16T15:59:59.999",278.01,26.48,26.67,0.97,0]
[null,null,"20230416:1030","2023-04-16T16:59:59.999",47.41,11.72,25.22,1.1000000000000001,0]
[null,null,"20230416:1130","2023-04-16T17:59:59.999",0,-2.99,23.36,0.14000000000000001,0]
[null,null,"20230416:1230","2023-04-16T18:59:59.999",0,0,22.97,0.48,0]
[null,null,"20230416:1330","2023-04-16T19:59:59.999",0,0,22.29,0.34,0]
[null,null,"20230416:1430","2023-04-16T20:59:59.999",0,0,21.63,0.34,0]
[null,null,"20230416:1530","2023-04-16T21:59:59.999",0,0,21.13,0.48,0]
[null,null,"20230416:1630","2023-04-16T22:59:59.999",0,0,20.66,0.55000000000000004,0]
[null,null,"20230416:1730","2023-04-16T23:59:59.999",0,0,20.25,0.55000000000000004,0]
[null,null,"20230416:1830","2023-04-17T00:59:59.999",0,0,19.97,0.41,0]
[null,null,"20230416:1930","2023-04-17T01:59:59.999",0,0,20.34,0.48,0]
[null,null,"20230416:2030","2023-04-17T02:59:59.999",0,0,19.91,0.69,0]
[null,null,"20230416:2130","2023-04-17T03:59:59.999",0,0,19.809999999999999,0.69,0]
[null,null,"20230416:2230","2023-04-17T04:59:59.999",0,0,19.600000000000001,0.62,0]
[null,null,"20230416:2330","2023-04-17T05:59:59.999",24.7,4.9000000000000004,19.59,0.48,0]
[null,null,"20230417:0030","2023-04-17T06:59:59.999",216.08,19.71,20.38,0.34,0]
[null,null,"20230417:0130","2023-04-17T07:59:59.999",435.34,34.46,22.43,0.41,0]
[null,null,"20230417:0230","2023-04-17T08:59:59.999",640.16,49.2,23.79,0.48,0]
[null,null,"20230417:0330","2023-04-17T09:59:59.999",831.71,63.85,25.31,0.76,0]
[null,null,"20230417:0430","2023-04-17T10:59:59.999",936.25,78.06,26.35,0.55000000000000004,0]
[null,null,"20230417:0530","2023-04-17T11:59:59.999",901.77,83.51,27.48,0.48,0]
[null,null,"20230417:0630","2023-04-17T12:59:59.999",666.62,70.44,27.87,0,0]
[null,null,"20230417:0730","2023-04-17T13:59:59.999",589.05999999999995,55.88,27.22,0.41,0]
[null,null,"20230417:0830","2023-04-17T14:59:59.999",458.58,41.17,24.79,0.97,0]
[null,null,"20230417:0930","2023-04-17T15:59:59.999",264.83999999999997,26.42,24.44,0.76,0]
[null,null,"20230417:1030","2023-04-17T16:59:59.999",58.14,11.68,24.2,0.76,0]
[null,null,"20230417:1130","2023-04-17T17:59:59.999",0,-3.01,23.45,0.55000000000000004,0]
[null,null,"20230417:1230","2023-04-17T18:59:59.999",0,0,22.99,0.69,0]
[null,null,"20230417:1330","2023-04-17T19:59:59.999",0,0,22.61,0.62,0]
[null,null,"20230417:1430","2023-04-17T20:59:59.999",0,0,22.09,0.48,0]
[null,null,"20230417:1530","2023-04-17T21:59:59.999",0,0,21.78,0.62,0]
[null,null,"20230417:1630","2023-04-17T22:59:59.999",0,0,21.63,0.55000000000000004,0]
[null,null,"20230417:1730","2023-04-17T23:59:59.999",0,0,21.35,0.55000000000000004,0]
[null,null,"20230417:1830",{"$f":"D2571+1/24","v":"2023-04-18T00:59:59.999"},0,0,21.12,0.62,0]
[null,null,"20230417:1930","2023-04-18T01:59:59.999",0,0,20.47,0.76,0]
[null,null,"20230417:2030","2023-04-18T02:59:59.999",0,0,19.97,0.62,0]
[null,null,"20230417:2130","2023-04-18T03:59:59.999",0,0,19.78,0.55000000000000004,0]
[null,null,"20230417:2230","2023-04-18T04:59:59.999",0,0,19.68,0.62,0]
[null,null,"20230417:2330","2023-04-18T05:59:59.999",27.65,4.99,19.77,0.62,0]
[null,null,"20230418:0030","2023-04-18T06:59:59.999",233.02,19.78,20.36,0.55000000000000004,0]
[null,null,"20230418:0130","2023-04-18T07:59:59.999",453.81,34.51,22.26,0.69,0]
[null,null,"20230418:0230","2023-04-18T08:59:59.999",632.52,49.23,23.98,0.69,0]
[null,null,"20230418:0330","2023-04-18T09:59:59.999",801.39,63.85,25.2,0.76,0]
[null,null,"20230418:0430","2023-04-18T10:59:59.999",730.48,77.97,26.67,0.69,0]
[null,null,"20230418:0530","2023-04-18T11:59:59.999",776.96,83.2,26.84,0.69,0]
[null,null,"20230418:0630","2023-04-18T12:59:59.999",775.56,70.290000000000006,25.89,0.48,0]
[null,null,"20230418:0730","2023-04-18T13:59:59.999",612.65,55.79,25.94,1.59,0]
[null,null,"20230418:0830","2023-04-18T14:59:59.999",383.64,41.1,24.19,1.03,0]
[null,null,"20230418:0930","2023-04-18T15:59:59.999",134.56,26.37,23.5,0.97,0]
[null,null,"20230418:1030","2023-04-18T16:59:59.999",43.07,11.65,21.96,0.76,0]
[null,null,"20230418:1130","2023-04-18T17:59:59.999",0,-3.04,21.49,0.34,0]
[null,null,"20230418:1230","2023-04-18T18:59:59.999",0,0,20.98,0.41,0]
[null,null,"20230418:1330","2023-04-18T19:59:59.999",0,0,20.8,0.34,0]
[null,null,"20230418:1430","2023-04-18T20:59:59.999",0,0,20.420000000000002,0.48,0]
[null,null,"20230418:1530","2023-04-18T21:59:59.999",0,0,20.11,0.83,0]
[null,null,"20230418:1630","2023-04-18T22:59:59.999",0,0,19.71,0.55000000000000004,0]
[null,null,"20230418:1730","2023-04-18T23:59:59.999",0,0,19.71,0.48,0]
[null,null,"20230418:1830","2023-04-19T00:59:59.999",0,0,19.670000000000002,0.62,0]
[null,null,"20230418:1930","2023-04-19T01:59:59.999",0,0,20.36,0.69,0]
[null,null,"20230418:2030","2023-04-19T02:59:59.999",0,0,20.27,0.69,0]
[null,null,"20230418:2130","2023-04-19T03:59:59.999",0,0,20.14,0.69,0]
[null,null,"20230418:2230","2023-04-19T04:59:59.999",0,0,20.13,0.62,0]
[null,null,"20230418:2330","2023-04-19T05:59:59.999",22.71,5.08,19.940000000000001,0.55000000000000004,0]
[null,null,"20230419:0030","2023-04-19T06:59:59.999",208.51,19.850000000000001,20.48,0.28000000000000003,0]
[null,null,"20230419:0130","2023-04-19T07:59:59.999",475.54,34.56,21.65,0.34,0]
[null,null,"20230419:0230","2023-04-19T08:59:59.999",665.65,49.26,23.25,0.34,0]
[null,null,"20230419:0330","2023-04-19T09:59:59.999",770.43,63.85,24.69,0.34,0]
[null,null,"20230419:0430","2023-04-19T10:59:59.999",781.44,77.86,25.74,0.41,0]
[null,null,"20230419:0530","2023-04-19T11:59:59.999",766.92,82.89,26.82,0.48,0]
[null,null,"20230419:0630","2023-04-19T12:59:59.999",887.46,70.150000000000006,25.92,0.62,0]
[null,null,"20230419:0730","2023-04-19T13:59:59.999",617.05999999999995,55.69,27.16,0.83,0]
[null,null,"20230419:0830","2023-04-19T14:59:59.999",446.66,41.02,24.77,0.62,0]
[null,null,"20230419:0930","2023-04-19T15:59:59.999",169.7,26.31,23.46,0.55000000000000004,0]
[null,null,"20230419:1030","2023-04-19T16:59:59.999",45.11,11.61,22.19,0.41,0]
[null,null,"20230419:1130","2023-04-19T17:59:59.999",0,-3.06,21.32,0.28000000000000003,0]
[null,null,"20230419:1230","2023-04-19T18:59:59.999",0,0,20.99,0.21,0]
[null,null,"20230419:1330","2023-04-19T19:59:59.999",0,0,20.63,0.28000000000000003,0]
[null,null,"20230419:1430","2023-04-19T20:59:59.999",0,0,20.47,0.41,0]
[null,null,"20230419:1530","2023-04-19T21:59:59.999",0,0,20.61,0.62,0]
[null,null,"20230419:1630","2023-04-19T22:59:59.999",0,0,20.37,0.69,0]
[null,null,"20230419:1730","2023-04-19T23:59:59.999",0,0,20.21,0.62,0]
[null,null,"20230419:1830","2023-04-20T00:59:59.999",0,0,20.16,0.34,0]
[null,null,"20230419:1930","2023-04-20T01:59:59.999",0,0,19.690000000000001,0.55000000000000004,0]
[null,null,"20230419:2030","2023-04-20T02:59:59.999",0,0,19.48,0.48,0]
[null,null,"20230419:2130","2023-04-20T03:59:59.999",0,0,19.309999999999999,0.41,0]
[null,null,"20230419:2230","2023-04-20T04:59:59.999",0,0,19.36,0.55000000000000004,0]
[null,null,"20230419:2330","2023-04-20T05:59:59.999",29.89,5.16,19.22,0.55000000000000004,0]
[null,null,"20230420:0030","2023-04-20T06:59:59.999",211.68,19.920000000000002,19.760000000000002,0.41,0]
[null,null,"20230420:0130","2023-04-20T07:59:59.999",459.33,34.61,21.34,0.55000000000000004,0]
[null,null,"20230420:0230","2023-04-20T08:59:59.999",666.92,49.29,23.2,0.69,0]
[null,null,"20230420:0330","2023-04-20T09:59:59.999",770.19,63.84,24.44,0.69,0]
[null,null,"20230420:0430","2023-04-20T10:59:59.999",888.85,77.75,25.69,0.55000000000000004,0]
[null,null,"20230420:0530","2023-04-20T11:59:59.999",839.51,82.57,26.54,0.83,0]
[null,null,"20230420:0630","2023-04-20T12:59:59.999",672.51,70,25.13,0.83,0]
[null,null,"20230420:0730","2023-04-20T13:59:59.999",565.19000000000005,55.59,25.7,1.24,0]
[null,null,"20230420:0830","2023-04-20T14:59:59.999",308.67,40.950000000000003,25.43,1.03,0]
[null,null,"20230420:0930","2023-04-20T15:59:59.999",189.26,26.26,24.34,0.76,0]
[null,null,"20230420:1030",{"$f":"D2635+1/24","v":"2023-04-20T16:59:59.999"},59.49,11.57,24.02,0.69,0]
[null,null,"20230420:1130","2023-04-20T17:59:59.999",0,-3.07,23.47,0.55000000000000004,0]
[null,null,"20230420:1230","2023-04-20T18:59:59.999",0,0,22.88,0.76,0]
[null,null,"20230420:1330","2023-04-20T19:59:59.999",0,0,22.26,0.9,0]
[null,null,"20230420:1430","2023-04-20T20:59:59.999",0,0,21.82,0.9,0]
[null,null,"20230420:1530","2023-04-20T21:59:59.999",0,0,21.53,0.76,0]
[null,null,"20230420:1630","2023-04-20T22:59:59.999",0,0,21.11,0.69,0]
[null,null,"20230420:1730","2023-04-20T23:59:59.999",0,0,20.69,0.69,0]
[null,null,"20230420:1830","2023-04-21T00:59:59.999",0,0,20.51,0.55000000000000004,0]
[null,null,"20230420:1930","2023-04-21T01:59:59.999",0,0,20.52,0.55000000000000004,0]
[null,null,"20230420:2030","2023-04-21T02:59:59.999",0,0,20.329999999999998,0.69,0]
[null,null,"20230420:2130","2023-04-21T03:59:59.999",0,0,20.3,0.69,0]
[null,null,"20230420:2230","2023-04-21T04:59:59.999",0,0,20.25,0.62,0]
[null,null,"20230420:2330","2023-04-21T05:59:59.999",23.36,5.24,20.21,0.55000000000000004,0]
[null,null,"20230421:0030","2023-04-21T06:59:59.999",234.37,19.98,20.8,0.69,0]
[null,null,"20230421:0130","2023-04-21T07:59:59.999",512.45000000000005,34.659999999999997,22.59,0.55000000000000004,0]
[null,null,"20230421:0230","2023-04-21T08:59:59.999",658.41,49.31,24.03,0.34,0]
[null,null,"20230421:0330","2023-04-21T09:59:59.999",768.53,63.82,25.22,0.28000000000000003,0]
[null,null,"20230421:0430","2023-04-21T10:59:59.999",795.34,77.63,26.3,0.28000000000000003,0]
[null,null,"20230421:0530","2023-04-21T11:59:59.999",672.62,82.26,26.26,0.69,0]
[null,null,"20230421:0630","2023-04-21T12:59:59.999",795.29,69.849999999999994,23.96,0.76,0]
[null,null,"20230421:0730","2023-04-21T13:59:59.999",679.8,55.49,26.28,0.14000000000000001,0]
[null,null,"20230421:0830","2023-04-21T14:59:59.999",454.05,40.880000000000003,27.27,0.62,0]
[null,null,"20230421:0930","2023-04-21T15:59:59.999",223.68,26.21,23.78,0.48,0]
[null,null,"20230421:1030","2023-04-21T16:59:59.999",36.229999999999997,11.54,23.35,0.21,0]
[null,null,"20230421:1130","2023-04-21T17:59:59.999",0,-3.09,22.94,0.21,0]
[null,null,"20230421:1230","2023-04-21T18:59:59.999",0,0,22.47,0.69,0]
[null,null,"20230421:1330","2023-04-21T19:59:59.999",0,0,22.19,0.41,0]
[null,null,"20230421:1430","2023-04-21T20:59:59.999",0,0,21.8,0.76,0]
[null,null,"20230421:1530","2023-04-21T21:59:59.999",0,0,21.42,0.62,0]
[null,null,"20230421:1630","2023-04-21T22:59:59.999",0,0,21.15,0.55000000000000004,0]
[null,null,"20230421:1730","2023-04-21T23:59:59.999",0,0,20.93,0.62,0]
[null,null,"20230421:1830","2023-04-22T00:59:59.999",0,0,20.73,0.48,0]
[null,null,"20230421:1930","2023-04-22T01:59:59.999",0,0,20.76,0.69,0]
[null,null,"20230421:2030","2023-04-22T02:59:59.999",0,0,20.62,0.55000000000000004,0]
[null,null,"20230421:2130","2023-04-22T03:59:59.999",0,0,20.53,0.41,0]
[null,null,"20230421:2230","2023-04-22T04:59:59.999",0,0,20.16,0.76,0]
[null,null,"20230421:2330","2023-04-22T05:59:59.999",18.809999999999999,5.32,19.809999999999999,0.69,0]
[null,null,"20230422:0030","2023-04-22T06:59:59.999",213.56,20.04,20.27,0.55000000000000004,0]
[null,null,"20230422:0130","2023-04-22T07:59:59.999",363.2,34.700000000000003,21.51,0.55000000000000004,0]
[null,null,"20230422:0230","2023-04-22T08:59:59.999",571.33000000000004,49.33,22.8,0.41,0]
[null,null,"20230422:0330","2023-04-22T09:59:59.999",680.77,63.8,24.26,0.69,0]
[null,null,"20230422:0430","2023-04-22T10:59:59.999",760.94,77.5,25.28,0.55000000000000004,0]
[null,null,"20230422:0530","2023-04-22T11:59:59.999",760.87,81.95,25.72,0.55000000000000004,0]
[null,null,"20230422:0630","2023-04-22T12:59:59.999",751.45,69.7,25.74,0.76,0]
[null,null,"20230422:0730","2023-04-22T13:59:59.999",552.78,55.4,25.96,0.9,0]
[null,null,"20230422:0830","2023-04-22T14:59:59.999",357.54,40.81,25.01,0.28000000000000003,0]
[null,null,"20230422:0930","2023-04-22T15:59:59.999",208.02,26.16,24.12,0.21,0]
[null,null,"20230422:1030","2023-04-22T16:59:59.999",48.41,11.5,23.67,0.69,0]
[null,null,"20230422:1130","2023-04-22T17:59:59.999",0,-3.11,22.67,0.34,0]
[null,null,"20230422:1230","2023-04-22T18:59:59.999",0,0,22.19,0.28000000000000003,0]
[null,null,"20230422:1330","2023-04-22T19:59:59.999",0,0,21.68,0.41,0]
[null,null,"20230422:1430","2023-04-22T20:59:59.999",0,0,21.25,0.62,0]
[null,null,"20230422:1530","2023-04-22T21:59:59.999",0,0,20.89,0.76,0]
[null,null,"20230422:1630","2023-04-22T22:59:59.999",0,0,20.74,0.69,0]
[null,null,"20230422:1730","2023-04-22T23:59:59.999",0,0,20.72,0.48,0]
[null,null,"20230422:1830","2023-04-23T00:59:59.999",0,0,20.57,0.48,0]
[null,null,"20230422:1930","2023-04-23T01:59:59.999",0,0,20.54,0.48,0]
[null,null,"20230422:2030","2023-04-23T02:59:59.999",0,0,20.21,0.48,0]
[null,null,"20230422:2130","2023-04-23T03:59:59.999",0,0,20.07,0.55000000000000004,0]
[null,null,"20230422:2230","2023-04-23T04:59:59.999",0,0,19.88,0.55000000000000004,0]
[null,null,"20230422:2330","2023-04-23T05:59:59.999",22.86,5.4,19.75,0.48,0]
[null,null,"20230423:0030","2023-04-23T06:59:59.999",236.8,20.100000000000001,20.440000000000001,0.48,0]
[null,null,"20230423:0130","2023-04-23T07:59:59.999",461.14,34.74,22.38,0.76,0]
[null,null,"20230423:0230",{"$f":"D2699+1/24","v":"2023-04-23T08:59:59.999"},629.03,49.34,23.83,0.9,0]
[null,null,"20230423:0330","2023-04-23T09:59:59.999",749.21,63.77,25.05,1.1000000000000001,0]
[null,null,"20230423:0430","2023-04-23T10:59:59.999",733.08,77.36,26.04,1.45,0]
[null,null,"20230423:0530","2023-04-23T11:59:59.999",782.13,81.64,26.15,1.38,0]
[null,null,"20230423:0630","2023-04-23T12:59:59.999",880.36,69.55,25.39,1.72,0]
[null,null,"20230423:0730","2023-04-23T13:59:59.999",589.4,55.3,27.03,1.72,0]
[null,null,"20230423:0830","2023-04-23T14:59:59.999",297.72000000000003,40.74,25.21,0.83,0]
[null,null,"20230423:0930","2023-04-23T15:59:59.999",172.32,26.11,23.62,0.34,0]
[null,null,"20230423:1030","2023-04-23T16:59:59.999",51.65,11.47,23.22,0.41,0]
[null,null,"20230423:1130","2023-04-23T17:59:59.999",0,-3.12,22.31,0.34,0]
[null,null,"20230423:1230","2023-04-23T18:59:59.999",0,0,21.61,0.41,0]
[null,null,"20230423:1330","2023-04-23T19:59:59.999",0,0,21.38,0.55000000000000004,0]
[null,null,"20230423:1430","2023-04-23T20:59:59.999",0,0,21.13,0.34,0]
[null,null,"20230423:1530","2023-04-23T21:59:59.999",0,0,20.95,0.62,0]
[null,null,"20230423:1630","2023-04-23T22:59:59.999",0,0,20.85,0.69,0]
[null,null,"20230423:1730","2023-04-23T23:59:59.999",0,0,20.73,0.55000000000000004,0]
[null,null,"20230423:1830","2023-04-24T00:59:59.999",0,0,20.57,0.28000000000000003,0]
[null,null,"20230423:1930","2023-04-24T01:59:59.999",0,0,21.05,0.28000000000000003,0]
[null,null,"20230423:2030","2023-04-24T02:59:59.999",0,0,20.8,0.34,0]
[null,null,"20230423:2130","2023-04-24T03:59:59.999",0,0,20.84,0.55000000000000004,0]
[null,null,"20230423:2230","2023-04-24T04:59:59.999",0,0,20.69,0.69,0]
[null,null,"20230423:2330","2023-04-24T05:59:59.999",28.79,5.48,20.43,0.69,0]
[null,null,"20230424:0030","2023-04-24T06:59:59.999",220.83,20.149999999999999,20.83,0.41,0]
[null,null,"20230424:0130","2023-04-24T07:59:59.999",432.35,34.770000000000003,22.24,0.9,0]
[null,null,"20230424:0230","2023-04-24T08:59:59.999",609.69000000000005,49.35,23.85,1.24,0]
[null,null,"20230424:0330","2023-04-24T09:59:59.999",699.76,63.74,24.95,1.1000000000000001,0]
[null,null,"20230424:0430","2023-04-24T10:59:59.999",819.6,77.209999999999994,25.74,0.97,0]
[null,null,"20230424:0530","2023-04-24T11:59:59.999",682.38,81.34,26.63,1.31,0]
[null,null,"20230424:0630","2023-04-24T12:59:59.999",719.39,69.400000000000006,25.53,1.24,0]
[null,null,"20230424:0730","2023-04-24T13:59:59.999",601.58000000000004,55.2,25.58,1.03,0]
[null,null,"20230424:0830","2023-04-24T14:59:59.999",417.7,40.67,24.32,0.9,0]
[null,null,"20230424:0930","2023-04-24T15:59:59.999",266.63,26.06,24.15,0.69,0]
[null,null,"20230424:1030","2023-04-24T16:59:59.999",50.6,11.44,23.17,0.76,0]
[null,null,"20230424:1130","2023-04-24T17:59:59.999",0,-3.13,22.06,0.9,0]
[null,null,"20230424:1230","2023-04-24T18:59:59.999",0,0,21.46,0.76,0]
[null,null,"20230424:1330","2023-04-24T19:59:59.999",0,0,21.2,0.69,0]
[null,null,"20230424:1430","2023-04-24T20:59:59.999",0,0,20.98,0.69,0]
[null,null,"20230424:1530","2023-04-24T21:59:59.999",0,0,20.74,0.55000000000000004,0]
[null,null,"20230424:1630","2023-04-24T22:59:59.999",0,0,20.53,0.62,0]
[null,null,"20230424:1730","2023-04-24T23:59:59.999",0,0,20.03,0.48,0]
[null,null,"20230424:1830","2023-04-25T00:59:59.999",0,0,19.579999999999998,0.48,0]
[null,null,"20230424:1930","2023-04-25T01:59:59.999",0,0,19.62,0.69,0]
[null,null,"20230424:2030","2023-04-25T02:59:59.999",0,0,19.38,0.62,0]
[null,null,"20230424:2130","2023-04-25T03:59:59.999",0,0,19.079999999999998,0.62,0]
[null,null,"20230424:2230","2023-04-25T04:59:59.999",0,0,18.93,0.62,0]
[null,null,"20230424:2330","2023-04-25T05:59:59.999",25.3,5.55,18.87,0.62,0]
[null,null,"20230425:0030","2023-04-25T06:59:59.999",266.37,20.2,19.97,0.41,0]
[null,null,"20230425:0130","2023-04-25T07:59:59.999",462.75,34.799999999999997,22.11,0.55000000000000004,0]
[null,null,"20230425:0230","2023-04-25T08:59:59.999",613.63,49.35,23.48,0.97,0]
[null,null,"20230425:0330","2023-04-25T09:59:59.999",828.55,63.7,24.62,1.24,0]
[null,null,"20230425:0430","2023-04-25T10:59:59.999",759.68,77.06,25.71,1.66,0]
[null,null,"20230425:0530","2023-04-25T11:59:59.999",714.34,81.03,26.03,1.72,0]
[null,null,"20230425:0630","2023-04-25T12:59:59.999",709.41,69.239999999999995,26.12,1.72,0]
[null,null,"20230425:0730","2023-04-25T13:59:59.999",673.9,55.1,26.47,1.93,0]
[null,null,"20230425:0830","2023-04-25T14:59:59.999",360.98,40.6,26.39,1.72,0]
[null,null,"20230425:0930","2023-04-25T15:59:59.999",300.7,26.01,25.5,1.24,0]
[null,null,"20230425:1030","2023-04-25T16:59:59.999",53.5,11.41,24.96,1.1000000000000001,0]
[null,null,"20230425:1130","2023-04-25T17:59:59.999",0,-3.14,23.5,0.9,0]
[null,null,"20230425:1230","2023-04-25T18:59:59.999",0,0,22.63,0.76,0]
[null,null,"20230425:1330","2023-04-25T19:59:59.999",0,0,21.91,0.62,0]
[null,null,"20230425:1430","2023-04-25T20:59:59.999",0,0,21.6,0.55000000000000004,0]
[null,null,"20230425:1530","2023-04-25T21:59:59.999",0,0,21.14,0.41,0]
[null,null,"20230425:1630","2023-04-25T22:59:59.999",0,0,20.79,0.48,0]
[null,null,"20230425:1730","2023-04-25T23:59:59.999",0,0,20.47,0.48,0]
[null,null,"20230425:1830",{"$f":"D2763+1/24","v":"2023-04-26T00:59:59.999"},0,0,20.09,0.55000000000000004,0]
[null,null,"20230425:1930","2023-04-26T01:59:59.999",0,0,19.77,0.34,0]
[null,null,"20230425:2030","2023-04-26T02:59:59.999",0,0,19.7,0.34,0]
[null,null,"20230425:2130","2023-04-26T03:59:59.999",0,0,19.47,0.41,0]
[null,null,"20230425:2230","2023-04-26T04:59:59.999",0,0,19.47,0.34,0]
[null,null,"20230425:2330","2023-04-26T05:59:59.999",26.7,5.62,19.46,0.41,0]
[null,null,"20230426:0030","2023-04-26T06:59:59.999",227.09,20.25,20.16,0.34,0]
[null,null,"20230426:0130","2023-04-26T07:59:59.999",423.97,34.83,22.03,0.62,0]
[null,null,"20230426:0230","2023-04-26T08:59:59.999",632.86,49.36,23.46,0.97,0]
[null,null,"20230426:0330","2023-04-26T09:59:59.999",762.98,63.66,24.74,1.31,0]
[null,null,"20230426:0430","2023-04-26T10:59:59.999",826.88,76.900000000000006,25.58,1.79,0]
[null,null,"20230426:0530","2023-04-26T11:59:59.999",754.91,80.73,25.79,1.93,0]
[null,null,"20230426:0630","2023-04-26T12:59:59.999",822.82,69.09,26.11,1.72,0]
[null,null,"20230426:0730","2023-04-26T13:59:59.999",585.01,55,26.76,1.93,0]
[null,null,"20230426:0830","2023-04-26T14:59:59.999",447.34,40.53,25.96,1.86,0]
[null,null,"20230426:0930","2023-04-26T15:59:59.999",228.49,25.97,24.93,1.59,0]
[null,null,"20230426:1030","2023-04-26T16:59:59.999",35.229999999999997,11.39,23.76,0.97,0]
[null,null,"20230426:1130","2023-04-26T17:59:59.999",0,-3.15,23.37,0.76,0]
[null,null,"20230426:1230","2023-04-26T18:59:59.999",0,0,22.41,0.83,0]
[null,null,"20230426:1330","2023-04-26T19:59:59.999",0,0,22.07,1.03,0]
[null,null,"20230426:1430","2023-04-26T20:59:59.999",0,0,21.4,0.9,0]
[null,null,"20230426:1530","2023-04-26T21:59:59.999",0,0,20.47,0.97,0]
[null,null,"20230426:1630","2023-04-26T22:59:59.999",0,0,20.329999999999998,0.69,0]
[null,null,"20230426:1730","2023-04-26T23:59:59.999",0,0,20.18,0.69,0]
[null,null,"20230426:1830","2023-04-27T00:59:59.999",0,0,20,0.69,0]
[null,null,"20230426:1930","2023-04-27T01:59:59.999",0,0,19.95,0.62,0]
[null,null,"20230426:2030","2023-04-27T02:59:59.999",0,0,19.760000000000002,0.69,0]
[null,null,"20230426:2130","2023-04-27T03:59:59.999",0,0,19.53,0.76,0]
[null,null,"20230426:2230","2023-04-27T04:59:59.999",0,0,19.36,0.69,0]
[null,null,"20230426:2330","2023-04-27T05:59:59.999",21.41,5.68,19.28,0.69,0]
[null,null,"20230427:0030","2023-04-27T06:59:59.999",255.56,20.3,19.82,0.9,0]
[null,null,"20230427:0130","2023-04-27T07:59:59.999",432.15,34.86,21.75,1.1000000000000001,0]
[null,null,"20230427:0230","2023-04-27T08:59:59.999",564.15,49.35,23.21,1.52,0]
[null,null,"20230427:0330","2023-04-27T09:59:59.999",839.44,63.61,24.41,1.66,0]
[null,null,"20230427:0430","2023-04-27T10:59:59.999",815.95,76.739999999999995,25.5,1.72,0]
[null,null,"20230427:0530","2023-04-27T11:59:59.999",771.54,80.430000000000007,26.02,1.79,0]
[null,null,"20230427:0630","2023-04-27T12:59:59.999",669.34,68.930000000000007,26.28,1.66,0]
[null,null,"20230427:0730","2023-04-27T13:59:59.999",582.22,54.9,26.31,1.93,0]
[null,null,"20230427:0830","2023-04-27T14:59:59.999",370.66,40.47,26.65,1.52,0]
[null,null,"20230427:0930","2023-04-27T15:59:59.999",187.81,25.92,24.7,1.79,0]
[null,null,"20230427:1030","2023-04-27T16:59:59.999",55.44,11.36,22.74,0.9,0]
[null,null,"20230427:1130","2023-04-27T17:59:59.999",0,-3.15,21.93,0.69,0]
[null,null,"20230427:1230","2023-04-27T18:59:59.999",0,0,21.25,0.41,0]
[null,null,"20230427:1330","2023-04-27T19:59:59.999",0,0,21.09,0.55000000000000004,0]
[null,null,"20230427:1430","2023-04-27T20:59:59.999",0,0,20.88,0.55000000000000004,0]
[null,null,"20230427:1530","2023-04-27T21:59:59.999",0,0,20.68,0.48,0]
[null,null,"20230427:1630","2023-04-27T22:59:59.999",0,0,20.49,0.48,0]
[null,null,"20230427:1730","2023-04-27T23:59:59.999",0,0,20.25,0.48,0]
[null,null,"20230427:1830","2023-04-28T00:59:59.999",0,0,19.89,0.55000000000000004,0]
[null,null,"20230427:1930","2023-04-28T01:59:59.999",0,0,19.940000000000001,0.48,0]
[null,null,"20230427:2030","2023-04-28T02:59:59.999",0,0,19.8,0.55000000000000004,0]
[null,null,"20230427:2130","2023-04-28T03:59:59.999",0,0,19.600000000000001,0.48,0]
[null,null,"20230427:2230","2023-04-28T04:59:59.999",0,0,19.440000000000001,0.48,0]
[null,null,"20230427:2330","2023-04-28T05:59:59.999",31.69,5.75,19.420000000000002,0.41,0]
[null,null,"20230428:0030","2023-04-28T06:59:59.999",218.86,20.34,20.36,0.34,0]
[null,null,"20230428:0130","2023-04-28T07:59:59.999",443.48,34.880000000000003,21.84,0.55000000000000004,0]
[null,null,"20230428:0230","2023-04-28T08:59:59.999",639.87,49.35,23.35,0.62,0]
[null,null,"20230428:0330","2023-04-28T09:59:59.999",831.92,63.56,24.72,0.76,0]
[null,null,"20230428:0430","2023-04-28T10:59:59.999",894.83,76.569999999999993,26,0.97,0]
[null,null,"20230428:0530","2023-04-28T11:59:59.999",881.06,80.13,26.73,1.1000000000000001,0]
[null,null,"20230428:0630","2023-04-28T12:59:59.999",835.3,68.78,27.11,1.1000000000000001,0]
[null,null,"20230428:0730","2023-04-28T13:59:59.999",715.08,54.81,27.7,1.52,0]
[null,null,"20230428:0830","2023-04-28T14:59:59.999",451.01,40.4,27.91,1.52,0]
[null,null,"20230428:0930","2023-04-28T15:59:59.999",192.35,25.88,24.38,1.38,0]
[null,null,"20230428:1030",{"$f":"D2827+1/24","v":"2023-04-28T16:59:59.999"},24.6,11.34,23.13,0.69,0]
[null,null,"20230428:1130","2023-04-28T17:59:59.999",0,-3.16,22.51,7.0000000000000007E-2,0]
[null,null,"20230428:1230","2023-04-28T18:59:59.999",0,0,22.11,0,0]
[null,null,"20230428:1330","2023-04-28T19:59:59.999",0,0,21.49,0.28000000000000003,0]
[null,null,"20230428:1430","2023-04-28T20:59:59.999",0,0,20.92,0.21,0]
[null,null,"20230428:1530","2023-04-28T21:59:59.999",0,0,20.85,0.14000000000000001,0]
[null,null,"20230428:1630","2023-04-28T22:59:59.999",0,0,20.83,0.41,0]
[null,null,"20230428:1730","2023-04-28T23:59:59.999",0,0,20.67,0.55000000000000004,0]
[null,null,"20230428:1830","2023-04-29T00:59:59.999",0,0,20.37,0.41,0]
[null,null,"20230428:1930","2023-04-29T01:59:59.999",0,0,19.28,0.48,0]
[null,null,"20230428:2030","2023-04-29T02:59:59.999",0,0,18.93,0.41,0]
[null,null,"20230428:2130","2023-04-29T03:59:59.999",0,0,18.84,0.55000000000000004,0]
[null,null,"20230428:2230","2023-04-29T04:59:59.999",0,0,18.690000000000001,0.62,0]
[null,null,"20230428:2330","2023-04-29T05:59:59.999",25.85,5.81,18.61,0.62,0]
[null,null,"20230429:0030","2023-04-29T06:59:59.999",251.99,20.38,19.43,0.41,0]
[null,null,"20230429:0130","2023-04-29T07:59:59.999",484.43,34.9,21.91,0.41,0]
[null,null,"20230429:0230","2023-04-29T08:59:59.999",649.59,49.34,23.42,0.55000000000000004,0]
[null,null,"20230429:0330","2023-04-29T09:59:59.999",770,63.5,25.27,0.69,0]
[null,null,"20230429:0430","2023-04-29T10:59:59.999",872.04,76.400000000000006,26.09,0.69,0]
[null,null,"20230429:0530","2023-04-29T11:59:59.999",895.56,79.84,27.12,0.69,0]
[null,null,"20230429:0630","2023-04-29T12:59:59.999",635.79999999999995,68.62,27.48,1.1000000000000001,0]
[null,null,"20230429:0730","2023-04-29T13:59:59.999",543.14,54.71,27,0.97,0]
[null,null,"20230429:0830","2023-04-29T14:59:59.999",522.53,40.340000000000003,26.11,0.34,0]
[null,null,"20230429:0930","2023-04-29T15:59:59.999",199.85,25.84,25.33,0.9,0]
[null,null,"20230429:1030","2023-04-29T16:59:59.999",39.520000000000003,11.32,23.14,1.1000000000000001,0]
[null,null,"20230429:1130","2023-04-29T17:59:59.999",0,-3.16,22.75,0.34,0]
[null,null,"20230429:1230","2023-04-29T18:59:59.999",0,0,22.14,0.28000000000000003,0]
[null,null,"20230429:1330","2023-04-29T19:59:59.999",0,0,21.93,0.28000000000000003,0]
[null,null,"20230429:1430","2023-04-29T20:59:59.999",0,0,21.67,0.28000000000000003,0]
[null,null,"20230429:1530","2023-04-29T21:59:59.999",0,0,21.37,0.28000000000000003,0]
[null,null,"20230429:1630","2023-04-29T22:59:59.999",0,0,20.89,0.28000000000000003,0]
[null,null,"20230429:1730","2023-04-29T23:59:59.999",0,0,20.88,0.34,0]
[null,null,"20230429:1830","2023-04-30T00:59:59.999",0,0,20.420000000000002,0.34,0]
[null,null,"20230429:1930","2023-04-30T01:59:59.999",0,0,20.48,0.41,0]
[null,null,"20230429:2030","2023-04-30T02:59:59.999",0,0,20.34,0.55000000000000004,0]
[null,null,"20230429:2130","2023-04-30T03:59:59.999",0,0,20.23,0.41,0]
[null,null,"20230429:2230","2023-04-30T04:59:59.999",0,0,20.11,0.41,0]
[null,null,"20230429:2330","2023-04-30T05:59:59.999",32.64,5.87,20.079999999999998,0.41,0]
[null,null,"20230430:0030","2023-04-30T06:59:59.999",208.79,20.420000000000002,20.5,0.48,0]
[null,null,"20230430:0130","2023-04-30T07:59:59.999",404.84,34.909999999999997,22.1,0.28000000000000003,0]
[null,null,"20230430:0230","2023-04-30T08:59:59.999",688.29,49.32,23.47,0.48,0]
[null,null,"20230430:0330","2023-04-30T09:59:59.999",657.07,63.44,25.2,0.62,0]
[null,null,"20230430:0430","2023-04-30T10:59:59.999",769.74,76.22,25.95,1.03,0]
[null,null,"20230430:0530","2023-04-30T11:59:59.999",853.95,79.55,26.53,1.45,0]
[null,null,"20230430:0630","2023-04-30T12:59:59.999",800.66,68.47,26.77,1.86,0]
[null,null,"20230430:0730","2023-04-30T13:59:59.999",463.54,54.62,26.5,1.38,0]
[null,null,"20230430:0830","2023-04-30T14:59:59.999",223.88,40.270000000000003,24.99,1.93,0]
[null,null,"20230430:0930","2023-04-30T15:59:59.999",132.02000000000001,25.8,23.2,1.24,0]
[null,null,"20230430:1030","2023-04-30T16:59:59.999",50.4,11.3,22.62,1.24,0]
[null,null,"20230430:1130","2023-04-30T17:59:59.999",0,-3.16,20.75,0.9,0]
[null,null,"20230430:1230","2023-04-30T18:59:59.999",0,0,20.51,0.69,0]
[null,null,"20230430:1330","2023-04-30T19:59:59.999",0,0,20.55,0.48,0]
[null,null,"20230430:1430","2023-04-30T20:59:59.999",0,0,20.49,0.48,0]
[null,null,"20230430:1530","2023-04-30T21:59:59.999",0,0,20.45,0.48,0]
[null,null,"20230430:1630","2023-04-30T22:59:59.999",0,0,20.22,0.55000000000000004,0]
[null,null,"20230430:1730","2023-04-30T23:59:59.999",0,0,20.07,0.69,0]
[null,null,"20230430:1830","2023-05-01T00:59:59.999",0,0,19.96,0.69,0]
[null,null,"20230430:1930","2023-05-01T01:59:59.999",0,0,20.29,0.62,0]
[null,null,"20230430:2030","2023-05-01T02:59:59.999",0,0,20,0.62,0]
[null,null,"20230430:2130","2023-05-01T03:59:59.999",0,0,19.760000000000002,0.69,0]
[null,null,"20230430:2230","2023-05-01T04:59:59.999",0,0,19.510000000000002,0.76,0]
[null,null,"20230430:2330","2023-05-01T05:59:59.999",22.26,5.93,19.440000000000001,0.76,0]
[null,null,"20230501:0030","2023-05-01T06:59:59.999",234.99,20.45,20.420000000000002,0.48,0]
[null,null,"20230501:0130","2023-05-01T07:59:59.999",496.72,34.92,22.33,0.55000000000000004,0]
[null,null,"20230501:0230",{"$f":"D2891+1/24","v":"2023-05-01T08:59:59.999"},697.8,49.31,24.05,0.9,0]
[null,null,"20230501:0330","2023-05-01T09:59:59.999",855.36,63.37,25.41,1.45,0]
[null,null,"20230501:0430","2023-05-01T10:59:59.999",890.3,76.040000000000006,26.38,1.93,0]
[null,null,"20230501:0530","2023-05-01T11:59:59.999",785.18,79.260000000000005,26.66,1.79,0]
[null,null,"20230501:0630","2023-05-01T12:59:59.999",644.59,68.319999999999993,26.88,1.59,0]
[null,null,"20230501:0730","2023-05-01T13:59:59.999",602.23,54.52,26.19,1.72,0]
[null,null,"20230501:0830","2023-05-01T14:59:59.999",511.7,40.21,26.1,1.66,0]
[null,null,"20230501:0930","2023-05-01T15:59:59.999",221.43,25.76,24.41,2,0]
[null,null,"20230501:1030","2023-05-01T16:59:59.999",43.82,11.28,23.73,1.31,0]
[null,null,"20230501:1130","2023-05-01T17:59:59.999",0,-3.16,23,1.1000000000000001,0]
[null,null,"20230501:1230","2023-05-01T18:59:59.999",0,0,22.45,0.83,0]
[null,null,"20230501:1330","2023-05-01T19:59:59.999",0,0,21.99,0.9,0]
[null,null,"20230501:1430","2023-05-01T20:59:59.999",0,0,21.81,0.69,0]
[null,null,"20230501:1530","2023-05-01T21:59:59.999",0,0,21.35,0.69,0]
[null,null,"20230501:1630","2023-05-01T22:59:59.999",0,0,21.29,0.62,0]
[null,null,"20230501:1730","2023-05-01T23:59:59.999",0,0,20.76,0.62,0]
[null,null,"20230501:1830","2023-05-02T00:59:59.999",0,0,20.34,0.55000000000000004,0]
[null,null,"20230501:1930","2023-05-02T01:59:59.999",0,0,20.37,0.69,0]
[null,null,"20230501:2030","2023-05-02T02:59:59.999",0,0,20.100000000000001,0.69,0]
[null,null,"20230501:2130","2023-05-02T03:59:59.999",0,0,20.09,0.55000000000000004,0]
[null,null,"20230501:2230","2023-05-02T04:59:59.999",0,0,19.920000000000002,0.55000000000000004,0]
[null,null,"20230501:2330","2023-05-02T05:59:59.999",28.89,5.98,19.760000000000002,0.62,0]
[null,null,"20230502:0030","2023-05-02T06:59:59.999",206.28,20.48,20.78,0.83,0]
[null,null,"20230502:0130","2023-05-02T07:59:59.999",450.13,34.93,22.1,0.69,0]
[null,null,"20230502:0230","2023-05-02T08:59:59.999",704.28,49.29,23.72,0.97,0]
[null,null,"20230502:0330","2023-05-02T09:59:59.999",742.68,63.31,25.18,1.31,0]
[null,null,"20230502:0430","2023-05-02T10:59:59.999",684,75.849999999999994,25.96,1.38,0]
[null,null,"20230502:0530","2023-05-02T11:59:59.999",602.94000000000005,78.98,26.32,1.31,0]
[null,null,"20230502:0630","2023-05-02T12:59:59.999",649.09,68.16,25.79,1.66,0]
[null,null,"20230502:0730","2023-05-02T13:59:59.999",207.23,54.43,24.19,2.0699999999999998,0]
[null,null,"20230502:0830","2023-05-02T14:59:59.999",357.69,40.15,22.92,1.1000000000000001,0]
[null,null,"20230502:0930","2023-05-02T15:59:59.999",161.94,25.72,23.53,0.76,0]
[null,null,"20230502:1030","2023-05-02T16:59:59.999",26.95,11.26,22.4,0.41,0]
[null,null,"20230502:1130","2023-05-02T17:59:59.999",0,-3.15,21.28,1.1000000000000001,0]
[null,null,"20230502:1230","2023-05-02T18:59:59.999",0,0,20.86,0.69,0]
[null,null,"20230502:1330","2023-05-02T19:59:59.999",0,0,20.76,0.55000000000000004,0]
[null,null,"20230502:1430","2023-05-02T20:59:59.999",0,0,20.71,0.48,0]
[null,null,"20230502:1530","2023-05-02T21:59:59.999",0,0,20.73,0.41,0]
[null,null,"20230502:1630","2023-05-02T22:59:59.999",0,0,20.6,0.48,0]
[null,null,"20230502:1730","2023-05-02T23:59:59.999",0,0,20.28,0.48,0]
[null,null,"20230502:1830","2023-05-03T00:59:59.999",0,0,20.170000000000002,0.69,0]
[null,null,"20230502:1930","2023-05-03T01:59:59.999",0,0,20.55,0.55000000000000004,0]
[null,null,"20230502:2030","2023-05-03T02:59:59.999",0,0,20.28,0.62,0]
[null,null,"20230502:2130","2023-05-03T03:59:59.999",0,0,20.14,0.48,0]
[null,null,"20230502:2230","2023-05-03T04:59:59.999",0,0,20,0.48,0]
[null,null,"20230502:2330","2023-05-03T05:59:59.999",34.130000000000003,6.03,19.920000000000002,0.41,0]
[null,null,"20230503:0030","2023-05-03T06:59:59.999",229.48,20.51,20.54,0.48,0]
[null,null,"20230503:0130","2023-05-03T07:59:59.999",437.54,34.94,22.04,0.69,0]
[null,null,"20230503:0230","2023-05-03T08:59:59.999",676.55,49.26,23.28,0.55000000000000004,0]
[null,null,"20230503:0330","2023-05-03T09:59:59.999",785.55,63.23,24.84,0.48,0]
[null,null,"20230503:0430","2023-05-03T10:59:59.999",683.02,75.67,26.13,0.9,0]
[null,null,"20230503:0530","2023-05-03T11:59:59.999",795.13,78.7,24.79,1.24,0]
[null,null,"20230503:0630","2023-05-03T12:59:59.999",681.01,68.010000000000005,25.82,1.17,0]
[null,null,"20230503:0730","2023-05-03T13:59:59.999",509.85,54.34,25.79,0.69,0]
[null,null,"20230503:0830","2023-05-03T14:59:59.999",268.12,40.090000000000003,23.74,0.76,0]
[null,null,"20230503:0930","2023-05-03T15:59:59.999",94.69,25.69,22.99,1.17,0]
[null,null,"20230503:1030","2023-05-03T16:59:59.999",33.14,11.25,22.14,0.62,0]
[null,null,"20230503:1130","2023-05-03T17:59:59.999",0,-3.15,21.53,0.41,0]
[null,null,"20230503:1230","2023-05-03T18:59:59.999",0,0,20.96,0.48,0]
[null,null,"20230503:1330","2023-05-03T19:59:59.999",0,0,20.79,0.48,0]
[null,null,"20230503:1430","2023-05-03T20:59:59.999",0,0,20.7,0.62,0]
[null,null,"20230503:1530","2023-05-03T21:59:59.999",0,0,20.51,0.69,0]
[null,null,"20230503:1630","2023-05-03T22:59:59.999",0,0,20.34,0.69,0]
[null,null,"20230503:1730","2023-05-03T23:59:59.999",0,0,20.149999999999999,0.83,0]
[null,null,"20230503:1830",{"$f":"D2955+1/24","v":"2023-05-04T00:59:59.999"},0,0,19.93,0.83,0]
[null,null,"20230503:1930","2023-05-04T01:59:59.999",0,0,20.010000000000002,0.69,0]
[null,null,"20230503:2030","2023-05-04T02:59:59.999",0,0,19.98,0.69,0]
[null,null,"20230503:2130","2023-05-04T03:59:59.999",0,0,19.87,0.76,0]
[null,null,"20230503:2230","2023-05-04T04:59:59.999",0,0,19.829999999999998,0.62,0]
[null,null,"20230503:2330","2023-05-04T05:59:59.999",23.55,6.08,19.72,0.62,0]
[null,null,"20230504:0030","2023-05-04T06:59:59.999",243.53,20.53,20.6,0.41,0]
[null,null,"20230504:0130","2023-05-04T07:59:59.999",493.46,34.94,22.53,0.41,0]
[null,null,"20230504:0230","2023-05-04T08:59:59.999",693.56,49.23,24.09,0.41,0]
[null,null,"20230504:0330","2023-05-04T09:59:59.999",842,63.16,25.39,0.41,0]
[null,null,"20230504:0430","2023-05-04T10:59:59.999",910.44,75.48,26.87,0.21,0]
[null,null,"20230504:0530","2023-05-04T11:59:59.999",857.53,78.42,27.62,0.62,0]
[null,null,"20230504:0630","2023-05-04T12:59:59.999",796.72,67.86,26.62,0.55000000000000004,0]
[null,null,"20230504:0730","2023-05-04T13:59:59.999",554.62,54.25,25.87,7.0000000000000007E-2,0]
[null,null,"20230504:0830","2023-05-04T14:59:59.999",264.31,40.04,24.63,1.03,0]
[null,null,"20230504:0930","2023-05-04T15:59:59.999",178.35,25.65,23.24,0.76,0]
[null,null,"20230504:1030","2023-05-04T16:59:59.999",50.8,11.24,22.35,0.34,0]
[null,null,"20230504:1130","2023-05-04T17:59:59.999",0,-3.14,21.65,0.41,0]
[null,null,"20230504:1230","2023-05-04T18:59:59.999",0,0,21.22,0.21,0]
[null,null,"20230504:1330","2023-05-04T19:59:59.999",0,0,21.08,0.62,0]
[null,null,"20230504:1430","2023-05-04T20:59:59.999",0,0,20.94,0.62,0]
[null,null,"20230504:1530","2023-05-04T21:59:59.999",0,0,20.74,0.48,0]
[null,null,"20230504:1630","2023-05-04T22:59:59.999",0,0,20.59,0.41,0]
[null,null,"20230504:1730","2023-05-04T23:59:59.999",0,0,20.47,0.48,0]
[null,null,"20230504:1830","2023-05-05T00:59:59.999",0,0,20.25,0.48,0]
[null,null,"20230504:1930","2023-05-05T01:59:59.999",0,0,20.21,0.83,0]
[null,null,"20230504:2030","2023-05-05T02:59:59.999",0,0,19.88,0.48,0]
[null,null,"20230504:2130","2023-05-05T03:59:59.999",0,0,19.579999999999998,0.55000000000000004,0]
[null,null,"20230504:2230","2023-05-05T04:59:59.999",0,0,19.46,0.62,0]
[null,null,"20230504:2330","2023-05-05T05:59:59.999",24.1,6.12,19.420000000000002,0.48,0]
[null,null,"20230505:0030","2023-05-05T06:59:59.999",249.33,20.56,20.6,0.14000000000000001,0]
[null,null,"20230505:0130","2023-05-05T07:59:59.999",474.07,34.94,22.4,0.48,0]
[null,null,"20230505:0230","2023-05-05T08:59:59.999",651.22,49.2,23.68,0.62,0]
[null,null,"20230505:0330","2023-05-05T09:59:59.999",822.66,63.08,24.89,0.55000000000000004,0]
[null,null,"20230505:0430","2023-05-05T10:59:59.999",821.53,75.290000000000006,26.17,0.69,0]
[null,null,"20230505:0530","2023-05-05T11:59:59.999",729.67,78.150000000000006,26.9,1.03,0]
[null,null,"20230505:0630","2023-05-05T12:59:59.999",549.71,67.709999999999994,26.88,1.03,0]
[null,null,"20230505:0730","2023-05-05T13:59:59.999",427.23,54.16,24.84,0.76,0]
[null,null,"20230505:0830","2023-05-05T14:59:59.999",206.42,39.979999999999997,23.1,0.48,0]
[null,null,"20230505:0930","2023-05-05T15:59:59.999",133.44,25.62,22.73,0.69,0]
[null,null,"20230505:1030","2023-05-05T16:59:59.999",49.46,11.23,22.46,0,0]
[null,null,"20230505:1130","2023-05-05T17:59:59.999",0,-3.13,21.99,0.28000000000000003,0]
[null,null,"20230505:1230","2023-05-05T18:59:59.999",0,0,21.71,0.41,0]
[null,null,"20230505:1330","2023-05-05T19:59:59.999",0,0,21.41,0.55000000000000004,0]
[null,null,"20230505:1430","2023-05-05T20:59:59.999",0,0,21.19,0.62,0]
[null,null,"20230505:1530","2023-05-05T21:59:59.999",0,0,20.98,0.55000000000000004,0]
[null,null,"20230505:1630","2023-05-05T22:59:59.999",0,0,20.64,0.41,0]
[null,null,"20230505:1730","2023-05-05T23:59:59.999",0,0,20.36,0.41,0]
[null,null,"20230505:1830","2023-05-06T00:59:59.999",0,0,20.239999999999998,0.48,0]
[null,null,"20230505:1930","2023-05-06T01:59:59.999",0,0,20.46,0.48,0]
[null,null,"20230505:2030","2023-05-06T02:59:59.999",0,0,20.34,0.62,0]
[null,null,"20230505:2130","2023-05-06T03:59:59.999",0,0,20.25,0.62,0]
[null,null,"20230505:2230","2023-05-06T04:59:59.999",0,0,19.95,0.76,0]
[null,null,"20230505:2330","2023-05-06T05:59:59.999",28.89,6.17,19.829999999999998,0.69,0]
[null,null,"20230506:0030","2023-05-06T06:59:59.999",251.92,20.57,20.7,0.34,0]
[null,null,"20230506:0130","2023-05-06T07:59:59.999",489.22,34.93,22.33,0.48,0]
[null,null,"20230506:0230","2023-05-06T08:59:59.999",638.07000000000005,49.17,23.83,0.48,0]
[null,null,"20230506:0330","2023-05-06T09:59:59.999",713.75,62.99,25.11,0.55000000000000004,0]
[null,null,"20230506:0430","2023-05-06T10:59:59.999",928.67,75.099999999999994,25.95,0.62,0]
[null,null,"20230506:0530","2023-05-06T11:59:59.999",896.52,77.89,26.75,0.83,0]
[null,null,"20230506:0630","2023-05-06T12:59:59.999",590.41999999999996,67.569999999999993,27.26,1.03,0]
[null,null,"20230506:0730","2023-05-06T13:59:59.999",606.91,54.07,24.78,1.1000000000000001,0]
[null,null,"20230506:0830","2023-05-06T14:59:59.999",264.25,39.93,24.87,0.55000000000000004,0]
[null,null,"20230506:0930","2023-05-06T15:59:59.999",257.85000000000002,25.59,23.76,0.69,0]
[null,null,"20230506:1030",{"$f":"D3019+1/24","v":"2023-05-06T16:59:59.999"},39.03,11.22,23.96,0.28000000000000003,0]
[null,null,"20230506:1130","2023-05-06T17:59:59.999",0,-3.11,23.2,0.34,0]
[null,null,"20230506:1230","2023-05-06T18:59:59.999",0,0,22.57,0.76,0]
[null,null,"20230506:1330","2023-05-06T19:59:59.999",0,0,22.14,0.83,0]
[null,null,"20230506:1430","2023-05-06T20:59:59.999",0,0,21.72,0.55000000000000004,0]
[null,null,"20230506:1530","2023-05-06T21:59:59.999",0,0,21.27,0.34,0]
[null,null,"20230506:1630","2023-05-06T22:59:59.999",0,0,20.86,0.62,0]
[null,null,"20230506:1730","2023-05-06T23:59:59.999",0,0,20.73,0.76,0]
[null,null,"20230506:1830","2023-05-07T00:59:59.999",0,0,20.61,0.76,0]
[null,null,"20230506:1930","2023-05-07T01:59:59.999",0,0,20.5,0.83,0]
[null,null,"20230506:2030","2023-05-07T02:59:59.999",0,0,20.440000000000001,0.69,0]
[null,null,"20230506:2130","2023-05-07T03:59:59.999",0,0,20.25,0.62,0]
[null,null,"20230506:2230","2023-05-07T04:59:59.999",0,0,20.059999999999999,0.76,0]
[null,null,"20230506:2330","2023-05-07T05:59:59.999",28.05,6.21,19.809999999999999,0.76,0]
[null,null,"20230507:0030","2023-05-07T06:59:59.999",199.02,20.59,20.63,0.62,0]
[null,null,"20230507:0130","2023-05-07T07:59:59.999",429.02,34.93,21.91,0.69,0]
[null,null,"20230507:0230","2023-05-07T08:59:59.999",593.37,49.13,23.28,0.83,0]
[null,null,"20230507:0330","2023-05-07T09:59:59.999",818.43,62.91,24.76,0.9,0]
[null,null,"20230507:0430","2023-05-07T10:59:59.999",870.34,74.900000000000006,26.18,0.9,0]
[null,null,"20230507:0530","2023-05-07T11:59:59.999",868.29,77.63,27.24,1.31,0]
[null,null,"20230507:0630","2023-05-07T12:59:59.999",769.72,67.42,26.82,1.03,0]
[null,null,"20230507:0730","2023-05-07T13:59:59.999",558.95000000000005,53.98,26.28,1.24,0]
[null,null,"20230507:0830","2023-05-07T14:59:59.999",410.46,39.880000000000003,24.98,0.34,0]
[null,null,"20230507:0930","2023-05-07T15:59:59.999",238.62,25.57,25.11,0.9,0]
[null,null,"20230507:1030","2023-05-07T16:59:59.999",54.5,11.21,24,0.62,0]
[null,null,"20230507:1130","2023-05-07T17:59:59.999",0,-3.1,22.86,0.28000000000000003,0]
[null,null,"20230507:1230","2023-05-07T18:59:59.999",0,0,22.53,0.55000000000000004,0]
[null,null,"20230507:1330","2023-05-07T19:59:59.999",0,0,22,0.48,0]
[null,null,"20230507:1430","2023-05-07T20:59:59.999",0,0,21.79,0.41,0]
[null,null,"20230507:1530","2023-05-07T21:59:59.999",0,0,21.57,0.28000000000000003,0]
[null,null,"20230507:1630","2023-05-07T22:59:59.999",0,0,21.47,0.41,0]
[null,null,"20230507:1730","2023-05-07T23:59:59.999",0,0,21.33,0.34,0]
[null,null,"20230507:1830","2023-05-08T00:59:59.999",0,0,21.11,0.28000000000000003,0]
[null,null,"20230507:1930","2023-05-08T01:59:59.999",0,0,21.17,0.55000000000000004,0]
[null,null,"20230507:2030","2023-05-08T02:59:59.999",0,0,20.81,0.69,0]
[null,null,"20230507:2130","2023-05-08T03:59:59.999",0,0,20.56,0.76,0]
[null,null,"20230507:2230","2023-05-08T04:59:59.999",0,0,20.3,0.83,0]
[null,null,"20230507:2330","2023-05-08T05:59:59.999",37.03,6.24,20.03,0.69,0]
[null,null,"20230508:0030","2023-05-08T06:59:59.999",240.34,20.6,21.13,0.41,0]
[null,null,"20230508:0130","2023-05-08T07:59:59.999",472.43,34.92,22.93,0.48,0]
[null,null,"20230508:0230","2023-05-08T08:59:59.999",685.32,49.09,24.43,0.55000000000000004,0]
[null,null,"20230508:0330","2023-05-08T09:59:59.999",840.99,62.82,25.88,0.55000000000000004,0]
[null,null,"20230508:0430","2023-05-08T10:59:59.999",921.66,74.709999999999994,26.78,0.41,0]
[null,null,"20230508:0530","2023-05-08T11:59:59.999",913.39,77.37,27.96,0.21,0]
[null,null,"20230508:0630","2023-05-08T12:59:59.999",775.31,67.28,28.26,0.28000000000000003,0]
[null,null,"20230508:0730","2023-05-08T13:59:59.999",648.25,53.9,28.13,0.34,0]
[null,null,"20230508:0830","2023-05-08T14:59:59.999",431.18,39.83,25.76,0.41,0]
[null,null,"20230508:0930","2023-05-08T15:59:59.999",161.41,25.54,24.02,0.28000000000000003,0]
[null,null,"20230508:1030","2023-05-08T16:59:59.999",36.229999999999997,11.21,22.88,0,0]
[null,null,"20230508:1130","2023-05-08T17:59:59.999",0,-3.08,22.09,0.28000000000000003,0]
[null,null,"20230508:1230","2023-05-08T18:59:59.999",0,0,21.79,0.34,0]
[null,null,"20230508:1330","2023-05-08T19:59:59.999",0,0,21.67,0.48,0]
[null,null,"20230508:1430","2023-05-08T20:59:59.999",0,0,21.31,0.62,0]
[null,null,"20230508:1530","2023-05-08T21:59:59.999",0,0,21.25,0.76,0]
[null,null,"20230508:1630","2023-05-08T22:59:59.999",0,0,21.02,0.69,0]
[null,null,"20230508:1730","2023-05-08T23:59:59.999",0,0,20.88,0.55000000000000004,0]
[null,null,"20230508:1830","2023-05-09T00:59:59.999",0,0,20.55,0.55000000000000004,0]
[null,null,"20230508:1930","2023-05-09T01:59:59.999",0,0,20.94,0.48,0]
[null,null,"20230508:2030","2023-05-09T02:59:59.999",0,0,20.92,0.62,0]
[null,null,"20230508:2130","2023-05-09T03:59:59.999",0,0,20.62,0.62,0]
[null,null,"20230508:2230","2023-05-09T04:59:59.999",0,0,20.45,0.76,0]
[null,null,"20230508:2330","2023-05-09T05:59:59.999",33.74,6.28,20.309999999999999,0.83,0]
[null,null,"20230509:0030","2023-05-09T06:59:59.999",264.31,20.61,21,0.62,0]
[null,null,"20230509:0130","2023-05-09T07:59:59.999",426.41,34.909999999999997,22.67,0.97,0]
[null,null,"20230509:0230",{"$f":"D3083+1/24","v":"2023-05-09T08:59:59.999"},671.71,49.05,23.79,1.31,0]
[null,null,"20230509:0330","2023-05-09T09:59:59.999",794.52,62.73,25.39,1.52,0]
[null,null,"20230509:0430","2023-05-09T10:59:59.999",889.03,74.510000000000005,26.64,1.52,0]
[null,null,"20230509:0530","2023-05-09T11:59:59.999",910.96,77.11,27.31,1.17,0]
[null,null,"20230509:0630","2023-05-09T12:59:59.999",850.24,67.14,27.95,0.97,0]
[null,null,"20230509:0730","2023-05-09T13:59:59.999",663.19,53.82,28.42,0.55000000000000004,0]
[null,null,"20230509:0830","2023-05-09T14:59:59.999",485.48,39.78,28.49,0.28000000000000003,0]
[null,null,"20230509:0930","2023-05-09T15:59:59.999",219.65,25.52,27.33,0.34,0]
[null,null,"20230509:1030","2023-05-09T16:59:59.999",51.75,11.2,25.12,0.14000000000000001,0]
[null,null,"20230509:1130","2023-05-09T17:59:59.999",0,-3.07,24,0.21,0]
[null,null,"20230509:1230","2023-05-09T18:59:59.999",0,0,23.6,0.48,0]
[null,null,"20230509:1330","2023-05-09T19:59:59.999",0,0,22.57,0.34,0]
[null,null,"20230509:1430","2023-05-09T20:59:59.999",0,0,22.28,0.21,0]
[null,null,"20230509:1530","2023-05-09T21:59:59.999",0,0,22.17,0.48,0]
[null,null,"20230509:1630","2023-05-09T22:59:59.999",0,0,21.76,0.55000000000000004,0]
[null,null,"20230509:1730","2023-05-09T23:59:59.999",0,0,21.44,0.62,0]
[null,null,"20230509:1830","2023-05-10T00:59:59.999",0,0,21.15,0.41,0]
[null,null,"20230509:1930","2023-05-10T01:59:59.999",0,0,21.47,0.34,0]
[null,null,"20230509:2030","2023-05-10T02:59:59.999",0,0,21.2,0.55000000000000004,0]
[null,null,"20230509:2130","2023-05-10T03:59:59.999",0,0,21,0.48,0]
[null,null,"20230509:2230","2023-05-10T04:59:59.999",0,0,20.76,0.48,0]
[null,null,"20230509:2330","2023-05-10T05:59:59.999",32.74,6.31,20.63,0.28000000000000003,0]
[null,null,"20230510:0030","2023-05-10T06:59:59.999",201.13,20.62,21.19,0.28000000000000003,0]
[null,null,"20230510:0130","2023-05-10T07:59:59.999",398.21,34.89,22.67,0.41,0]
[null,null,"20230510:0230","2023-05-10T08:59:59.999",573.09,49.01,23.91,0.48,0]
[null,null,"20230510:0330","2023-05-10T09:59:59.999",704.06,62.63,25.42,0.62,0]
[null,null,"20230510:0430","2023-05-10T10:59:59.999",682.49,74.319999999999993,26.18,0.41,0]
[null,null,"20230510:0530","2023-05-10T11:59:59.999",782.58,76.87,26.77,0.41,0]
[null,null,"20230510:0630","2023-05-10T12:59:59.999",741.08,67,27.45,0.69,0]
[null,null,"20230510:0730","2023-05-10T13:59:59.999",633.30999999999995,53.74,27.69,1.03,0]
[null,null,"20230510:0830","2023-05-10T14:59:59.999",438.29,39.729999999999997,27.69,0.97,0]
[null,null,"20230510:0930","2023-05-10T15:59:59.999",230.58,25.49,26.7,1.24,0]
[null,null,"20230510:1030","2023-05-10T16:59:59.999",36.58,11.2,25.63,1.1000000000000001,0]
[null,null,"20230510:1130","2023-05-10T17:59:59.999",0,-3.05,24.6,0.97,0]
[null,null,"20230510:1230","2023-05-10T18:59:59.999",0,0,23.72,0.9,0]
[null,null,"20230510:1330","2023-05-10T19:59:59.999",0,0,22.92,0.76,0]
[null,null,"20230510:1430","2023-05-10T20:59:59.999",0,0,22.46,0.41,0]
[null,null,"20230510:1530","2023-05-10T21:59:59.999",0,0,21.91,0.28000000000000003,0]
[null,null,"20230510:1630","2023-05-10T22:59:59.999",0,0,21.35,0.28000000000000003,0]
[null,null,"20230510:1730","2023-05-10T23:59:59.999",0,0,21.17,0.34,0]
[null,null,"20230510:1830","2023-05-11T00:59:59.999",0,0,20.95,0.41,0]
[null,null,"20230510:1930","2023-05-11T01:59:59.999",0,0,21.08,0.14000000000000001,0]
[null,null,"20230510:2030","2023-05-11T02:59:59.999",0,0,20.82,0.21,0]
[null,null,"20230510:2130","2023-05-11T03:59:59.999",0,0,20.67,0.28000000000000003,0]
[null,null,"20230510:2230","2023-05-11T04:59:59.999",0,0,20.27,0.28000000000000003,0]
[null,null,"20230510:2330","2023-05-11T05:59:59.999",27.2,6.33,19.98,0.34,0]
[null,null,"20230511:0030","2023-05-11T06:59:59.999",272.62,20.63,20.88,0.28000000000000003,0]
[null,null,"20230511:0130","2023-05-11T07:59:59.999",511.14,34.869999999999997,23.34,7.0000000000000007E-2,0]
[null,null,"20230511:0230","2023-05-11T08:59:59.999",702.12,48.96,25,0.48,0]
[null,null,"20230511:0330","2023-05-11T09:59:59.999",817.85,62.54,26.07,1.03,0]
[null,null,"20230511:0430","2023-05-11T10:59:59.999",935.39,74.13,26.97,1.59,0]
[null,null,"20230511:0530","2023-05-11T11:59:59.999",871.04,76.62,27.52,2,0]
[null,null,"20230511:0630","2023-05-11T12:59:59.999",853.48,66.86,27.61,2.0699999999999998,0]
[null,null,"20230511:0730","2023-05-11T13:59:59.999",761.25,53.66,27.38,2.14,0]
[null,null,"20230511:0830","2023-05-11T14:59:59.999",420.47,39.69,27.22,2.14,0]
[null,null,"20230511:0930","2023-05-11T15:59:59.999",321.14999999999998,25.47,26.32,2,0]
[null,null,"20230511:1030","2023-05-11T16:59:59.999",39.770000000000003,11.2,25.66,1.79,0]
[null,null,"20230511:1130","2023-05-11T17:59:59.999",0,-3.03,24.68,1.24,0]
[null,null,"20230511:1230","2023-05-11T18:59:59.999",0,0,23.52,0.97,0]
[null,null,"20230511:1330","2023-05-11T19:59:59.999",0,0,22.79,0.76,0]
[null,null,"20230511:1430","2023-05-11T20:59:59.999",0,0,22.08,0.62,0]
[null,null,"20230511:1530","2023-05-11T21:59:59.999",0,0,21.61,0.62,0]
[null,null,"20230511:1630","2023-05-11T22:59:59.999",0,0,21.14,0.76,0]
[null,null,"20230511:1730","2023-05-11T23:59:59.999",0,0,20.77,0.55000000000000004,0]
[null,null,"20230511:1830",{"$f":"D3147+1/24","v":"2023-05-12T00:59:59.999"},0,0,20.74,0.41,0]
[null,null,"20230511:1930","2023-05-12T01:59:59.999",0,0,21.02,0.34,0]
[null,null,"20230511:2030","2023-05-12T02:59:59.999",0,0,20.61,0.41,0]
[null,null,"20230511:2130","2023-05-12T03:59:59.999",0,0,20.32,0.48,0]
[null,null,"20230511:2230","2023-05-12T04:59:59.999",0,0,20.010000000000002,0.55000000000000004,0]
[null,null,"20230511:2330","2023-05-12T05:59:59.999",23.46,6.36,19.64,0.62,0]
[null,null,"20230512:0030","2023-05-12T06:59:59.999",285.70999999999998,20.63,20.77,0.41,0]
[null,null,"20230512:0130","2023-05-12T07:59:59.999",519.33000000000004,34.85,23.22,0.62,0]
[null,null,"20230512:0230","2023-05-12T08:59:59.999",715.2,48.91,24.62,0.76,0]
[null,null,"20230512:0330","2023-05-12T09:59:59.999",868.4,62.44,25.77,0.97,0]
[null,null,"20230512:0430","2023-05-12T10:59:59.999",950.97,73.930000000000007,26.79,1.45,0]
[null,null,"20230512:0530","2023-05-12T11:59:59.999",967.06,76.39,27.57,1.79,0]
[null,null,"20230512:0630","2023-05-12T12:59:59.999",903.19,66.73,27.97,1.93,0]
[null,null,"20230512:0730","2023-05-12T13:59:59.999",691.23,53.59,28.34,1.72,0]
[null,null,"20230512:0830","2023-05-12T14:59:59.999",513.24,39.65,27.44,1.52,0]
[null,null,"20230512:0930","2023-05-12T15:59:59.999",292.2,25.46,27.1,1.66,0]
[null,null,"20230512:1030","2023-05-12T16:59:59.999",38.03,11.21,25.85,1.03,0]
[null,null,"20230512:1130","2023-05-12T17:59:59.999",0,-3,24.93,0.28000000000000003,0]
[null,null,"20230512:1230","2023-05-12T18:59:59.999",0,0,23.78,0.48,0]
[null,null,"20230512:1330","2023-05-12T19:59:59.999",0,0,22.96,0.83,0]
[null,null,"20230512:1430","2023-05-12T20:59:59.999",0,0,22.28,0.76,0]
[null,null,"20230512:1530","2023-05-12T21:59:59.999",0,0,21.72,0.76,0]
[null,null,"20230512:1630","2023-05-12T22:59:59.999",0,0,21.39,0.62,0]
[null,null,"20230512:1730","2023-05-12T23:59:59.999",0,0,20.94,0.55000000000000004,0]
[null,null,"20230512:1830","2023-05-13T00:59:59.999",0,0,20.78,0.34,0]
[null,null,"20230512:1930","2023-05-13T01:59:59.999",0,0,21.05,0.41,0]
[null,null,"20230512:2030","2023-05-13T02:59:59.999",0,0,20.72,0.41,0]
[null,null,"20230512:2130","2023-05-13T03:59:59.999",0,0,20.34,0.48,0]
[null,null,"20230512:2230","2023-05-13T04:59:59.999",0,0,20.07,0.48,0]
[null,null,"20230512:2330","2023-05-13T05:59:59.999",28.2,6.38,19.07,0.41,0]
[null,null,"20230513:0030","2023-05-13T06:59:59.999",246.39,20.63,20.34,0.21,0]
[null,null,"20230513:0130","2023-05-13T07:59:59.999",464.9,34.83,22.8,0.34,0]
[null,null,"20230513:0230","2023-05-13T08:59:59.999",715.24,48.86,24.5,0.69,0]
[null,null,"20230513:0330","2023-05-13T09:59:59.999",875.49,62.34,25.92,0.69,0]
[null,null,"20230513:0430","2023-05-13T10:59:59.999",931.99,73.739999999999995,27.07,0.83,0]
[null,null,"20230513:0530","2023-05-13T11:59:59.999",931.65,76.150000000000006,27.87,0.97,0]
[null,null,"20230513:0630","2023-05-13T12:59:59.999",725.66,66.59,28.32,0.83,0]
[null,null,"20230513:0730","2023-05-13T13:59:59.999",710.01,53.51,27.84,0.76,0]
[null,null,"20230513:0830","2023-05-13T14:59:59.999",497.68,39.61,27.98,0.9,0]
[null,null,"20230513:0930","2023-05-13T15:59:59.999",306.41000000000003,25.44,27.75,1.03,0]
[null,null,"20230513:1030","2023-05-13T16:59:59.999",34.28,11.21,27.27,1.17,0]
[null,null,"20230513:1130","2023-05-13T17:59:59.999",0,-2.98,26.02,0.83,0]
[null,null,"20230513:1230","2023-05-13T18:59:59.999",0,0,24.76,0.69,0]
[null,null,"20230513:1330","2023-05-13T19:59:59.999",0,0,23.69,0.76,0]
[null,null,"20230513:1430","2023-05-13T20:59:59.999",0,0,22.87,0.69,0]
[null,null,"20230513:1530","2023-05-13T21:59:59.999",0,0,22.31,0.55000000000000004,0]
[null,null,"20230513:1630","2023-05-13T22:59:59.999",0,0,21.94,0.41,0]
[null,null,"20230513:1730","2023-05-13T23:59:59.999",0,0,21.71,0.21,0]
[null,null,"20230513:1830","2023-05-14T00:59:59.999",0,0,21.55,0.55000000000000004,0]
[null,null,"20230513:1930","2023-05-14T01:59:59.999",0,0,21.09,0.48,0]
[null,null,"20230513:2030","2023-05-14T02:59:59.999",0,0,20.68,0.41,0]
[null,null,"20230513:2130","2023-05-14T03:59:59.999",0,0,20.51,0.48,0]
[null,null,"20230513:2230","2023-05-14T04:59:59.999",0,0,20.13,0.69,0]
[null,null,"20230513:2330","2023-05-14T05:59:59.999",24.35,6.4,19.93,0.62,0]
[null,null,"20230514:0030","2023-05-14T06:59:59.999",250.51,20.62,21.42,0.48,0]
[null,null,"20230514:0130","2023-05-14T07:59:59.999",469.21,34.799999999999997,23.56,0.76,0]
[null,null,"20230514:0230","2023-05-14T08:59:59.999",588.36,48.8,24.93,0.9,0]
[null,null,"20230514:0330","2023-05-14T09:59:59.999",775.83,62.24,25.87,0.76,0]
[null,null,"20230514:0430","2023-05-14T10:59:59.999",751.59,73.55,27.01,0.62,0]
[null,null,"20230514:0530","2023-05-14T11:59:59.999",703.93,75.92,27.34,0.62,0]
[null,null,"20230514:0630","2023-05-14T12:59:59.999",577.33000000000004,66.47,27.48,0.62,0]
[null,null,"20230514:0730","2023-05-14T13:59:59.999",312.85000000000002,53.44,23.65,1.1000000000000001,0]
[null,null,"20230514:0830","2023-05-14T14:59:59.999",250.83,39.57,22.93,0.62,0]
[null,null,"20230514:0930","2023-05-14T15:59:59.999",135.72,25.43,22.69,0.41,0]
[null,null,"20230514:1030",{"$f":"D3211+1/24","v":"2023-05-14T16:59:59.999"},31.04,11.22,22.11,0.21,0]
[null,null,"20230514:1130","2023-05-14T17:59:59.999",0,-2.95,21.9,0.41,0]
[null,null,"20230514:1230","2023-05-14T18:59:59.999",0,0,21.66,0.62,0]
[null,null,"20230514:1330","2023-05-14T19:59:59.999",0,0,21.35,0.69,0]
[null,null,"20230514:1430","2023-05-14T20:59:59.999",0,0,21.27,0.69,0]
[null,null,"20230514:1530","2023-05-14T21:59:59.999",0,0,21.08,0.69,0]
[null,null,"20230514:1630","2023-05-14T22:59:59.999",0,0,20.83,0.62,0]
[null,null,"20230514:1730","2023-05-14T23:59:59.999",0,0,20.61,0.62,0]
[null,null,"20230514:1830","2023-05-15T00:59:59.999",0,0,20.34,0.62,0]
[null,null,"20230514:1930","2023-05-15T01:59:59.999",0,0,20.04,0.62,0]
[null,null,"20230514:2030","2023-05-15T02:59:59.999",0,0,19.86,0.69,0]
[null,null,"20230514:2130","2023-05-15T03:59:59.999",0,0,19.66,0.69,0]
[null,null,"20230514:2230","2023-05-15T04:59:59.999",0,0,19.48,0.62,0]
[null,null,"20230514:2330","2023-05-15T05:59:59.999",24.7,6.42,19.399999999999999,0.55000000000000004,0]
[null,null,"20230515:0030","2023-05-15T06:59:59.999",269.60000000000002,20.62,20.71,0.21,0]
[null,null,"20230515:0130","2023-05-15T07:59:59.999",484.93,34.770000000000003,22.73,0.28000000000000003,0]
[null,null,"20230515:0230","2023-05-15T08:59:59.999",663.07,48.74,24.25,0.34,0]
[null,null,"20230515:0330","2023-05-15T09:59:59.999",797.03,62.13,25.58,0.55000000000000004,0]
[null,null,"20230515:0430","2023-05-15T10:59:59.999",835.86,73.36,26.64,0.41,0]
[null,null,"20230515:0530","2023-05-15T11:59:59.999",848.85,75.7,27.7,0.55000000000000004,0]
[null,null,"20230515:0630","2023-05-15T12:59:59.999",727.15,66.34,28,0.41,0]
[null,null,"20230515:0730","2023-05-15T13:59:59.999",416.26,53.37,25.53,0.97,0]
[null,null,"20230515:0830","2023-05-15T14:59:59.999",329.56,39.53,24.44,0.48,0]
[null,null,"20230515:0930","2023-05-15T15:59:59.999",116.03,25.42,23.61,0.21,0]
[null,null,"20230515:1030","2023-05-15T16:59:59.999",42.17,11.23,22.47,0.48,0]
[null,null,"20230515:1130","2023-05-15T17:59:59.999",0,-2.92,21.58,0.28000000000000003,0]
[null,null,"20230515:1230","2023-05-15T18:59:59.999",0,0,21.03,0.28000000000000003,0]
[null,null,"20230515:1330","2023-05-15T19:59:59.999",0,0,20.71,0.48,0]
[null,null,"20230515:1430","2023-05-15T20:59:59.999",0,0,20.61,0.62,0]
[null,null,"20230515:1530","2023-05-15T21:59:59.999",0,0,20.43,0.62,0]
[null,null,"20230515:1630","2023-05-15T22:59:59.999",0,0,20.32,0.48,0]
[null,null,"20230515:1730","2023-05-15T23:59:59.999",0,0,20.2,0.62,0]
[null,null,"20230515:1830","2023-05-16T00:59:59.999",0,0,19.940000000000001,0.55000000000000004,0]
[null,null,"20230515:1930","2023-05-16T01:59:59.999",0,0,19.66,0.83,0]
[null,null,"20230515:2030","2023-05-16T02:59:59.999",0,0,19.7,0.48,0]
[null,null,"20230515:2130","2023-05-16T03:59:59.999",0,0,19.559999999999999,0.48,0]
[null,null,"20230515:2230","2023-05-16T04:59:59.999",0,0,19.489999999999998,0.55000000000000004,0]
[null,null,"20230515:2330","2023-05-16T05:59:59.999",28.1,6.43,19.54,0.48,0]
[null,null,"20230516:0030","2023-05-16T06:59:59.999",189.36,20.61,20.12,0.14000000000000001,0]
[null,null,"20230516:0130","2023-05-16T07:59:59.999",423.2,34.74,21.54,7.0000000000000007E-2,0]
[null,null,"20230516:0230","2023-05-16T08:59:59.999",566.41999999999996,48.69,23.05,0.21,0]
[null,null,"20230516:0330","2023-05-16T09:59:59.999",601.95000000000005,62.03,24.52,0.48,0]
[null,null,"20230516:0430","2023-05-16T10:59:59.999",516.38,73.17,25.1,0.48,0]
[null,null,"20230516:0530","2023-05-16T11:59:59.999",629.53,75.48,25.59,0.34,0]
[null,null,"20230516:0630","2023-05-16T12:59:59.999",846.56,66.22,25.66,0.14000000000000001,0]
[null,null,"20230516:0730","2023-05-16T13:59:59.999",559.75,53.31,26.93,0.21,0]
[null,null,"20230516:0830","2023-05-16T14:59:59.999",337.03,39.5,25.06,0.76,0]
[null,null,"20230516:0930","2023-05-16T15:59:59.999",145.63,25.41,23.43,0.83,0]
[null,null,"20230516:1030","2023-05-16T16:59:59.999",25.45,11.24,22.8,0,0]
[null,null,"20230516:1130","2023-05-16T17:59:59.999",0,-2.89,22.13,0.41,0]
[null,null,"20230516:1230","2023-05-16T18:59:59.999",0,0,21.85,0.48,0]
[null,null,"20230516:1330","2023-05-16T19:59:59.999",0,0,21.59,0.14000000000000001,0]
[null,null,"20230516:1430","2023-05-16T20:59:59.999",0,0,21.37,7.0000000000000007E-2,0]
[null,null,"20230516:1530","2023-05-16T21:59:59.999",0,0,21.21,7.0000000000000007E-2,0]
[null,null,"20230516:1630","2023-05-16T22:59:59.999",0,0,20.97,0.14000000000000001,0]
[null,null,"20230516:1730","2023-05-16T23:59:59.999",0,0,20.86,7.0000000000000007E-2,0]
[null,null,"20230516:1830","2023-05-17T00:59:59.999",0,0,20.56,0.28000000000000003,0]
[null,null,"20230516:1930","2023-05-17T01:59:59.999",0,0,20.350000000000001,0.28000000000000003,0]
[null,null,"20230516:2030","2023-05-17T02:59:59.999",0,0,20.09,0.41,0]
[null,null,"20230516:2130","2023-05-17T03:59:59.999",0,0,19.98,0.28000000000000003,0]
[null,null,"20230516:2230","2023-05-17T04:59:59.999",0,0,19.899999999999999,0.28000000000000003,0]
[null,null,"20230516:2330","2023-05-17T05:59:59.999",23.41,6.44,19.899999999999999,0.28000000000000003,0]
[null,null,"20230517:0030","2023-05-17T06:59:59.999",259.45999999999998,20.6,20.83,0.14000000000000001,0]
[null,null,"20230517:0130","2023-05-17T07:59:59.999",451.49,34.71,22.3,0.28000000000000003,0]
[null,null,"20230517:0230",{"$f":"D3275+1/24","v":"2023-05-17T08:59:59.999"},594.70000000000005,48.62,23.63,0.28000000000000003,0]
[null,null,"20230517:0330","2023-05-17T09:59:59.999",827.69,61.92,25.07,0,0]
[null,null,"20230517:0430","2023-05-17T10:59:59.999",874.7,72.989999999999995,26.1,7.0000000000000007E-2,0]
[null,null,"20230517:0530","2023-05-17T11:59:59.999",849.04,75.27,26.94,0.14000000000000001,0]
[null,null,"20230517:0630","2023-05-17T12:59:59.999",525.99,66.099999999999994,26.84,0.55000000000000004,0]
[null,null,"20230517:0730","2023-05-17T13:59:59.999",397.5,53.24,24.66,0.97,0]
[null,null,"20230517:0830","2023-05-17T14:59:59.999",360.79,39.47,24.71,0.55000000000000004,0]
[null,null,"20230517:0930","2023-05-17T15:59:59.999",250.14,25.4,24.77,0.55000000000000004,0]
[null,null,"20230517:1030","2023-05-17T16:59:59.999",72.11,11.25,24.4,0.62,0]
[null,null,"20230517:1130","2023-05-17T17:59:59.999",0,-2.86,23.64,0.55000000000000004,0]
[null,null,"20230517:1230","2023-05-17T18:59:59.999",0,0,22.98,0.41,0]
[null,null,"20230517:1330","2023-05-17T19:59:59.999",0,0,22.34,0.41,0]
[null,null,"20230517:1430","2023-05-17T20:59:59.999",0,0,21.79,0.34,0]
[null,null,"20230517:1530","2023-05-17T21:59:59.999",0,0,21.58,0.34,0]
[null,null,"20230517:1630","2023-05-17T22:59:59.999",0,0,21.5,0.34,0]
[null,null,"20230517:1730","2023-05-17T23:59:59.999",0,0,21.11,0.28000000000000003,0]
[null,null,"20230517:1830","2023-05-18T00:59:59.999",0,0,20.68,0.28000000000000003,0]
[null,null,"20230517:1930","2023-05-18T01:59:59.999",0,0,20.96,0.34,0]
[null,null,"20230517:2030","2023-05-18T02:59:59.999",0,0,20.49,0.69,0]
[null,null,"20230517:2130","2023-05-18T03:59:59.999",0,0,20.34,0.83,0]
[null,null,"20230517:2230","2023-05-18T04:59:59.999",0,0,20.2,0.69,0]
[null,null,"20230517:2330","2023-05-18T05:59:59.999",33.14,6.45,20.07,0.69,0]
[null,null,"20230518:0030","2023-05-18T06:59:59.999",232.43,20.59,20.8,0.97,0]
[null,null,"20230518:0130","2023-05-18T07:59:59.999",457.36,34.68,22.31,1.31,0]
[null,null,"20230518:0230","2023-05-18T08:59:59.999",645.76,48.56,23.75,1.31,0]
[null,null,"20230518:0330","2023-05-18T09:59:59.999",820.44,61.82,24.94,0.97,0]
[null,null,"20230518:0430","2023-05-18T10:59:59.999",860.86,72.81,26.15,0.76,0]
[null,null,"20230518:0530","2023-05-18T11:59:59.999",864.93,75.06,26.95,0.69,0]
[null,null,"20230518:0630","2023-05-18T12:59:59.999",565.62,65.98,27.39,0.9,0]
[null,null,"20230518:0730","2023-05-18T13:59:59.999",370.7,53.18,24.14,1.72,0]
[null,null,"20230518:0830","2023-05-18T14:59:59.999",196.73,39.44,23.15,1.45,0]
[null,null,"20230518:0930","2023-05-18T15:59:59.999",112.66,25.39,22.79,1.59,0]
[null,null,"20230518:1030","2023-05-18T16:59:59.999",32.19,11.27,22.46,1.03,0]
[null,null,"20230518:1130","2023-05-18T17:59:59.999",0,-2.83,21.94,0.62,0]
[null,null,"20230518:1230","2023-05-18T18:59:59.999",0,0,21.58,0.9,0]
[null,null,"20230518:1330","2023-05-18T19:59:59.999",0,0,21.21,0.83,0]
[null,null,"20230518:1430","2023-05-18T20:59:59.999",0,0,20.9,0.76,0]
[null,null,"20230518:1530","2023-05-18T21:59:59.999",0,0,20.51,0.69,0]
[null,null,"20230518:1630","2023-05-18T22:59:59.999",0,0,20.12,0.83,0]
[null,null,"20230518:1730","2023-05-18T23:59:59.999",0,0,19.940000000000001,0.76,0]
[null,null,"20230518:1830","2023-05-19T00:59:59.999",0,0,19.72,0.83,0]
[null,null,"20230518:1930","2023-05-19T01:59:59.999",0,0,19.940000000000001,0.76,0]
[null,null,"20230518:2030","2023-05-19T02:59:59.999",0,0,19.79,0.62,0]
[null,null,"20230518:2130","2023-05-19T03:59:59.999",0,0,19.59,0.69,0]
[null,null,"20230518:2230","2023-05-19T04:59:59.999",0,0,19.72,0.76,0]
[null,null,"20230518:2330","2023-05-19T05:59:59.999",27.9,6.46,19.600000000000001,0.83,0]
[null,null,"20230519:0030","2023-05-19T06:59:59.999",217.07,20.57,20,0.76,0]
[null,null,"20230519:0130","2023-05-19T07:59:59.999",380.02,34.64,21.79,1.03,0]
[null,null,"20230519:0230","2023-05-19T08:59:59.999",540.38,48.5,23.04,1.17,0]
[null,null,"20230519:0330","2023-05-19T09:59:59.999",651.02,61.71,24.35,1.24,0]
[null,null,"20230519:0430","2023-05-19T10:59:59.999",826.74,72.62,25.26,1.17,0]
[null,null,"20230519:0530","2023-05-19T11:59:59.999",822.78,74.86,26.38,1.45,0]
[null,null,"20230519:0630","2023-05-19T12:59:59.999",732.84,65.87,25.7,1.59,0]
[null,null,"20230519:0730","2023-05-19T13:59:59.999",551.65,53.12,24.94,1.24,0]
[null,null,"20230519:0830","2023-05-19T14:59:59.999",321.63,39.409999999999997,25.01,1.24,0]
[null,null,"20230519:0930","2023-05-19T15:59:59.999",185.37,25.39,23.2,1.24,0]
[null,null,"20230519:1030","2023-05-19T16:59:59.999",48.96,11.28,22.67,0.83,0]
[null,null,"20230519:1130","2023-05-19T17:59:59.999",0,-2.79,22.03,0.69,0]
[null,null,"20230519:1230","2023-05-19T18:59:59.999",0,0,21.71,0.97,0]
[null,null,"20230519:1330","2023-05-19T19:59:59.999",0,0,21.34,0.97,0]
[null,null,"20230519:1430","2023-05-19T20:59:59.999",0,0,20.98,0.83,0]
[null,null,"20230519:1530","2023-05-19T21:59:59.999",0,0,20.65,0.76,0]
[null,null,"20230519:1630","2023-05-19T22:59:59.999",0,0,20.440000000000001,0.62,0]
[null,null,"20230519:1730","2023-05-19T23:59:59.999",0,0,20.05,0.83,0]
[null,null,"20230519:1830",{"$f":"D3339+1/24","v":"2023-05-20T00:59:59.999"},0,0,19.71,0.9,0]
[null,null,"20230519:1930","2023-05-20T01:59:59.999",0,0,19.84,0.9,0]
[null,null,"20230519:2030","2023-05-20T02:59:59.999",0,0,19.64,0.69,0]
[null,null,"20230519:2130","2023-05-20T03:59:59.999",0,0,19.41,0.76,0]
[null,null,"20230519:2230","2023-05-20T04:59:59.999",0,0,19.16,0.83,0]
[null,null,"20230519:2330","2023-05-20T05:59:59.999",33.64,6.46,18.95,0.9,0]
[null,null,"20230520:0030","2023-05-20T06:59:59.999",260.39,20.55,19.88,0.55000000000000004,0]
[null,null,"20230520:0130","2023-05-20T07:59:59.999",457.01,34.6,21.96,0.62,0]
[null,null,"20230520:0230","2023-05-20T08:59:59.999",622.67999999999995,48.43,23.27,0.55000000000000004,0]
[null,null,"20230520:0330","2023-05-20T09:59:59.999",777.37,61.6,24.88,0.97,0]
[null,null,"20230520:0430","2023-05-20T10:59:59.999",870.16,72.45,25.83,1.31,0]
[null,null,"20230520:0530","2023-05-20T11:59:59.999",794.02,74.67,26.41,0.97,0]
[null,null,"20230520:0630","2023-05-20T12:59:59.999",667.1,65.760000000000005,26.89,0.62,0]
[null,null,"20230520:0730","2023-05-20T13:59:59.999",531.82000000000005,53.07,25.29,1.03,0]
[null,null,"20230520:0830","2023-05-20T14:59:59.999",236.69,39.39,24.58,0.76,0]
[null,null,"20230520:0930","2023-05-20T15:59:59.999",97.66,25.39,23.31,0.48,0]
[null,null,"20230520:1030","2023-05-20T16:59:59.999",32.89,11.3,23.13,0.9,0]
[null,null,"20230520:1130","2023-05-20T17:59:59.999",0,-2.75,22.74,0.55000000000000004,0]
[null,null,"20230520:1230","2023-05-20T18:59:59.999",0,0,22.25,0.41,0]
[null,null,"20230520:1330","2023-05-20T19:59:59.999",0,0,21.73,0.41,0]
[null,null,"20230520:1430","2023-05-20T20:59:59.999",0,0,21.36,0.55000000000000004,0]
[null,null,"20230520:1530","2023-05-20T21:59:59.999",0,0,21.07,0.69,0]
[null,null,"20230520:1630","2023-05-20T22:59:59.999",0,0,20.82,0.69,0]
[null,null,"20230520:1730","2023-05-20T23:59:59.999",0,0,20.61,0.69,0]
[null,null,"20230520:1830","2023-05-21T00:59:59.999",0,0,20.21,0.76,0]
[null,null,"20230520:1930","2023-05-21T01:59:59.999",0,0,20.45,0.55000000000000004,0]
[null,null,"20230520:2030","2023-05-21T02:59:59.999",0,0,20.309999999999999,0.69,0]
[null,null,"20230520:2130","2023-05-21T03:59:59.999",0,0,20.170000000000002,0.76,0]
[null,null,"20230520:2230","2023-05-21T04:59:59.999",0,0,20.079999999999998,0.69,0]
[null,null,"20230520:2330","2023-05-21T05:59:59.999",25.9,6.46,20.11,0.76,0]
[null,null,"20230521:0030","2023-05-21T06:59:59.999",133.63999999999999,20.53,20.55,0.76,0]
[null,null,"20230521:0130","2023-05-21T07:59:59.999",285.72000000000003,34.56,21.76,0.69,0]
[null,null,"20230521:0230","2023-05-21T08:59:59.999",444.97,48.37,23.14,0.48,0]
[null,null,"20230521:0330","2023-05-21T09:59:59.999",589.25,61.5,24.34,0.48,0]
[null,null,"20230521:0430","2023-05-21T10:59:59.999",683.9,72.27,25.3,0.76,0]
[null,null,"20230521:0530","2023-05-21T11:59:59.999",618.71,74.48,25.94,0.9,0]
[null,null,"20230521:0630","2023-05-21T12:59:59.999",198.82,65.66,26.19,0.83,0]
[null,null,"20230521:0730","2023-05-21T13:59:59.999",138.34,53.02,22.43,0.83,0]
[null,null,"20230521:0830","2023-05-21T14:59:59.999",156.52000000000001,39.369999999999997,22.2,0.62,0]
[null,null,"20230521:0930","2023-05-21T15:59:59.999",232.14,25.39,22.2,0.21,0]
[null,null,"20230521:1030","2023-05-21T16:59:59.999",73.260000000000005,11.32,22.61,7.0000000000000007E-2,0]
[null,null,"20230521:1130","2023-05-21T17:59:59.999",0,-2.72,22.15,0.21,0]
[null,null,"20230521:1230","2023-05-21T18:59:59.999",0,0,21.47,0.48,0]
[null,null,"20230521:1330","2023-05-21T19:59:59.999",0,0,21.28,0.69,0]
[null,null,"20230521:1430","2023-05-21T20:59:59.999",0,0,21.18,0.83,0]
[null,null,"20230521:1530","2023-05-21T21:59:59.999",0,0,20.98,0.9,0]
[null,null,"20230521:1630","2023-05-21T22:59:59.999",0,0,20.77,0.97,0]
[null,null,"20230521:1730","2023-05-21T23:59:59.999",0,0,20.56,0.97,0]
[null,null,"20230521:1830","2023-05-22T00:59:59.999",0,0,20.329999999999998,0.76,0]
[null,null,"20230521:1930","2023-05-22T01:59:59.999",0,0,20.39,0.83,0]
[null,null,"20230521:2030","2023-05-22T02:59:59.999",0,0,19.95,0.76,0]
[null,null,"20230521:2130","2023-05-22T03:59:59.999",0,0,19.64,0.69,0]
[null,null,"20230521:2230","2023-05-22T04:59:59.999",0,0,19.52,0.76,0]
[null,null,"20230521:2330","2023-05-22T05:59:59.999",19.41,6.46,19.239999999999998,0.69,0]
[null,null,"20230522:0030","2023-05-22T06:59:59.999",208.32,20.51,19.88,0.41,0]
[null,null,"20230522:0130","2023-05-22T07:59:59.999",416.36,34.520000000000003,21.35,0.41,0]
[null,null,"20230522:0230","2023-05-22T08:59:59.999",654.53,48.3,22.77,0.76,0]
[null,null,"20230522:0330","2023-05-22T09:59:59.999",812.78,61.39,24.32,0.97,0]
[null,null,"20230522:0430","2023-05-22T10:59:59.999",778.75,72.099999999999994,25.43,1.45,0]
[null,null,"20230522:0530","2023-05-22T11:59:59.999",825.58,74.290000000000006,25.67,1.17,0]
[null,null,"20230522:0630","2023-05-22T12:59:59.999",667.77,65.56,26.34,1.1000000000000001,0]
[null,null,"20230522:0730","2023-05-22T13:59:59.999",541.49,52.97,25.48,1.86,0]
[null,null,"20230522:0830","2023-05-22T14:59:59.999",287.52,39.35,24.81,1.66,0]
[null,null,"20230522:0930","2023-05-22T15:59:59.999",172.54,25.39,24.09,1.38,0]
[null,null,"20230522:1030",{"$f":"D3403+1/24","v":"2023-05-22T16:59:59.999"},38.58,11.34,22.54,1.03,0]
[null,null,"20230522:1130","2023-05-22T17:59:59.999",0,-2.68,21.78,0.76,0]
[null,null,"20230522:1230","2023-05-22T18:59:59.999",0,0,21.5,0.9,0]
[null,null,"20230522:1330","2023-05-22T19:59:59.999",0,0,21.24,0.9,0]
[null,null,"20230522:1430","2023-05-22T20:59:59.999",0,0,20.88,0.83,0]
[null,null,"20230522:1530","2023-05-22T21:59:59.999",0,0,20.71,0.76,0]
[null,null,"20230522:1630","2023-05-22T22:59:59.999",0,0,20.47,0.62,0]
[null,null,"20230522:1730","2023-05-22T23:59:59.999",0,0,20.260000000000002,0.55000000000000004,0]
[null,null,"20230522:1830","2023-05-23T00:59:59.999",0,0,20.03,0.69,0]
[null,null,"20230522:1930","2023-05-23T01:59:59.999",0,0,20.059999999999999,0.69,0]
[null,null,"20230522:2030","2023-05-23T02:59:59.999",0,0,19.77,0.76,0]
[null,null,"20230522:2130","2023-05-23T03:59:59.999",0,0,19.489999999999998,0.76,0]
[null,null,"20230522:2230","2023-05-23T04:59:59.999",0,0,19.28,0.69,0]
[null,null,"20230522:2330","2023-05-23T05:59:59.999",33.94,6.46,19.079999999999998,0.62,0]
[null,null,"20230523:0030","2023-05-23T06:59:59.999",226.15,20.49,20.14,0.28000000000000003,0]
[null,null,"20230523:0130","2023-05-23T07:59:59.999",432.38,34.479999999999997,22.05,0.34,0]
[null,null,"20230523:0230","2023-05-23T08:59:59.999",670.73,48.23,23.65,0.48,0]
[null,null,"20230523:0330","2023-05-23T09:59:59.999",697.77,61.28,25.15,0.76,0]
[null,null,"20230523:0430","2023-05-23T10:59:59.999",853.78,71.930000000000007,25.86,1.1000000000000001,0]
[null,null,"20230523:0530","2023-05-23T11:59:59.999",856.36,74.11,26.64,1.52,0]
[null,null,"20230523:0630","2023-05-23T12:59:59.999",848.74,65.459999999999994,27.04,1.79,0]
[null,null,"20230523:0730","2023-05-23T13:59:59.999",687.87,52.92,27.6,1.86,0]
[null,null,"20230523:0830","2023-05-23T14:59:59.999",430.59,39.33,27.39,1.86,0]
[null,null,"20230523:0930","2023-05-23T15:59:59.999",274.42,25.4,26.54,1.66,0]
[null,null,"20230523:1030","2023-05-23T16:59:59.999",42.57,11.36,25.14,1.17,0]
[null,null,"20230523:1130","2023-05-23T17:59:59.999",0,-2.64,24.35,0.97,0]
[null,null,"20230523:1230","2023-05-23T18:59:59.999",0,0,23.26,1.17,0]
[null,null,"20230523:1330","2023-05-23T19:59:59.999",0,0,22.55,1.1000000000000001,0]
[null,null,"20230523:1430","2023-05-23T20:59:59.999",0,0,21.89,0.97,0]
[null,null,"20230523:1530","2023-05-23T21:59:59.999",0,0,21.34,0.83,0]
[null,null,"20230523:1630","2023-05-23T22:59:59.999",0,0,20.9,0.76,0]
[null,null,"20230523:1730","2023-05-23T23:59:59.999",0,0,20.54,0.69,0]
[null,null,"20230523:1830","2023-05-24T00:59:59.999",0,0,20.18,0.69,0]
[null,null,"20230523:1930","2023-05-24T01:59:59.999",0,0,20.39,0.48,0]
[null,null,"20230523:2030","2023-05-24T02:59:59.999",0,0,20.05,0.48,0]
[null,null,"20230523:2130","2023-05-24T03:59:59.999",0,0,19.82,0.55000000000000004,0]
[null,null,"20230523:2230","2023-05-24T04:59:59.999",0,0,19.57,0.55000000000000004,0]
[null,null,"20230523:2330","2023-05-24T05:59:59.999",23.26,6.45,19.350000000000001,0.55000000000000004,0]
[null,null,"20230524:0030","2023-05-24T06:59:59.999",263.75,20.46,20.88,0.34,0]
[null,null,"20230524:0130","2023-05-24T07:59:59.999",453.57,34.43,23.04,0.62,0]
[null,null,"20230524:0230","2023-05-24T08:59:59.999",633.61,48.16,24.24,0.69,0]
[null,null,"20230524:0330","2023-05-24T09:59:59.999",824.4,61.17,25.32,0.9,0]
[null,null,"20230524:0430","2023-05-24T10:59:59.999",821.94,71.760000000000005,26.29,1.59,0]
[null,null,"20230524:0530","2023-05-24T11:59:59.999",867.59,73.94,26.63,1.79,0]
[null,null,"20230524:0630","2023-05-24T12:59:59.999",696.58,65.37,26.91,1.79,0]
[null,null,"20230524:0730","2023-05-24T13:59:59.999",686.3,52.88,26.6,1.72,0]
[null,null,"20230524:0830","2023-05-24T14:59:59.999",500.41,39.32,26.77,1.86,0]
[null,null,"20230524:0930","2023-05-24T15:59:59.999",196.25,25.41,25.91,1.66,0]
[null,null,"20230524:1030","2023-05-24T16:59:59.999",54.6,11.39,25.11,1.24,0]
[null,null,"20230524:1130","2023-05-24T17:59:59.999",0,-2.6,24.58,1.1000000000000001,0]
[null,null,"20230524:1230","2023-05-24T18:59:59.999",0,0,23.48,1.1000000000000001,0]
[null,null,"20230524:1330","2023-05-24T19:59:59.999",0,0,22.8,1.03,0]
[null,null,"20230524:1430","2023-05-24T20:59:59.999",0,0,22.32,0.97,0]
[null,null,"20230524:1530","2023-05-24T21:59:59.999",0,0,21.92,0.69,0]
[null,null,"20230524:1630","2023-05-24T22:59:59.999",0,0,21.31,0.69,0]
[null,null,"20230524:1730","2023-05-24T23:59:59.999",0,0,20.91,0.62,0]
[null,null,"20230524:1830","2023-05-25T00:59:59.999",0,0,20.69,0.69,0]
[null,null,"20230524:1930","2023-05-25T01:59:59.999",0,0,20.65,0.55000000000000004,0]
[null,null,"20230524:2030","2023-05-25T02:59:59.999",0,0,20.39,0.55000000000000004,0]
[null,null,"20230524:2130","2023-05-25T03:59:59.999",0,0,20.04,0.55000000000000004,0]
[null,null,"20230524:2230","2023-05-25T04:59:59.999",0,0,19.809999999999999,0.62,0]
[null,null,"20230524:2330","2023-05-25T05:59:59.999",24.35,6.44,19.55,0.76,0]
[null,null,"20230525:0030","2023-05-25T06:59:59.999",225.27,20.43,20.86,0.48,0]
[null,null,"20230525:0130","2023-05-25T07:59:59.999",454.88,34.39,22.66,0.69,0]
[null,null,"20230525:0230",{"$f":"D3467+1/24","v":"2023-05-25T08:59:59.999"},548.76,48.09,24.04,0.97,0]
[null,null,"20230525:0330","2023-05-25T09:59:59.999",744.25,61.07,25.07,1.17,0]
[null,null,"20230525:0430","2023-05-25T10:59:59.999",652.39,71.599999999999994,26.07,1.79,0]
[null,null,"20230525:0530","2023-05-25T11:59:59.999",850.32,73.77,26.21,1.93,0]
[null,null,"20230525:0630","2023-05-25T12:59:59.999",435.53,65.28,26.87,1.79,0]
[null,null,"20230525:0730","2023-05-25T13:59:59.999",324.57,52.84,25.79,1.45,0]
[null,null,"20230525:0830","2023-05-25T14:59:59.999",288.45999999999998,39.31,24.93,1.1000000000000001,0]
[null,null,"20230525:0930","2023-05-25T15:59:59.999",185.48,25.41,24.82,0.55000000000000004,0]
[null,null,"20230525:1030","2023-05-25T16:59:59.999",65.67,11.41,24.54,0.62,0]
[null,null,"20230525:1130","2023-05-25T17:59:59.999",0,-2.5499999999999998,24.11,0.76,0]
[null,null,"20230525:1230","2023-05-25T18:59:59.999",0,0,23.08,0.97,0]
[null,null,"20230525:1330","2023-05-25T19:59:59.999",0,0,22.38,0.9,0]
[null,null,"20230525:1430","2023-05-25T20:59:59.999",0,0,21.78,0.83,0]
[null,null,"20230525:1530","2023-05-25T21:59:59.999",0,0,21.35,0.69,0]
[null,null,"20230525:1630","2023-05-25T22:59:59.999",0,0,20.88,0.76,0]
[null,null,"20230525:1730","2023-05-25T23:59:59.999",0,0,20.76,0.62,0]
[null,null,"20230525:1830","2023-05-26T00:59:59.999",0,0,20.350000000000001,0.69,0]
[null,null,"20230525:1930","2023-05-26T01:59:59.999",0,0,20.440000000000001,0.62,0]
[null,null,"20230525:2030","2023-05-26T02:59:59.999",0,0,20.14,0.69,0]
[null,null,"20230525:2130","2023-05-26T03:59:59.999",0,0,19.920000000000002,0.69,0]
[null,null,"20230525:2230","2023-05-26T04:59:59.999",0,0,19.760000000000002,0.62,0]
[null,null,"20230525:2330","2023-05-26T05:59:59.999",32.69,6.43,19.39,0.69,0]
[null,null,"20230526:0030","2023-05-26T06:59:59.999",211.1,20.399999999999999,20.69,0.48,0]
[null,null,"20230526:0130","2023-05-26T07:59:59.999",451.84,34.340000000000003,22.64,0.62,0]
[null,null,"20230526:0230","2023-05-26T08:59:59.999",643.07000000000005,48.02,24.14,1.03,0]
[null,null,"20230526:0330","2023-05-26T09:59:59.999",676.32,60.96,25.27,1.03,0]
[null,null,"20230526:0430","2023-05-26T10:59:59.999",870.37,71.44,25.71,1.31,0]
[null,null,"20230526:0530","2023-05-26T11:59:59.999",731.94,73.61,26.17,1.31,0]
[null,null,"20230526:0630","2023-05-26T12:59:59.999",602.96,65.19,25.47,0.9,0]
[null,null,"20230526:0730","2023-05-26T13:59:59.999",466.58,52.8,24.99,1.72,0]
[null,null,"20230526:0830","2023-05-26T14:59:59.999",375.27,39.299999999999997,24.55,1.52,0]
[null,null,"20230526:0930","2023-05-26T15:59:59.999",211.01,25.43,24.62,1.59,0]
[null,null,"20230526:1030","2023-05-26T16:59:59.999",58.09,11.44,23.82,0.9,0]
[null,null,"20230526:1130","2023-05-26T17:59:59.999",0,-2.5099999999999998,23.18,0.69,0]
[null,null,"20230526:1230","2023-05-26T18:59:59.999",0,0,22.54,0.9,0]
[null,null,"20230526:1330","2023-05-26T19:59:59.999",0,0,22.11,0.9,0]
[null,null,"20230526:1430","2023-05-26T20:59:59.999",0,0,21.63,0.97,0]
[null,null,"20230526:1530","2023-05-26T21:59:59.999",0,0,21.24,0.9,0]
[null,null,"20230526:1630","2023-05-26T22:59:59.999",0,0,20.91,0.9,0]
[null,null,"20230526:1730","2023-05-26T23:59:59.999",0,0,20.76,0.83,0]
[null,null,"20230526:1830","2023-05-27T00:59:59.999",0,0,20.68,1.1000000000000001,0]
[null,null,"20230526:1930","2023-05-27T01:59:59.999",0,0,20.63,1.03,0]
[null,null,"20230526:2030","2023-05-27T02:59:59.999",0,0,20.43,0.9,0]
[null,null,"20230526:2130","2023-05-27T03:59:59.999",0,0,20.27,0.9,0]
[null,null,"20230526:2230","2023-05-27T04:59:59.999",0,0,19.989999999999998,0.9,0]
[null,null,"20230526:2330","2023-05-27T05:59:59.999",28,6.42,19.739999999999998,0.97,0]
[null,null,"20230527:0030","2023-05-27T06:59:59.999",256.12,20.37,20.39,0.83,0]
[null,null,"20230527:0130","2023-05-27T07:59:59.999",458.29,34.29,22.32,0.97,0]
[null,null,"20230527:0230","2023-05-27T08:59:59.999",617.33000000000004,47.95,23.7,1.66,0]
[null,null,"20230527:0330","2023-05-27T09:59:59.999",652.1,60.86,24.71,1.86,0]
[null,null,"20230527:0430","2023-05-27T10:59:59.999",847.69,71.28,25.18,2.21,0]
[null,null,"20230527:0530","2023-05-27T11:59:59.999",844.77,73.459999999999994,25.93,2.5499999999999998,0]
[null,null,"20230527:0630","2023-05-27T12:59:59.999",536.66999999999996,65.11,26.08,2.62,0]
[null,null,"20230527:0730","2023-05-27T13:59:59.999",406.51,52.76,24.94,2.2799999999999998,0]
[null,null,"20230527:0830","2023-05-27T14:59:59.999",346.72,39.29,24.82,2,0]
[null,null,"20230527:0930","2023-05-27T15:59:59.999",160.41999999999999,25.44,24.8,1.86,0]
[null,null,"20230527:1030","2023-05-27T16:59:59.999",56.44,11.47,24.23,1.31,0]
[null,null,"20230527:1130","2023-05-27T17:59:59.999",0,-2.46,23.43,1.03,0]
[null,null,"20230527:1230","2023-05-27T18:59:59.999",0,0,22.65,1.03,0]
[null,null,"20230527:1330","2023-05-27T19:59:59.999",0,0,22.08,1.1000000000000001,0]
[null,null,"20230527:1430","2023-05-27T20:59:59.999",0,0,21.73,0.9,0]
[null,null,"20230527:1530","2023-05-27T21:59:59.999",0,0,21.1,0.9,0]
[null,null,"20230527:1630","2023-05-27T22:59:59.999",0,0,20.72,0.9,0]
[null,null,"20230527:1730","2023-05-27T23:59:59.999",0,0,20.25,0.9,0]
[null,null,"20230527:1830",{"$f":"D3531+1/24","v":"2023-05-28T00:59:59.999"},0,0,19.940000000000001,0.83,0]
[null,null,"20230527:1930","2023-05-28T01:59:59.999",0,0,19.93,0.9,0]
[null,null,"20230527:2030","2023-05-28T02:59:59.999",0,0,19.88,0.83,0]
[null,null,"20230527:2130","2023-05-28T03:59:59.999",0,0,19.77,0.83,0]
[null,null,"20230527:2230","2023-05-28T04:59:59.999",0,0,19.399999999999999,0.83,0]
[null,null,"20230527:2330","2023-05-28T05:59:59.999",32.29,6.4,19.510000000000002,0.83,0]
[null,null,"20230528:0030","2023-05-28T06:59:59.999",181.37,20.34,20.25,0.69,0]
[null,null,"20230528:0130","2023-05-28T07:59:59.999",362.76,34.24,21.88,0.9,0]
[null,null,"20230528:0230","2023-05-28T08:59:59.999",524.27,47.87,22.98,1.03,0]
[null,null,"20230528:0330","2023-05-28T09:59:59.999",709.24,60.75,24.04,1.72,0]
[null,null,"20230528:0430","2023-05-28T10:59:59.999",747.82,71.13,25.05,2.0699999999999998,0]
[null,null,"20230528:0530","2023-05-28T11:59:59.999",817.87,73.31,25.72,2.21,0]
[null,null,"20230528:0630","2023-05-28T12:59:59.999",644.64,65.03,26.29,2.2799999999999998,0]
[null,null,"20230528:0730","2023-05-28T13:59:59.999",495.6,52.73,26.06,2.14,0]
[null,null,"20230528:0830","2023-05-28T14:59:59.999",261.89,39.29,24.58,2.2799999999999998,0]
[null,null,"20230528:0930","2023-05-28T15:59:59.999",145.94999999999999,25.45,23.77,0.97,0]
[null,null,"20230528:1030","2023-05-28T16:59:59.999",37.68,11.5,23.63,1.45,0]
[null,null,"20230528:1130","2023-05-28T17:59:59.999",0,-2.42,23.03,1.24,0]
[null,null,"20230528:1230","2023-05-28T18:59:59.999",0,0,22.46,1.03,0]
[null,null,"20230528:1330","2023-05-28T19:59:59.999",0,0,21.88,0.97,0]
[null,null,"20230528:1430","2023-05-28T20:59:59.999",0,0,21.29,0.9,0]
[null,null,"20230528:1530","2023-05-28T21:59:59.999",0,0,20.93,0.9,0]
[null,null,"20230528:1630","2023-05-28T22:59:59.999",0,0,20.51,0.83,0]
[null,null,"20230528:1730","2023-05-28T23:59:59.999",0,0,20.16,0.9,0]
[null,null,"20230528:1830","2023-05-29T00:59:59.999",0,0,19.739999999999998,0.83,0]
[null,null,"20230528:1930","2023-05-29T01:59:59.999",0,0,19.68,0.69,0]
[null,null,"20230528:2030","2023-05-29T02:59:59.999",0,0,19.670000000000002,0.69,0]
[null,null,"20230528:2130","2023-05-29T03:59:59.999",0,0,19.170000000000002,0.69,0]
[null,null,"20230528:2230","2023-05-29T04:59:59.999",0,0,18.940000000000001,0.62,0]
[null,null,"20230528:2330","2023-05-29T05:59:59.999",27.95,6.39,18.93,0.55000000000000004,0]
[null,null,"20230529:0030","2023-05-29T06:59:59.999",248.56,20.309999999999999,19.89,0.28000000000000003,0]
[null,null,"20230529:0130","2023-05-29T07:59:59.999",453.6,34.19,22.37,0.28000000000000003,0]
[null,null,"20230529:0230","2023-05-29T08:59:59.999",607.92999999999995,47.8,23.97,0.62,0]
[null,null,"20230529:0330","2023-05-29T09:59:59.999",754.79,60.65,24.91,1.03,0]
[null,null,"20230529:0430","2023-05-29T10:59:59.999",786.57,70.98,25.98,1.86,0]
[null,null,"20230529:0530","2023-05-29T11:59:59.999",812.69,73.17,26.25,2.21,0]
[null,null,"20230529:0630","2023-05-29T12:59:59.999",501.43,64.959999999999994,26.56,2.21,0]
[null,null,"20230529:0730","2023-05-29T13:59:59.999",498.01,52.7,25.69,1.59,0]
[null,null,"20230529:0830","2023-05-29T14:59:59.999",435.56,39.28,25.29,1.86,0]
[null,null,"20230529:0930","2023-05-29T15:59:59.999",274.82,25.47,24.87,1.24,0]
[null,null,"20230529:1030","2023-05-29T16:59:59.999",50.05,11.54,24.24,0.76,0]
[null,null,"20230529:1130","2023-05-29T17:59:59.999",0,-2.37,23.41,0.55000000000000004,0]
[null,null,"20230529:1230","2023-05-29T18:59:59.999",0,0,22.8,0.83,0]
[null,null,"20230529:1330","2023-05-29T19:59:59.999",0,0,22.4,0.83,0]
[null,null,"20230529:1430","2023-05-29T20:59:59.999",0,0,21.75,0.9,0]
[null,null,"20230529:1530","2023-05-29T21:59:59.999",0,0,21.2,0.83,0]
[null,null,"20230529:1630","2023-05-29T22:59:59.999",0,0,20.92,0.83,0]
[null,null,"20230529:1730","2023-05-29T23:59:59.999",0,0,20.63,0.9,0]
[null,null,"20230529:1830","2023-05-30T00:59:59.999",0,0,20.36,0.9,0]
[null,null,"20230529:1930","2023-05-30T01:59:59.999",0,0,20.03,0.76,0]
[null,null,"20230529:2030","2023-05-30T02:59:59.999",0,0,19.52,0.69,0]
[null,null,"20230529:2130","2023-05-30T03:59:59.999",0,0,19.149999999999999,0.76,0]
[null,null,"20230529:2230","2023-05-30T04:59:59.999",0,0,18.829999999999998,0.76,0]
[null,null,"20230529:2330","2023-05-30T05:59:59.999",29.39,6.37,18.66,0.69,0]
[null,null,"20230530:0030","2023-05-30T06:59:59.999",246.77,20.27,20.22,0.34,0]
[null,null,"20230530:0130","2023-05-30T07:59:59.999",454.08,34.130000000000003,22.25,0.48,0]
[null,null,"20230530:0230","2023-05-30T08:59:59.999",643.5,47.73,23.7,0.55000000000000004,0]
[null,null,"20230530:0330","2023-05-30T09:59:59.999",820.27,60.55,25.02,0.55000000000000004,0]
[null,null,"20230530:0430","2023-05-30T10:59:59.999",880.81,70.84,26.37,0.76,0]
[null,null,"20230530:0530","2023-05-30T11:59:59.999",849.89,73.03,27.07,1.1000000000000001,0]
[null,null,"20230530:0630","2023-05-30T12:59:59.999",752.78,64.89,27.47,1.1000000000000001,0]
[null,null,"20230530:0730","2023-05-30T13:59:59.999",627.54999999999995,52.68,28.27,1.38,0]
[null,null,"20230530:0830","2023-05-30T14:59:59.999",393.81,39.28,27.64,1.66,0]
[null,null,"20230530:0930","2023-05-30T15:59:59.999",218.15,25.49,25.88,1.17,0]
[null,null,"20230530:1030",{"$f":"D3595+1/24","v":"2023-05-30T16:59:59.999"},48.06,11.57,25.15,1.17,0]
[null,null,"20230530:1130","2023-05-30T17:59:59.999",0,-2.3199999999999998,24.36,0.55000000000000004,0]
[null,null,"20230530:1230","2023-05-30T18:59:59.999",0,0,23.38,0.55000000000000004,0]
[null,null,"20230530:1330","2023-05-30T19:59:59.999",0,0,22.63,0.41,0]
[null,null,"20230530:1430","2023-05-30T20:59:59.999",0,0,21.78,0.55000000000000004,0]
[null,null,"20230530:1530","2023-05-30T21:59:59.999",0,0,21.56,0.83,0]
[null,null,"20230530:1630","2023-05-30T22:59:59.999",0,0,21.05,1.03,0]
[null,null,"20230530:1730","2023-05-30T23:59:59.999",0,0,20.71,0.9,0]
[null,null,"20230530:1830","2023-05-31T00:59:59.999",0,0,20.39,0.83,0]
[null,null,"20230530:1930","2023-05-31T01:59:59.999",0,0,20.43,0.55000000000000004,0]
[null,null,"20230530:2030","2023-05-31T02:59:59.999",0,0,20.2,0.69,0]
[null,null,"20230530:2130","2023-05-31T03:59:59.999",0,0,19.88,0.76,0]
[null,null,"20230530:2230","2023-05-31T04:59:59.999",0,0,19.78,0.76,0]
[null,null,"20230530:2330","2023-05-31T05:59:59.999",28,6.35,19.63,0.76,0]
[null,null,"20230531:0030","2023-05-31T06:59:59.999",204.87,20.23,20.58,0.34,0]
[null,null,"20230531:0130","2023-05-31T07:59:59.999",409.27,34.08,22.15,0.83,0]
[null,null,"20230531:0230","2023-05-31T08:59:59.999",576.41,47.66,23.48,1.31,0]
[null,null,"20230531:0330","2023-05-31T09:59:59.999",649.41999999999996,60.45,24.59,1.03,0]
[null,null,"20230531:0430","2023-05-31T10:59:59.999",730.5,70.7,25.47,1.03,0]
[null,null,"20230531:0530","2023-05-31T11:59:59.999",706.49,72.900000000000006,26.26,1.17,0]
[null,null,"20230531:0630","2023-05-31T12:59:59.999",699.13,64.83,26.74,1.45,0]
[null,null,"20230531:0730","2023-05-31T13:59:59.999",634.16,52.66,27.56,1.52,0]
[null,null,"20230531:0830","2023-05-31T14:59:59.999",421.57,39.29,27.56,1.45,0]
[null,null,"20230531:0930","2023-05-31T15:59:59.999",210.38,25.51,26.13,0.62,0]
[null,null,"20230531:1030","2023-05-31T16:59:59.999",46.71,11.6,25.23,0.69,0]
[null,null,"20230531:1130","2023-05-31T17:59:59.999",0,-2.27,24.09,0.62,0]
[null,null,"20230531:1230","2023-05-31T18:59:59.999",0,0,23.4,0.97,0]
[null,null,"20230531:1330","2023-05-31T19:59:59.999",0,0,22.68,0.76,0]
[null,null,"20230531:1430","2023-05-31T20:59:59.999",0,0,22.02,0.69,0]
[null,null,"20230531:1530","2023-05-31T21:59:59.999",0,0,21.48,0.69,0]
[null,null,"20230531:1630","2023-05-31T22:59:59.999",0,0,20.97,0.76,0]
[null,null,"20230531:1730","2023-05-31T23:59:59.999",0,0,20.63,0.83,0]
[null,null,"20230531:1830","2023-06-01T00:59:59.999",0,0,20.38,0.9,0]
[null,null,"20230531:1930","2023-06-01T01:59:59.999",0,0,20.7,0.69,0]
[null,null,"20230531:2030","2023-06-01T02:59:59.999",0,0,20.47,0.62,0]
[null,null,"20230531:2130","2023-06-01T03:59:59.999",0,0,20.239999999999998,0.62,0]
[null,null,"20230531:2230","2023-06-01T04:59:59.999",0,0,19.88,0.76,0]
[null,null,"20230531:2330","2023-06-01T05:59:59.999",42.22,6.32,19.68,0.69,0]
[null,null,"20230601:0030","2023-06-01T06:59:59.999",213.62,20.190000000000001,20.77,0.41,0]
[null,null,"20230601:0130","2023-06-01T07:59:59.999",437.48,34.03,22.76,0.55000000000000004,0]
[null,null,"20230601:0230","2023-06-01T08:59:59.999",563.39,47.58,24.55,0.76,0]
[null,null,"20230601:0330","2023-06-01T09:59:59.999",695.16,60.35,25.69,1.03,0]
[null,null,"20230601:0430","2023-06-01T10:59:59.999",823.52,70.569999999999993,26.64,1.31,0]
[null,null,"20230601:0530","2023-06-01T11:59:59.999",686.29,72.77,27.61,1.52,0]
[null,null,"20230601:0630","2023-06-01T12:59:59.999",737.32,64.77,27.48,1.45,0]
[null,null,"20230601:0730","2023-06-01T13:59:59.999",479.17,52.64,26.53,1.79,0]
[null,null,"20230601:0830","2023-06-01T14:59:59.999",372.04,39.29,25.73,2.21,0]
[null,null,"20230601:0930","2023-06-01T15:59:59.999",145.08000000000001,25.53,24.6,1.52,0]
[null,null,"20230601:1030","2023-06-01T16:59:59.999",42.72,11.64,24.13,1.1000000000000001,0]
[null,null,"20230601:1130","2023-06-01T17:59:59.999",0,-2.2200000000000002,23.61,1.17,0]
[null,null,"20230601:1230","2023-06-01T18:59:59.999",0,0,22.84,1.1000000000000001,0]
[null,null,"20230601:1330","2023-06-01T19:59:59.999",0,0,22.25,0.9,0]
[null,null,"20230601:1430","2023-06-01T20:59:59.999",0,0,21.78,0.9,0]
[null,null,"20230601:1530","2023-06-01T21:59:59.999",0,0,21.28,0.83,0]
[null,null,"20230601:1630","2023-06-01T22:59:59.999",0,0,21.04,0.55000000000000004,0]
[null,null,"20230601:1730","2023-06-01T23:59:59.999",0,0,20.76,0.48,0]
[null,null,"20230601:1830","2023-06-02T00:59:59.999",0,0,20.6,0.41,0]
[null,null,"20230601:1930","2023-06-02T01:59:59.999",0,0,20.76,0.48,0]
[null,null,"20230601:2030","2023-06-02T02:59:59.999",0,0,20.38,0.55000000000000004,0]
[null,null,"20230601:2130","2023-06-02T03:59:59.999",0,0,20.23,0.41,0]
[null,null,"20230601:2230","2023-06-02T04:59:59.999",0,0,19.989999999999998,0.34,0]
[null,null,"20230601:2330","2023-06-02T05:59:59.999",28.7,6.3,19.52,0.48,0]
[null,null,"20230602:0030","2023-06-02T06:59:59.999",239.24,20.149999999999999,20.52,0.34,0]
[null,null,"20230602:0130","2023-06-02T07:59:59.999",460.78,33.97,22.57,0.28000000000000003,0]
[null,null,"20230602:0230",{"$f":"D3659+1/24","v":"2023-06-02T08:59:59.999"},558.79999999999995,47.51,24.21,0.21,0]
[null,null,"20230602:0330","2023-06-02T09:59:59.999",772.01,60.25,25.39,0.48,0]
[null,null,"20230602:0430","2023-06-02T10:59:59.999",752.09,70.44,26.74,0.97,0]
[null,null,"20230602:0530","2023-06-02T11:59:59.999",628.08000000000004,72.66,27.26,0.83,0]
[null,null,"20230602:0630","2023-06-02T12:59:59.999",689.12,64.709999999999994,27.39,0.69,0]
[null,null,"20230602:0730","2023-06-02T13:59:59.999",585.77,52.62,28.01,0.9,0]
[null,null,"20230602:0830","2023-06-02T14:59:59.999",411.5,39.299999999999997,27.71,0.62,0]
[null,null,"20230602:0930","2023-06-02T15:59:59.999",178.83,25.56,25.83,0.62,0]
[null,null,"20230602:1030","2023-06-02T16:59:59.999",44.32,11.68,24.4,0.34,0]
[null,null,"20230602:1130","2023-06-02T17:59:59.999",0,-2.17,23.49,0.21,0]
[null,null,"20230602:1230","2023-06-02T18:59:59.999",0,0,22.95,0.41,0]
[null,null,"20230602:1330","2023-06-02T19:59:59.999",0,0,22.53,0.76,0]
[null,null,"20230602:1430","2023-06-02T20:59:59.999",0,0,22.11,0.48,0]
[null,null,"20230602:1530","2023-06-02T21:59:59.999",0,0,21.99,0.48,0]
[null,null,"20230602:1630","2023-06-02T22:59:59.999",0,0,21.62,0.48,0]
[null,null,"20230602:1730","2023-06-02T23:59:59.999",0,0,21.33,0.28000000000000003,0]
[null,null,"20230602:1830","2023-06-03T00:59:59.999",0,0,20.98,0.48,0]
[null,null,"20230602:1930","2023-06-03T01:59:59.999",0,0,21.07,0.55000000000000004,0]
[null,null,"20230602:2030","2023-06-03T02:59:59.999",0,0,20.94,0.48,0]
[null,null,"20230602:2130","2023-06-03T03:59:59.999",0,0,20.73,0.48,0]
[null,null,"20230602:2230","2023-06-03T04:59:59.999",0,0,20.6,0.34,0]
[null,null,"20230602:2330","2023-06-03T05:59:59.999",35.28,6.27,20.34,0.55000000000000004,0]
[null,null,"20230603:0030","2023-06-03T06:59:59.999",190.22,20.11,21.14,0.48,0]
[null,null,"20230603:0130","2023-06-03T07:59:59.999",363.45,33.92,22.71,0.62,0]
[null,null,"20230603:0230","2023-06-03T08:59:59.999",582.19000000000005,47.44,24.02,0.9,0]
[null,null,"20230603:0330","2023-06-03T09:59:59.999",706.9,60.16,25.21,1.03,0]
[null,null,"20230603:0430","2023-06-03T10:59:59.999",735.46,70.31,26.34,0.83,0]
[null,null,"20230603:0530","2023-06-03T11:59:59.999",717.32,72.540000000000006,26.81,0.97,0]
[null,null,"20230603:0630","2023-06-03T12:59:59.999",581.17999999999995,64.66,27.32,0.55000000000000004,0]
[null,null,"20230603:0730","2023-06-03T13:59:59.999",545.59,52.61,25.57,0.62,0]
[null,null,"20230603:0830","2023-06-03T14:59:59.999",386.3,39.31,24.6,0.76,0]
[null,null,"20230603:0930","2023-06-03T15:59:59.999",195.34,25.58,23.68,0.28000000000000003,0]
[null,null,"20230603:1030","2023-06-03T16:59:59.999",47.46,11.72,23.61,0,0]
[null,null,"20230603:1130","2023-06-03T17:59:59.999",0,-2.12,22.89,0.21,0]
[null,null,"20230603:1230","2023-06-03T18:59:59.999",0,0,22.42,0.14000000000000001,0]
[null,null,"20230603:1330","2023-06-03T19:59:59.999",0,0,22.04,0.14000000000000001,0]
[null,null,"20230603:1430","2023-06-03T20:59:59.999",0,0,21.67,0.48,0]
[null,null,"20230603:1530","2023-06-03T21:59:59.999",0,0,21.48,0.55000000000000004,0]
[null,null,"20230603:1630","2023-06-03T22:59:59.999",0,0,21.13,0.34,0]
[null,null,"20230603:1730","2023-06-03T23:59:59.999",0,0,20.64,0.21,0]
[null,null,"20230603:1830","2023-06-04T00:59:59.999",0,0,20.54,0.62,0]
[null,null,"20230603:1930","2023-06-04T01:59:59.999",0,0,20.43,0.41,0]
[null,null,"20230603:2030","2023-06-04T02:59:59.999",0,0,20.5,0.28000000000000003,0]
[null,null,"20230603:2130","2023-06-04T03:59:59.999",0,0,20.46,0.48,0]
[null,null,"20230603:2230","2023-06-04T04:59:59.999",0,0,20.47,0.69,0]
[null,null,"20230603:2330","2023-06-04T05:59:59.999",12.23,6.24,20.5,0.28000000000000003,0]
[null,null,"20230604:0030","2023-06-04T06:59:59.999",23.63,20.07,20.64,0.55000000000000004,0]
[null,null,"20230604:0130","2023-06-04T07:59:59.999",71.48,33.86,20.98,0.69,0]
[null,null,"20230604:0230","2023-06-04T08:59:59.999",177.5,47.37,21.46,0.83,0]
[null,null,"20230604:0330","2023-06-04T09:59:59.999",194.87,60.06,22.39,0.97,0]
[null,null,"20230604:0430","2023-06-04T10:59:59.999",180.65,70.19,23,0.9,0]
[null,null,"20230604:0530","2023-06-04T11:59:59.999",129.52000000000001,72.44,23.25,0.62,0]
[null,null,"20230604:0630","2023-06-04T12:59:59.999",755.9,64.62,23.35,0.55000000000000004,0]
[null,null,"20230604:0730","2023-06-04T13:59:59.999",512.49,52.6,27.29,0.9,0]
[null,null,"20230604:0830","2023-06-04T14:59:59.999",319.23,39.32,24.98,0.48,0]
[null,null,"20230604:0930","2023-06-04T15:59:59.999",170.36,25.61,23.29,0.62,0]
[null,null,"20230604:1030","2023-06-04T16:59:59.999",50.7,11.76,22.67,0.21,0]
[null,null,"20230604:1130","2023-06-04T17:59:59.999",0,-2.0699999999999998,22.08,0.14000000000000001,0]
[null,null,"20230604:1230","2023-06-04T18:59:59.999",0,0,21.62,0.62,0]
[null,null,"20230604:1330","2023-06-04T19:59:59.999",0,0,21.46,0.69,0]
[null,null,"20230604:1430","2023-06-04T20:59:59.999",0,0,21.11,0.55000000000000004,0]
[null,null,"20230604:1530","2023-06-04T21:59:59.999",0,0,20.86,0.41,0]
[null,null,"20230604:1630","2023-06-04T22:59:59.999",0,0,20.54,0.48,0]
[null,null,"20230604:1730","2023-06-04T23:59:59.999",0,0,20.350000000000001,0.55000000000000004,0]
[null,null,"20230604:1830",{"$f":"D3723+1/24","v":"2023-06-05T00:59:59.999"},0,0,20.11,0.48,0]
[null,null,"20230604:1930","2023-06-05T01:59:59.999",0,0,20.309999999999999,0.34,0]
[null,null,"20230604:2030","2023-06-05T02:59:59.999",0,0,20.239999999999998,0.48,0]
[null,null,"20230604:2130","2023-06-05T03:59:59.999",0,0,20.2,0.55000000000000004,0]
[null,null,"20230604:2230","2023-06-05T04:59:59.999",0,0,20.079999999999998,0.62,0]
[null,null,"20230604:2330","2023-06-05T05:59:59.999",35.479999999999997,6.21,20,0.62,0]
[null,null,"20230605:0030","2023-06-05T06:59:59.999",193.1,20.03,20.61,0.55000000000000004,0]
[null,null,"20230605:0130","2023-06-05T07:59:59.999",429.58,33.81,21.76,0.69,0]
[null,null,"20230605:0230","2023-06-05T08:59:59.999",574.28,47.3,23.36,0.62,0]
[null,null,"20230605:0330","2023-06-05T09:59:59.999",711.94,59.97,24.49,0.55000000000000004,0]
[null,null,"20230605:0430","2023-06-05T10:59:59.999",750.9,70.069999999999993,25.98,0.41,0]
[null,null,"20230605:0530","2023-06-05T11:59:59.999",750.18,72.34,26.37,0.55000000000000004,0]
[null,null,"20230605:0630","2023-06-05T12:59:59.999",635.53,64.58,25.11,0.9,0]
[null,null,"20230605:0730","2023-06-05T13:59:59.999",455.04,52.59,25.2,1.03,0]
[null,null,"20230605:0830","2023-06-05T14:59:59.999",230.68,39.340000000000003,24.79,0.48,0]
[null,null,"20230605:0930","2023-06-05T15:59:59.999",226.44,25.64,24.15,0.69,0]
[null,null,"20230605:1030","2023-06-05T16:59:59.999",52.3,11.8,23.37,0.83,0]
[null,null,"20230605:1130","2023-06-05T17:59:59.999",0,-2.02,22.64,0.34,0]
[null,null,"20230605:1230","2023-06-05T18:59:59.999",0,0,22.2,0.41,0]
[null,null,"20230605:1330","2023-06-05T19:59:59.999",0,0,21.89,0.41,0]
[null,null,"20230605:1430","2023-06-05T20:59:59.999",0,0,21.59,0.48,0]
[null,null,"20230605:1530","2023-06-05T21:59:59.999",0,0,21.28,0.48,0]
[null,null,"20230605:1630","2023-06-05T22:59:59.999",0,0,21.02,0.48,0]
[null,null,"20230605:1730","2023-06-05T23:59:59.999",0,0,20.82,0.55000000000000004,0]
[null,null,"20230605:1830","2023-06-06T00:59:59.999",0,0,20.63,0.55000000000000004,0]
[null,null,"20230605:1930","2023-06-06T01:59:59.999",0,0,20.62,0.62,0]
[null,null,"20230605:2030","2023-06-06T02:59:59.999",0,0,20.56,0.62,0]
[null,null,"20230605:2130","2023-06-06T03:59:59.999",0,0,20.48,0.76,0]
[null,null,"20230605:2230","2023-06-06T04:59:59.999",0,0,20.37,0.83,0]
[null,null,"20230605:2330","2023-06-06T05:59:59.999",12.78,6.18,20.28,0.69,0]
[null,null,"20230606:0030","2023-06-06T06:59:59.999",75.97,19.98,20.5,0.69,0]
[null,null,"20230606:0130","2023-06-06T07:59:59.999",167.09,33.75,21.3,0.83,0]
[null,null,"20230606:0230","2023-06-06T08:59:59.999",208.88,47.23,22.25,0.97,0]
[null,null,"20230606:0330","2023-06-06T09:59:59.999",338.98,59.88,22.85,0.9,0]
[null,null,"20230606:0430","2023-06-06T10:59:59.999",556.96,69.959999999999994,23.78,0.9,0]
[null,null,"20230606:0530","2023-06-06T11:59:59.999",579.20000000000005,72.25,25.09,0.83,0]
[null,null,"20230606:0630","2023-06-06T12:59:59.999",583.49,64.540000000000006,25.75,0.76,0]
[null,null,"20230606:0730","2023-06-06T13:59:59.999",438.36,52.59,25.16,0.76,0]
[null,null,"20230606:0830","2023-06-06T14:59:59.999",366.46,39.35,25,0.97,0]
[null,null,"20230606:0930","2023-06-06T15:59:59.999",217.01,25.67,24.8,0.83,0]
[null,null,"20230606:1030","2023-06-06T16:59:59.999",56.64,11.84,23.56,0.83,0]
[null,null,"20230606:1130","2023-06-06T17:59:59.999",0,-1.97,22.38,0.21,0]
[null,null,"20230606:1230","2023-06-06T18:59:59.999",0,0,21.84,0.41,0]
[null,null,"20230606:1330","2023-06-06T19:59:59.999",0,0,21.46,0.41,0]
[null,null,"20230606:1430","2023-06-06T20:59:59.999",0,0,21.16,0.62,0]
[null,null,"20230606:1530","2023-06-06T21:59:59.999",0,0,20.8,0.62,0]
[null,null,"20230606:1630","2023-06-06T22:59:59.999",0,0,20.54,0.48,0]
[null,null,"20230606:1730","2023-06-06T23:59:59.999",0,0,20.170000000000002,0.48,0]
[null,null,"20230606:1830","2023-06-07T00:59:59.999",0,0,19.899999999999999,0.48,0]
[null,null,"20230606:1930","2023-06-07T01:59:59.999",0,0,20.34,0.62,0]
[null,null,"20230606:2030","2023-06-07T02:59:59.999",0,0,20.09,0.62,0]
[null,null,"20230606:2130","2023-06-07T03:59:59.999",0,0,19.91,0.76,0]
[null,null,"20230606:2230","2023-06-07T04:59:59.999",0,0,19.75,0.97,0]
[null,null,"20230606:2330","2023-06-07T05:59:59.999",26.85,6.14,19.850000000000001,0.97,0]
[null,null,"20230607:0030","2023-06-07T06:59:59.999",136.33000000000001,19.940000000000001,20.29,0.76,0]
[null,null,"20230607:0130","2023-06-07T07:59:59.999",241.81,33.69,21.57,0.62,0]
[null,null,"20230607:0230","2023-06-07T08:59:59.999",395.56,47.16,22.56,0.76,0]
[null,null,"20230607:0330","2023-06-07T09:59:59.999",466.1,59.79,23.92,0.62,0]
[null,null,"20230607:0430","2023-06-07T10:59:59.999",550.87,69.849999999999994,24.67,0.62,0]
[null,null,"20230607:0530","2023-06-07T11:59:59.999",668.48,72.16,25.26,0.62,0]
[null,null,"20230607:0630","2023-06-07T12:59:59.999",429.52,64.510000000000005,26.09,0.55000000000000004,0]
[null,null,"20230607:0730","2023-06-07T13:59:59.999",242.61,52.59,25.11,0.48,0]
[null,null,"20230607:0830","2023-06-07T14:59:59.999",144.85,39.369999999999997,23.75,0.69,0]
[null,null,"20230607:0930","2023-06-07T15:59:59.999",130.24,25.7,22.42,0.28000000000000003,0]
[null,null,"20230607:1030",{"$f":"D3787+1/24","v":"2023-06-07T16:59:59.999"},43.57,11.88,22.02,0.14000000000000001,0]
[null,null,"20230607:1130","2023-06-07T17:59:59.999",0,-1.91,21.63,0.28000000000000003,0]
[null,null,"20230607:1230","2023-06-07T18:59:59.999",0,0,21.2,0.34,0]
[null,null,"20230607:1330","2023-06-07T19:59:59.999",0,0,21.01,0.55000000000000004,0]
[null,null,"20230607:1430","2023-06-07T20:59:59.999",0,0,20.7,0.76,0]
[null,null,"20230607:1530","2023-06-07T21:59:59.999",0,0,20.57,0.76,0]
[null,null,"20230607:1630","2023-06-07T22:59:59.999",0,0,20.34,0.76,0]
[null,null,"20230607:1730","2023-06-07T23:59:59.999",0,0,20.14,0.76,0]
[null,null,"20230607:1830","2023-06-08T00:59:59.999",0,0,19.97,0.69,0]
[null,null,"20230607:1930","2023-06-08T01:59:59.999",0,0,19.88,0.69,0]
[null,null,"20230607:2030","2023-06-08T02:59:59.999",0,0,19.850000000000001,0.69,0]
[null,null,"20230607:2130","2023-06-08T03:59:59.999",0,0,19.82,0.76,0]
[null,null,"20230607:2230","2023-06-08T04:59:59.999",0,0,19.72,0.69,0]
[null,null,"20230607:2330","2023-06-08T05:59:59.999",17.07,6.11,19.579999999999998,0.55000000000000004,0]
[null,null,"20230608:0030","2023-06-08T06:59:59.999",94.94,19.89,20.03,0.28000000000000003,0]
[null,null,"20230608:0130","2023-06-08T07:59:59.999",157.53,33.64,20.97,0.34,0]
[null,null,"20230608:0230","2023-06-08T08:59:59.999",243.47,47.09,21.73,0.28000000000000003,0]
[null,null,"20230608:0330","2023-06-08T09:59:59.999",560.97,59.71,22.49,0.21,0]
[null,null,"20230608:0430","2023-06-08T10:59:59.999",796.52,69.75,24.19,0.14000000000000001,0]
[null,null,"20230608:0530","2023-06-08T11:59:59.999",791.28,72.08,26.07,0.21,0]
[null,null,"20230608:0630","2023-06-08T12:59:59.999",482.32,64.48,26.62,0.55000000000000004,0]
[null,null,"20230608:0730","2023-06-08T13:59:59.999",481.4,52.59,25.53,0.69,0]
[null,null,"20230608:0830","2023-06-08T14:59:59.999",357.93,39.39,25.46,0.76,0]
[null,null,"20230608:0930","2023-06-08T15:59:59.999",193.06,25.73,25.38,0.9,0]
[null,null,"20230608:1030","2023-06-08T16:59:59.999",58.44,11.93,24.76,0.83,0]
[null,null,"20230608:1130","2023-06-08T17:59:59.999",0,-1.86,23.58,0.55000000000000004,0]
[null,null,"20230608:1230","2023-06-08T18:59:59.999",0,0,22.93,0.34,0]
[null,null,"20230608:1330","2023-06-08T19:59:59.999",0,0,22.39,0.48,0]
[null,null,"20230608:1430","2023-06-08T20:59:59.999",0,0,21.72,0.69,0]
[null,null,"20230608:1530","2023-06-08T21:59:59.999",0,0,21.51,0.62,0]
[null,null,"20230608:1630","2023-06-08T22:59:59.999",0,0,21.18,0.69,0]
[null,null,"20230608:1730","2023-06-08T23:59:59.999",0,0,20.85,0.55000000000000004,0]
[null,null,"20230608:1830","2023-06-09T00:59:59.999",0,0,20.77,0.48,0]
[null,null,"20230608:1930","2023-06-09T01:59:59.999",0,0,20.64,0.41,0]
[null,null,"20230608:2030","2023-06-09T02:59:59.999",0,0,20.49,0.55000000000000004,0]
[null,null,"20230608:2130","2023-06-09T03:59:59.999",0,0,20.3,0.62,0]
[null,null,"20230608:2230","2023-06-09T04:59:59.999",0,0,20.170000000000002,0.55000000000000004,0]
[null,null,"20230608:2330","2023-06-09T05:59:59.999",26,6.07,19.989999999999998,0.48,0]
[null,null,"20230609:0030","2023-06-09T06:59:59.999",161.30000000000001,19.84,20.46,0.34,0]
[null,null,"20230609:0130","2023-06-09T07:59:59.999",397.68,33.58,21.95,0.41,0]
[null,null,"20230609:0230","2023-06-09T08:59:59.999",650.75,47.02,23.46,0.62,0]
[null,null,"20230609:0330","2023-06-09T09:59:59.999",723.17,59.63,25.15,0.76,0]
[null,null,"20230609:0430","2023-06-09T10:59:59.999",794.83,69.66,26.04,0.76,0]
[null,null,"20230609:0530","2023-06-09T11:59:59.999",721.63,72.010000000000005,26.72,0.62,0]
[null,null,"20230609:0630","2023-06-09T12:59:59.999",756.59,64.459999999999994,26.87,0.41,0]
[null,null,"20230609:0730","2023-06-09T13:59:59.999",561.07000000000005,52.6,27.22,0.28000000000000003,0]
[null,null,"20230609:0830","2023-06-09T14:59:59.999",323.60000000000002,39.42,26.24,0.69,0]
[null,null,"20230609:0930","2023-06-09T15:59:59.999",170.78,25.77,24.08,0.83,0]
[null,null,"20230609:1030","2023-06-09T16:59:59.999",53.5,11.97,22.97,0.34,0]
[null,null,"20230609:1130","2023-06-09T17:59:59.999",0,-1.81,22.38,0.14000000000000001,0]
[null,null,"20230609:1230","2023-06-09T18:59:59.999",0,0,21.91,0.55000000000000004,0]
[null,null,"20230609:1330","2023-06-09T19:59:59.999",0,0,21.64,0.55000000000000004,0]
[null,null,"20230609:1430","2023-06-09T20:59:59.999",0,0,21.4,0.55000000000000004,0]
[null,null,"20230609:1530","2023-06-09T21:59:59.999",0,0,21.08,0.28000000000000003,0]
[null,null,"20230609:1630","2023-06-09T22:59:59.999",0,0,20.8,0.14000000000000001,0]
[null,null,"20230609:1730","2023-06-09T23:59:59.999",0,0,20.57,0.41,0]
[null,null,"20230609:1830","2023-06-10T00:59:59.999",0,0,20.37,0.41,0]
[null,null,"20230609:1930","2023-06-10T01:59:59.999",0,0,20.420000000000002,0.62,0]
[null,null,"20230609:2030","2023-06-10T02:59:59.999",0,0,20.2,0.69,0]
[null,null,"20230609:2130","2023-06-10T03:59:59.999",0,0,19.87,0.83,0]
[null,null,"20230609:2230","2023-06-10T04:59:59.999",0,0,19.71,0.69,0]
[null,null,"20230609:2330","2023-06-10T05:59:59.999",25.25,6.03,19.53,0.62,0]
[null,null,"20230610:0030","2023-06-10T06:59:59.999",231.47,19.79,20.6,0.41,0]
[null,null,"20230610:0130","2023-06-10T07:59:59.999",445.99,33.53,22.42,0.62,0]
[null,null,"20230610:0230",{"$f":"D3851+1/24","v":"2023-06-10T08:59:59.999"},522.6,46.96,23.79,0.9,0]
[null,null,"20230610:0330","2023-06-10T09:59:59.999",757.11,59.55,24.7,0.97,0]
[null,null,"20230610:0430","2023-06-10T10:59:59.999",848.53,69.569999999999993,25.98,1.1000000000000001,0]
[null,null,"20230610:0530","2023-06-10T11:59:59.999",816.13,71.94,26.85,0.76,0]
[null,null,"20230610:0630","2023-06-10T12:59:59.999",715.5,64.44,27.25,0.83,0]
[null,null,"20230610:0730","2023-06-10T13:59:59.999",478.85,52.61,26.46,1.03,0]
[null,null,"20230610:0830","2023-06-10T14:59:59.999",372.19,39.44,25.68,0.14000000000000001,0]
[null,null,"20230610:0930","2023-06-10T15:59:59.999",194.31,25.81,26.16,0.48,0]
[null,null,"20230610:1030","2023-06-10T16:59:59.999",50.95,12.02,24.81,0.41,0]
[null,null,"20230610:1130","2023-06-10T17:59:59.999",0,-1.76,23.12,0.21,0]
[null,null,"20230610:1230","2023-06-10T18:59:59.999",0,0,22.43,0.21,0]
[null,null,"20230610:1330","2023-06-10T19:59:59.999",0,0,22.14,0.14000000000000001,0]
[null,null,"20230610:1430","2023-06-10T20:59:59.999",0,0,21.92,0.55000000000000004,0]
[null,null,"20230610:1530","2023-06-10T21:59:59.999",0,0,21.59,0.41,0]
[null,null,"20230610:1630","2023-06-10T22:59:59.999",0,0,21.36,7.0000000000000007E-2,0]
[null,null,"20230610:1730","2023-06-10T23:59:59.999",0,0,20.94,0.48,0]
[null,null,"20230610:1830","2023-06-11T00:59:59.999",0,0,20.45,0.41,0]
[null,null,"20230610:1930","2023-06-11T01:59:59.999",0,0,20.36,0.76,0]
[null,null,"20230610:2030","2023-06-11T02:59:59.999",0,0,20.28,0.83,0]
[null,null,"20230610:2130","2023-06-11T03:59:59.999",0,0,20.13,0.69,0]
[null,null,"20230610:2230","2023-06-11T04:59:59.999",0,0,20.11,0.55000000000000004,0]
[null,null,"20230610:2330","2023-06-11T05:59:59.999",26.2,5.99,19.93,0.62,0]
[null,null,"20230611:0030","2023-06-11T06:59:59.999",125.25,19.75,20.440000000000001,0.48,0]
[null,null,"20230611:0130","2023-06-11T07:59:59.999",394,33.47,21.31,0.55000000000000004,0]
[null,null,"20230611:0230","2023-06-11T08:59:59.999",626.62,46.89,22.8,0.83,0]
[null,null,"20230611:0330","2023-06-11T09:59:59.999",705.25,59.47,24.5,0.9,0]
[null,null,"20230611:0430","2023-06-11T10:59:59.999",792.02,69.48,25.55,0.76,0]
[null,null,"20230611:0530","2023-06-11T11:59:59.999",835.54,71.88,26.76,0.83,0]
[null,null,"20230611:0630","2023-06-11T12:59:59.999",573.86,64.42,26.71,0.55000000000000004,0]
[null,null,"20230611:0730","2023-06-11T13:59:59.999",455.74,52.62,25.37,0.9,0]
[null,null,"20230611:0830","2023-06-11T14:59:59.999",385.04,39.47,23.59,0.41,0]
[null,null,"20230611:0930","2023-06-11T15:59:59.999",154.06,25.84,24.12,0.34,0]
[null,null,"20230611:1030","2023-06-11T16:59:59.999",48.91,12.06,23.75,0.28000000000000003,0]
[null,null,"20230611:1130","2023-06-11T17:59:59.999",0,-1.7,23.03,0.28000000000000003,0]
[null,null,"20230611:1230","2023-06-11T18:59:59.999",0,0,22.47,0.34,0]
[null,null,"20230611:1330","2023-06-11T19:59:59.999",0,0,21.99,0.28000000000000003,0]
[null,null,"20230611:1430","2023-06-11T20:59:59.999",0,0,21.73,0.34,0]
[null,null,"20230611:1530","2023-06-11T21:59:59.999",0,0,21.18,0.34,0]
[null,null,"20230611:1630","2023-06-11T22:59:59.999",0,0,20.83,0.55000000000000004,0]
[null,null,"20230611:1730","2023-06-11T23:59:59.999",0,0,20.49,0.62,0]
[null,null,"20230611:1830","2023-06-12T00:59:59.999",0,0,20.2,0.69,0]
[null,null,"20230611:1930","2023-06-12T01:59:59.999",0,0,20.25,0.62,0]
[null,null,"20230611:2030","2023-06-12T02:59:59.999",0,0,20.010000000000002,0.76,0]
[null,null,"20230611:2130","2023-06-12T03:59:59.999",0,0,19.829999999999998,0.76,0]
[null,null,"20230611:2230","2023-06-12T04:59:59.999",0,0,19.7,0.83,0]
[null,null,"20230611:2330","2023-06-12T05:59:59.999",20.76,5.95,19.670000000000002,0.9,0]
[null,null,"20230612:0030","2023-06-12T06:59:59.999",210.27,19.7,20.73,0.83,0]
[null,null,"20230612:0130","2023-06-12T07:59:59.999",377.38,33.409999999999997,22.62,1.03,0]
[null,null,"20230612:0230","2023-06-12T08:59:59.999",524.65,46.83,23.98,1.17,0]
[null,null,"20230612:0330","2023-06-12T09:59:59.999",564.36,59.4,25.05,1.24,0]
[null,null,"20230612:0430","2023-06-12T10:59:59.999",730.1,69.400000000000006,25.75,1.17,0]
[null,null,"20230612:0530","2023-06-12T11:59:59.999",798.22,71.83,26.67,1.1000000000000001,0]
[null,null,"20230612:0630","2023-06-12T12:59:59.999",656.07,64.41,27.43,0.76,0]
[null,null,"20230612:0730","2023-06-12T13:59:59.999",439.99,52.64,27.08,0.14000000000000001,0]
[null,null,"20230612:0830","2023-06-12T14:59:59.999",394.52,39.5,25.17,0.76,0]
[null,null,"20230612:0930","2023-06-12T15:59:59.999",242.69,25.88,23.59,1.1000000000000001,0]
[null,null,"20230612:1030","2023-06-12T16:59:59.999",46.41,12.11,22.64,0.55000000000000004,0]
[null,null,"20230612:1130","2023-06-12T17:59:59.999",0,-1.65,22.05,0.62,0]
[null,null,"20230612:1230","2023-06-12T18:59:59.999",0,0,21.72,0.48,0]
[null,null,"20230612:1330","2023-06-12T19:59:59.999",0,0,21.42,0.28000000000000003,0]
[null,null,"20230612:1430","2023-06-12T20:59:59.999",0,0,21.01,0.48,0]
[null,null,"20230612:1530","2023-06-12T21:59:59.999",0,0,20.76,0.55000000000000004,0]
[null,null,"20230612:1630","2023-06-12T22:59:59.999",0,0,20.55,0.69,0]
[null,null,"20230612:1730","2023-06-12T23:59:59.999",0,0,20.29,0.69,0]
[null,null,"20230612:1830",{"$f":"D3915+1/24","v":"2023-06-13T00:59:59.999"},0,0,20.010000000000002,0.69,0]
[null,null,"20230612:1930","2023-06-13T01:59:59.999",0,0,20.18,0.62,0]
[null,null,"20230612:2030","2023-06-13T02:59:59.999",0,0,20.03,0.69,0]
[null,null,"20230612:2130","2023-06-13T03:59:59.999",0,0,19.91,0.69,0]
[null,null,"20230612:2230","2023-06-13T04:59:59.999",0,0,19.61,0.69,0]
[null,null,"20230612:2330","2023-06-13T05:59:59.999",26.05,5.91,19.28,0.83,0]
[null,null,"20230613:0030","2023-06-13T06:59:59.999",248.37,19.649999999999999,20.69,0.62,0]
[null,null,"20230613:0130","2023-06-13T07:59:59.999",459.1,33.36,22.61,0.9,0]
[null,null,"20230613:0230","2023-06-13T08:59:59.999",603.59,46.77,23.99,1.17,0]
[null,null,"20230613:0330","2023-06-13T09:59:59.999",787.05,59.33,25.23,0.97,0]
[null,null,"20230613:0430","2023-06-13T10:59:59.999",775.49,69.319999999999993,26.43,0.83,0]
[null,null,"20230613:0530","2023-06-13T11:59:59.999",741.59,71.78,26.8,0.9,0]
[null,null,"20230613:0630","2023-06-13T12:59:59.999",803.22,64.41,27.52,0.69,0]
[null,null,"20230613:0730","2023-06-13T13:59:59.999",590.9,52.66,27.48,0.97,0]
[null,null,"20230613:0830","2023-06-13T14:59:59.999",407.77,39.53,26,0.76,0]
[null,null,"20230613:0930","2023-06-13T15:59:59.999",193.36,25.92,23.88,0.76,0]
[null,null,"20230613:1030","2023-06-13T16:59:59.999",48.21,12.15,23,0.14000000000000001,0]
[null,null,"20230613:1130","2023-06-13T17:59:59.999",0,-1.6,22.79,0.28000000000000003,0]
[null,null,"20230613:1230","2023-06-13T18:59:59.999",0,0,22.17,0.28000000000000003,0]
[null,null,"20230613:1330","2023-06-13T19:59:59.999",0,0,21.76,0.34,0]
[null,null,"20230613:1430","2023-06-13T20:59:59.999",0,0,21.48,0.34,0]
[null,null,"20230613:1530","2023-06-13T21:59:59.999",0,0,21.23,0.41,0]
[null,null,"20230613:1630","2023-06-13T22:59:59.999",0,0,21,0.41,0]
[null,null,"20230613:1730","2023-06-13T23:59:59.999",0,0,20.99,0.41,0]
[null,null,"20230613:1830","2023-06-14T00:59:59.999",0,0,20.81,0.48,0]
[null,null,"20230613:1930","2023-06-14T01:59:59.999",0,0,20.76,0.48,0]
[null,null,"20230613:2030","2023-06-14T02:59:59.999",0,0,20.5,0.69,0]
[null,null,"20230613:2130","2023-06-14T03:59:59.999",0,0,20.350000000000001,0.62,0]
[null,null,"20230613:2230","2023-06-14T04:59:59.999",0,0,20.34,0.62,0]
[null,null,"20230613:2330","2023-06-14T05:59:59.999",26.55,5.87,19.920000000000002,0.69,0]
[null,null,"20230614:0030","2023-06-14T06:59:59.999",233.21,19.600000000000001,20.66,0.41,0]
[null,null,"20230614:0130","2023-06-14T07:59:59.999",417.21,33.299999999999997,22.35,0.48,0]
[null,null,"20230614:0230","2023-06-14T08:59:59.999",590.92999999999995,46.7,23.55,0.55000000000000004,0]
[null,null,"20230614:0330","2023-06-14T09:59:59.999",707.69,59.26,25.09,0.62,0]
[null,null,"20230614:0430","2023-06-14T10:59:59.999",694.64,69.25,25.75,0.83,0]
[null,null,"20230614:0530","2023-06-14T11:59:59.999",811.92,71.739999999999995,26.56,0.9,0]
[null,null,"20230614:0630","2023-06-14T12:59:59.999",815.75,64.41,27.32,0.69,0]
[null,null,"20230614:0730","2023-06-14T13:59:59.999",684.45,52.68,27.71,0.41,0]
[null,null,"20230614:0830","2023-06-14T14:59:59.999",318.13,39.57,27.1,0.62,0]
[null,null,"20230614:0930","2023-06-14T15:59:59.999",124.17,25.97,24.14,0.62,0]
[null,null,"20230614:1030","2023-06-14T16:59:59.999",49.61,12.2,22.78,7.0000000000000007E-2,0]
[null,null,"20230614:1130","2023-06-14T17:59:59.999",0,-1.54,22.65,0.34,0]
[null,null,"20230614:1230","2023-06-14T18:59:59.999",0,0,22.27,0.28000000000000003,0]
[null,null,"20230614:1330","2023-06-14T19:59:59.999",0,0,21.94,0.28000000000000003,0]
[null,null,"20230614:1430","2023-06-14T20:59:59.999",0,0,21.65,0.21,0]
[null,null,"20230614:1530","2023-06-14T21:59:59.999",0,0,21.49,0.14000000000000001,0]
[null,null,"20230614:1630","2023-06-14T22:59:59.999",0,0,21.27,0.21,0]
[null,null,"20230614:1730","2023-06-14T23:59:59.999",0,0,21.04,0.34,0]
[null,null,"20230614:1830","2023-06-15T00:59:59.999",0,0,20.9,0.34,0]
[null,null,"20230614:1930","2023-06-15T01:59:59.999",0,0,20.239999999999998,0.83,0]
[null,null,"20230614:2030","2023-06-15T02:59:59.999",0,0,19.809999999999999,0.48,0]
[null,null,"20230614:2130","2023-06-15T03:59:59.999",0,0,19.559999999999999,0.69,0]
[null,null,"20230614:2230","2023-06-15T04:59:59.999",0,0,19.420000000000002,0.55000000000000004,0]
[null,null,"20230614:2330","2023-06-15T05:59:59.999",31.14,5.83,19.2,0.69,0]
[null,null,"20230615:0030","2023-06-15T06:59:59.999",235.77,19.55,20.3,0.41,0]
[null,null,"20230615:0130","2023-06-15T07:59:59.999",456.89,33.25,22.22,0.69,0]
[null,null,"20230615:0230","2023-06-15T08:59:59.999",615.38,46.65,23.74,0.69,0]
[null,null,"20230615:0330","2023-06-15T09:59:59.999",812.2,59.2,25.15,0.41,0]
[null,null,"20230615:0430","2023-06-15T10:59:59.999",903.41,69.19,26.55,0.34,0]
[null,null,"20230615:0530","2023-06-15T11:59:59.999",867.83,71.7,27.5,0.48,0]
[null,null,"20230615:0630","2023-06-15T12:59:59.999",764.31,64.42,27.92,0.48,0]
[null,null,"20230615:0730","2023-06-15T13:59:59.999",599.24,52.71,27.53,0.21,0]
[null,null,"20230615:0830","2023-06-15T14:59:59.999",322.52,39.6,27.13,0.48,0]
[null,null,"20230615:0930","2023-06-15T15:59:59.999",218.43,26.01,23.87,0.62,0]
[null,null,"20230615:1030",{"$f":"D3979+1/24","v":"2023-06-15T16:59:59.999"},44.96,12.25,23.36,0.14000000000000001,0]
[null,null,"20230615:1130","2023-06-15T17:59:59.999",0,-1.49,22.34,0.21,0]
[null,null,"20230615:1230","2023-06-15T18:59:59.999",0,0,21.68,0.14000000000000001,0]
[null,null,"20230615:1330","2023-06-15T19:59:59.999",0,0,21.59,0.55000000000000004,0]
[null,null,"20230615:1430","2023-06-15T20:59:59.999",0,0,21.16,0.41,0]
[null,null,"20230615:1530","2023-06-15T21:59:59.999",0,0,20.84,0.55000000000000004,0]
[null,null,"20230615:1630","2023-06-15T22:59:59.999",0,0,20.61,0.55000000000000004,0]
[null,null,"20230615:1730","2023-06-15T23:59:59.999",0,0,20.260000000000002,0.62,0]
[null,null,"20230615:1830","2023-06-16T00:59:59.999",0,0,19.920000000000002,0.62,0]
[null,null,"20230615:1930","2023-06-16T01:59:59.999",0,0,20.14,0.69,0]
[null,null,"20230615:2030","2023-06-16T02:59:59.999",0,0,20.13,0.76,0]
[null,null,"20230615:2130","2023-06-16T03:59:59.999",0,0,19.760000000000002,0.76,0]
[null,null,"20230615:2230","2023-06-16T04:59:59.999",0,0,19.440000000000001,0.83,0]
[null,null,"20230615:2330","2023-06-16T05:59:59.999",23.8,5.78,19.02,0.97,0]
[null,null,"20230616:0030","2023-06-16T06:59:59.999",238.81,19.5,20.100000000000001,0.62,0]
[null,null,"20230616:0130","2023-06-16T07:59:59.999",419.11,33.200000000000003,22.25,0.55000000000000004,0]
[null,null,"20230616:0230","2023-06-16T08:59:59.999",650.6,46.59,23.42,0.55000000000000004,0]
[null,null,"20230616:0330","2023-06-16T09:59:59.999",731.82,59.14,25.2,0.62,0]
[null,null,"20230616:0430","2023-06-16T10:59:59.999",857.45,69.13,26.15,0.62,0]
[null,null,"20230616:0530","2023-06-16T11:59:59.999",884.56,71.67,27.09,0.41,0]
[null,null,"20230616:0630","2023-06-16T12:59:59.999",818.6,64.430000000000007,27.8,0.34,0]
[null,null,"20230616:0730","2023-06-16T13:59:59.999",690.89,52.73,28.03,0.55000000000000004,0]
[null,null,"20230616:0830","2023-06-16T14:59:59.999",510.49,39.64,27.7,0,0]
[null,null,"20230616:0930","2023-06-16T15:59:59.999",243.18,26.05,25.88,0.55000000000000004,0]
[null,null,"20230616:1030","2023-06-16T16:59:59.999",52.4,12.3,24.32,0.62,0]
[null,null,"20230616:1130","2023-06-16T17:59:59.999",0,-1.44,23.47,0.55000000000000004,0]
[null,null,"20230616:1230","2023-06-16T18:59:59.999",0,0,22.57,0.48,0]
[null,null,"20230616:1330","2023-06-16T19:59:59.999",0,0,22.3,0.34,0]
[null,null,"20230616:1430","2023-06-16T20:59:59.999",0,0,21.78,0.28000000000000003,0]
[null,null,"20230616:1530","2023-06-16T21:59:59.999",0,0,21.35,0.41,0]
[null,null,"20230616:1630","2023-06-16T22:59:59.999",0,0,21.15,0.48,0]
[null,null,"20230616:1730","2023-06-16T23:59:59.999",0,0,20.75,0.55000000000000004,0]
[null,null,"20230616:1830","2023-06-17T00:59:59.999",0,0,20.55,0.41,0]
[null,null,"20230616:1930","2023-06-17T01:59:59.999",0,0,21.07,0.14000000000000001,0]
[null,null,"20230616:2030","2023-06-17T02:59:59.999",0,0,20.94,0.14000000000000001,0]
[null,null,"20230616:2130","2023-06-17T03:59:59.999",0,0,20.54,0.34,0]
[null,null,"20230616:2230","2023-06-17T04:59:59.999",0,0,20.36,0.55000000000000004,0]
[null,null,"20230616:2330","2023-06-17T05:59:59.999",24.45,5.74,20.04,0.69,0]
[null,null,"20230617:0030","2023-06-17T06:59:59.999",220.86,19.45,20.91,0.41,0]
[null,null,"20230617:0130","2023-06-17T07:59:59.999",398.39,33.14,22.36,0.62,0]
[null,null,"20230617:0230","2023-06-17T08:59:59.999",632.41,46.53,23.66,0.62,0]
[null,null,"20230617:0330","2023-06-17T09:59:59.999",795.05,59.08,24.74,0.62,0]
[null,null,"20230617:0430","2023-06-17T10:59:59.999",871.28,69.08,26.3,0.76,0]
[null,null,"20230617:0530","2023-06-17T11:59:59.999",876.42,71.650000000000006,26.76,0.69,0]
[null,null,"20230617:0630","2023-06-17T12:59:59.999",706.5,64.44,27.39,0.48,0]
[null,null,"20230617:0730","2023-06-17T13:59:59.999",689.24,52.77,27.49,0.41,0]
[null,null,"20230617:0830","2023-06-17T14:59:59.999",359.04,39.68,27.72,0.48,0]
[null,null,"20230617:0930","2023-06-17T15:59:59.999",219.4,26.1,24.28,0.62,0]
[null,null,"20230617:1030","2023-06-17T16:59:59.999",37.93,12.35,22.89,0.55000000000000004,0]
[null,null,"20230617:1130","2023-06-17T17:59:59.999",0,-1.39,22.15,0.62,0]
[null,null,"20230617:1230","2023-06-17T18:59:59.999",0,0,21.76,0.62,0]
[null,null,"20230617:1330","2023-06-17T19:59:59.999",0,0,21.57,0.34,0]
[null,null,"20230617:1430","2023-06-17T20:59:59.999",0,0,21.43,0.21,0]
[null,null,"20230617:1530","2023-06-17T21:59:59.999",0,0,21.13,0.41,0]
[null,null,"20230617:1630","2023-06-17T22:59:59.999",0,0,20.92,0.48,0]
[null,null,"20230617:1730","2023-06-17T23:59:59.999",0,0,20.62,0.34,0]
[null,null,"20230617:1830","2023-06-18T00:59:59.999",0,0,20.61,0.14000000000000001,0]
[null,null,"20230617:1930","2023-06-18T01:59:59.999",0,0,20.51,0.21,0]
[null,null,"20230617:2030","2023-06-18T02:59:59.999",0,0,20.309999999999999,0.21,0]
[null,null,"20230617:2130","2023-06-18T03:59:59.999",0,0,20.21,0.21,0]
[null,null,"20230617:2230","2023-06-18T04:59:59.999",0,0,20.010000000000002,0.55000000000000004,0]
[null,null,"20230617:2330","2023-06-18T05:59:59.999",22.36,5.69,19.809999999999999,0.62,0]
[null,null,"20230618:0030","2023-06-18T06:59:59.999",116.67,19.399999999999999,20.07,0.48,0]
[null,null,"20230618:0130","2023-06-18T07:59:59.999",170.93,33.090000000000003,21.25,0.48,0]
[null,null,"20230618:0230",{"$f":"D4043+1/24","v":"2023-06-18T08:59:59.999"},281.07,46.48,21.52,0.62,0]
[null,null,"20230618:0330","2023-06-18T09:59:59.999",349.03,59.02,21.97,0.69,0]
[null,null,"20230618:0430","2023-06-18T10:59:59.999",371.83,69.03,22.4,0.55000000000000004,0]
[null,null,"20230618:0530","2023-06-18T11:59:59.999",331.5,71.64,22.4,0.41,0]
[null,null,"20230618:0630","2023-06-18T12:59:59.999",368.06,64.459999999999994,22.9,0.34,0]
[null,null,"20230618:0730","2023-06-18T13:59:59.999",211.6,52.8,23.05,0.34,0]
[null,null,"20230618:0830","2023-06-18T14:59:59.999",218.03,39.72,22.55,0.28000000000000003,0]
[null,null,"20230618:0930","2023-06-18T15:59:59.999",129.47999999999999,26.14,22.73,0.34,0]
[null,null,"20230618:1030","2023-06-18T16:59:59.999",36.08,12.4,22.64,0.48,0]
[null,null,"20230618:1130","2023-06-18T17:59:59.999",0,-1.34,22.16,0.14000000000000001,0]
[null,null,"20230618:1230","2023-06-18T18:59:59.999",0,0,21.81,0.21,0]
[null,null,"20230618:1330","2023-06-18T19:59:59.999",0,0,21.42,0.28000000000000003,0]
[null,null,"20230618:1430","2023-06-18T20:59:59.999",0,0,21.15,0.34,0]
[null,null,"20230618:1530","2023-06-18T21:59:59.999",0,0,21.03,0.28000000000000003,0]
[null,null,"20230618:1630","2023-06-18T22:59:59.999",0,0,20.73,0.21,0]
[null,null,"20230618:1730","2023-06-18T23:59:59.999",0,0,20.440000000000001,0.34,0]
[null,null,"20230618:1830","2023-06-19T00:59:59.999",0,0,19.940000000000001,0.41,0]
[null,null,"20230618:1930","2023-06-19T01:59:59.999",0,0,19.670000000000002,0.62,0]
[null,null,"20230618:2030","2023-06-19T02:59:59.999",0,0,19.61,0.55000000000000004,0]
[null,null,"20230618:2130","2023-06-19T03:59:59.999",0,0,19.47,0.48,0]
[null,null,"20230618:2230","2023-06-19T04:59:59.999",0,0,19.04,0.69,0]
[null,null,"20230618:2330","2023-06-19T05:59:59.999",30.64,5.64,18.48,0.76,0]
[null,null,"20230619:0030","2023-06-19T06:59:59.999",170.25,19.350000000000001,19.05,0.28000000000000003,0]
[null,null,"20230619:0130","2023-06-19T07:59:59.999",352.8,33.04,21.26,7.0000000000000007E-2,0]
[null,null,"20230619:0230","2023-06-19T08:59:59.999",484.27,46.43,23.16,0.28000000000000003,0]
[null,null,"20230619:0330","2023-06-19T09:59:59.999",571.4,58.97,24.16,0.48,0]
[null,null,"20230619:0430","2023-06-19T10:59:59.999",573.26,68.989999999999995,25.03,0.28000000000000003,0]
[null,null,"20230619:0530","2023-06-19T11:59:59.999",576.61,71.63,25.49,0.14000000000000001,0]
[null,null,"20230619:0630","2023-06-19T12:59:59.999",800.59,64.48,26.03,0.14000000000000001,0]
[null,null,"20230619:0730","2023-06-19T13:59:59.999",609.16,52.84,27.92,1.45,0]
[null,null,"20230619:0830","2023-06-19T14:59:59.999",542.1,39.76,27.72,1.52,0]
[null,null,"20230619:0930","2023-06-19T15:59:59.999",287.32,26.19,27.29,1.31,0]
[null,null,"20230619:1030","2023-06-19T16:59:59.999",33.79,12.44,26.19,0.97,0]
[null,null,"20230619:1130","2023-06-19T17:59:59.999",0,-1.29,24.9,0.83,0]
[null,null,"20230619:1230","2023-06-19T18:59:59.999",0,0,23.32,0.76,0]
[null,null,"20230619:1330","2023-06-19T19:59:59.999",0,0,22.32,0.76,0]
[null,null,"20230619:1430","2023-06-19T20:59:59.999",0,0,21.73,0.55000000000000004,0]
[null,null,"20230619:1530","2023-06-19T21:59:59.999",0,0,21.21,0.41,0]
[null,null,"20230619:1630","2023-06-19T22:59:59.999",0,0,20.260000000000002,0.62,0]
[null,null,"20230619:1730","2023-06-19T23:59:59.999",0,0,19.989999999999998,0.76,0]
[null,null,"20230619:1830","2023-06-20T00:59:59.999",0,0,19.55,0.69,0]
[null,null,"20230619:1930","2023-06-20T01:59:59.999",0,0,19.63,0.69,0]
[null,null,"20230619:2030","2023-06-20T02:59:59.999",0,0,19.12,0.69,0]
[null,null,"20230619:2130","2023-06-20T03:59:59.999",0,0,18.72,0.69,0]
[null,null,"20230619:2230","2023-06-20T04:59:59.999",0,0,18.59,0.62,0]
[null,null,"20230619:2330","2023-06-20T05:59:59.999",20.96,5.6,18.5,0.62,0]
[null,null,"20230620:0030","2023-06-20T06:59:59.999",250.79,19.3,19.25,0.34,0]
[null,null,"20230620:0130","2023-06-20T07:59:59.999",476.67,32.99,22.36,0.21,0]
[null,null,"20230620:0230","2023-06-20T08:59:59.999",673.81,46.38,23.67,0.34,0]
[null,null,"20230620:0330","2023-06-20T09:59:59.999",806.6,58.92,24.86,0.62,0]
[null,null,"20230620:0430","2023-06-20T10:59:59.999",869.79,68.95,25.93,0.76,0]
[null,null,"20230620:0530","2023-06-20T11:59:59.999",890.95,71.63,26.87,0.76,0]
[null,null,"20230620:0630","2023-06-20T12:59:59.999",790.23,64.510000000000005,27.64,0.69,0]
[null,null,"20230620:0730","2023-06-20T13:59:59.999",669.62,52.88,28.13,0.41,0]
[null,null,"20230620:0830","2023-06-20T14:59:59.999",488.45,39.81,28.15,0.55000000000000004,0]
[null,null,"20230620:0930","2023-06-20T15:59:59.999",261.2,26.24,27.63,0.83,0]
[null,null,"20230620:1030","2023-06-20T16:59:59.999",46.21,12.49,26.12,0.97,0]
[null,null,"20230620:1130","2023-06-20T17:59:59.999",0,-1.24,25.02,0.83,0]
[null,null,"20230620:1230","2023-06-20T18:59:59.999",0,0,23.59,0.69,0]
[null,null,"20230620:1330","2023-06-20T19:59:59.999",0,0,22.68,0.76,0]
[null,null,"20230620:1430","2023-06-20T20:59:59.999",0,0,22.1,0.76,0]
[null,null,"20230620:1530","2023-06-20T21:59:59.999",0,0,21.29,0.76,0]
[null,null,"20230620:1630","2023-06-20T22:59:59.999",0,0,20.99,0.62,0]
[null,null,"20230620:1730","2023-06-20T23:59:59.999",0,0,20.52,0.55000000000000004,0]
[null,null,"20230620:1830",{"$f":"D4107+1/24","v":"2023-06-21T00:59:59.999"},0,0,20.46,0.48,0]
[null,null,"20230620:1930","2023-06-21T01:59:59.999",0,0,20.46,0.34,0]
[null,null,"20230620:2030","2023-06-21T02:59:59.999",0,0,20.21,0.28000000000000003,0]
[null,null,"20230620:2130","2023-06-21T03:59:59.999",0,0,19.829999999999998,0.41,0]
[null,null,"20230620:2230","2023-06-21T04:59:59.999",0,0,19.79,0.48,0]
[null,null,"20230620:2330","2023-06-21T05:59:59.999",17.77,5.55,19.62,0.62,0]
[null,null,"20230621:0030","2023-06-21T06:59:59.999",202.65,19.260000000000002,20.5,0.41,0]
[null,null,"20230621:0130","2023-06-21T07:59:59.999",409.79,32.94,22.43,0.76,0]
[null,null,"20230621:0230","2023-06-21T08:59:59.999",551.89,46.33,23.65,0.62,0]
[null,null,"20230621:0330","2023-06-21T09:59:59.999",739.12,58.88,24.62,0.28000000000000003,0]
[null,null,"20230621:0430","2023-06-21T10:59:59.999",862.52,68.92,26.02,0.28000000000000003,0]
[null,null,"20230621:0530","2023-06-21T11:59:59.999",780.55,71.63,26.63,0.34,0]
[null,null,"20230621:0630","2023-06-21T12:59:59.999",738.39,64.540000000000006,26.79,0.55000000000000004,0]
[null,null,"20230621:0730","2023-06-21T13:59:59.999",449.62,52.92,26.44,0.9,0]
[null,null,"20230621:0830","2023-06-21T14:59:59.999",333.07,39.86,23.53,0.76,0]
[null,null,"20230621:0930","2023-06-21T15:59:59.999",210.47,26.28,23.21,0.14000000000000001,0]
[null,null,"20230621:1030","2023-06-21T16:59:59.999",49.11,12.54,22.77,0.41,0]
[null,null,"20230621:1130","2023-06-21T17:59:59.999",0,-1.19,21.89,0.28000000000000003,0]
[null,null,"20230621:1230","2023-06-21T18:59:59.999",0,0,21.5,0.76,0]
[null,null,"20230621:1330","2023-06-21T19:59:59.999",0,0,21.19,0.69,0]
[null,null,"20230621:1430","2023-06-21T20:59:59.999",0,0,20.89,0.62,0]
[null,null,"20230621:1530","2023-06-21T21:59:59.999",0,0,20.63,0.55000000000000004,0]
[null,null,"20230621:1630","2023-06-21T22:59:59.999",0,0,20.38,0.62,0]
[null,null,"20230621:1730","2023-06-21T23:59:59.999",0,0,20.21,0.55000000000000004,0]
[null,null,"20230621:1830","2023-06-22T00:59:59.999",0,0,20.149999999999999,0.48,0]
[null,null,"20230621:1930","2023-06-22T01:59:59.999",0,0,19.88,0.41,0]
[null,null,"20230621:2030","2023-06-22T02:59:59.999",0,0,19.690000000000001,0.48,0]
[null,null,"20230621:2130","2023-06-22T03:59:59.999",0,0,19.46,0.62,0]
[null,null,"20230621:2230","2023-06-22T04:59:59.999",0,0,19.39,0.62,0]
[null,null,"20230621:2330","2023-06-22T05:59:59.999",21.46,5.5,19.32,0.48,0]
[null,null,"20230622:0030","2023-06-22T06:59:59.999",196.87,19.21,20.27,0.28000000000000003,0]
[null,null,"20230622:0130","2023-06-22T07:59:59.999",310.61,32.89,22.18,0.14000000000000001,0]
[null,null,"20230622:0230","2023-06-22T08:59:59.999",607.04999999999995,46.28,23,0.34,0]
[null,null,"20230622:0330","2023-06-22T09:59:59.999",620.26,58.84,24.42,0.14000000000000001,0]
[null,null,"20230622:0430","2023-06-22T10:59:59.999",693.16,68.900000000000006,24.89,0.14000000000000001,0]
[null,null,"20230622:0530","2023-06-22T11:59:59.999",782.07,71.650000000000006,24.77,0.62,0]
[null,null,"20230622:0630","2023-06-22T12:59:59.999",559.29999999999995,64.58,24.89,1.03,0]
[null,null,"20230622:0730","2023-06-22T13:59:59.999",406.05,52.96,24.08,0.83,0]
[null,null,"20230622:0830","2023-06-22T14:59:59.999",410.92,39.9,23.45,0.69,0]
[null,null,"20230622:0930","2023-06-22T15:59:59.999",147.65,26.33,23.5,0.28000000000000003,0]
[null,null,"20230622:1030","2023-06-22T16:59:59.999",35.630000000000003,12.59,22.34,0.28000000000000003,0]
[null,null,"20230622:1130","2023-06-22T17:59:59.999",0,-1.1399999999999999,21.97,0.41,0]
[null,null,"20230622:1230","2023-06-22T18:59:59.999",0,0,21.75,0.41,0]
[null,null,"20230622:1330","2023-06-22T19:59:59.999",0,0,21.31,0.14000000000000001,0]
[null,null,"20230622:1430","2023-06-22T20:59:59.999",0,0,20.91,0.28000000000000003,0]
[null,null,"20230622:1530","2023-06-22T21:59:59.999",0,0,20.62,0.14000000000000001,0]
[null,null,"20230622:1630","2023-06-22T22:59:59.999",0,0,20.47,0.14000000000000001,0]
[null,null,"20230622:1730","2023-06-22T23:59:59.999",0,0,20.11,0.28000000000000003,0]
[null,null,"20230622:1830","2023-06-23T00:59:59.999",0,0,19.920000000000002,0.41,0]
[null,null,"20230622:1930","2023-06-23T01:59:59.999",0,0,19.72,0.48,0]
[null,null,"20230622:2030","2023-06-23T02:59:59.999",0,0,19.47,0.55000000000000004,0]
[null,null,"20230622:2130","2023-06-23T03:59:59.999",0,0,19.25,0.48,0]
[null,null,"20230622:2230","2023-06-23T04:59:59.999",0,0,19.079999999999998,0.62,0]
[null,null,"20230622:2330","2023-06-23T05:59:59.999",21.01,5.45,19.170000000000002,0.62,0]
[null,null,"20230623:0030","2023-06-23T06:59:59.999",230.33,19.16,20.12,0.48,0]
[null,null,"20230623:0130","2023-06-23T07:59:59.999",447.18,32.85,22.23,0.41,0]
[null,null,"20230623:0230","2023-06-23T08:59:59.999",630.04999999999995,46.24,23.53,0.55000000000000004,0]
[null,null,"20230623:0330","2023-06-23T09:59:59.999",691.28,58.8,24.88,0.48,0]
[null,null,"20230623:0430","2023-06-23T10:59:59.999",814.63,68.88,25.75,0.34,0]
[null,null,"20230623:0530","2023-06-23T11:59:59.999",681.32,71.66,26.53,0.83,0]
[null,null,"20230623:0630","2023-06-23T12:59:59.999",727.28,64.62,24.66,0.69,0]
[null,null,"20230623:0730","2023-06-23T13:59:59.999",346.82,53.01,25.45,0.76,0]
[null,null,"20230623:0830","2023-06-23T14:59:59.999",284.5,39.950000000000003,24.25,0.69,0]
[null,null,"20230623:0930","2023-06-23T15:59:59.999",186.37,26.38,23.76,0.41,0]
[null,null,"20230623:1030",{"$f":"D4171+1/24","v":"2023-06-23T16:59:59.999"},35.33,12.64,23.07,0.21,0]
[null,null,"20230623:1130","2023-06-23T17:59:59.999",0,-1.0900000000000001,22.25,0.28000000000000003,0]
[null,null,"20230623:1230","2023-06-23T18:59:59.999",0,0,21.79,0.69,0]
[null,null,"20230623:1330","2023-06-23T19:59:59.999",0,0,21.34,0.62,0]
[null,null,"20230623:1430","2023-06-23T20:59:59.999",0,0,21.07,0.69,0]
[null,null,"20230623:1530","2023-06-23T21:59:59.999",0,0,20.82,0.76,0]
[null,null,"20230623:1630","2023-06-23T22:59:59.999",0,0,20.57,0.69,0]
[null,null,"20230623:1730","2023-06-23T23:59:59.999",0,0,20.21,0.62,0]
[null,null,"20230623:1830","2023-06-24T00:59:59.999",0,0,19.809999999999999,0.48,0]
[null,null,"20230623:1930","2023-06-24T01:59:59.999",0,0,20.02,0.62,0]
[null,null,"20230623:2030","2023-06-24T02:59:59.999",0,0,19.87,0.69,0]
[null,null,"20230623:2130","2023-06-24T03:59:59.999",0,0,19.62,0.83,0]
[null,null,"20230623:2230","2023-06-24T04:59:59.999",0,0,19.54,0.76,0]
[null,null,"20230623:2330","2023-06-24T05:59:59.999",23.5,5.4,19.350000000000001,0.76,0]
[null,null,"20230624:0030","2023-06-24T06:59:59.999",210.87,19.11,20.21,0.55000000000000004,0]
[null,null,"20230624:0130","2023-06-24T07:59:59.999",376.57,32.799999999999997,21.76,0.83,0]
[null,null,"20230624:0230","2023-06-24T08:59:59.999",564.20000000000005,46.2,22.87,0.69,0]
[null,null,"20230624:0330","2023-06-24T09:59:59.999",723.3,58.77,24.48,0.76,0]
[null,null,"20230624:0430","2023-06-24T10:59:59.999",787.83,68.86,25.47,0.69,0]
[null,null,"20230624:0530","2023-06-24T11:59:59.999",577.33000000000004,71.69,26.39,0.9,0]
[null,null,"20230624:0630","2023-06-24T12:59:59.999",710.34,64.67,24.84,0.55000000000000004,0]
[null,null,"20230624:0730","2023-06-24T13:59:59.999",490.46,53.06,26.53,1.52,0]
[null,null,"20230624:0830","2023-06-24T14:59:59.999",373.1,40,26.54,1.59,0]
[null,null,"20230624:0930","2023-06-24T15:59:59.999",192.98,26.43,23.62,0.83,0]
[null,null,"20230624:1030","2023-06-24T16:59:59.999",43.12,12.69,22.42,0.21,0]
[null,null,"20230624:1130","2023-06-24T17:59:59.999",0,-1.05,22.04,7.0000000000000007E-2,0]
[null,null,"20230624:1230","2023-06-24T18:59:59.999",0,0,21.73,0.28000000000000003,0]
[null,null,"20230624:1330","2023-06-24T19:59:59.999",0,0,21.39,0.28000000000000003,0]
[null,null,"20230624:1430","2023-06-24T20:59:59.999",0,0,20.92,0.28000000000000003,0]
[null,null,"20230624:1530","2023-06-24T21:59:59.999",0,0,20.76,0.28000000000000003,0]
[null,null,"20230624:1630","2023-06-24T22:59:59.999",0,0,20.29,0.48,0]
[null,null,"20230624:1730","2023-06-24T23:59:59.999",0,0,20.149999999999999,0.76,0]
[null,null,"20230624:1830","2023-06-25T00:59:59.999",0,0,19.920000000000002,0.83,0]
[null,null,"20230624:1930","2023-06-25T01:59:59.999",0,0,19.940000000000001,0.55000000000000004,0]
[null,null,"20230624:2030","2023-06-25T02:59:59.999",0,0,19.96,0.62,0]
[null,null,"20230624:2130","2023-06-25T03:59:59.999",0,0,19.89,0.69,0]
[null,null,"20230624:2230","2023-06-25T04:59:59.999",0,0,19.690000000000001,0.69,0]
[null,null,"20230624:2330","2023-06-25T05:59:59.999",19.510000000000002,5.35,19.579999999999998,0.69,0]
[null,null,"20230625:0030","2023-06-25T06:59:59.999",97.88,19.059999999999999,20.38,0.83,0]
[null,null,"20230625:0130","2023-06-25T07:59:59.999",284.02999999999997,32.76,21.36,0.97,0]
[null,null,"20230625:0230","2023-06-25T08:59:59.999",434.86,46.16,22.76,1.03,0]
[null,null,"20230625:0330","2023-06-25T09:59:59.999",699.05,58.74,23.9,1.17,0]
[null,null,"20230625:0430","2023-06-25T10:59:59.999",725.94,68.86,25.12,1.1000000000000001,0]
[null,null,"20230625:0530","2023-06-25T11:59:59.999",736.22,71.72,25.74,1.24,0]
[null,null,"20230625:0630","2023-06-25T12:59:59.999",697.85,64.72,26.21,1.38,0]
[null,null,"20230625:0730","2023-06-25T13:59:59.999",635.27,53.12,25.98,1.38,0]
[null,null,"20230625:0830","2023-06-25T14:59:59.999",290.68,40.049999999999997,25.71,1.45,0]
[null,null,"20230625:0930","2023-06-25T15:59:59.999",230.76,26.48,24.12,1.1000000000000001,0]
[null,null,"20230625:1030","2023-06-25T16:59:59.999",47.36,12.73,23.51,0.9,0]
[null,null,"20230625:1130","2023-06-25T17:59:59.999",0,-1,22.79,0.41,0]
[null,null,"20230625:1230","2023-06-25T18:59:59.999",0,0,22.28,0.28000000000000003,0]
[null,null,"20230625:1330","2023-06-25T19:59:59.999",0,0,21.76,0.48,0]
[null,null,"20230625:1430","2023-06-25T20:59:59.999",0,0,21.26,0.48,0]
[null,null,"20230625:1530","2023-06-25T21:59:59.999",0,0,20.73,0.48,0]
[null,null,"20230625:1630","2023-06-25T22:59:59.999",0,0,20.77,0.48,0]
[null,null,"20230625:1730","2023-06-25T23:59:59.999",0,0,20.61,0.48,0]
[null,null,"20230625:1830","2023-06-26T00:59:59.999",0,0,20.38,0.55000000000000004,0]
[null,null,"20230625:1930","2023-06-26T01:59:59.999",0,0,19.91,0.48,0]
[null,null,"20230625:2030","2023-06-26T02:59:59.999",0,0,19.55,0.62,0]
[null,null,"20230625:2130","2023-06-26T03:59:59.999",0,0,19.53,0.55000000000000004,0]
[null,null,"20230625:2230","2023-06-26T04:59:59.999",0,0,19.13,0.62,0]
[null,null,"20230625:2330","2023-06-26T05:59:59.999",23.31,5.3,18.91,0.69,0]
[null,null,"20230626:0030","2023-06-26T06:59:59.999",208.65,19.02,19.850000000000001,0.41,0]
[null,null,"20230626:0130","2023-06-26T07:59:59.999",410.24,32.72,21.83,0.62,0]
[null,null,"20230626:0230",{"$f":"D4235+1/24","v":"2023-06-26T08:59:59.999"},633.1,46.12,23.11,0.83,0]
[null,null,"20230626:0330","2023-06-26T09:59:59.999",670.26,58.71,24.58,0.83,0]
[null,null,"20230626:0430","2023-06-26T10:59:59.999",837.19,68.849999999999994,25.44,1.03,0]
[null,null,"20230626:0530","2023-06-26T11:59:59.999",596.73,71.760000000000005,26.3,1.1000000000000001,0]
[null,null,"20230626:0630","2023-06-26T12:59:59.999",559.39,64.77,26.45,0.76,0]
[null,null,"20230626:0730","2023-06-26T13:59:59.999",327.12,53.17,25.25,1.31,0]
[null,null,"20230626:0830","2023-06-26T14:59:59.999",339.22,40.11,23.59,1.45,0]
[null,null,"20230626:0930","2023-06-26T15:59:59.999",185.92,26.53,23.55,1.38,0]
[null,null,"20230626:1030","2023-06-26T16:59:59.999",72.209999999999994,12.78,23.09,0.62,0]
[null,null,"20230626:1130","2023-06-26T17:59:59.999",0,-0.96,22.65,0.48,0]
[null,null,"20230626:1230","2023-06-26T18:59:59.999",0,0,21.91,0.41,0]
[null,null,"20230626:1330","2023-06-26T19:59:59.999",0,0,21.45,0.76,0]
[null,null,"20230626:1430","2023-06-26T20:59:59.999",0,0,20.87,0.97,0]
[null,null,"20230626:1530","2023-06-26T21:59:59.999",0,0,20.34,0.83,0]
[null,null,"20230626:1630","2023-06-26T22:59:59.999",0,0,19.93,0.76,0]
[null,null,"20230626:1730","2023-06-26T23:59:59.999",0,0,19.559999999999999,0.76,0]
[null,null,"20230626:1830","2023-06-27T00:59:59.999",0,0,19.329999999999998,0.69,0]
[null,null,"20230626:1930","2023-06-27T01:59:59.999",0,0,19.489999999999998,0.48,0]
[null,null,"20230626:2030","2023-06-27T02:59:59.999",0,0,19.489999999999998,0.62,0]
[null,null,"20230626:2130","2023-06-27T03:59:59.999",0,0,19.16,0.62,0]
[null,null,"20230626:2230","2023-06-27T04:59:59.999",0,0,18.97,0.69,0]
[null,null,"20230626:2330","2023-06-27T05:59:59.999",20.51,5.26,18.809999999999999,0.48,0]
[null,null,"20230627:0030","2023-06-27T06:59:59.999",210.49,18.97,19.690000000000001,0.28000000000000003,0]
[null,null,"20230627:0130","2023-06-27T07:59:59.999",409.74,32.68,21.96,0.55000000000000004,0]
[null,null,"20230627:0230","2023-06-27T08:59:59.999",657.08,46.09,23.28,0.83,0]
[null,null,"20230627:0330","2023-06-27T09:59:59.999",790.96,58.69,24.54,1.17,0]
[null,null,"20230627:0430","2023-06-27T10:59:59.999",803.34,68.86,25.13,1.17,0]
[null,null,"20230627:0530","2023-06-27T11:59:59.999",733.05,71.8,25.55,1.17,0]
[null,null,"20230627:0630","2023-06-27T12:59:59.999",624.83000000000004,64.83,25.76,1.03,0]
[null,null,"20230627:0730","2023-06-27T13:59:59.999",745.94,53.23,25.78,0.69,0]
[null,null,"20230627:0830","2023-06-27T14:59:59.999",360.7,40.159999999999997,25.59,1.1000000000000001,0]
[null,null,"20230627:0930","2023-06-27T15:59:59.999",254.69,26.58,23.56,0.9,0]
[null,null,"20230627:1030","2023-06-27T16:59:59.999",44.17,12.83,23.04,0.97,0]
[null,null,"20230627:1130","2023-06-27T17:59:59.999",0,-0.92,22.22,0.48,0]
[null,null,"20230627:1230","2023-06-27T18:59:59.999",0,0,21.98,0.41,0]
[null,null,"20230627:1330","2023-06-27T19:59:59.999",0,0,21.79,0.48,0]
[null,null,"20230627:1430","2023-06-27T20:59:59.999",0,0,21.29,0.69,0]
[null,null,"20230627:1530","2023-06-27T21:59:59.999",0,0,20.84,0.69,0]
[null,null,"20230627:1630","2023-06-27T22:59:59.999",0,0,20.67,0.55000000000000004,0]
[null,null,"20230627:1730","2023-06-27T23:59:59.999",0,0,20.32,0.69,0]
[null,null,"20230627:1830","2023-06-28T00:59:59.999",0,0,20,0.9,0]
[null,null,"20230627:1930","2023-06-28T01:59:59.999",0,0,19.920000000000002,0.69,0]
[null,null,"20230627:2030","2023-06-28T02:59:59.999",0,0,19.7,0.69,0]
[null,null,"20230627:2130","2023-06-28T03:59:59.999",0,0,19.43,0.69,0]
[null,null,"20230627:2230","2023-06-28T04:59:59.999",0,0,19.100000000000001,0.69,0]
[null,null,"20230627:2330","2023-06-28T05:59:59.999",20.010000000000002,5.21,18.940000000000001,0.69,0]
[null,null,"20230628:0030","2023-06-28T06:59:59.999",165.76,18.93,19.899999999999999,0.48,0]
[null,null,"20230628:0130","2023-06-28T07:59:59.999",392.09,32.64,21.34,0.55000000000000004,0]
[null,null,"20230628:0230","2023-06-28T08:59:59.999",498.01,46.06,22.81,0.76,0]
[null,null,"20230628:0330","2023-06-28T09:59:59.999",688.24,58.67,23.86,0.9,0]
[null,null,"20230628:0430","2023-06-28T10:59:59.999",825.37,68.87,24.94,0.97,0]
[null,null,"20230628:0530","2023-06-28T11:59:59.999",431.99,71.849999999999994,25.94,0.83,0]
[null,null,"20230628:0630","2023-06-28T12:59:59.999",599.37,64.900000000000006,24.33,1.03,0]
[null,null,"20230628:0730","2023-06-28T13:59:59.999",428.63,53.29,26.22,0.9,0]
[null,null,"20230628:0830","2023-06-28T14:59:59.999",323.77999999999997,40.22,25.52,0.9,0]
[null,null,"20230628:0930","2023-06-28T15:59:59.999",169.09,26.63,24.73,1.03,0]
[null,null,"20230628:1030","2023-06-28T16:59:59.999",58.09,12.87,24.35,0.83,0]
[null,null,"20230628:1130","2023-06-28T17:59:59.999",0,-0.87,23.67,0.55000000000000004,0]
[null,null,"20230628:1230","2023-06-28T18:59:59.999",0,0,22.54,0.28000000000000003,0]
[null,null,"20230628:1330","2023-06-28T19:59:59.999",0,0,21.77,0.34,0]
[null,null,"20230628:1430","2023-06-28T20:59:59.999",0,0,21.53,0.48,0]
[null,null,"20230628:1530","2023-06-28T21:59:59.999",0,0,21.3,0.48,0]
[null,null,"20230628:1630","2023-06-28T22:59:59.999",0,0,20.94,0.62,0]
[null,null,"20230628:1730","2023-06-28T23:59:59.999",0,0,20.67,0.62,0]
[null,null,"20230628:1830",{"$f":"D4299+1/24","v":"2023-06-29T00:59:59.999"},0,0,20.39,0.62,0]
[null,null,"20230628:1930","2023-06-29T01:59:59.999",0,0,20.28,0.34,0]
[null,null,"20230628:2030","2023-06-29T02:59:59.999",0,0,20.190000000000001,0.48,0]
[null,null,"20230628:2130","2023-06-29T03:59:59.999",0,0,20.12,0.62,0]
[null,null,"20230628:2230","2023-06-29T04:59:59.999",0,0,19.84,0.69,0]
[null,null,"20230628:2330","2023-06-29T05:59:59.999",8.83,5.16,19.79,0.76,0]
[null,null,"20230629:0030","2023-06-29T06:59:59.999",51.65,18.88,19.96,0.62,0]
[null,null,"20230629:0130","2023-06-29T07:59:59.999",61.5,32.6,20.75,0.76,0]
[null,null,"20230629:0230","2023-06-29T08:59:59.999",98.39,46.03,20.78,0.83,0]
[null,null,"20230629:0330","2023-06-29T09:59:59.999",139.91,58.66,21.28,0.9,0]
[null,null,"20230629:0430","2023-06-29T10:59:59.999",272.8,68.88,21.61,0.83,0]
[null,null,"20230629:0530","2023-06-29T11:59:59.999",488.72,71.91,22.37,0.83,0]
[null,null,"20230629:0630","2023-06-29T12:59:59.999",625.76,64.959999999999994,23.44,1.17,0]
[null,null,"20230629:0730","2023-06-29T13:59:59.999",436.5,53.35,24.84,1.31,0]
[null,null,"20230629:0830","2023-06-29T14:59:59.999",302.74,40.270000000000003,23.3,1.03,0]
[null,null,"20230629:0930","2023-06-29T15:59:59.999",190.91,26.68,23.33,0.62,0]
[null,null,"20230629:1030","2023-06-29T16:59:59.999",61.78,12.92,23.31,0.69,0]
[null,null,"20230629:1130","2023-06-29T17:59:59.999",0,-0.83,22.6,0.55000000000000004,0]
[null,null,"20230629:1230","2023-06-29T18:59:59.999",0,0,22.08,1.03,0]
[null,null,"20230629:1330","2023-06-29T19:59:59.999",0,0,21.49,1.03,0]
[null,null,"20230629:1430","2023-06-29T20:59:59.999",0,0,21.06,0.9,0]
[null,null,"20230629:1530","2023-06-29T21:59:59.999",0,0,20.68,0.83,0]
[null,null,"20230629:1630","2023-06-29T22:59:59.999",0,0,20.37,0.83,0]
[null,null,"20230629:1730","2023-06-29T23:59:59.999",0,0,20.149999999999999,0.76,0]
[null,null,"20230629:1830","2023-06-30T00:59:59.999",0,0,19.95,0.76,0]
[null,null,"20230629:1930","2023-06-30T01:59:59.999",0,0,20.05,0.76,0]
[null,null,"20230629:2030","2023-06-30T02:59:59.999",0,0,19.79,0.76,0]
[null,null,"20230629:2130","2023-06-30T03:59:59.999",0,0,19.52,0.69,0]
[null,null,"20230629:2230","2023-06-30T04:59:59.999",0,0,19.440000000000001,0.62,0]
[null,null,"20230629:2330","2023-06-30T05:59:59.999",30.14,5.1100000000000003,19.21,0.76,0]
[null,null,"20230630:0030","2023-06-30T06:59:59.999",201.49,18.84,19.739999999999998,0.55000000000000004,0]
[null,null,"20230630:0130","2023-06-30T07:59:59.999",277.29000000000002,32.56,21.29,0.76,0]
[null,null,"20230630:0230","2023-06-30T08:59:59.999",442.38,46,22.1,0.9,0]
[null,null,"20230630:0330","2023-06-30T09:59:59.999",343.59,58.65,23.17,0.97,0]
[null,null,"20230630:0430","2023-06-30T10:59:59.999",560.85,68.900000000000006,23.54,1.03,0]
[null,null,"20230630:0530","2023-06-30T11:59:59.999",509.13,71.97,24.48,1.17,0]
[null,null,"20230630:0630","2023-06-30T12:59:59.999",683.08,65.03,24.99,1.52,0]
[null,null,"20230630:0730","2023-06-30T13:59:59.999",510.93,53.41,26.08,1.86,0]
[null,null,"20230630:0830","2023-06-30T14:59:59.999",325.22000000000003,40.33,24.36,1.17,0]
[null,null,"20230630:0930","2023-06-30T15:59:59.999",165.86,26.73,23.02,0.9,0]
[null,null,"20230630:1030","2023-06-30T16:59:59.999",29.39,12.96,21.78,0.69,0]
[null,null,"20230630:1130","2023-06-30T17:59:59.999",0,-0.8,21.04,0.34,0]
[null,null,"20230630:1230","2023-06-30T18:59:59.999",0,0,20.75,0.62,0]
[null,null,"20230630:1330","2023-06-30T19:59:59.999",0,0,20.54,0.83,0]
[null,null,"20230630:1430","2023-06-30T20:59:59.999",0,0,20.51,0.83,0]
[null,null,"20230630:1530","2023-06-30T21:59:59.999",0,0,20.399999999999999,1.03,0]
[null,null,"20230630:1630","2023-06-30T22:59:59.999",0,0,20.260000000000002,0.97,0]
[null,null,"20230630:1730","2023-06-30T23:59:59.999",0,0,20.260000000000002,0.9,0]
[null,null,"20230630:1830","2023-07-01T00:59:59.999",0,0,20,1.03,0]
[null,null,"20230630:1930","2023-07-01T01:59:59.999",0,0,20.11,0.97,0]
[null,null,"20230630:2030","2023-07-01T02:59:59.999",0,0,20,0.97,0]
[null,null,"20230630:2130","2023-07-01T03:59:59.999",0,0,19.87,1.03,0]
[null,null,"20230630:2230","2023-07-01T04:59:59.999",0,0,19.739999999999998,0.97,0]
[null,null,"20230630:2330","2023-07-01T05:59:59.999",13.47,5.0599999999999996,19.62,0.97,0]
[null,null,"20230701:0030","2023-07-01T06:59:59.999",121.02,18.8,19.79,1.1000000000000001,0]
[null,null,"20230701:0130","2023-07-01T07:59:59.999",194.81,32.53,20.68,1.24,0]
[null,null,"20230701:0230","2023-07-01T08:59:59.999",371.54,45.98,21.26,1.17,0]
[null,null,"20230701:0330","2023-07-01T09:59:59.999",485.81,58.64,22.23,1.1000000000000001,0]
[null,null,"20230701:0430","2023-07-01T10:59:59.999",478.66,68.930000000000007,23.2,1.24,0]
[null,null,"20230701:0530","2023-07-01T11:59:59.999",467.41,72.040000000000006,23.83,1.45,0]
[null,null,"20230701:0630","2023-07-01T12:59:59.999",587.64,65.11,24.14,1.59,0]
[null,null,"20230701:0730","2023-07-01T13:59:59.999",527.87,53.48,24.77,2.0699999999999998,0]
[null,null,"20230701:0830","2023-07-01T14:59:59.999",347.81,40.39,24.87,2.14,0]
[null,null,"20230701:0930","2023-07-01T15:59:59.999",181.19,26.78,24,2.14,0]
[null,null,"20230701:1030",{"$f":"D4363+1/24","v":"2023-07-01T16:59:59.999"},65.42,13.01,22.9,1.31,0]
[null,null,"20230701:1130","2023-07-01T17:59:59.999",0,-0.76,22.45,0.97,0]
[null,null,"20230701:1230","2023-07-01T18:59:59.999",0,0,21.72,0.97,0]
[null,null,"20230701:1330","2023-07-01T19:59:59.999",0,0,21.15,0.9,0]
[null,null,"20230701:1430","2023-07-01T20:59:59.999",0,0,20.55,0.69,0]
[null,null,"20230701:1530","2023-07-01T21:59:59.999",0,0,20.190000000000001,0.48,0]
[null,null,"20230701:1630","2023-07-01T22:59:59.999",0,0,19.96,0.41,0]
[null,null,"20230701:1730","2023-07-01T23:59:59.999",0,0,19.68,0.41,0]
[null,null,"20230701:1830","2023-07-02T00:59:59.999",0,0,19.41,0.34,0]
[null,null,"20230701:1930","2023-07-02T01:59:59.999",0,0,19.57,0.83,0]
[null,null,"20230701:2030","2023-07-02T02:59:59.999",0,0,19.37,0.62,0]
[null,null,"20230701:2130","2023-07-02T03:59:59.999",0,0,19.25,0.48,0]
[null,null,"20230701:2230","2023-07-02T04:59:59.999",0,0,19.059999999999999,0.62,0]
[null,null,"20230701:2330","2023-07-02T05:59:59.999",22.01,5.01,18.89,0.48,0]
[null,null,"20230702:0030","2023-07-02T06:59:59.999",164.83,18.760000000000002,19.510000000000002,0.55000000000000004,0]
[null,null,"20230702:0130","2023-07-02T07:59:59.999",276.86,32.5,21.29,0.9,0]
[null,null,"20230702:0230","2023-07-02T08:59:59.999",366.88,45.96,22.67,1.1000000000000001,0]
[null,null,"20230702:0330","2023-07-02T09:59:59.999",710.95,58.64,23.58,1.1000000000000001,0]
[null,null,"20230702:0430","2023-07-02T10:59:59.999",597.62,68.959999999999994,25.43,0.62,0]
[null,null,"20230702:0530","2023-07-02T11:59:59.999",424.01,72.12,25.94,0.14000000000000001,0]
[null,null,"20230702:0630","2023-07-02T12:59:59.999",570.48,65.19,25.83,0.28000000000000003,0]
[null,null,"20230702:0730","2023-07-02T13:59:59.999",529.73,53.55,25.3,0.83,0]
[null,null,"20230702:0830","2023-07-02T14:59:59.999",359.13,40.450000000000003,25.46,0.76,0]
[null,null,"20230702:0930","2023-07-02T15:59:59.999",166.81,26.83,24.75,0.55000000000000004,0]
[null,null,"20230702:1030","2023-07-02T16:59:59.999",37.03,13.05,24.03,0.41,0]
[null,null,"20230702:1130","2023-07-02T17:59:59.999",0,-0.72,23.11,0.55000000000000004,0]
[null,null,"20230702:1230","2023-07-02T18:59:59.999",0,0,22.3,0.55000000000000004,0]
[null,null,"20230702:1330","2023-07-02T19:59:59.999",0,0,21.77,0.41,0]
[null,null,"20230702:1430","2023-07-02T20:59:59.999",0,0,21.37,0.41,0]
[null,null,"20230702:1530","2023-07-02T21:59:59.999",0,0,21.12,0.41,0]
[null,null,"20230702:1630","2023-07-02T22:59:59.999",0,0,20.8,0.41,0]
[null,null,"20230702:1730","2023-07-02T23:59:59.999",0,0,20.59,0.41,0]
[null,null,"20230702:1830","2023-07-03T00:59:59.999",0,0,20.28,0.48,0]
[null,null,"20230702:1930","2023-07-03T01:59:59.999",0,0,20.36,0.41,0]
[null,null,"20230702:2030","2023-07-03T02:59:59.999",0,0,20.27,0.34,0]
[null,null,"20230702:2130","2023-07-03T03:59:59.999",0,0,20.14,0.34,0]
[null,null,"20230702:2230","2023-07-03T04:59:59.999",0,0,19.510000000000002,0.62,0]
[null,null,"20230702:2330","2023-07-03T05:59:59.999",25.1,4.96,19.170000000000002,0.69,0]
[null,null,"20230703:0030","2023-07-03T06:59:59.999",215.68,18.72,20.170000000000002,0.41,0]
[null,null,"20230703:0130","2023-07-03T07:59:59.999",445.05,32.47,22.4,0.34,0]
[null,null,"20230703:0230","2023-07-03T08:59:59.999",634.70000000000005,45.94,23.85,0.55000000000000004,0]
[null,null,"20230703:0330","2023-07-03T09:59:59.999",731.28,58.64,25.04,0.83,0]
[null,null,"20230703:0430","2023-07-03T10:59:59.999",800.03,69,25.83,0.83,0]
[null,null,"20230703:0530","2023-07-03T11:59:59.999",859.46,72.2,26.43,0.83,0]
[null,null,"20230703:0630","2023-07-03T12:59:59.999",615.38,65.27,26.78,0.83,0]
[null,null,"20230703:0730","2023-07-03T13:59:59.999",601.66,53.62,25.5,0.83,0]
[null,null,"20230703:0830","2023-07-03T14:59:59.999",385.68,40.5,24.97,0.48,0]
[null,null,"20230703:0930","2023-07-03T15:59:59.999",282.75,26.88,24.3,0.34,0]
[null,null,"20230703:1030","2023-07-03T16:59:59.999",50.5,13.09,23.12,0.41,0]
[null,null,"20230703:1130","2023-07-03T17:59:59.999",0,-0.69,22.36,0.48,0]
[null,null,"20230703:1230","2023-07-03T18:59:59.999",0,0,21.65,0.48,0]
[null,null,"20230703:1330","2023-07-03T19:59:59.999",0,0,21.42,0.41,0]
[null,null,"20230703:1430","2023-07-03T20:59:59.999",0,0,21.03,0.41,0]
[null,null,"20230703:1530","2023-07-03T21:59:59.999",0,0,20.77,0.34,0]
[null,null,"20230703:1630","2023-07-03T22:59:59.999",0,0,20.8,0.55000000000000004,0]
[null,null,"20230703:1730","2023-07-03T23:59:59.999",0,0,20.32,0.69,0]
[null,null,"20230703:1830","2023-07-04T00:59:59.999",0,0,19.989999999999998,0.62,0]
[null,null,"20230703:1930","2023-07-04T01:59:59.999",0,0,19.8,0.28000000000000003,0]
[null,null,"20230703:2030","2023-07-04T02:59:59.999",0,0,19.8,0.41,0]
[null,null,"20230703:2130","2023-07-04T03:59:59.999",0,0,19.77,0.55000000000000004,0]
[null,null,"20230703:2230","2023-07-04T04:59:59.999",0,0,19.43,0.55000000000000004,0]
[null,null,"20230703:2330","2023-07-04T05:59:59.999",23.75,4.92,19.239999999999998,0.62,0]
[null,null,"20230704:0030","2023-07-04T06:59:59.999",183.86,18.68,20.13,0.48,0]
[null,null,"20230704:0130","2023-07-04T07:59:59.999",396.75,32.44,21.76,0.48,0]
[null,null,"20230704:0230",{"$f":"D4427+1/24","v":"2023-07-04T08:59:59.999"},612.70000000000005,45.92,23.22,0.34,0]
[null,null,"20230704:0330","2023-07-04T09:59:59.999",755.55,58.65,24.59,0.62,0]
[null,null,"20230704:0430","2023-07-04T10:59:59.999",810.15,69.05,25.71,0.97,0]
[null,null,"20230704:0530","2023-07-04T11:59:59.999",797.2,72.290000000000006,26.36,1.1000000000000001,0]
[null,null,"20230704:0630","2023-07-04T12:59:59.999",737.09,65.36,26.8,1.24,0]
[null,null,"20230704:0730","2023-07-04T13:59:59.999",569.05999999999995,53.69,25.89,1.38,0]
[null,null,"20230704:0830","2023-07-04T14:59:59.999",336.98,40.56,24.05,0.9,0]
[null,null,"20230704:0930","2023-07-04T15:59:59.999",233.69,26.93,24.3,0.48,0]
[null,null,"20230704:1030","2023-07-04T16:59:59.999",43.62,13.13,22.99,0.76,0]
[null,null,"20230704:1130","2023-07-04T17:59:59.999",0,-0.66,21.79,0.69,0]
[null,null,"20230704:1230","2023-07-04T18:59:59.999",0,0,21.4,0.41,0]
[null,null,"20230704:1330","2023-07-04T19:59:59.999",0,0,21.15,0.28000000000000003,0]
[null,null,"20230704:1430","2023-07-04T20:59:59.999",0,0,20.89,0.28000000000000003,0]
[null,null,"20230704:1530","2023-07-04T21:59:59.999",0,0,20.61,0.21,0]
[null,null,"20230704:1630","2023-07-04T22:59:59.999",0,0,20.07,0.21,0]
[null,null,"20230704:1730","2023-07-04T23:59:59.999",0,0,19.7,0.28000000000000003,0]
[null,null,"20230704:1830","2023-07-05T00:59:59.999",0,0,19.48,0.34,0]
[null,null,"20230704:1930","2023-07-05T01:59:59.999",0,0,19.46,0.62,0]
[null,null,"20230704:2030","2023-07-05T02:59:59.999",0,0,19.22,0.34,0]
[null,null,"20230704:2130","2023-07-05T03:59:59.999",0,0,19.14,0.14000000000000001,0]
[null,null,"20230704:2230","2023-07-05T04:59:59.999",0,0,18.77,0.34,0]
[null,null,"20230704:2330","2023-07-05T05:59:59.999",19.21,4.87,18.52,0.55000000000000004,0]
[null,null,"20230705:0030","2023-07-05T06:59:59.999",241.25,18.64,19.37,0.28000000000000003,0]
[null,null,"20230705:0130","2023-07-05T07:59:59.999",463.86,32.409999999999997,21.79,0.14000000000000001,0]
[null,null,"20230705:0230","2023-07-05T08:59:59.999",649.80999999999995,45.91,23.06,0.34,0]
[null,null,"20230705:0330","2023-07-05T09:59:59.999",808.92,58.66,24.68,1.1000000000000001,0]
[null,null,"20230705:0430","2023-07-05T10:59:59.999",842.94,69.099999999999994,25.31,1.72,0]
[null,null,"20230705:0530","2023-07-05T11:59:59.999",864.48,72.39,25.73,1.72,0]
[null,null,"20230705:0630","2023-07-05T12:59:59.999",755.45,65.45,26.03,1.72,0]
[null,null,"20230705:0730","2023-07-05T13:59:59.999",619.17999999999995,53.76,26.12,1.52,0]
[null,null,"20230705:0830","2023-07-05T14:59:59.999",361.07,40.619999999999997,25.63,1.66,0]
[null,null,"20230705:0930","2023-07-05T15:59:59.999",262.88,26.98,24.39,0.97,0]
[null,null,"20230705:1030","2023-07-05T16:59:59.999",55.39,13.17,24.21,0.83,0]
[null,null,"20230705:1130","2023-07-05T17:59:59.999",0,-0.63,22.61,0.28000000000000003,0]
[null,null,"20230705:1230","2023-07-05T18:59:59.999",0,0,22.15,0.21,0]
[null,null,"20230705:1330","2023-07-05T19:59:59.999",0,0,21.8,0.28000000000000003,0]
[null,null,"20230705:1430","2023-07-05T20:59:59.999",0,0,21.49,0.34,0]
[null,null,"20230705:1530","2023-07-05T21:59:59.999",0,0,20.96,0.34,0]
[null,null,"20230705:1630","2023-07-05T22:59:59.999",0,0,20.41,0.34,0]
[null,null,"20230705:1730","2023-07-05T23:59:59.999",0,0,20.14,0.34,0]
[null,null,"20230705:1830","2023-07-06T00:59:59.999",0,0,20.07,0.34,0]
[null,null,"20230705:1930","2023-07-06T01:59:59.999",0,0,20.41,0.34,0]
[null,null,"20230705:2030","2023-07-06T02:59:59.999",0,0,20.350000000000001,0.34,0]
[null,null,"20230705:2130","2023-07-06T03:59:59.999",0,0,20.059999999999999,0.21,0]
[null,null,"20230705:2230","2023-07-06T04:59:59.999",0,0,19.809999999999999,0.28000000000000003,0]
[null,null,"20230705:2330","2023-07-06T05:59:59.999",18.27,4.82,19.510000000000002,0.41,0]
[null,null,"20230706:0030","2023-07-06T06:59:59.999",215.82,18.61,20.36,0.21,0]
[null,null,"20230706:0130","2023-07-06T07:59:59.999",423.31,32.380000000000003,22.26,7.0000000000000007E-2,0]
[null,null,"20230706:0230","2023-07-06T08:59:59.999",614.66,45.9,23.52,0.14000000000000001,0]
[null,null,"20230706:0330","2023-07-06T09:59:59.999",736.26,58.67,24.87,0.55000000000000004,0]
[null,null,"20230706:0430","2023-07-06T10:59:59.999",810.78,69.150000000000006,25.67,1.03,0]
[null,null,"20230706:0530","2023-07-06T11:59:59.999",760.55,72.489999999999995,26.12,1.38,0]
[null,null,"20230706:0630","2023-07-06T12:59:59.999",820.48,65.540000000000006,26.11,1.31,0]
[null,null,"20230706:0730","2023-07-06T13:59:59.999",517.66999999999996,53.84,26.43,1.45,0]
[null,null,"20230706:0830","2023-07-06T14:59:59.999",383.9,40.68,23.3,1.17,0]
[null,null,"20230706:0930","2023-07-06T15:59:59.999",207.32,27.03,23.42,0.28000000000000003,0]
[null,null,"20230706:1030","2023-07-06T16:59:59.999",41.22,13.21,22.68,0.28000000000000003,0]
[null,null,"20230706:1130","2023-07-06T17:59:59.999",0,-0.6,22.13,0.41,0]
[null,null,"20230706:1230","2023-07-06T18:59:59.999",0,0,21.43,0.21,0]
[null,null,"20230706:1330","2023-07-06T19:59:59.999",0,0,21.04,0.48,0]
[null,null,"20230706:1430","2023-07-06T20:59:59.999",0,0,20.88,0.41,0]
[null,null,"20230706:1530","2023-07-06T21:59:59.999",0,0,20.63,0.41,0]
[null,null,"20230706:1630","2023-07-06T22:59:59.999",0,0,20.399999999999999,0.55000000000000004,0]
[null,null,"20230706:1730","2023-07-06T23:59:59.999",0,0,20.18,0.48,0]
[null,null,"20230706:1830",{"$f":"D4491+1/24","v":"2023-07-07T00:59:59.999"},0,0,19.91,0.62,0]
[null,null,"20230706:1930","2023-07-07T01:59:59.999",0,0,20.25,0.69,0]
[null,null,"20230706:2030","2023-07-07T02:59:59.999",0,0,20.190000000000001,0.55000000000000004,0]
[null,null,"20230706:2130","2023-07-07T03:59:59.999",0,0,19.88,0.69,0]
[null,null,"20230706:2230","2023-07-07T04:59:59.999",0,0,19.57,0.76,0]
[null,null,"20230706:2330","2023-07-07T05:59:59.999",19.41,4.78,19.37,0.83,0]
[null,null,"20230707:0030","2023-07-07T06:59:59.999",221.2,18.57,19.98,0.34,0]
[null,null,"20230707:0130","2023-07-07T07:59:59.999",441.64,32.36,21.78,0.41,0]
[null,null,"20230707:0230","2023-07-07T08:59:59.999",626.92999999999995,45.89,23.39,0.69,0]
[null,null,"20230707:0330","2023-07-07T09:59:59.999",758.15,58.69,24.49,0.76,0]
[null,null,"20230707:0430","2023-07-07T10:59:59.999",782.79,69.209999999999994,25.4,0.97,0]
[null,null,"20230707:0530","2023-07-07T11:59:59.999",617.63,72.59,25.92,1.17,0]
[null,null,"20230707:0630","2023-07-07T12:59:59.999",745.27,65.64,25.66,1.17,0]
[null,null,"20230707:0730","2023-07-07T13:59:59.999",474.35,53.91,26.12,1.52,0]
[null,null,"20230707:0830","2023-07-07T14:59:59.999",226.93,40.74,24.81,1.17,0]
[null,null,"20230707:0930","2023-07-07T15:59:59.999",105.27,27.08,23.93,0.48,0]
[null,null,"20230707:1030","2023-07-07T16:59:59.999",31.94,13.25,22.89,0.48,0]
[null,null,"20230707:1130","2023-07-07T17:59:59.999",0,-0.56999999999999995,22.22,0.48,0]
[null,null,"20230707:1230","2023-07-07T18:59:59.999",0,0,21.79,0.41,0]
[null,null,"20230707:1330","2023-07-07T19:59:59.999",0,0,21.38,0.21,0]
[null,null,"20230707:1430","2023-07-07T20:59:59.999",0,0,21.1,0.55000000000000004,0]
[null,null,"20230707:1530","2023-07-07T21:59:59.999",0,0,20.72,0.55000000000000004,0]
[null,null,"20230707:1630","2023-07-07T22:59:59.999",0,0,20.52,0.62,0]
[null,null,"20230707:1730","2023-07-07T23:59:59.999",0,0,20.309999999999999,0.76,0]
[null,null,"20230707:1830","2023-07-08T00:59:59.999",0,0,20.09,0.76,0]
[null,null,"20230707:1930","2023-07-08T01:59:59.999",0,0,20.09,0.69,0]
[null,null,"20230707:2030","2023-07-08T02:59:59.999",0,0,19.87,0.83,0]
[null,null,"20230707:2130","2023-07-08T03:59:59.999",0,0,19.62,0.9,0]
[null,null,"20230707:2230","2023-07-08T04:59:59.999",0,0,19.510000000000002,0.9,0]
[null,null,"20230707:2330","2023-07-08T05:59:59.999",18.07,4.7300000000000004,19.399999999999999,0.9,0]
[null,null,"20230708:0030","2023-07-08T06:59:59.999",147.41,18.54,19.829999999999998,0.69,0]
[null,null,"20230708:0130","2023-07-08T07:59:59.999",303.88,32.340000000000003,21.28,0.83,0]
[null,null,"20230708:0230","2023-07-08T08:59:59.999",398.05,45.89,22.3,1.03,0]
[null,null,"20230708:0330","2023-07-08T09:59:59.999",568.82000000000005,58.71,23.39,1.17,0]
[null,null,"20230708:0430","2023-07-08T10:59:59.999",559.08000000000004,69.28,24.77,1.03,0]
[null,null,"20230708:0530","2023-07-08T11:59:59.999",570.36,72.709999999999994,24.6,1.24,0]
[null,null,"20230708:0630","2023-07-08T12:59:59.999",452.82,65.739999999999995,23.39,0.83,0]
[null,null,"20230708:0730","2023-07-08T13:59:59.999",550.11,53.99,23.08,0.76,0]
[null,null,"20230708:0830","2023-07-08T14:59:59.999",422,40.799999999999997,24.06,0.9,0]
[null,null,"20230708:0930","2023-07-08T15:59:59.999",268.99,27.13,24.18,0.14000000000000001,0]
[null,null,"20230708:1030","2023-07-08T16:59:59.999",68.47,13.29,23.67,0.28000000000000003,0]
[null,null,"20230708:1130","2023-07-08T17:59:59.999",0,-0.54,22.13,0.48,0]
[null,null,"20230708:1230","2023-07-08T18:59:59.999",0,0,20.63,7.0000000000000007E-2,0]
[null,null,"20230708:1330","2023-07-08T19:59:59.999",0,0,20.350000000000001,0.62,0]
[null,null,"20230708:1430","2023-07-08T20:59:59.999",0,0,20,0.69,0]
[null,null,"20230708:1530","2023-07-08T21:59:59.999",0,0,19.78,0.83,0]
[null,null,"20230708:1630","2023-07-08T22:59:59.999",0,0,19.760000000000002,0.76,0]
[null,null,"20230708:1730","2023-07-08T23:59:59.999",0,0,19.809999999999999,0.76,0]
[null,null,"20230708:1830","2023-07-09T00:59:59.999",0,0,19.670000000000002,0.83,0]
[null,null,"20230708:1930","2023-07-09T01:59:59.999",0,0,19.670000000000002,0.55000000000000004,0]
[null,null,"20230708:2030","2023-07-09T02:59:59.999",0,0,19.73,0.48,0]
[null,null,"20230708:2130","2023-07-09T03:59:59.999",0,0,19.63,0.55000000000000004,0]
[null,null,"20230708:2230","2023-07-09T04:59:59.999",0,0,19.61,0.62,0]
[null,null,"20230708:2330","2023-07-09T05:59:59.999",11.58,4.6900000000000004,19.52,0.62,0]
[null,null,"20230709:0030","2023-07-09T06:59:59.999",69.25,18.510000000000002,19.68,0.62,0]
[null,null,"20230709:0130","2023-07-09T07:59:59.999",179.79,32.32,20.100000000000001,0.55000000000000004,0]
[null,null,"20230709:0230","2023-07-09T08:59:59.999",363.9,45.89,21.09,0.83,0]
[null,null,"20230709:0330","2023-07-09T09:59:59.999",621.99,58.73,22.3,1.03,0]
[null,null,"20230709:0430","2023-07-09T10:59:59.999",585.11,69.349999999999994,23.88,1.17,0]
[null,null,"20230709:0530","2023-07-09T11:59:59.999",700.53,72.83,24.32,1.1000000000000001,0]
[null,null,"20230709:0630","2023-07-09T12:59:59.999",727.33,65.84,25.27,1.24,0]
[null,null,"20230709:0730","2023-07-09T13:59:59.999",620.16,54.07,26.18,1.1000000000000001,0]
[null,null,"20230709:0830","2023-07-09T14:59:59.999",460.02,40.86,26.11,0.97,0]
[null,null,"20230709:0930","2023-07-09T15:59:59.999",289.08999999999997,27.17,25.9,0.83,0]
[null,null,"20230709:1030",{"$f":"D4555+1/24","v":"2023-07-09T16:59:59.999"},62.73,13.32,24.64,0.48,0]
[null,null,"20230709:1130","2023-07-09T17:59:59.999",0,-0.52,23.12,0.48,0]
[null,null,"20230709:1230","2023-07-09T18:59:59.999",0,0,22.21,0.34,0]
[null,null,"20230709:1330","2023-07-09T19:59:59.999",0,0,21.65,0.21,0]
[null,null,"20230709:1430","2023-07-09T20:59:59.999",0,0,21.1,0.14000000000000001,0]
[null,null,"20230709:1530","2023-07-09T21:59:59.999",0,0,20.87,0.21,0]
[null,null,"20230709:1630","2023-07-09T22:59:59.999",0,0,20.7,0.28000000000000003,0]
[null,null,"20230709:1730","2023-07-09T23:59:59.999",0,0,20.5,0.28000000000000003,0]
[null,null,"20230709:1830","2023-07-10T00:59:59.999",0,0,20.329999999999998,0.21,0]
[null,null,"20230709:1930","2023-07-10T01:59:59.999",0,0,19.649999999999999,0.48,0]
[null,null,"20230709:2030","2023-07-10T02:59:59.999",0,0,19.489999999999998,0.41,0]
[null,null,"20230709:2130","2023-07-10T03:59:59.999",0,0,19.29,0.41,0]
[null,null,"20230709:2230","2023-07-10T04:59:59.999",0,0,19.34,0.48,0]
[null,null,"20230709:2330","2023-07-10T05:59:59.999",26.75,4.6399999999999997,19.2,0.69,0]
[null,null,"20230710:0030","2023-07-10T06:59:59.999",162.43,18.48,19.670000000000002,0.69,0]
[null,null,"20230710:0130","2023-07-10T07:59:59.999",372.34,32.31,21.1,0.76,0]
[null,null,"20230710:0230","2023-07-10T08:59:59.999",563.61,45.89,22.41,0.83,0]
[null,null,"20230710:0330","2023-07-10T09:59:59.999",634.28,58.76,23.71,0.83,0]
[null,null,"20230710:0430","2023-07-10T10:59:59.999",791.29,69.430000000000007,24.74,0.69,0]
[null,null,"20230710:0530","2023-07-10T11:59:59.999",574.21,72.95,25.81,0.69,0]
[null,null,"20230710:0630","2023-07-10T12:59:59.999",633.15,65.95,25.65,0.69,0]
[null,null,"20230710:0730","2023-07-10T13:59:59.999",521.23,54.15,26.17,0.55000000000000004,0]
[null,null,"20230710:0830","2023-07-10T14:59:59.999",421.33,40.92,24.19,0.55000000000000004,0]
[null,null,"20230710:0930","2023-07-10T15:59:59.999",108.86,27.22,23.44,0.14000000000000001,0]
[null,null,"20230710:1030","2023-07-10T16:59:59.999",45.96,13.35,22.49,0.34,0]
[null,null,"20230710:1130","2023-07-10T17:59:59.999",0,-0.5,21.52,0.28000000000000003,0]
[null,null,"20230710:1230","2023-07-10T18:59:59.999",0,0,21.09,0.41,0]
[null,null,"20230710:1330","2023-07-10T19:59:59.999",0,0,20.94,0.55000000000000004,0]
[null,null,"20230710:1430","2023-07-10T20:59:59.999",0,0,20.83,0.55000000000000004,0]
[null,null,"20230710:1530","2023-07-10T21:59:59.999",0,0,20.53,0.41,0]
[null,null,"20230710:1630","2023-07-10T22:59:59.999",0,0,20.25,0.48,0]
[null,null,"20230710:1730","2023-07-10T23:59:59.999",0,0,20.010000000000002,0.28000000000000003,0]
[null,null,"20230710:1830","2023-07-11T00:59:59.999",0,0,19.72,0.14000000000000001,0]
[null,null,"20230710:1930","2023-07-11T01:59:59.999",0,0,19.82,0.48,0]
[null,null,"20230710:2030","2023-07-11T02:59:59.999",0,0,19.59,0.62,0]
[null,null,"20230710:2130","2023-07-11T03:59:59.999",0,0,19.46,0.55000000000000004,0]
[null,null,"20230710:2230","2023-07-11T04:59:59.999",0,0,19.28,0.48,0]
[null,null,"20230710:2330","2023-07-11T05:59:59.999",25.5,4.5999999999999996,19.059999999999999,0.41,0]
[null,null,"20230711:0030","2023-07-11T06:59:59.999",156.71,18.45,19.690000000000001,0.14000000000000001,0]
[null,null,"20230711:0130","2023-07-11T07:59:59.999",372.75,32.29,20.97,0.41,0]
[null,null,"20230711:0230","2023-07-11T08:59:59.999",541.34,45.89,22.33,0.48,0]
[null,null,"20230711:0330","2023-07-11T09:59:59.999",658.52,58.79,23.53,7.0000000000000007E-2,0]
[null,null,"20230711:0430","2023-07-11T10:59:59.999",871.27,69.510000000000005,24.64,0.21,0]
[null,null,"20230711:0530","2023-07-11T11:59:59.999",772.46,73.09,25.89,0.34,0]
[null,null,"20230711:0630","2023-07-11T12:59:59.999",753.6,66.06,24.63,0.34,0]
[null,null,"20230711:0730","2023-07-11T13:59:59.999",661.21,54.23,26.57,0.41,0]
[null,null,"20230711:0830","2023-07-11T14:59:59.999",282.04000000000002,40.98,25.87,7.0000000000000007E-2,0]
[null,null,"20230711:0930","2023-07-11T15:59:59.999",186.23,27.26,23.54,1.24,0]
[null,null,"20230711:1030","2023-07-11T16:59:59.999",61.88,13.39,22.72,0.62,0]
[null,null,"20230711:1130","2023-07-11T17:59:59.999",0,-0.48,22.23,0.62,0]
[null,null,"20230711:1230","2023-07-11T18:59:59.999",0,0,21.69,0.34,0]
[null,null,"20230711:1330","2023-07-11T19:59:59.999",0,0,21.42,0.62,0]
[null,null,"20230711:1430","2023-07-11T20:59:59.999",0,0,21.08,0.55000000000000004,0]
[null,null,"20230711:1530","2023-07-11T21:59:59.999",0,0,20.87,0.21,0]
[null,null,"20230711:1630","2023-07-11T22:59:59.999",0,0,20.72,0,0]
[null,null,"20230711:1730","2023-07-11T23:59:59.999",0,0,20.61,0.14000000000000001,0]
[null,null,"20230711:1830","2023-07-12T00:59:59.999",0,0,19.93,0.41,0]
[null,null,"20230711:1930","2023-07-12T01:59:59.999",0,0,20.190000000000001,0.48,0]
[null,null,"20230711:2030","2023-07-12T02:59:59.999",0,0,20.12,0.55000000000000004,0]
[null,null,"20230711:2130","2023-07-12T03:59:59.999",0,0,20.04,0.48,0]
[null,null,"20230711:2230","2023-07-12T04:59:59.999",0,0,19.899999999999999,0.34,0]
[null,null,"20230711:2330","2023-07-12T05:59:59.999",17.920000000000002,4.5599999999999996,19.78,0.41,0]
[null,null,"20230712:0030","2023-07-12T06:59:59.999",202.56,18.420000000000002,20.48,0.28000000000000003,0]
[null,null,"20230712:0130","2023-07-12T07:59:59.999",396.08,32.28,21.87,0.34,0]
[null,null,"20230712:0230",{"$f":"D4619+1/24","v":"2023-07-12T08:59:59.999"},543.55999999999995,45.9,23.24,0.48,0]
[null,null,"20230712:0330","2023-07-12T09:59:59.999",756.91,58.83,24.33,0.55000000000000004,0]
[null,null,"20230712:0430","2023-07-12T10:59:59.999",865.06,69.599999999999994,26.11,0.34,0]
[null,null,"20230712:0530","2023-07-12T11:59:59.999",821.95,73.22,26.52,0.55000000000000004,0]
[null,null,"20230712:0630","2023-07-12T12:59:59.999",609.49,66.17,25.05,0.55000000000000004,0]
[null,null,"20230712:0730","2023-07-12T13:59:59.999",409.83,54.31,23.57,0.69,0]
[null,null,"20230712:0830","2023-07-12T14:59:59.999",204.91,41.04,22.76,0.83,0]
[null,null,"20230712:0930","2023-07-12T15:59:59.999",152.13,27.31,21.94,0.62,0]
[null,null,"20230712:1030","2023-07-12T16:59:59.999",41.07,13.42,20.93,0.62,0]
[null,null,"20230712:1130","2023-07-12T17:59:59.999",0,-0.47,20.71,0.28000000000000003,0]
[null,null,"20230712:1230","2023-07-12T18:59:59.999",0,0,20.34,0.28000000000000003,0]
[null,null,"20230712:1330","2023-07-12T19:59:59.999",0,0,19.86,0.48,0]
[null,null,"20230712:1430","2023-07-12T20:59:59.999",0,0,19.88,0.55000000000000004,0]
[null,null,"20230712:1530","2023-07-12T21:59:59.999",0,0,19.91,0.48,0]
[null,null,"20230712:1630","2023-07-12T22:59:59.999",0,0,19.78,0.34,0]
[null,null,"20230712:1730","2023-07-12T23:59:59.999",0,0,19.71,0.55000000000000004,0]
[null,null,"20230712:1830","2023-07-13T00:59:59.999",0,0,19.57,0.76,0]
[null,null,"20230712:1930","2023-07-13T01:59:59.999",0,0,19.95,0.55000000000000004,0]
[null,null,"20230712:2030","2023-07-13T02:59:59.999",0,0,19.649999999999999,0.55000000000000004,0]
[null,null,"20230712:2130","2023-07-13T03:59:59.999",0,0,19.46,0.55000000000000004,0]
[null,null,"20230712:2230","2023-07-13T04:59:59.999",0,0,19.34,0.69,0]
[null,null,"20230712:2330","2023-07-13T05:59:59.999",16.22,4.5199999999999996,19.12,0.62,0]
[null,null,"20230713:0030","2023-07-13T06:59:59.999",172.9,18.399999999999999,19.8,0.14000000000000001,0]
[null,null,"20230713:0130","2023-07-13T07:59:59.999",296.79000000000002,32.270000000000003,21.41,0.48,0]
[null,null,"20230713:0230","2023-07-13T08:59:59.999",551.26,45.91,22.32,0.69,0]
[null,null,"20230713:0330","2023-07-13T09:59:59.999",735.46,58.87,23.89,0.48,0]
[null,null,"20230713:0430","2023-07-13T10:59:59.999",739.42,69.69,25.2,0.55000000000000004,0]
[null,null,"20230713:0530","2023-07-13T11:59:59.999",640.83000000000004,73.37,25.71,0.9,0]
[null,null,"20230713:0630","2023-07-13T12:59:59.999",725.76,66.290000000000006,24.94,0.9,0]
[null,null,"20230713:0730","2023-07-13T13:59:59.999",508.33,54.39,24.85,0.83,0]
[null,null,"20230713:0830","2023-07-13T14:59:59.999",299.51,41.1,23.6,0.69,0]
[null,null,"20230713:0930","2023-07-13T15:59:59.999",154.74,27.35,23.09,0.83,0]
[null,null,"20230713:1030","2023-07-13T16:59:59.999",41.17,13.44,22.27,0.69,0]
[null,null,"20230713:1130","2023-07-13T17:59:59.999",0,-0.45,21.84,0.48,0]
[null,null,"20230713:1230","2023-07-13T18:59:59.999",0,0,21.47,0.55000000000000004,0]
[null,null,"20230713:1330","2023-07-13T19:59:59.999",0,0,21.13,0.62,0]
[null,null,"20230713:1430","2023-07-13T20:59:59.999",0,0,20.54,0.62,0]
[null,null,"20230713:1530","2023-07-13T21:59:59.999",0,0,20.190000000000001,0.41,0]
[null,null,"20230713:1630","2023-07-13T22:59:59.999",0,0,19.88,0.48,0]
[null,null,"20230713:1730","2023-07-13T23:59:59.999",0,0,19.989999999999998,0.62,0]
[null,null,"20230713:1830","2023-07-14T00:59:59.999",0,0,19.690000000000001,0.76,0]
[null,null,"20230713:1930","2023-07-14T01:59:59.999",0,0,19.739999999999998,0.83,0]
[null,null,"20230713:2030","2023-07-14T02:59:59.999",0,0,19.73,0.69,0]
[null,null,"20230713:2130","2023-07-14T03:59:59.999",0,0,19.73,0.76,0]
[null,null,"20230713:2230","2023-07-14T04:59:59.999",0,0,19.62,0.76,0]
[null,null,"20230713:2330","2023-07-14T05:59:59.999",12.63,4.4800000000000004,19.559999999999999,0.83,0]
[null,null,"20230714:0030","2023-07-14T06:59:59.999",73.84,18.37,19.82,0.69,0]
[null,null,"20230714:0130","2023-07-14T07:59:59.999",169.76,32.26,20.7,0.76,0]
[null,null,"20230714:0230","2023-07-14T08:59:59.999",261.13,45.92,21.25,0.83,0]
[null,null,"20230714:0330","2023-07-14T09:59:59.999",305.95999999999998,58.91,22.09,0.9,0]
[null,null,"20230714:0430","2023-07-14T10:59:59.999",377.35,69.790000000000006,22.72,1.03,0]
[null,null,"20230714:0530","2023-07-14T11:59:59.999",258.20999999999998,73.52,23.02,1.03,0]
[null,null,"20230714:0630","2023-07-14T12:59:59.999",321.07,66.41,22.37,1.17,0]
[null,null,"20230714:0730","2023-07-14T13:59:59.999",393.44,54.47,23.5,1.24,0]
[null,null,"20230714:0830","2023-07-14T14:59:59.999",241.17,41.16,23,1.31,0]
[null,null,"20230714:0930","2023-07-14T15:59:59.999",165.97,27.39,22.87,1.45,0]
[null,null,"20230714:1030","2023-07-14T16:59:59.999",33.39,13.47,22.27,1.66,0]
[null,null,"20230714:1130","2023-07-14T17:59:59.999",0,-0.44,21.66,1.24,0]
[null,null,"20230714:1230","2023-07-14T18:59:59.999",0,0,20.95,0.97,0]
[null,null,"20230714:1330","2023-07-14T19:59:59.999",0,0,20.52,0.55000000000000004,0]
[null,null,"20230714:1430","2023-07-14T20:59:59.999",0,0,20.010000000000002,0.41,0]
[null,null,"20230714:1530","2023-07-14T21:59:59.999",0,0,19.61,0.41,0]
[null,null,"20230714:1630","2023-07-14T22:59:59.999",0,0,19.28,0.34,0]
[null,null,"20230714:1730","2023-07-14T23:59:59.999",0,0,19.11,0.48,0]
[null,null,"20230714:1830",{"$f":"D4683+1/24","v":"2023-07-15T00:59:59.999"},0,0,19.04,0.55000000000000004,0]
[null,null,"20230714:1930","2023-07-15T01:59:59.999",0,0,19.02,0.97,0]
[null,null,"20230714:2030","2023-07-15T02:59:59.999",0,0,19.059999999999999,0.9,0]
[null,null,"20230714:2130","2023-07-15T03:59:59.999",0,0,18.88,0.9,0]
[null,null,"20230714:2230","2023-07-15T04:59:59.999",0,0,18.61,0.83,0]
[null,null,"20230714:2330","2023-07-15T05:59:59.999",21.66,4.4400000000000004,18.48,0.83,0]
[null,null,"20230715:0030","2023-07-15T06:59:59.999",188.8,18.350000000000001,18.91,0.69,0]
[null,null,"20230715:0130","2023-07-15T07:59:59.999",426.45,32.26,20.67,0.55000000000000004,0]
[null,null,"20230715:0230","2023-07-15T08:59:59.999",614.86,45.94,22.83,1.03,0]
[null,null,"20230715:0330","2023-07-15T09:59:59.999",761.3,58.96,24.12,1.38,0]
[null,null,"20230715:0430","2023-07-15T10:59:59.999",852.19,69.900000000000006,25.15,1.86,0]
[null,null,"20230715:0530","2023-07-15T11:59:59.999",826.6,73.67,26.06,2.62,0]
[null,null,"20230715:0630","2023-07-15T12:59:59.999",710.19,66.53,26.29,2.62,0]
[null,null,"20230715:0730","2023-07-15T13:59:59.999",649.38,54.55,25.96,2.2799999999999998,0]
[null,null,"20230715:0830","2023-07-15T14:59:59.999",484.06,41.22,25.65,2,0]
[null,null,"20230715:0930","2023-07-15T15:59:59.999",271.36,27.43,25.3,2.0699999999999998,0]
[null,null,"20230715:1030","2023-07-15T16:59:59.999",46.56,13.49,24.55,1.38,0]
[null,null,"20230715:1130","2023-07-15T17:59:59.999",0,-0.43,23.77,1.24,0]
[null,null,"20230715:1230","2023-07-15T18:59:59.999",0,0,22.83,1.03,0]
[null,null,"20230715:1330","2023-07-15T19:59:59.999",0,0,21.79,1.03,0]
[null,null,"20230715:1430","2023-07-15T20:59:59.999",0,0,21.11,0.9,0]
[null,null,"20230715:1530","2023-07-15T21:59:59.999",0,0,20.52,0.83,0]
[null,null,"20230715:1630","2023-07-15T22:59:59.999",0,0,19.920000000000002,0.9,0]
[null,null,"20230715:1730","2023-07-15T23:59:59.999",0,0,19.55,0.76,0]
[null,null,"20230715:1830","2023-07-16T00:59:59.999",0,0,19.34,0.69,0]
[null,null,"20230715:1930","2023-07-16T01:59:59.999",0,0,19.52,0.76,0]
[null,null,"20230715:2030","2023-07-16T02:59:59.999",0,0,19.28,0.97,0]
[null,null,"20230715:2130","2023-07-16T03:59:59.999",0,0,18.97,1.03,0]
[null,null,"20230715:2230","2023-07-16T04:59:59.999",0,0,18.75,1.1000000000000001,0]
[null,null,"20230715:2330","2023-07-16T05:59:59.999",26.45,4.41,18.5,1.1000000000000001,0]
[null,null,"20230716:0030","2023-07-16T06:59:59.999",220,18.329999999999998,19.36,0.9,0]
[null,null,"20230716:0130","2023-07-16T07:59:59.999",436.82,32.25,21.63,0.83,0]
[null,null,"20230716:0230","2023-07-16T08:59:59.999",626.34,45.95,23.15,1.03,0]
[null,null,"20230716:0330","2023-07-16T09:59:59.999",803.5,59.01,24.4,1.1000000000000001,0]
[null,null,"20230716:0430","2023-07-16T10:59:59.999",806.41,70.010000000000005,25.68,2,0]
[null,null,"20230716:0530","2023-07-16T11:59:59.999",807.88,73.83,26.1,2.0699999999999998,0]
[null,null,"20230716:0630","2023-07-16T12:59:59.999",614.53,66.650000000000006,26.5,2,0]
[null,null,"20230716:0730","2023-07-16T13:59:59.999",583.82000000000005,54.64,26.3,2.48,0]
[null,null,"20230716:0830","2023-07-16T14:59:59.999",468.18,41.27,26.4,2.2799999999999998,0]
[null,null,"20230716:0930","2023-07-16T15:59:59.999",306.73,27.47,26.14,2,0]
[null,null,"20230716:1030","2023-07-16T16:59:59.999",54.2,13.52,25.52,1.52,0]
[null,null,"20230716:1130","2023-07-16T17:59:59.999",0,-0.42,24.41,1.1000000000000001,0]
[null,null,"20230716:1230","2023-07-16T18:59:59.999",0,0,23.26,1.03,0]
[null,null,"20230716:1330","2023-07-16T19:59:59.999",0,0,22.14,0.97,0]
[null,null,"20230716:1430","2023-07-16T20:59:59.999",0,0,21.66,0.97,0]
[null,null,"20230716:1530","2023-07-16T21:59:59.999",0,0,21.06,0.97,0]
[null,null,"20230716:1630","2023-07-16T22:59:59.999",0,0,20.71,0.83,0]
[null,null,"20230716:1730","2023-07-16T23:59:59.999",0,0,20.23,0.9,0]
[null,null,"20230716:1830","2023-07-17T00:59:59.999",0,0,20.16,1.03,0]
[null,null,"20230716:1930","2023-07-17T01:59:59.999",0,0,19.95,0.9,0]
[null,null,"20230716:2030","2023-07-17T02:59:59.999",0,0,19.79,0.9,0]
[null,null,"20230716:2130","2023-07-17T03:59:59.999",0,0,19.57,0.83,0]
[null,null,"20230716:2230","2023-07-17T04:59:59.999",0,0,19.39,0.9,0]
[null,null,"20230716:2330","2023-07-17T05:59:59.999",26.1,4.37,19.32,0.9,0]
[null,null,"20230717:0030","2023-07-17T06:59:59.999",167.28,18.309999999999999,19.82,0.76,0]
[null,null,"20230717:0130","2023-07-17T07:59:59.999",301.14,32.25,21.46,0.69,0]
[null,null,"20230717:0230","2023-07-17T08:59:59.999",422.85,45.98,22.67,0.83,0]
[null,null,"20230717:0330","2023-07-17T09:59:59.999",578.05999999999995,59.07,23.64,0.76,0]
[null,null,"20230717:0430","2023-07-17T10:59:59.999",563.36,70.12,24.7,1.24,0]
[null,null,"20230717:0530","2023-07-17T11:59:59.999",480.63,74,25.12,1.66,0]
[null,null,"20230717:0630","2023-07-17T12:59:59.999",584.65,66.77,25.09,1.59,0]
[null,null,"20230717:0730","2023-07-17T13:59:59.999",513.64,54.72,25.94,1.86,0]
[null,null,"20230717:0830","2023-07-17T14:59:59.999",357.5,41.33,26.03,2,0]
[null,null,"20230717:0930","2023-07-17T15:59:59.999",244.17,27.5,25.63,1.72,0]
[null,null,"20230717:1030",{"$f":"D4747+1/24","v":"2023-07-17T16:59:59.999"},79.349999999999994,13.54,24.97,1.31,0]
[null,null,"20230717:1130","2023-07-17T17:59:59.999",0,-0.42,24.02,1.03,0]
[null,null,"20230717:1230","2023-07-17T18:59:59.999",0,0,23.09,0.97,0]
[null,null,"20230717:1330","2023-07-17T19:59:59.999",0,0,22.22,0.97,0]
[null,null,"20230717:1430","2023-07-17T20:59:59.999",0,0,21.77,0.9,0]
[null,null,"20230717:1530","2023-07-17T21:59:59.999",0,0,21.29,0.9,0]
[null,null,"20230717:1630","2023-07-17T22:59:59.999",0,0,20.81,0.83,0]
[null,null,"20230717:1730","2023-07-17T23:59:59.999",0,0,20.420000000000002,0.83,0]
[null,null,"20230717:1830","2023-07-18T00:59:59.999",0,0,20.02,0.83,0]
[null,null,"20230717:1930","2023-07-18T01:59:59.999",0,0,20.23,0.76,0]
[null,null,"20230717:2030","2023-07-18T02:59:59.999",0,0,19.95,0.76,0]
[null,null,"20230717:2130","2023-07-18T03:59:59.999",0,0,19.510000000000002,0.69,0]
[null,null,"20230717:2230","2023-07-18T04:59:59.999",0,0,19.36,0.69,0]
[null,null,"20230717:2330","2023-07-18T05:59:59.999",19.059999999999999,4.34,19.14,0.55000000000000004,0]
[null,null,"20230718:0030","2023-07-18T06:59:59.999",227.99,18.3,19.68,0.34,0]
[null,null,"20230718:0130","2023-07-18T07:59:59.999",362.06,32.25,22.31,0.55000000000000004,0]
[null,null,"20230718:0230","2023-07-18T08:59:59.999",645.94000000000005,46,23.31,0.83,0]
[null,null,"20230718:0330","2023-07-18T09:59:59.999",577.99,59.13,24.75,1.03,0]
[null,null,"20230718:0430","2023-07-18T10:59:59.999",759.88,70.239999999999995,25.28,1.31,0]
[null,null,"20230718:0530","2023-07-18T11:59:59.999",750.95,74.17,26.2,1.79,0]
[null,null,"20230718:0630","2023-07-18T12:59:59.999",570.63,66.900000000000006,26.52,1.86,0]
[null,null,"20230718:0730","2023-07-18T13:59:59.999",575.51,54.8,26.42,1.66,0]
[null,null,"20230718:0830","2023-07-18T14:59:59.999",463.82,41.38,26.56,1.79,0]
[null,null,"20230718:0930","2023-07-18T15:59:59.999",283.43,27.54,26.26,1.72,0]
[null,null,"20230718:1030","2023-07-18T16:59:59.999",54.45,13.55,25.53,1.24,0]
[null,null,"20230718:1130","2023-07-18T17:59:59.999",0,-0.42,24.65,0.83,0]
[null,null,"20230718:1230","2023-07-18T18:59:59.999",0,0,23.58,0.69,0]
[null,null,"20230718:1330","2023-07-18T19:59:59.999",0,0,22.53,0.9,0]
[null,null,"20230718:1430","2023-07-18T20:59:59.999",0,0,22,0.76,0]
[null,null,"20230718:1530","2023-07-18T21:59:59.999",0,0,21.57,0.69,0]
[null,null,"20230718:1630","2023-07-18T22:59:59.999",0,0,21.19,0.41,0]
[null,null,"20230718:1730","2023-07-18T23:59:59.999",0,0,20.63,0.69,0]
[null,null,"20230718:1830","2023-07-19T00:59:59.999",0,0,20.28,0.9,0]
[null,null,"20230718:1930","2023-07-19T01:59:59.999",0,0,20.36,0.55000000000000004,0]
[null,null,"20230718:2030","2023-07-19T02:59:59.999",0,0,20.64,0.55000000000000004,0]
[null,null,"20230718:2130","2023-07-19T03:59:59.999",0,0,20.46,0.76,0]
[null,null,"20230718:2230","2023-07-19T04:59:59.999",0,0,20.190000000000001,0.97,0]
[null,null,"20230718:2330","2023-07-19T05:59:59.999",15.77,4.3099999999999996,19.96,0.9,0]
[null,null,"20230719:0030","2023-07-19T06:59:59.999",86.9,18.28,20.04,0.9,0]
[null,null,"20230719:0130","2023-07-19T07:59:59.999",163.99,32.26,20.78,1.1000000000000001,0]
[null,null,"20230719:0230","2023-07-19T08:59:59.999",270.58,46.03,21.51,1.24,0]
[null,null,"20230719:0330","2023-07-19T09:59:59.999",329.48,59.19,22.35,1.38,0]
[null,null,"20230719:0430","2023-07-19T10:59:59.999",579.11,70.37,22.98,1.17,0]
[null,null,"20230719:0530","2023-07-19T11:59:59.999",650.11,74.349999999999994,24.21,1.17,0]
[null,null,"20230719:0630","2023-07-19T12:59:59.999",208.94,67.03,25.08,1.45,0]
[null,null,"20230719:0730","2023-07-19T13:59:59.999",228.13,54.88,21.17,1.31,0]
[null,null,"20230719:0830","2023-07-19T14:59:59.999",184.7,41.44,21.61,1.38,0]
[null,null,"20230719:0930","2023-07-19T15:59:59.999",186.68,27.57,21.61,1.1000000000000001,0]
[null,null,"20230719:1030","2023-07-19T16:59:59.999",55.64,13.57,21.7,0.83,0]
[null,null,"20230719:1130","2023-07-19T17:59:59.999",0,-0.42,21.3,0.76,0]
[null,null,"20230719:1230","2023-07-19T18:59:59.999",0,0,20.64,0.83,0]
[null,null,"20230719:1330","2023-07-19T19:59:59.999",0,0,20.27,0.76,0]
[null,null,"20230719:1430","2023-07-19T20:59:59.999",0,0,20.04,0.76,0]
[null,null,"20230719:1530","2023-07-19T21:59:59.999",0,0,19.829999999999998,0.76,0]
[null,null,"20230719:1630","2023-07-19T22:59:59.999",0,0,19.54,0.55000000000000004,0]
[null,null,"20230719:1730","2023-07-19T23:59:59.999",0,0,19.23,0.69,0]
[null,null,"20230719:1830","2023-07-20T00:59:59.999",0,0,18.91,0.62,0]
[null,null,"20230719:1930","2023-07-20T01:59:59.999",0,0,19.32,0.69,0]
[null,null,"20230719:2030","2023-07-20T02:59:59.999",0,0,19.32,0.69,0]
[null,null,"20230719:2130","2023-07-20T03:59:59.999",0,0,19.14,0.69,0]
[null,null,"20230719:2230","2023-07-20T04:59:59.999",0,0,18.93,0.76,0]
[null,null,"20230719:2330","2023-07-20T05:59:59.999",16.27,4.28,18.95,0.76,0]
[null,null,"20230720:0030","2023-07-20T06:59:59.999",154.68,18.27,19.38,0.48,0]
[null,null,"20230720:0130","2023-07-20T07:59:59.999",296.95999999999998,32.26,20.92,0.62,0]
[null,null,"20230720:0230",{"$f":"D4811+1/24","v":"2023-07-20T08:59:59.999"},481.27,46.06,22.15,0.9,0]
[null,null,"20230720:0330","2023-07-20T09:59:59.999",540.91,59.26,23.01,1.03,0]
[null,null,"20230720:0430","2023-07-20T10:59:59.999",676.45,70.5,23.52,1.1000000000000001,0]
[null,null,"20230720:0530","2023-07-20T11:59:59.999",709.3,74.53,24.34,1.79,0]
[null,null,"20230720:0630","2023-07-20T12:59:59.999",617.09,67.150000000000006,24.71,2.2799999999999998,0]
[null,null,"20230720:0730","2023-07-20T13:59:59.999",446.9,54.96,24.9,2.14,0]
[null,null,"20230720:0830","2023-07-20T14:59:59.999",201.51,41.49,24.14,2.0699999999999998,0]
[null,null,"20230720:0930","2023-07-20T15:59:59.999",97.68,27.6,22.52,1.1000000000000001,0]
[null,null,"20230720:1030","2023-07-20T16:59:59.999",46.66,13.58,22.07,0.62,0]
[null,null,"20230720:1130","2023-07-20T17:59:59.999",0,-0.42,21.69,0.48,0]
[null,null,"20230720:1230","2023-07-20T18:59:59.999",0,0,21.29,0.62,0]
[null,null,"20230720:1330","2023-07-20T19:59:59.999",0,0,20.89,0.55000000000000004,0]
[null,null,"20230720:1430","2023-07-20T20:59:59.999",0,0,20.29,0.48,0]
[null,null,"20230720:1530","2023-07-20T21:59:59.999",0,0,19.93,0.48,0]
[null,null,"20230720:1630","2023-07-20T22:59:59.999",0,0,19.77,0.62,0]
[null,null,"20230720:1730","2023-07-20T23:59:59.999",0,0,19.63,0.62,0]
[null,null,"20230720:1830","2023-07-21T00:59:59.999",0,0,19.579999999999998,0.41,0]
[null,null,"20230720:1930","2023-07-21T01:59:59.999",0,0,19.22,0.62,0]
[null,null,"20230720:2030","2023-07-21T02:59:59.999",0,0,19.03,0.9,0]
[null,null,"20230720:2130","2023-07-21T03:59:59.999",0,0,19.170000000000002,0.83,0]
[null,null,"20230720:2230","2023-07-21T04:59:59.999",0,0,19.13,0.62,0]
[null,null,"20230720:2330","2023-07-21T05:59:59.999",19.059999999999999,4.25,18.96,0.69,0]
[null,null,"20230721:0030","2023-07-21T06:59:59.999",173.41,18.260000000000002,19.329999999999998,0.76,0]
[null,null,"20230721:0130","2023-07-21T07:59:59.999",375.86,32.270000000000003,20.73,0.76,0]
[null,null,"20230721:0230","2023-07-21T08:59:59.999",520.58000000000004,46.09,22.31,0.83,0]
[null,null,"20230721:0330","2023-07-21T09:59:59.999",653.99,59.33,23.67,0.97,0]
[null,null,"20230721:0430","2023-07-21T10:59:59.999",774.5,70.63,24.87,1.03,0]
[null,null,"20230721:0530","2023-07-21T11:59:59.999",707.25,74.72,25.82,1.24,0]
[null,null,"20230721:0630","2023-07-21T12:59:59.999",397.57,67.290000000000006,26.42,1.52,0]
[null,null,"20230721:0730","2023-07-21T13:59:59.999",428.15,55.04,24.65,0.97,0]
[null,null,"20230721:0830","2023-07-21T14:59:59.999",360.31,41.54,25.01,1.31,0]
[null,null,"20230721:0930","2023-07-21T15:59:59.999",304.22000000000003,27.63,25.08,1.52,0]
[null,null,"20230721:1030","2023-07-21T16:59:59.999",56.29,13.59,24.55,0.9,0]
[null,null,"20230721:1130","2023-07-21T17:59:59.999",0,-0.43,23.29,0.41,0]
[null,null,"20230721:1230","2023-07-21T18:59:59.999",0,0,22.4,0.34,0]
[null,null,"20230721:1330","2023-07-21T19:59:59.999",0,0,21.67,0.41,0]
[null,null,"20230721:1430","2023-07-21T20:59:59.999",0,0,21.33,0.34,0]
[null,null,"20230721:1530","2023-07-21T21:59:59.999",0,0,21.01,0.28000000000000003,0]
[null,null,"20230721:1630","2023-07-21T22:59:59.999",0,0,20.67,0.28000000000000003,0]
[null,null,"20230721:1730","2023-07-21T23:59:59.999",0,0,20.54,0.41,0]
[null,null,"20230721:1830","2023-07-22T00:59:59.999",0,0,20.190000000000001,0.62,0]
[null,null,"20230721:1930","2023-07-22T01:59:59.999",0,0,20.45,0.48,0]
[null,null,"20230721:2030","2023-07-22T02:59:59.999",0,0,20.420000000000002,0.62,0]
[null,null,"20230721:2130","2023-07-22T03:59:59.999",0,0,20.309999999999999,0.48,0]
[null,null,"20230721:2230","2023-07-22T04:59:59.999",0,0,20.12,0.69,0]
[null,null,"20230721:2330","2023-07-22T05:59:59.999",28.4,4.22,20.010000000000002,0.83,0]
[null,null,"20230722:0030","2023-07-22T06:59:59.999",213.74,18.25,20.25,0.48,0]
[null,null,"20230722:0130","2023-07-22T07:59:59.999",341.11,32.28,22.04,0.62,0]
[null,null,"20230722:0230","2023-07-22T08:59:59.999",528.29,46.13,23,0.48,0]
[null,null,"20230722:0330","2023-07-22T09:59:59.999",573.75,59.4,24.19,0.83,0]
[null,null,"20230722:0430","2023-07-22T10:59:59.999",735.29,70.77,24.38,1.03,0]
[null,null,"20230722:0530","2023-07-22T11:59:59.999",725.77,74.92,25.14,1.31,0]
[null,null,"20230722:0630","2023-07-22T12:59:59.999",330.58,67.42,25.58,1.24,0]
[null,null,"20230722:0730","2023-07-22T13:59:59.999",286.69,55.13,23.65,0.69,0]
[null,null,"20230722:0830","2023-07-22T14:59:59.999",221.66,41.59,23.79,0.14000000000000001,0]
[null,null,"20230722:0930","2023-07-22T15:59:59.999",158.22,27.66,23.33,0.41,0]
[null,null,"20230722:1030","2023-07-22T16:59:59.999",66.37,13.6,23,0.34,0]
[null,null,"20230722:1130","2023-07-22T17:59:59.999",0,-0.44,22.15,0.55000000000000004,0]
[null,null,"20230722:1230","2023-07-22T18:59:59.999",0,0,21.8,0.55000000000000004,0]
[null,null,"20230722:1330","2023-07-22T19:59:59.999",0,0,21.36,0.55000000000000004,0]
[null,null,"20230722:1430","2023-07-22T20:59:59.999",0,0,21.15,0.69,0]
[null,null,"20230722:1530","2023-07-22T21:59:59.999",0,0,20.87,0.55000000000000004,0]
[null,null,"20230722:1630","2023-07-22T22:59:59.999",0,0,20.51,0.48,0]
[null,null,"20230722:1730","2023-07-22T23:59:59.999",0,0,20.12,0.41,0]
[null,null,"20230722:1830",{"$f":"D4875+1/24","v":"2023-07-23T00:59:59.999"},0,0,19.940000000000001,0.41,0]
[null,null,"20230722:1930","2023-07-23T01:59:59.999",0,0,19.899999999999999,0.55000000000000004,0]
[null,null,"20230722:2030","2023-07-23T02:59:59.999",0,0,19.73,0.41,0]
[null,null,"20230722:2130","2023-07-23T03:59:59.999",0,0,19.73,0.55000000000000004,0]
[null,null,"20230722:2230","2023-07-23T04:59:59.999",0,0,19.489999999999998,0.62,0]
[null,null,"20230722:2330","2023-07-23T05:59:59.999",19.86,4.1900000000000004,19.36,0.62,0]
[null,null,"20230723:0030","2023-07-23T06:59:59.999",157.25,18.239999999999998,19.98,0.41,0]
[null,null,"20230723:0130","2023-07-23T07:59:59.999",312.69,32.299999999999997,21.43,0.62,0]
[null,null,"20230723:0230","2023-07-23T08:59:59.999",518.61,46.17,22.45,0.76,0]
[null,null,"20230723:0330","2023-07-23T09:59:59.999",556.79,59.48,23.79,1.03,0]
[null,null,"20230723:0430","2023-07-23T10:59:59.999",680.17,70.92,24.46,1.31,0]
[null,null,"20230723:0530","2023-07-23T11:59:59.999",621.44000000000005,75.12,25.12,1.45,0]
[null,null,"20230723:0630","2023-07-23T12:59:59.999",482.06,67.55,25.19,1.72,0]
[null,null,"20230723:0730","2023-07-23T13:59:59.999",332.78,55.2,25.1,1.1000000000000001,0]
[null,null,"20230723:0830","2023-07-23T14:59:59.999",240.61,41.64,24.97,0.97,0]
[null,null,"20230723:0930","2023-07-23T15:59:59.999",138.36000000000001,27.68,24.95,0.83,0]
[null,null,"20230723:1030","2023-07-23T16:59:59.999",68.319999999999993,13.61,24.04,0.9,0]
[null,null,"20230723:1130","2023-07-23T17:59:59.999",0,-0.45,23.17,0.21,0]
[null,null,"20230723:1230","2023-07-23T18:59:59.999",0,0,22.29,0.48,0]
[null,null,"20230723:1330","2023-07-23T19:59:59.999",0,0,21.55,0.62,0]
[null,null,"20230723:1430","2023-07-23T20:59:59.999",0,0,21.02,0.62,0]
[null,null,"20230723:1530","2023-07-23T21:59:59.999",0,0,20.6,0.69,0]
[null,null,"20230723:1630","2023-07-23T22:59:59.999",0,0,20.239999999999998,0.69,0]
[null,null,"20230723:1730","2023-07-23T23:59:59.999",0,0,19.899999999999999,0.62,0]
[null,null,"20230723:1830","2023-07-24T00:59:59.999",0,0,19.62,0.55000000000000004,0]
[null,null,"20230723:1930","2023-07-24T01:59:59.999",0,0,20.07,0.34,0]
[null,null,"20230723:2030","2023-07-24T02:59:59.999",0,0,19.71,0.48,0]
[null,null,"20230723:2130","2023-07-24T03:59:59.999",0,0,19.71,0.41,0]
[null,null,"20230723:2230","2023-07-24T04:59:59.999",0,0,19.489999999999998,0.41,0]
[null,null,"20230723:2330","2023-07-24T05:59:59.999",21.61,4.17,19.260000000000002,0.55000000000000004,0]
[null,null,"20230724:0030","2023-07-24T06:59:59.999",180.92,18.239999999999998,19.84,0.34,0]
[null,null,"20230724:0130","2023-07-24T07:59:59.999",381,32.31,21.91,0.62,0]
[null,null,"20230724:0230","2023-07-24T08:59:59.999",524.63,46.21,23.29,0.62,0]
[null,null,"20230724:0330","2023-07-24T09:59:59.999",701.1,59.56,24.25,0.62,0]
[null,null,"20230724:0430","2023-07-24T10:59:59.999",805.58,71.06,25.35,0.9,0]
[null,null,"20230724:0530","2023-07-24T11:59:59.999",897.24,75.319999999999993,26.28,0.97,0]
[null,null,"20230724:0630","2023-07-24T12:59:59.999",846.14,67.680000000000007,27.16,1.31,0]
[null,null,"20230724:0730","2023-07-24T13:59:59.999",606.33000000000004,55.28,27.13,1.31,0]
[null,null,"20230724:0830","2023-07-24T14:59:59.999",264.5,41.68,26.31,1.45,0]
[null,null,"20230724:0930","2023-07-24T15:59:59.999",212.24,27.71,25.42,1.17,0]
[null,null,"20230724:1030","2023-07-24T16:59:59.999",57.09,13.61,24.93,0.97,0]
[null,null,"20230724:1130","2023-07-24T17:59:59.999",0,-0.46,24.17,0.41,0]
[null,null,"20230724:1230","2023-07-24T18:59:59.999",0,0,23.31,0.14000000000000001,0]
[null,null,"20230724:1330","2023-07-24T19:59:59.999",0,0,22.72,7.0000000000000007E-2,0]
[null,null,"20230724:1430","2023-07-24T20:59:59.999",0,0,21.85,0.21,0]
[null,null,"20230724:1530","2023-07-24T21:59:59.999",0,0,21.03,0.34,0]
[null,null,"20230724:1630","2023-07-24T22:59:59.999",0,0,20.48,0.48,0]
[null,null,"20230724:1730","2023-07-24T23:59:59.999",0,0,20.05,0.48,0]
[null,null,"20230724:1830","2023-07-25T00:59:59.999",0,0,19.829999999999998,0.41,0]
[null,null,"20230724:1930","2023-07-25T01:59:59.999",0,0,19.899999999999999,0.69,0]
[null,null,"20230724:2030","2023-07-25T02:59:59.999",0,0,19.73,0.69,0]
[null,null,"20230724:2130","2023-07-25T03:59:59.999",0,0,19.62,0.69,0]
[null,null,"20230724:2230","2023-07-25T04:59:59.999",0,0,19.559999999999999,0.69,0]
[null,null,"20230724:2330","2023-07-25T05:59:59.999",20.96,4.1500000000000004,19.25,0.62,0]
[null,null,"20230725:0030","2023-07-25T06:59:59.999",219.56,18.239999999999998,19.91,0.28000000000000003,0]
[null,null,"20230725:0130","2023-07-25T07:59:59.999",454.49,32.33,22.58,0.41,0]
[null,null,"20230725:0230","2023-07-25T08:59:59.999",663.17,46.25,24.03,0.62,0]
[null,null,"20230725:0330","2023-07-25T09:59:59.999",776.71,59.64,25.26,0.69,0]
[null,null,"20230725:0430","2023-07-25T10:59:59.999",811.43,71.22,26.28,0.62,0]
[null,null,"20230725:0530","2023-07-25T11:59:59.999",801.12,75.53,27.14,0.62,0]
[null,null,"20230725:0630","2023-07-25T12:59:59.999",552.37,67.819999999999993,27.7,0.62,0]
[null,null,"20230725:0730","2023-07-25T13:59:59.999",447.57,55.36,26.34,0.62,0]
[null,null,"20230725:0830","2023-07-25T14:59:59.999",429.08,41.73,26.29,1.1000000000000001,0]
[null,null,"20230725:0930","2023-07-25T15:59:59.999",232.02,27.73,25.77,1.31,0]
[null,null,"20230725:1030",{"$f":"D4939+1/24","v":"2023-07-25T16:59:59.999"},57.09,13.62,25,0.69,0]
[null,null,"20230725:1130","2023-07-25T17:59:59.999",0,-0.48,23.97,0.21,0]
[null,null,"20230725:1230","2023-07-25T18:59:59.999",0,0,23.29,7.0000000000000007E-2,0]
[null,null,"20230725:1330","2023-07-25T19:59:59.999",0,0,22.36,0.41,0]
[null,null,"20230725:1430","2023-07-25T20:59:59.999",0,0,21.62,0.21,0]
[null,null,"20230725:1530","2023-07-25T21:59:59.999",0,0,21.05,0.28000000000000003,0]
[null,null,"20230725:1630","2023-07-25T22:59:59.999",0,0,20.79,0.34,0]
[null,null,"20230725:1730","2023-07-25T23:59:59.999",0,0,20.38,0.34,0]
[null,null,"20230725:1830","2023-07-26T00:59:59.999",0,0,20.16,0.41,0]
[null,null,"20230725:1930","2023-07-26T01:59:59.999",0,0,20.8,0.76,0]
[null,null,"20230725:2030","2023-07-26T02:59:59.999",0,0,20.61,0.69,0]
[null,null,"20230725:2130","2023-07-26T03:59:59.999",0,0,20.59,0.48,0]
[null,null,"20230725:2230","2023-07-26T04:59:59.999",0,0,20.45,0.55000000000000004,0]
[null,null,"20230725:2330","2023-07-26T05:59:59.999",19.71,4.13,20.350000000000001,0.55000000000000004,0]
[null,null,"20230726:0030","2023-07-26T06:59:59.999",150.66,18.239999999999998,20.75,0.28000000000000003,0]
[null,null,"20230726:0130","2023-07-26T07:59:59.999",345.04,32.35,21.97,0.69,0]
[null,null,"20230726:0230","2023-07-26T08:59:59.999",504.26,46.3,23.2,1.1000000000000001,0]
[null,null,"20230726:0330","2023-07-26T09:59:59.999",569.6,59.73,24.25,0.97,0]
[null,null,"20230726:0430","2023-07-26T10:59:59.999",620.73,71.38,25.08,0.83,0]
[null,null,"20230726:0530","2023-07-26T11:59:59.999",542.80999999999995,75.739999999999995,25.86,0.97,0]
[null,null,"20230726:0630","2023-07-26T12:59:59.999",452.34,67.95,26.14,0.9,0]
[null,null,"20230726:0730","2023-07-26T13:59:59.999",390.64,55.44,25.24,0.97,0]
[null,null,"20230726:0830","2023-07-26T14:59:59.999",230.39,41.77,24.65,1.31,0]
[null,null,"20230726:0930","2023-07-26T15:59:59.999",149.36000000000001,27.75,24.53,0.76,0]
[null,null,"20230726:1030","2023-07-26T16:59:59.999",54.55,13.61,23.93,0.41,0]
[null,null,"20230726:1130","2023-07-26T17:59:59.999",0,-0.5,23.45,0.21,0]
[null,null,"20230726:1230","2023-07-26T18:59:59.999",0,0,22.8,0.34,0]
[null,null,"20230726:1330","2023-07-26T19:59:59.999",0,0,22.27,0.48,0]
[null,null,"20230726:1430","2023-07-26T20:59:59.999",0,0,21.78,0.55000000000000004,0]
[null,null,"20230726:1530","2023-07-26T21:59:59.999",0,0,21.57,0.48,0]
[null,null,"20230726:1630","2023-07-26T22:59:59.999",0,0,21.13,0.62,0]
[null,null,"20230726:1730","2023-07-26T23:59:59.999",0,0,20.85,0.69,0]
[null,null,"20230726:1830","2023-07-27T00:59:59.999",0,0,20.54,0.76,0]
[null,null,"20230726:1930","2023-07-27T01:59:59.999",0,0,20.68,0.69,0]
[null,null,"20230726:2030","2023-07-27T02:59:59.999",0,0,20.6,0.83,0]
[null,null,"20230726:2130","2023-07-27T03:59:59.999",0,0,20.350000000000001,0.62,0]
[null,null,"20230726:2230","2023-07-27T04:59:59.999",0,0,20.329999999999998,0.9,0]
[null,null,"20230726:2330","2023-07-27T05:59:59.999",26.5,4.1100000000000003,20.11,0.9,0]
[null,null,"20230727:0030","2023-07-27T06:59:59.999",155.72999999999999,18.239999999999998,20.71,0.97,0]
[null,null,"20230727:0130","2023-07-27T07:59:59.999",350.14,32.369999999999997,22.07,0.9,0]
[null,null,"20230727:0230","2023-07-27T08:59:59.999",489.9,46.35,23.5,1.03,0]
[null,null,"20230727:0330","2023-07-27T09:59:59.999",593.6,59.82,24.59,1.17,0]
[null,null,"20230727:0430","2023-07-27T10:59:59.999",689.7,71.540000000000006,25.53,1.79,0]
[null,null,"20230727:0530","2023-07-27T11:59:59.999",650.46,75.959999999999994,26.29,2.0699999999999998,0]
[null,null,"20230727:0630","2023-07-27T12:59:59.999",450.73,68.08,26.74,2,0]
[null,null,"20230727:0730","2023-07-27T13:59:59.999",403.78,55.51,25.42,0.9,0]
[null,null,"20230727:0830","2023-07-27T14:59:59.999",376.58,41.81,25.51,1.52,0]
[null,null,"20230727:0930","2023-07-27T15:59:59.999",232.72,27.76,25.61,1.66,0]
[null,null,"20230727:1030","2023-07-27T16:59:59.999",67.37,13.61,24.94,1.59,0]
[null,null,"20230727:1130","2023-07-27T17:59:59.999",0,-0.52,23.95,1.03,0]
[null,null,"20230727:1230","2023-07-27T18:59:59.999",0,0,22.93,0.69,0]
[null,null,"20230727:1330","2023-07-27T19:59:59.999",0,0,22.38,0.76,0]
[null,null,"20230727:1430","2023-07-27T20:59:59.999",0,0,21.79,0.9,0]
[null,null,"20230727:1530","2023-07-27T21:59:59.999",0,0,21.33,0.9,0]
[null,null,"20230727:1630","2023-07-27T22:59:59.999",0,0,20.98,0.9,0]
[null,null,"20230727:1730","2023-07-27T23:59:59.999",0,0,20.51,0.83,0]
[null,null,"20230727:1830","2023-07-28T00:59:59.999",0,0,20.309999999999999,0.76,0]
[null,null,"20230727:1930","2023-07-28T01:59:59.999",0,0,20.100000000000001,0.9,0]
[null,null,"20230727:2030","2023-07-28T02:59:59.999",0,0,19.899999999999999,0.9,0]
[null,null,"20230727:2130","2023-07-28T03:59:59.999",0,0,19.809999999999999,0.9,0]
[null,null,"20230727:2230","2023-07-28T04:59:59.999",0,0,19.34,0.97,0]
[null,null,"20230727:2330","2023-07-28T05:59:59.999",27.45,4.09,19.350000000000001,0.83,0]
[null,null,"20230728:0030","2023-07-28T06:59:59.999",183.09,18.239999999999998,19.63,0.62,0]
[null,null,"20230728:0130","2023-07-28T07:59:59.999",357.51,32.4,21.76,0.69,0]
[null,null,"20230728:0230",{"$f":"D5003+1/24","v":"2023-07-28T08:59:59.999"},568.79,46.4,23.22,1.17,0]
[null,null,"20230728:0330","2023-07-28T09:59:59.999",713.8,59.91,24.36,1.66,0]
[null,null,"20230728:0430","2023-07-28T10:59:59.999",867.72,71.709999999999994,25.67,2.5499999999999998,0]
[null,null,"20230728:0530","2023-07-28T11:59:59.999",842.54,76.19,26.6,2.41,0]
[null,null,"20230728:0630","2023-07-28T12:59:59.999",821.17,68.22,27.09,2.5499999999999998,0]
[null,null,"20230728:0730","2023-07-28T13:59:59.999",599.66,55.58,27.49,1.93,0]
[null,null,"20230728:0830","2023-07-28T14:59:59.999",352.97,41.85,26.89,2,0]
[null,null,"20230728:0930","2023-07-28T15:59:59.999",253.64,27.78,25.27,1.59,0]
[null,null,"20230728:1030","2023-07-28T16:59:59.999",57.79,13.6,24.87,0.83,0]
[null,null,"20230728:1130","2023-07-28T17:59:59.999",0,-0.55000000000000004,24.04,0.76,0]
[null,null,"20230728:1230","2023-07-28T18:59:59.999",0,0,23.24,1.31,0]
[null,null,"20230728:1330","2023-07-28T19:59:59.999",0,0,22.77,1.17,0]
[null,null,"20230728:1430","2023-07-28T20:59:59.999",0,0,22.2,1.17,0]
[null,null,"20230728:1530","2023-07-28T21:59:59.999",0,0,21.76,1.03,0]
[null,null,"20230728:1630","2023-07-28T22:59:59.999",0,0,21.32,1.03,0]
[null,null,"20230728:1730","2023-07-28T23:59:59.999",0,0,20.85,1.03,0]
[null,null,"20230728:1830","2023-07-29T00:59:59.999",0,0,20.329999999999998,1.03,0]
[null,null,"20230728:1930","2023-07-29T01:59:59.999",0,0,20.11,0.9,0]
[null,null,"20230728:2030","2023-07-29T02:59:59.999",0,0,19.75,0.97,0]
[null,null,"20230728:2130","2023-07-29T03:59:59.999",0,0,19.52,0.83,0]
[null,null,"20230728:2230","2023-07-29T04:59:59.999",0,0,19.23,0.76,0]
[null,null,"20230728:2330","2023-07-29T05:59:59.999",26.55,4.07,18.97,0.9,0]
[null,null,"20230729:0030","2023-07-29T06:59:59.999",200.95,18.25,19.75,0.69,0]
[null,null,"20230729:0130","2023-07-29T07:59:59.999",393.14,32.43,22.48,0.83,0]
[null,null,"20230729:0230","2023-07-29T08:59:59.999",604.35,46.45,23.95,1.1000000000000001,0]
[null,null,"20230729:0330","2023-07-29T09:59:59.999",661.5,60.01,24.99,1.59,0]
[null,null,"20230729:0430","2023-07-29T10:59:59.999",740.17,71.88,25.97,2.21,0]
[null,null,"20230729:0530","2023-07-29T11:59:59.999",740.41,76.41,26.6,2.41,0]
[null,null,"20230729:0630","2023-07-29T12:59:59.999",749.29,68.349999999999994,26.9,2.62,0]
[null,null,"20230729:0730","2023-07-29T13:59:59.999",560.82000000000005,55.65,26.8,1.72,0]
[null,null,"20230729:0830","2023-07-29T14:59:59.999",287.22000000000003,41.88,24.94,1.86,0]
[null,null,"20230729:0930","2023-07-29T15:59:59.999",137.86000000000001,27.79,23.75,0.9,0]
[null,null,"20230729:1030","2023-07-29T16:59:59.999",64.78,13.6,23.52,0.62,0]
[null,null,"20230729:1130","2023-07-29T17:59:59.999",0,-0.56999999999999995,23.33,0.69,0]
[null,null,"20230729:1230","2023-07-29T18:59:59.999",0,0,22.63,0.76,0]
[null,null,"20230729:1330","2023-07-29T19:59:59.999",0,0,22.04,0.69,0]
[null,null,"20230729:1430","2023-07-29T20:59:59.999",0,0,21.44,0.69,0]
[null,null,"20230729:1530","2023-07-29T21:59:59.999",0,0,20.85,0.55000000000000004,0]
[null,null,"20230729:1630","2023-07-29T22:59:59.999",0,0,20.309999999999999,0.55000000000000004,0]
[null,null,"20230729:1730","2023-07-29T23:59:59.999",0,0,20.11,0.55000000000000004,0]
[null,null,"20230729:1830","2023-07-30T00:59:59.999",0,0,19.649999999999999,0.62,0]
[null,null,"20230729:1930","2023-07-30T01:59:59.999",0,0,19.59,0.55000000000000004,0]
[null,null,"20230729:2030","2023-07-30T02:59:59.999",0,0,19.75,0.62,0]
[null,null,"20230729:2130","2023-07-30T03:59:59.999",0,0,19.36,0.69,0]
[null,null,"20230729:2230","2023-07-30T04:59:59.999",0,0,19.170000000000002,0.69,0]
[null,null,"20230729:2330","2023-07-30T05:59:59.999",19.510000000000002,4.0599999999999996,19.059999999999999,0.69,0]
[null,null,"20230730:0030","2023-07-30T06:59:59.999",194.53,18.260000000000002,20.03,0.48,0]
[null,null,"20230730:0130","2023-07-30T07:59:59.999",432.67,32.46,21.95,0.69,0]
[null,null,"20230730:0230","2023-07-30T08:59:59.999",642.41,46.51,23.54,1.17,0]
[null,null,"20230730:0330","2023-07-30T09:59:59.999",778.43,60.1,24.94,1.59,0]
[null,null,"20230730:0430","2023-07-30T10:59:59.999",811.6,72.05,26.24,1.72,0]
[null,null,"20230730:0530","2023-07-30T11:59:59.999",921.49,76.650000000000006,27.2,1.59,0]
[null,null,"20230730:0630","2023-07-30T12:59:59.999",868.94,68.48,27.92,1.45,0]
[null,null,"20230730:0730","2023-07-30T13:59:59.999",521.37,55.72,26.65,1.1000000000000001,0]
[null,null,"20230730:0830","2023-07-30T14:59:59.999",371.78,41.92,25.75,0.62,0]
[null,null,"20230730:0930","2023-07-30T15:59:59.999",198.46,27.8,24.51,0.9,0]
[null,null,"20230730:1030","2023-07-30T16:59:59.999",40.67,13.58,22.71,0.83,0]
[null,null,"20230730:1130","2023-07-30T17:59:59.999",0,-0.61,21.88,0.41,0]
[null,null,"20230730:1230","2023-07-30T18:59:59.999",0,0,21.56,0.55000000000000004,0]
[null,null,"20230730:1330","2023-07-30T19:59:59.999",0,0,21.52,0.9,0]
[null,null,"20230730:1430","2023-07-30T20:59:59.999",0,0,21.46,0.55000000000000004,0]
[null,null,"20230730:1530","2023-07-30T21:59:59.999",0,0,21.3,0.62,0]
[null,null,"20230730:1630","2023-07-30T22:59:59.999",0,0,21.09,0.55000000000000004,0]
[null,null,"20230730:1730","2023-07-30T23:59:59.999",0,0,20.91,0.34,0]
[null,null,"20230730:1830",{"$f":"D5067+1/24","v":"2023-07-31T00:59:59.999"},0,0,20.82,0.21,0]
[null,null,"20230730:1930","2023-07-31T01:59:59.999",0,0,20.350000000000001,1.03,0]
[null,null,"20230730:2030","2023-07-31T02:59:59.999",0,0,20.21,0.9,0]
[null,null,"20230730:2130","2023-07-31T03:59:59.999",0,0,20.11,0.76,0]
[null,null,"20230730:2230","2023-07-31T04:59:59.999",0,0,20,0.83,0]
[null,null,"20230730:2330","2023-07-31T05:59:59.999",13.07,4.05,19.95,1.17,0]
[null,null,"20230731:0030","2023-07-31T06:59:59.999",72.39,18.27,20.02,0.83,0]
[null,null,"20230731:0130","2023-07-31T07:59:59.999",159,32.49,20.69,0.55000000000000004,0]
[null,null,"20230731:0230","2023-07-31T08:59:59.999",246.62,46.57,21.63,0.9,0]
[null,null,"20230731:0330","2023-07-31T09:59:59.999",333.83,60.21,22.21,0.97,0]
[null,null,"20230731:0430","2023-07-31T10:59:59.999",359.9,72.23,22.68,0.48,0]
[null,null,"20230731:0530","2023-07-31T11:59:59.999",423.99,76.88,22.89,0.41,0]
[null,null,"20230731:0630","2023-07-31T12:59:59.999",431.29,68.62,23.3,0.21,0]
[null,null,"20230731:0730","2023-07-31T13:59:59.999",409.1,55.79,25.1,0.69,0]
[null,null,"20230731:0830","2023-07-31T14:59:59.999",301.75,41.95,25.56,0.34,0]
[null,null,"20230731:0930","2023-07-31T15:59:59.999",167.3,27.8,25,0.21,0]
[null,null,"20230731:1030","2023-07-31T16:59:59.999",68.77,13.57,23.91,0.14000000000000001,0]
[null,null,"20230731:1130","2023-07-31T17:59:59.999",0,-0.64,22.69,0.14000000000000001,0]
[null,null,"20230731:1230","2023-07-31T18:59:59.999",0,0,22.25,7.0000000000000007E-2,0]
[null,null,"20230731:1330","2023-07-31T19:59:59.999",0,0,21.84,0.14000000000000001,0]
[null,null,"20230731:1430","2023-07-31T20:59:59.999",0,0,21.55,0.34,0]
[null,null,"20230731:1530","2023-07-31T21:59:59.999",0,0,21.33,0.41,0]
[null,null,"20230731:1630","2023-07-31T22:59:59.999",0,0,21.05,0.21,0]
[null,null,"20230731:1730","2023-07-31T23:59:59.999",0,0,20.94,0.34,0]
[null,null,"20230731:1830","2023-08-01T00:59:59.999",0,0,20.72,0.41,0]
[null,null,"20230731:1930","2023-08-01T01:59:59.999",0,0,20.67,0.21,0]
[null,null,"20230731:2030","2023-08-01T02:59:59.999",0,0,20.77,0.34,0]
[null,null,"20230731:2130","2023-08-01T03:59:59.999",0,0,20.51,0.34,0]
[null,null,"20230731:2230","2023-08-01T04:59:59.999",0,0,20.11,0.55000000000000004,0]
[null,null,"20230731:2330","2023-08-01T05:59:59.999",10.23,4.04,19.899999999999999,0.69,0]
[null,null,"20230801:0030","2023-08-01T06:59:59.999",104.03,18.28,20.059999999999999,0.48,0]
[null,null,"20230801:0130","2023-08-01T07:59:59.999",221.87,32.520000000000003,21.64,0.62,0]
[null,null,"20230801:0230","2023-08-01T08:59:59.999",438.82,46.63,22.94,0.9,0]
[null,null,"20230801:0330","2023-08-01T09:59:59.999",717.54,60.31,24.47,1.03,0]
[null,null,"20230801:0430","2023-08-01T10:59:59.999",872.08,72.41,25.82,0.83,0]
[null,null,"20230801:0530","2023-08-01T11:59:59.999",620.29,77.12,27.2,0.69,0]
[null,null,"20230801:0630","2023-08-01T12:59:59.999",556.22,68.75,26.76,0.48,0]
[null,null,"20230801:0730","2023-08-01T13:59:59.999",408.16,55.85,24.26,0.55000000000000004,0]
[null,null,"20230801:0830","2023-08-01T14:59:59.999",326.64999999999998,41.98,23.98,0.9,0]
[null,null,"20230801:0930","2023-08-01T15:59:59.999",184.38,27.81,24.39,0.69,0]
[null,null,"20230801:1030","2023-08-01T16:59:59.999",61.08,13.55,23.86,0.97,0]
[null,null,"20230801:1130","2023-08-01T17:59:59.999",0,-0.68,22.78,0.55000000000000004,0]
[null,null,"20230801:1230","2023-08-01T18:59:59.999",0,0,22.19,0.41,0]
[null,null,"20230801:1330","2023-08-01T19:59:59.999",0,0,21.78,0.48,0]
[null,null,"20230801:1430","2023-08-01T20:59:59.999",0,0,21.42,0.69,0]
[null,null,"20230801:1530","2023-08-01T21:59:59.999",0,0,21.14,0.62,0]
[null,null,"20230801:1630","2023-08-01T22:59:59.999",0,0,20.98,0.55000000000000004,0]
[null,null,"20230801:1730","2023-08-01T23:59:59.999",0,0,20.67,0.69,0]
[null,null,"20230801:1830","2023-08-02T00:59:59.999",0,0,20.28,0.69,0]
[null,null,"20230801:1930","2023-08-02T01:59:59.999",0,0,19.989999999999998,0.69,0]
[null,null,"20230801:2030","2023-08-02T02:59:59.999",0,0,19.829999999999998,0.69,0]
[null,null,"20230801:2130","2023-08-02T03:59:59.999",0,0,19.87,0.62,0]
[null,null,"20230801:2230","2023-08-02T04:59:59.999",0,0,19.72,0.62,0]
[null,null,"20230801:2330","2023-08-02T05:59:59.999",16.920000000000002,4.03,19.84,0.55000000000000004,0]
[null,null,"20230802:0030","2023-08-02T06:59:59.999",128.35,18.3,20.309999999999999,0.34,0]
[null,null,"20230802:0130","2023-08-02T07:59:59.999",276.23,32.56,21.15,0.41,0]
[null,null,"20230802:0230","2023-08-02T08:59:59.999",495.7,46.7,22.27,0.55000000000000004,0]
[null,null,"20230802:0330","2023-08-02T09:59:59.999",629.47,60.42,23.82,0.69,0]
[null,null,"20230802:0430","2023-08-02T10:59:59.999",679.93,72.599999999999994,25.11,0.69,0]
[null,null,"20230802:0530","2023-08-02T11:59:59.999",626.53,77.37,25.89,0.48,0]
[null,null,"20230802:0630","2023-08-02T12:59:59.999",567.38,68.88,26.21,0.62,0]
[null,null,"20230802:0730","2023-08-02T13:59:59.999",294.64999999999998,55.92,24.98,0.83,0]
[null,null,"20230802:0830","2023-08-02T14:59:59.999",356.09,42,24.2,1.03,0]
[null,null,"20230802:0930","2023-08-02T15:59:59.999",252.87,27.81,23.87,0.55000000000000004,0]
[null,null,"20230802:1030",{"$f":"D5131+1/24","v":"2023-08-02T16:59:59.999"},69.819999999999993,13.53,23.65,0.48,0]
[null,null,"20230802:1130","2023-08-02T17:59:59.999",0,-0.72,22.83,0.14000000000000001,0]
[null,null,"20230802:1230","2023-08-02T18:59:59.999",0,0,22.25,0.28000000000000003,0]
[null,null,"20230802:1330","2023-08-02T19:59:59.999",0,0,21.83,0.48,0]
[null,null,"20230802:1430","2023-08-02T20:59:59.999",0,0,21.4,0.69,0]
[null,null,"20230802:1530","2023-08-02T21:59:59.999",0,0,21.08,0.62,0]
[null,null,"20230802:1630","2023-08-02T22:59:59.999",0,0,20.63,0.48,0]
[null,null,"20230802:1730","2023-08-02T23:59:59.999",0,0,20.39,0.48,0]
[null,null,"20230802:1830","2023-08-03T00:59:59.999",0,0,20.149999999999999,0.55000000000000004,0]
[null,null,"20230802:1930","2023-08-03T01:59:59.999",0,0,20.07,0.34,0]
[null,null,"20230802:2030","2023-08-03T02:59:59.999",0,0,19.89,0.41,0]
[null,null,"20230802:2130","2023-08-03T03:59:59.999",0,0,19.760000000000002,0.41,0]
[null,null,"20230802:2230","2023-08-03T04:59:59.999",0,0,19.72,0.62,0]
[null,null,"20230802:2330","2023-08-03T05:59:59.999",23.75,4.03,19.559999999999999,0.62,0]
[null,null,"20230803:0030","2023-08-03T06:59:59.999",200.58,18.309999999999999,20.21,0.48,0]
[null,null,"20230803:0130","2023-08-03T07:59:59.999",400.3,32.6,22.21,0.69,0]
[null,null,"20230803:0230","2023-08-03T08:59:59.999",518.87,46.76,23.51,0.55000000000000004,0]
[null,null,"20230803:0330","2023-08-03T09:59:59.999",645,60.53,24.47,0.69,0]
[null,null,"20230803:0430","2023-08-03T10:59:59.999",821.47,72.790000000000006,25.5,1.03,0]
[null,null,"20230803:0530","2023-08-03T11:59:59.999",634.46,77.62,26.62,1.1000000000000001,0]
[null,null,"20230803:0630","2023-08-03T12:59:59.999",575.41999999999996,69.010000000000005,26.23,0.83,0]
[null,null,"20230803:0730","2023-08-03T13:59:59.999",400.07,55.98,24.62,1.52,0]
[null,null,"20230803:0830","2023-08-03T14:59:59.999",409.06,42.03,23.75,0.55000000000000004,0]
[null,null,"20230803:0930","2023-08-03T15:59:59.999",338.27,27.8,24.11,0.34,0]
[null,null,"20230803:1030","2023-08-03T16:59:59.999",50.25,13.51,23.97,7.0000000000000007E-2,0]
[null,null,"20230803:1130","2023-08-03T17:59:59.999",0,-0.76,23.12,0.14000000000000001,0]
[null,null,"20230803:1230","2023-08-03T18:59:59.999",0,0,22.44,0.21,0]
[null,null,"20230803:1330","2023-08-03T19:59:59.999",0,0,21.78,0.55000000000000004,0]
[null,null,"20230803:1430","2023-08-03T20:59:59.999",0,0,21.35,0.62,0]
[null,null,"20230803:1530","2023-08-03T21:59:59.999",0,0,20.87,0.69,0]
[null,null,"20230803:1630","2023-08-03T22:59:59.999",0,0,20.58,0.62,0]
[null,null,"20230803:1730","2023-08-03T23:59:59.999",0,0,20.309999999999999,0.55000000000000004,0]
[null,null,"20230803:1830","2023-08-04T00:59:59.999",0,0,20.079999999999998,0.55000000000000004,0]
[null,null,"20230803:1930","2023-08-04T01:59:59.999",0,0,19.82,0.69,0]
[null,null,"20230803:2030","2023-08-04T02:59:59.999",0,0,19.71,0.69,0]
[null,null,"20230803:2130","2023-08-04T03:59:59.999",0,0,19.579999999999998,0.69,0]
[null,null,"20230803:2230","2023-08-04T04:59:59.999",0,0,19.329999999999998,0.76,0]
[null,null,"20230803:2330","2023-08-04T05:59:59.999",20.260000000000002,4.03,19.04,0.76,0]
[null,null,"20230804:0030","2023-08-04T06:59:59.999",206.56,18.329999999999998,19.399999999999999,0.48,0]
[null,null,"20230804:0130","2023-08-04T07:59:59.999",447.48,32.64,21.82,0.62,0]
[null,null,"20230804:0230","2023-08-04T08:59:59.999",632.12,46.83,23.33,0.83,0]
[null,null,"20230804:0330","2023-08-04T09:59:59.999",806.71,60.64,24.76,0.62,0]
[null,null,"20230804:0430","2023-08-04T10:59:59.999",895.54,72.98,26.25,0.34,0]
[null,null,"20230804:0530","2023-08-04T11:59:59.999",918.57,77.87,27.29,0.41,0]
[null,null,"20230804:0630","2023-08-04T12:59:59.999",801.03,69.13,27.9,0.55000000000000004,0]
[null,null,"20230804:0730","2023-08-04T13:59:59.999",433.36,56.03,25.81,0.34,0]
[null,null,"20230804:0830","2023-08-04T14:59:59.999",311.8,42.05,24.33,0.69,0]
[null,null,"20230804:0930","2023-08-04T15:59:59.999",188.97,27.8,23.69,0.41,0]
[null,null,"20230804:1030","2023-08-04T16:59:59.999",33.49,13.48,23.3,0.76,0]
[null,null,"20230804:1130","2023-08-04T17:59:59.999",0,-0.81,21.95,0.62,0]
[null,null,"20230804:1230","2023-08-04T18:59:59.999",0,0,21.37,0.48,0]
[null,null,"20230804:1330","2023-08-04T19:59:59.999",0,0,21.09,0.55000000000000004,0]
[null,null,"20230804:1430","2023-08-04T20:59:59.999",0,0,20.83,0.69,0]
[null,null,"20230804:1530","2023-08-04T21:59:59.999",0,0,20.55,0.69,0]
[null,null,"20230804:1630","2023-08-04T22:59:59.999",0,0,20.43,0.48,0]
[null,null,"20230804:1730","2023-08-04T23:59:59.999",0,0,20.16,0.55000000000000004,0]
[null,null,"20230804:1830","2023-08-05T00:59:59.999",0,0,19.920000000000002,0.48,0]
[null,null,"20230804:1930","2023-08-05T01:59:59.999",0,0,19.510000000000002,0.62,0]
[null,null,"20230804:2030","2023-08-05T02:59:59.999",0,0,19.39,0.48,0]
[null,null,"20230804:2130","2023-08-05T03:59:59.999",0,0,19.27,0.48,0]
[null,null,"20230804:2230","2023-08-05T04:59:59.999",0,0,19.13,0.41,0]
[null,null,"20230804:2330","2023-08-05T05:59:59.999",18.41,4.03,18.850000000000001,0.55000000000000004,0]
[null,null,"20230805:0030","2023-08-05T06:59:59.999",216.74,18.36,19.559999999999999,0.28000000000000003,0]
[null,null,"20230805:0130","2023-08-05T07:59:59.999",446.95,32.68,21.73,0.48,0]
[null,null,"20230805:0230",{"$f":"D5195+1/24","v":"2023-08-05T08:59:59.999"},603.34,46.9,23.15,0.69,0]
[null,null,"20230805:0330","2023-08-05T09:59:59.999",797.49,60.75,24.43,0.62,0]
[null,null,"20230805:0430","2023-08-05T10:59:59.999",756.06,73.180000000000007,26.01,0.28000000000000003,0]
[null,null,"20230805:0530","2023-08-05T11:59:59.999",866.82,78.13,26.46,0.14000000000000001,0]
[null,null,"20230805:0630","2023-08-05T12:59:59.999",705.3,69.260000000000005,25.5,7.0000000000000007E-2,0]
[null,null,"20230805:0730","2023-08-05T13:59:59.999",383.23,56.09,26.55,0.41,0]
[null,null,"20230805:0830","2023-08-05T14:59:59.999",400.59,42.06,23.76,0.48,0]
[null,null,"20230805:0930","2023-08-05T15:59:59.999",209.81,27.79,22.93,0.69,0]
[null,null,"20230805:1030","2023-08-05T16:59:59.999",51.25,13.45,21.98,0.69,0]
[null,null,"20230805:1130","2023-08-05T17:59:59.999",0,-0.86,21.48,0.48,0]
[null,null,"20230805:1230","2023-08-05T18:59:59.999",0,0,20.57,0.14000000000000001,0]
[null,null,"20230805:1330","2023-08-05T19:59:59.999",0,0,20.36,0.14000000000000001,0]
[null,null,"20230805:1430","2023-08-05T20:59:59.999",0,0,20.13,0.34,0]
[null,null,"20230805:1530","2023-08-05T21:59:59.999",0,0,19.809999999999999,0.41,0]
[null,null,"20230805:1630","2023-08-05T22:59:59.999",0,0,19.600000000000001,0.14000000000000001,0]
[null,null,"20230805:1730","2023-08-05T23:59:59.999",0,0,19.47,0.14000000000000001,0]
[null,null,"20230805:1830","2023-08-06T00:59:59.999",0,0,19.440000000000001,0.21,0]
[null,null,"20230805:1930","2023-08-06T01:59:59.999",0,0,19.53,0.41,0]
[null,null,"20230805:2030","2023-08-06T02:59:59.999",0,0,19.43,0.41,0]
[null,null,"20230805:2130","2023-08-06T03:59:59.999",0,0,19.3,0.34,0]
[null,null,"20230805:2230","2023-08-06T04:59:59.999",0,0,19.28,0.48,0]
[null,null,"20230805:2330","2023-08-06T05:59:59.999",17.22,4.03,19.21,0.48,0]
[null,null,"20230806:0030","2023-08-06T06:59:59.999",163.47999999999999,18.38,19.47,0.55000000000000004,0]
[null,null,"20230806:0130","2023-08-06T07:59:59.999",283.39,32.729999999999997,21.03,0.69,0]
[null,null,"20230806:0230","2023-08-06T08:59:59.999",501.39,46.98,21.77,0.69,0]
[null,null,"20230806:0330","2023-08-06T09:59:59.999",548.64,60.87,23.3,0.55000000000000004,0]
[null,null,"20230806:0430","2023-08-06T10:59:59.999",721.59,73.38,23.75,0.55000000000000004,0]
[null,null,"20230806:0530","2023-08-06T11:59:59.999",599.77,78.38,24.6,0.55000000000000004,0]
[null,null,"20230806:0630","2023-08-06T12:59:59.999",458.31,69.38,24.25,0.97,0]
[null,null,"20230806:0730","2023-08-06T13:59:59.999",300.95,56.14,24.08,0.83,0]
[null,null,"20230806:0830","2023-08-06T14:59:59.999",254.27,42.08,23.52,1.03,0]
[null,null,"20230806:0930","2023-08-06T15:59:59.999",157.88999999999999,27.78,22.26,0.97,0]
[null,null,"20230806:1030","2023-08-06T16:59:59.999",56.99,13.42,22.04,0.76,0]
[null,null,"20230806:1130","2023-08-06T17:59:59.999",0,-0.91,21.57,0.69,0]
[null,null,"20230806:1230","2023-08-06T18:59:59.999",0,0,21.19,0.55000000000000004,0]
[null,null,"20230806:1330","2023-08-06T19:59:59.999",0,0,20.77,0.48,0]
[null,null,"20230806:1430","2023-08-06T20:59:59.999",0,0,20.32,0.55000000000000004,0]
[null,null,"20230806:1530","2023-08-06T21:59:59.999",0,0,20.059999999999999,0.62,0]
[null,null,"20230806:1630","2023-08-06T22:59:59.999",0,0,19.73,0.62,0]
[null,null,"20230806:1730","2023-08-06T23:59:59.999",0,0,19.39,0.62,0]
[null,null,"20230806:1830","2023-08-07T00:59:59.999",0,0,19.12,0.76,0]
[null,null,"20230806:1930","2023-08-07T01:59:59.999",0,0,20.079999999999998,0.34,0]
[null,null,"20230806:2030","2023-08-07T02:59:59.999",0,0,20,0.41,0]
[null,null,"20230806:2130","2023-08-07T03:59:59.999",0,0,19.86,0.62,0]
[null,null,"20230806:2230","2023-08-07T04:59:59.999",0,0,19.71,0.76,0]
[null,null,"20230806:2330","2023-08-07T05:59:59.999",13.52,4.03,19.579999999999998,0.62,0]
[null,null,"20230807:0030","2023-08-07T06:59:59.999",161.78,18.41,19.91,0.76,0]
[null,null,"20230807:0130","2023-08-07T07:59:59.999",415.56,32.78,20.94,0.55000000000000004,0]
[null,null,"20230807:0230","2023-08-07T08:59:59.999",590.20000000000005,47.05,22.45,0.76,0]
[null,null,"20230807:0330","2023-08-07T09:59:59.999",750.71,60.98,23.93,0.76,0]
[null,null,"20230807:0430","2023-08-07T10:59:59.999",856.21,73.58,25.45,0.83,0]
[null,null,"20230807:0530","2023-08-07T11:59:59.999",812.14,78.650000000000006,25.99,1.1000000000000001,0]
[null,null,"20230807:0630","2023-08-07T12:59:59.999",728.73,69.5,26.25,1.03,0]
[null,null,"20230807:0730","2023-08-07T13:59:59.999",669.38,56.19,26.62,0.9,0]
[null,null,"20230807:0830","2023-08-07T14:59:59.999",347.45,42.09,25.18,0.69,0]
[null,null,"20230807:0930","2023-08-07T15:59:59.999",196.52,27.76,23.33,0.97,0]
[null,null,"20230807:1030","2023-08-07T16:59:59.999",36.130000000000003,13.38,22.41,0.62,0]
[null,null,"20230807:1130","2023-08-07T17:59:59.999",0,-0.97,21.58,0.34,0]
[null,null,"20230807:1230","2023-08-07T18:59:59.999",0,0,21.41,0.48,0]
[null,null,"20230807:1330","2023-08-07T19:59:59.999",0,0,20.99,0.62,0]
[null,null,"20230807:1430","2023-08-07T20:59:59.999",0,0,20.78,0.34,0]
[null,null,"20230807:1530","2023-08-07T21:59:59.999",0,0,20.58,0.28000000000000003,0]
[null,null,"20230807:1630","2023-08-07T22:59:59.999",0,0,20.27,0.48,0]
[null,null,"20230807:1730","2023-08-07T23:59:59.999",0,0,20.05,0.69,0]
[null,null,"20230807:1830",{"$f":"D5259+1/24","v":"2023-08-08T00:59:59.999"},0,0,19.89,0.69,0]
[null,null,"20230807:1930","2023-08-08T01:59:59.999",0,0,19.93,0.34,0]
[null,null,"20230807:2030","2023-08-08T02:59:59.999",0,0,19.899999999999999,0.41,0]
[null,null,"20230807:2130","2023-08-08T03:59:59.999",0,0,19.809999999999999,0.48,0]
[null,null,"20230807:2230","2023-08-08T04:59:59.999",0,0,19.64,0.69,0]
[null,null,"20230807:2330","2023-08-08T05:59:59.999",12.78,4.04,19.45,0.55000000000000004,0]
[null,null,"20230808:0030","2023-08-08T06:59:59.999",140.24,18.43,19.71,0.62,0]
[null,null,"20230808:0130","2023-08-08T07:59:59.999",357.47,32.83,21.1,0.48,0]
[null,null,"20230808:0230","2023-08-08T08:59:59.999",607.03,47.13,22.34,0.9,0]
[null,null,"20230808:0330","2023-08-08T09:59:59.999",621.87,61.1,23.82,0.83,0]
[null,null,"20230808:0430","2023-08-08T10:59:59.999",904.95,73.790000000000006,24.7,0.97,0]
[null,null,"20230808:0530","2023-08-08T11:59:59.999",870.13,78.91,26.1,1.1000000000000001,0]
[null,null,"20230808:0630","2023-08-08T12:59:59.999",698.6,69.61,25.62,1.24,0]
[null,null,"20230808:0730","2023-08-08T13:59:59.999",544.36,56.23,23.92,1.31,0]
[null,null,"20230808:0830","2023-08-08T14:59:59.999",414.14,42.09,23.42,1.24,0]
[null,null,"20230808:0930","2023-08-08T15:59:59.999",222.93,27.74,23.7,0.76,0]
[null,null,"20230808:1030","2023-08-08T16:59:59.999",55.94,13.34,23.12,0.41,0]
[null,null,"20230808:1130","2023-08-08T17:59:59.999",0,-1.03,21.81,0.83,0]
[null,null,"20230808:1230","2023-08-08T18:59:59.999",0,0,21.5,0.62,0]
[null,null,"20230808:1330","2023-08-08T19:59:59.999",0,0,21.29,0.69,0]
[null,null,"20230808:1430","2023-08-08T20:59:59.999",0,0,20.93,0.55000000000000004,0]
[null,null,"20230808:1530","2023-08-08T21:59:59.999",0,0,20.46,0.48,0]
[null,null,"20230808:1630","2023-08-08T22:59:59.999",0,0,20.34,0.48,0]
[null,null,"20230808:1730","2023-08-08T23:59:59.999",0,0,19.809999999999999,0.48,0]
[null,null,"20230808:1830","2023-08-09T00:59:59.999",0,0,19.399999999999999,0.48,0]
[null,null,"20230808:1930","2023-08-09T01:59:59.999",0,0,19.64,0.48,0]
[null,null,"20230808:2030","2023-08-09T02:59:59.999",0,0,19.7,0.28000000000000003,0]
[null,null,"20230808:2130","2023-08-09T03:59:59.999",0,0,19.489999999999998,0.41,0]
[null,null,"20230808:2230","2023-08-09T04:59:59.999",0,0,19.3,0.41,0]
[null,null,"20230808:2330","2023-08-09T05:59:59.999",21.16,4.05,19.309999999999999,0.41,0]
[null,null,"20230809:0030","2023-08-09T06:59:59.999",185.11,18.46,19.86,0.48,0]
[null,null,"20230809:0130","2023-08-09T07:59:59.999",400.47,32.880000000000003,21.24,0.55000000000000004,0]
[null,null,"20230809:0230","2023-08-09T08:59:59.999",648.1,47.21,22.91,0.55000000000000004,0]
[null,null,"20230809:0330","2023-08-09T09:59:59.999",787.76,61.23,24.7,0.62,0]
[null,null,"20230809:0430","2023-08-09T10:59:59.999",758.82,74,25.5,0.48,0]
[null,null,"20230809:0530","2023-08-09T11:59:59.999",963.5,79.180000000000007,26.04,0.48,0]
[null,null,"20230809:0630","2023-08-09T12:59:59.999",778.43,69.72,26.76,0.83,0]
[null,null,"20230809:0730","2023-08-09T13:59:59.999",479.63,56.27,24.85,0.97,0]
[null,null,"20230809:0830","2023-08-09T14:59:59.999",321.89,42.1,22.82,0.83,0]
[null,null,"20230809:0930","2023-08-09T15:59:59.999",185.52,27.72,22.3,0.62,0]
[null,null,"20230809:1030","2023-08-09T16:59:59.999",48.16,13.3,21.95,0.55000000000000004,0]
[null,null,"20230809:1130","2023-08-09T17:59:59.999",0,-1.0900000000000001,20.97,0.62,0]
[null,null,"20230809:1230","2023-08-09T18:59:59.999",0,0,20.29,0.28000000000000003,0]
[null,null,"20230809:1330","2023-08-09T19:59:59.999",0,0,20.13,0.41,0]
[null,null,"20230809:1430","2023-08-09T20:59:59.999",0,0,20.079999999999998,0.34,0]
[null,null,"20230809:1530","2023-08-09T21:59:59.999",0,0,20.010000000000002,0.34,0]
[null,null,"20230809:1630","2023-08-09T22:59:59.999",0,0,19.91,0.34,0]
[null,null,"20230809:1730","2023-08-09T23:59:59.999",0,0,19.8,0.48,0]
[null,null,"20230809:1830","2023-08-10T00:59:59.999",0,0,19.59,0.83,0]
[null,null,"20230809:1930","2023-08-10T01:59:59.999",0,0,19.77,0.69,0]
[null,null,"20230809:2030","2023-08-10T02:59:59.999",0,0,19.809999999999999,0.62,0]
[null,null,"20230809:2130","2023-08-10T03:59:59.999",0,0,19.739999999999998,0.76,0]
[null,null,"20230809:2230","2023-08-10T04:59:59.999",0,0,19.62,0.69,0]
[null,null,"20230809:2330","2023-08-10T05:59:59.999",18.510000000000002,4.0599999999999996,19.559999999999999,0.55000000000000004,0]
[null,null,"20230810:0030","2023-08-10T06:59:59.999",173.49,18.5,19.98,0.9,0]
[null,null,"20230810:0130","2023-08-10T07:59:59.999",284.39999999999998,32.93,21.2,0.69,0]
[null,null,"20230810:0230","2023-08-10T08:59:59.999",504.74,47.29,22.22,0.48,0]
[null,null,"20230810:0330","2023-08-10T09:59:59.999",636.37,61.35,23.32,0.69,0]
[null,null,"20230810:0430","2023-08-10T10:59:59.999",809.81,74.209999999999994,24.24,0.76,0]
[null,null,"20230810:0530","2023-08-10T11:59:59.999",572.53,79.45,25.44,1.03,0]
[null,null,"20230810:0630","2023-08-10T12:59:59.999",406.1,69.83,23.69,0.69,0]
[null,null,"20230810:0730","2023-08-10T13:59:59.999",417.22,56.31,22.53,1.31,0]
[null,null,"20230810:0830","2023-08-10T14:59:59.999",368.71,42.1,22.84,1.1000000000000001,0]
[null,null,"20230810:0930","2023-08-10T15:59:59.999",234.9,27.7,22.96,1.03,0]
[null,null,"20230810:1030",{"$f":"D5323+1/24","v":"2023-08-10T16:59:59.999"},69.12,13.26,22.92,1.03,0]
[null,null,"20230810:1130","2023-08-10T17:59:59.999",0,-1.1499999999999999,22.3,0.76,0]
[null,null,"20230810:1230","2023-08-10T18:59:59.999",0,0,21.6,0.9,0]
[null,null,"20230810:1330","2023-08-10T19:59:59.999",0,0,21.14,0.83,0]
[null,null,"20230810:1430","2023-08-10T20:59:59.999",0,0,20.87,0.69,0]
[null,null,"20230810:1530","2023-08-10T21:59:59.999",0,0,20.67,0.62,0]
[null,null,"20230810:1630","2023-08-10T22:59:59.999",0,0,20.14,0.69,0]
[null,null,"20230810:1730","2023-08-10T23:59:59.999",0,0,19.97,0.62,0]
[null,null,"20230810:1830","2023-08-11T00:59:59.999",0,0,19.57,0.55000000000000004,0]
[null,null,"20230810:1930","2023-08-11T01:59:59.999",0,0,19.97,0.48,0]
[null,null,"20230810:2030","2023-08-11T02:59:59.999",0,0,19.649999999999999,0.55000000000000004,0]
[null,null,"20230810:2130","2023-08-11T03:59:59.999",0,0,19.38,0.62,0]
[null,null,"20230810:2230","2023-08-11T04:59:59.999",0,0,19.03,0.55000000000000004,0]
[null,null,"20230810:2330","2023-08-11T05:59:59.999",17.97,4.07,18.71,0.69,0]
[null,null,"20230811:0030","2023-08-11T06:59:59.999",221.1,18.53,19.71,0.34,0]
[null,null,"20230811:0130","2023-08-11T07:59:59.999",469.24,32.99,22.06,0.48,0]
[null,null,"20230811:0230","2023-08-11T08:59:59.999",592.98,47.37,23.71,0.41,0]
[null,null,"20230811:0330","2023-08-11T09:59:59.999",808.22,61.47,24.65,0.55000000000000004,0]
[null,null,"20230811:0430","2023-08-11T10:59:59.999",906.47,74.42,25.81,0.76,0]
[null,null,"20230811:0530","2023-08-11T11:59:59.999",890,79.72,26.64,0.9,0]
[null,null,"20230811:0630","2023-08-11T12:59:59.999",666.5,69.94,27.25,1.24,0]
[null,null,"20230811:0730","2023-08-11T13:59:59.999",467.63,56.34,24.17,0.83,0]
[null,null,"20230811:0830","2023-08-11T14:59:59.999",346.43,42.1,23.33,1.31,0]
[null,null,"20230811:0930","2023-08-11T15:59:59.999",166.59,27.67,23.17,1.03,0]
[null,null,"20230811:1030","2023-08-11T16:59:59.999",38.53,13.21,22.4,0.55000000000000004,0]
[null,null,"20230811:1130","2023-08-11T17:59:59.999",0,-1.22,21.57,0.41,0]
[null,null,"20230811:1230","2023-08-11T18:59:59.999",0,0,21.17,0.55000000000000004,0]
[null,null,"20230811:1330","2023-08-11T19:59:59.999",0,0,20.89,0.76,0]
[null,null,"20230811:1430","2023-08-11T20:59:59.999",0,0,20.65,0.48,0]
[null,null,"20230811:1530","2023-08-11T21:59:59.999",0,0,20.260000000000002,0.34,0]
[null,null,"20230811:1630","2023-08-11T22:59:59.999",0,0,20.02,0.55000000000000004,0]
[null,null,"20230811:1730","2023-08-11T23:59:59.999",0,0,19.95,0.55000000000000004,0]
[null,null,"20230811:1830","2023-08-12T00:59:59.999",0,0,19.66,0.55000000000000004,0]
[null,null,"20230811:1930","2023-08-12T01:59:59.999",0,0,19.920000000000002,0.41,0]
[null,null,"20230811:2030","2023-08-12T02:59:59.999",0,0,19.68,0.48,0]
[null,null,"20230811:2130","2023-08-12T03:59:59.999",0,0,19.600000000000001,0.55000000000000004,0]
[null,null,"20230811:2230","2023-08-12T04:59:59.999",0,0,19.52,0.76,0]
[null,null,"20230811:2330","2023-08-12T05:59:59.999",17.62,4.08,19.32,0.76,0]
[null,null,"20230812:0030","2023-08-12T06:59:59.999",225.94,18.57,19.79,0.62,0]
[null,null,"20230812:0130","2023-08-12T07:59:59.999",373.14,33.049999999999997,21.29,0.76,0]
[null,null,"20230812:0230","2023-08-12T08:59:59.999",620.33000000000004,47.46,22.34,0.62,0]
[null,null,"20230812:0330","2023-08-12T09:59:59.999",765.86,61.6,24,0.55000000000000004,0]
[null,null,"20230812:0430","2023-08-12T10:59:59.999",725.01,74.63,25.38,0.83,0]
[null,null,"20230812:0530","2023-08-12T11:59:59.999",714.35,80,25.78,1.1000000000000001,0]
[null,null,"20230812:0630","2023-08-12T12:59:59.999",452.76,70.040000000000006,25.82,1.1000000000000001,0]
[null,null,"20230812:0730","2023-08-12T13:59:59.999",403.42,56.37,24.11,1.1000000000000001,0]
[null,null,"20230812:0830","2023-08-12T14:59:59.999",216.45,42.09,23.56,1.17,0]
[null,null,"20230812:0930","2023-08-12T15:59:59.999",199.87,27.64,22.62,0.69,0]
[null,null,"20230812:1030","2023-08-12T16:59:59.999",50.9,13.16,22.41,0.55000000000000004,0]
[null,null,"20230812:1130","2023-08-12T17:59:59.999",0,-1.29,21.71,0.28000000000000003,0]
[null,null,"20230812:1230","2023-08-12T18:59:59.999",0,0,21.38,0.34,0]
[null,null,"20230812:1330","2023-08-12T19:59:59.999",0,0,20.83,0.69,0]
[null,null,"20230812:1430","2023-08-12T20:59:59.999",0,0,20.350000000000001,0.62,0]
[null,null,"20230812:1530","2023-08-12T21:59:59.999",0,0,20.29,0.62,0]
[null,null,"20230812:1630","2023-08-12T22:59:59.999",0,0,20.03,0.76,0]
[null,null,"20230812:1730","2023-08-12T23:59:59.999",0,0,19.8,0.83,0]
[null,null,"20230812:1830","2023-08-13T00:59:59.999",0,0,19.670000000000002,0.9,0]
[null,null,"20230812:1930","2023-08-13T01:59:59.999",0,0,19.850000000000001,0.55000000000000004,0]
[null,null,"20230812:2030","2023-08-13T02:59:59.999",0,0,19.48,0.48,0]
[null,null,"20230812:2130","2023-08-13T03:59:59.999",0,0,19.260000000000002,0.14000000000000001,0]
[null,null,"20230812:2230","2023-08-13T04:59:59.999",0,0,18.940000000000001,0.41,0]
[null,null,"20230812:2330","2023-08-13T05:59:59.999",22.16,4.0999999999999996,18.93,0.34,0]
[null,null,"20230813:0030","2023-08-13T06:59:59.999",216.17,18.61,19.64,0.34,0]
[null,null,"20230813:0130","2023-08-13T07:59:59.999",452.44,33.11,21.64,0.41,0]
[null,null,"20230813:0230",{"$f":"D5387+1/24","v":"2023-08-13T08:59:59.999"},623.82000000000005,47.54,23.28,0.14000000000000001,0]
[null,null,"20230813:0330","2023-08-13T09:59:59.999",812.63,61.73,24.39,0.41,0]
[null,null,"20230813:0430","2023-08-13T10:59:59.999",875.12,74.849999999999994,25.74,0.48,0]
[null,null,"20230813:0530","2023-08-13T11:59:59.999",874.03,80.28,26.7,0.9,0]
[null,null,"20230813:0630","2023-08-13T12:59:59.999",541.46,70.14,27.18,1.17,0]
[null,null,"20230813:0730","2023-08-13T13:59:59.999",491.85,56.4,24.63,0.55000000000000004,0]
[null,null,"20230813:0830","2023-08-13T14:59:59.999",233.54,42.08,23.32,1.17,0]
[null,null,"20230813:0930","2023-08-13T15:59:59.999",131.58000000000001,27.61,22.02,0.83,0]
[null,null,"20230813:1030","2023-08-13T16:59:59.999",44.41,13.1,21.07,0.55000000000000004,0]
[null,null,"20230813:1130","2023-08-13T17:59:59.999",0,-1.36,20.94,0.69,0]
[null,null,"20230813:1230","2023-08-13T18:59:59.999",0,0,20.420000000000002,0.48,0]
[null,null,"20230813:1330","2023-08-13T19:59:59.999",0,0,20.22,0.76,0]
[null,null,"20230813:1430","2023-08-13T20:59:59.999",0,0,20.04,0.76,0]
[null,null,"20230813:1530","2023-08-13T21:59:59.999",0,0,20.07,0.69,0]
[null,null,"20230813:1630","2023-08-13T22:59:59.999",0,0,19.920000000000002,0.83,0]
[null,null,"20230813:1730","2023-08-13T23:59:59.999",0,0,19.93,0.97,0]
[null,null,"20230813:1830","2023-08-14T00:59:59.999",0,0,19.78,0.69,0]
[null,null,"20230813:1930","2023-08-14T01:59:59.999",0,0,19.579999999999998,0.76,0]
[null,null,"20230813:2030","2023-08-14T02:59:59.999",0,0,19.37,0.41,0]
[null,null,"20230813:2130","2023-08-14T03:59:59.999",0,0,19.440000000000001,0.48,0]
[null,null,"20230813:2230","2023-08-14T04:59:59.999",0,0,19.55,0.48,0]
[null,null,"20230813:2330","2023-08-14T05:59:59.999",16.170000000000002,4.12,19.52,0.48,0]
[null,null,"20230814:0030","2023-08-14T06:59:59.999",125.17,18.649999999999999,19.88,0.41,0]
[null,null,"20230814:0130","2023-08-14T07:59:59.999",299.45,33.17,20.98,0.41,0]
[null,null,"20230814:0230","2023-08-14T08:59:59.999",485.9,47.63,22.31,0.41,0]
[null,null,"20230814:0330","2023-08-14T09:59:59.999",654.39,61.85,23.44,0.83,0]
[null,null,"20230814:0430","2023-08-14T10:59:59.999",696.54,75.06,24.73,1.17,0]
[null,null,"20230814:0530","2023-08-14T11:59:59.999",469.68,80.55,25.43,1.38,0]
[null,null,"20230814:0630","2023-08-14T12:59:59.999",382.79,70.23,24.08,0.9,0]
[null,null,"20230814:0730","2023-08-14T13:59:59.999",371.39,56.42,22.21,1.38,0]
[null,null,"20230814:0830","2023-08-14T14:59:59.999",255.4,42.07,22.36,1.45,0]
[null,null,"20230814:0930","2023-08-14T15:59:59.999",199.02,27.57,22.13,1.31,0]
[null,null,"20230814:1030","2023-08-14T16:59:59.999",55.84,13.05,21.83,1.24,0]
[null,null,"20230814:1130","2023-08-14T17:59:59.999",0,-1.44,21.5,1.03,0]
[null,null,"20230814:1230","2023-08-14T18:59:59.999",0,0,21.14,0.97,0]
[null,null,"20230814:1330","2023-08-14T19:59:59.999",0,0,20.73,0.83,0]
[null,null,"20230814:1430","2023-08-14T20:59:59.999",0,0,20.440000000000001,0.76,0]
[null,null,"20230814:1530","2023-08-14T21:59:59.999",0,0,20.25,0.62,0]
[null,null,"20230814:1630","2023-08-14T22:59:59.999",0,0,20.010000000000002,0.69,0]
[null,null,"20230814:1730","2023-08-14T23:59:59.999",0,0,19.809999999999999,0.76,0]
[null,null,"20230814:1830","2023-08-15T00:59:59.999",0,0,19.39,0.62,0]
[null,null,"20230814:1930","2023-08-15T01:59:59.999",0,0,19.399999999999999,0.62,0]
[null,null,"20230814:2030","2023-08-15T02:59:59.999",0,0,19.52,0.76,0]
[null,null,"20230814:2130","2023-08-15T03:59:59.999",0,0,19.649999999999999,0.9,0]
[null,null,"20230814:2230","2023-08-15T04:59:59.999",0,0,19.510000000000002,0.9,0]
[null,null,"20230814:2330","2023-08-15T05:59:59.999",18.809999999999999,4.1399999999999997,19.45,1.1000000000000001,0]
[null,null,"20230815:0030","2023-08-15T06:59:59.999",93.92,18.690000000000001,19.8,0.69,0]
[null,null,"20230815:0130","2023-08-15T07:59:59.999",194.72,33.229999999999997,20.52,0.62,0]
[null,null,"20230815:0230","2023-08-15T08:59:59.999",353,47.72,21.56,0.69,0]
[null,null,"20230815:0330","2023-08-15T09:59:59.999",411.14,61.98,22.54,1.52,0]
[null,null,"20230815:0430","2023-08-15T10:59:59.999",361.64,75.28,23.03,1.66,0]
[null,null,"20230815:0530","2023-08-15T11:59:59.999",380.13,80.83,22.32,1.45,0]
[null,null,"20230815:0630","2023-08-15T12:59:59.999",409.46,70.31,22.84,1.45,0]
[null,null,"20230815:0730","2023-08-15T13:59:59.999",319.44,56.44,23.14,1.1000000000000001,0]
[null,null,"20230815:0830","2023-08-15T14:59:59.999",289.93,42.05,23.01,1.03,0]
[null,null,"20230815:0930","2023-08-15T15:59:59.999",164.31,27.53,23,0.62,0]
[null,null,"20230815:1030","2023-08-15T16:59:59.999",70.22,12.99,22.64,0.76,0]
[null,null,"20230815:1130","2023-08-15T17:59:59.999",0,-1.52,22.1,0.62,0]
[null,null,"20230815:1230","2023-08-15T18:59:59.999",0,0,21.39,0.83,0]
[null,null,"20230815:1330","2023-08-15T19:59:59.999",0,0,21.04,0.69,0]
[null,null,"20230815:1430","2023-08-15T20:59:59.999",0,0,20.65,0.69,0]
[null,null,"20230815:1530","2023-08-15T21:59:59.999",0,0,20.27,0.62,0]
[null,null,"20230815:1630","2023-08-15T22:59:59.999",0,0,19.940000000000001,0.62,0]
[null,null,"20230815:1730","2023-08-15T23:59:59.999",0,0,19.760000000000002,0.55000000000000004,0]
[null,null,"20230815:1830",{"$f":"D5451+1/24","v":"2023-08-16T00:59:59.999"},0,0,19.55,0.55000000000000004,0]
[null,null,"20230815:1930","2023-08-16T01:59:59.999",0,0,19.86,0.9,0]
[null,null,"20230815:2030","2023-08-16T02:59:59.999",0,0,19.62,0.76,0]
[null,null,"20230815:2130","2023-08-16T03:59:59.999",0,0,19.440000000000001,0.62,0]
[null,null,"20230815:2230","2023-08-16T04:59:59.999",0,0,19.41,0.69,0]
[null,null,"20230815:2330","2023-08-16T05:59:59.999",18.07,4.16,19.079999999999998,0.55000000000000004,0]
[null,null,"20230816:0030","2023-08-16T06:59:59.999",169.57,18.73,19.64,0.28000000000000003,0]
[null,null,"20230816:0130","2023-08-16T07:59:59.999",363.49,33.299999999999997,21.62,0.21,0]
[null,null,"20230816:0230","2023-08-16T08:59:59.999",515.32000000000005,47.81,23.14,0.21,0]
[null,null,"20230816:0330","2023-08-16T09:59:59.999",593.24,62.11,24.1,0.41,0]
[null,null,"20230816:0430","2023-08-16T10:59:59.999",773.37,75.5,25.09,0.76,0]
[null,null,"20230816:0530","2023-08-16T11:59:59.999",925.23,81.11,25.83,1.1000000000000001,0]
[null,null,"20230816:0630","2023-08-16T12:59:59.999",390.09,70.400000000000006,26.34,1.03,0]
[null,null,"20230816:0730","2023-08-16T13:59:59.999",299.70999999999998,56.45,23.84,0.69,0]
[null,null,"20230816:0830","2023-08-16T14:59:59.999",431.06,42.03,23.81,0.83,0]
[null,null,"20230816:0930","2023-08-16T15:59:59.999",208.64,27.49,23.86,1.31,0]
[null,null,"20230816:1030","2023-08-16T16:59:59.999",59.19,12.92,22.86,1.1000000000000001,0]
[null,null,"20230816:1130","2023-08-16T17:59:59.999",0,-1.6,21.49,0.55000000000000004,0]
[null,null,"20230816:1230","2023-08-16T18:59:59.999",0,0,20.66,0.69,0]
[null,null,"20230816:1330","2023-08-16T19:59:59.999",0,0,19.82,0.34,0]
[null,null,"20230816:1430","2023-08-16T20:59:59.999",0,0,19.690000000000001,0.69,0]
[null,null,"20230816:1530","2023-08-16T21:59:59.999",0,0,19.46,0.83,0]
[null,null,"20230816:1630","2023-08-16T22:59:59.999",0,0,19.329999999999998,0.55000000000000004,0]
[null,null,"20230816:1730","2023-08-16T23:59:59.999",0,0,19.22,0.48,0]
[null,null,"20230816:1830","2023-08-17T00:59:59.999",0,0,19.079999999999998,0.55000000000000004,0]
[null,null,"20230816:1930","2023-08-17T01:59:59.999",0,0,19.68,0.83,0]
[null,null,"20230816:2030","2023-08-17T02:59:59.999",0,0,19.440000000000001,0.55000000000000004,0]
[null,null,"20230816:2130","2023-08-17T03:59:59.999",0,0,19.28,0.41,0]
[null,null,"20230816:2230","2023-08-17T04:59:59.999",0,0,19.16,0.41,0]
[null,null,"20230816:2330","2023-08-17T05:59:59.999",15.47,4.18,19.07,0.41,0]
[null,null,"20230817:0030","2023-08-17T06:59:59.999",70.09,18.78,19.36,0.14000000000000001,0]
[null,null,"20230817:0130","2023-08-17T07:59:59.999",145.85,33.36,20.41,0.14000000000000001,0]
[null,null,"20230817:0230","2023-08-17T08:59:59.999",391.42,47.9,21.17,0.28000000000000003,0]
[null,null,"20230817:0330","2023-08-17T09:59:59.999",523.91,62.24,22.57,0.34,0]
[null,null,"20230817:0430","2023-08-17T10:59:59.999",650.27,75.72,24.06,0.69,0]
[null,null,"20230817:0530","2023-08-17T11:59:59.999",777.03,81.39,24.88,0.9,0]
[null,null,"20230817:0630","2023-08-17T12:59:59.999",620.48,70.47,25.76,1.24,0]
[null,null,"20230817:0730","2023-08-17T13:59:59.999",286.11,56.46,23.97,0.9,0]
[null,null,"20230817:0830","2023-08-17T14:59:59.999",95.94,42.01,23,1.1000000000000001,0]
[null,null,"20230817:0930","2023-08-17T15:59:59.999",68.430000000000007,27.44,21.1,0.9,0]
[null,null,"20230817:1030","2023-08-17T16:59:59.999",65.47,12.86,20.98,1.17,0]
[null,null,"20230817:1130","2023-08-17T17:59:59.999",0,-1.69,20.87,0.97,0]
[null,null,"20230817:1230","2023-08-17T18:59:59.999",0,0,20.41,1.03,0]
[null,null,"20230817:1330","2023-08-17T19:59:59.999",0,0,20.12,0.9,0]
[null,null,"20230817:1430","2023-08-17T20:59:59.999",0,0,19.940000000000001,0.76,0]
[null,null,"20230817:1530","2023-08-17T21:59:59.999",0,0,19.77,0.76,0]
[null,null,"20230817:1630","2023-08-17T22:59:59.999",0,0,19.579999999999998,0.69,0]
[null,null,"20230817:1730","2023-08-17T23:59:59.999",0,0,19.350000000000001,0.69,0]
[null,null,"20230817:1830","2023-08-18T00:59:59.999",0,0,19.03,0.62,0]
[null,null,"20230817:1930","2023-08-18T01:59:59.999",0,0,19.87,0.76,0]
[null,null,"20230817:2030","2023-08-18T02:59:59.999",0,0,19.82,0.76,0]
[null,null,"20230817:2130","2023-08-18T03:59:59.999",0,0,19.739999999999998,0.83,0]
[null,null,"20230817:2230","2023-08-18T04:59:59.999",0,0,19.649999999999999,0.76,0]
[null,null,"20230817:2330","2023-08-18T05:59:59.999",17.52,4.21,19.54,0.62,0]
[null,null,"20230818:0030","2023-08-18T06:59:59.999",112.65,18.829999999999998,19.72,0.41,0]
[null,null,"20230818:0130","2023-08-18T07:59:59.999",231.33,33.43,20.84,0.48,0]
[null,null,"20230818:0230","2023-08-18T08:59:59.999",387.38,47.99,21.78,0.55000000000000004,0]
[null,null,"20230818:0330","2023-08-18T09:59:59.999",553.62,62.37,23.13,0.83,0]
[null,null,"20230818:0430","2023-08-18T10:59:59.999",787.69,75.94,23.92,1.17,0]
[null,null,"20230818:0530","2023-08-18T11:59:59.999",826.74,81.67,25.23,1.66,0]
[null,null,"20230818:0630","2023-08-18T12:59:59.999",416.31,70.540000000000006,25.7,1.59,0]
[null,null,"20230818:0730","2023-08-18T13:59:59.999",321.24,56.46,24.72,1.45,0]
[null,null,"20230818:0830","2023-08-18T14:59:59.999",238.77,41.98,24.2,1.1000000000000001,0]
[null,null,"20230818:0930","2023-08-18T15:59:59.999",104.44,27.39,23.68,1.1000000000000001,0]
[null,null,"20230818:1030",{"$f":"D5515+1/24","v":"2023-08-18T16:59:59.999"},40.92,12.79,22.95,0.62,0]
[null,null,"20230818:1130","2023-08-18T17:59:59.999",0,-1.77,22.42,0.28000000000000003,0]
[null,null,"20230818:1230","2023-08-18T18:59:59.999",0,0,21.82,0.83,0]
[null,null,"20230818:1330","2023-08-18T19:59:59.999",0,0,21.35,0.97,0]
[null,null,"20230818:1430","2023-08-18T20:59:59.999",0,0,21.03,0.97,0]
[null,null,"20230818:1530","2023-08-18T21:59:59.999",0,0,20.75,0.9,0]
[null,null,"20230818:1630","2023-08-18T22:59:59.999",0,0,20.47,0.9,0]
[null,null,"20230818:1730","2023-08-18T23:59:59.999",0,0,20.23,0.83,0]
[null,null,"20230818:1830","2023-08-19T00:59:59.999",0,0,19.78,0.83,0]
[null,null,"20230818:1930","2023-08-19T01:59:59.999",0,0,20.04,0.76,0]
[null,null,"20230818:2030","2023-08-19T02:59:59.999",0,0,19.809999999999999,0.69,0]
[null,null,"20230818:2130","2023-08-19T03:59:59.999",0,0,19.73,0.76,0]
[null,null,"20230818:2230","2023-08-19T04:59:59.999",0,0,19.52,0.76,0]
[null,null,"20230818:2330","2023-08-19T05:59:59.999",25.45,4.24,19.36,0.69,0]
[null,null,"20230819:0030","2023-08-19T06:59:59.999",187.25,18.87,19.64,0.55000000000000004,0]
[null,null,"20230819:0130","2023-08-19T07:59:59.999",422.18,33.5,21.19,0.69,0]
[null,null,"20230819:0230","2023-08-19T08:59:59.999",636.32000000000005,48.08,22.68,0.83,0]
[null,null,"20230819:0330","2023-08-19T09:59:59.999",642.16999999999996,62.5,23.9,1.38,0]
[null,null,"20230819:0430","2023-08-19T10:59:59.999",778.35,76.16,24.47,1.66,0]
[null,null,"20230819:0530","2023-08-19T11:59:59.999",748.17,81.95,25.18,2,0]
[null,null,"20230819:0630","2023-08-19T12:59:59.999",755.56,70.61,25.45,2.0699999999999998,0]
[null,null,"20230819:0730","2023-08-19T13:59:59.999",627.89,56.46,25.49,1.86,0]
[null,null,"20230819:0830","2023-08-19T14:59:59.999",360.36,41.95,25.73,1.79,0]
[null,null,"20230819:0930","2023-08-19T15:59:59.999",152.49,27.34,24.27,1.52,0]
[null,null,"20230819:1030","2023-08-19T16:59:59.999",48.86,12.72,23.59,1.17,0]
[null,null,"20230819:1130","2023-08-19T17:59:59.999",0,-1.86,22.95,0.97,0]
[null,null,"20230819:1230","2023-08-19T18:59:59.999",0,0,22.12,0.9,0]
[null,null,"20230819:1330","2023-08-19T19:59:59.999",0,0,21.46,0.83,0]
[null,null,"20230819:1430","2023-08-19T20:59:59.999",0,0,21.01,0.9,0]
[null,null,"20230819:1530","2023-08-19T21:59:59.999",0,0,20.63,0.83,0]
[null,null,"20230819:1630","2023-08-19T22:59:59.999",0,0,20.170000000000002,0.76,0]
[null,null,"20230819:1730","2023-08-19T23:59:59.999",0,0,19.920000000000002,0.83,0]
[null,null,"20230819:1830","2023-08-20T00:59:59.999",0,0,19.47,0.83,0]
[null,null,"20230819:1930","2023-08-20T01:59:59.999",0,0,19.78,0.83,0]
[null,null,"20230819:2030","2023-08-20T02:59:59.999",0,0,19.62,0.76,0]
[null,null,"20230819:2130","2023-08-20T03:59:59.999",0,0,19.48,0.76,0]
[null,null,"20230819:2230","2023-08-20T04:59:59.999",0,0,19.46,0.69,0]
[null,null,"20230819:2330","2023-08-20T05:59:59.999",20.56,4.2699999999999996,19.32,0.76,0]
[null,null,"20230820:0030","2023-08-20T06:59:59.999",178.33,18.93,19.62,0.76,0]
[null,null,"20230820:0130","2023-08-20T07:59:59.999",459.58,33.57,21.19,0.83,0]
[null,null,"20230820:0230","2023-08-20T08:59:59.999",619.42999999999995,48.18,22.94,1.03,0]
[null,null,"20230820:0330","2023-08-20T09:59:59.999",692.51,62.63,23.99,1.52,0]
[null,null,"20230820:0430","2023-08-20T10:59:59.999",849.57,76.38,24.71,1.93,0]
[null,null,"20230820:0530","2023-08-20T11:59:59.999",795.36,82.22,25.23,2,0]
[null,null,"20230820:0630","2023-08-20T12:59:59.999",273.68,70.67,25.45,1.86,0]
[null,null,"20230820:0730","2023-08-20T13:59:59.999",288.66000000000003,56.46,22.58,0.9,0]
[null,null,"20230820:0830","2023-08-20T14:59:59.999",233.36,41.91,22.22,0.9,0]
[null,null,"20230820:0930","2023-08-20T15:59:59.999",107.81,27.28,22.5,0.83,0]
[null,null,"20230820:1030","2023-08-20T16:59:59.999",53.7,12.64,22.34,0.83,0]
[null,null,"20230820:1130","2023-08-20T17:59:59.999",0,-1.96,21.69,1.03,0]
[null,null,"20230820:1230","2023-08-20T18:59:59.999",0,0,21.22,0.9,0]
[null,null,"20230820:1330","2023-08-20T19:59:59.999",0,0,20.87,0.83,0]
[null,null,"20230820:1430","2023-08-20T20:59:59.999",0,0,20.63,0.76,0]
[null,null,"20230820:1530","2023-08-20T21:59:59.999",0,0,20.39,0.76,0]
[null,null,"20230820:1630","2023-08-20T22:59:59.999",0,0,20.13,0.69,0]
[null,null,"20230820:1730","2023-08-20T23:59:59.999",0,0,20.04,0.69,0]
[null,null,"20230820:1830","2023-08-21T00:59:59.999",0,0,19.82,0.62,0]
[null,null,"20230820:1930","2023-08-21T01:59:59.999",0,0,19.55,0.62,0]
[null,null,"20230820:2030","2023-08-21T02:59:59.999",0,0,19.25,0.69,0]
[null,null,"20230820:2130","2023-08-21T03:59:59.999",0,0,18.91,0.28000000000000003,0]
[null,null,"20230820:2230","2023-08-21T04:59:59.999",0,0,18.84,0.48,0]
[null,null,"20230820:2330","2023-08-21T05:59:59.999",9.5299999999999994,4.3,18.920000000000002,0.48,0]
[null,null,"20230821:0030","2023-08-21T06:59:59.999",50.98,18.98,19.16,0.41,0]
[null,null,"20230821:0130","2023-08-21T07:59:59.999",81.96,33.64,20.36,0.41,0]
[null,null,"20230821:0230",{"$f":"D5579+1/24","v":"2023-08-21T08:59:59.999"},136.76,48.27,21.09,0.34,0]
[null,null,"20230821:0330","2023-08-21T09:59:59.999",170.47,62.77,21.62,0.55000000000000004,0]
[null,null,"20230821:0430","2023-08-21T10:59:59.999",463.5,76.59,22.08,1.03,0]
[null,null,"20230821:0530","2023-08-21T11:59:59.999",352.53,82.49,23.28,0.97,0]
[null,null,"20230821:0630","2023-08-21T12:59:59.999",661.99,70.72,23.5,1.1000000000000001,0]
[null,null,"20230821:0730","2023-08-21T13:59:59.999",454.37,56.45,25.15,0.34,0]
[null,null,"20230821:0830","2023-08-21T14:59:59.999",284.89,41.87,24.23,0.28000000000000003,0]
[null,null,"20230821:0930","2023-08-21T15:59:59.999",200.63,27.22,22.47,0.69,0]
[null,null,"20230821:1030","2023-08-21T16:59:59.999",32.99,12.56,21.49,0.69,0]
[null,null,"20230821:1130","2023-08-21T17:59:59.999",0,-2.0499999999999998,20.75,0.41,0]
[null,null,"20230821:1230","2023-08-21T18:59:59.999",0,0,20.440000000000001,0.55000000000000004,0]
[null,null,"20230821:1330","2023-08-21T19:59:59.999",0,0,20.13,0.69,0]
[null,null,"20230821:1430","2023-08-21T20:59:59.999",0,0,19.88,0.69,0]
[null,null,"20230821:1530","2023-08-21T21:59:59.999",0,0,19.61,0.34,0]
[null,null,"20230821:1630","2023-08-21T22:59:59.999",0,0,19.440000000000001,0.41,0]
[null,null,"20230821:1730","2023-08-21T23:59:59.999",0,0,19.02,0.55000000000000004,0]
[null,null,"20230821:1830","2023-08-22T00:59:59.999",0,0,18.59,0.62,0]
[null,null,"20230821:1930","2023-08-22T01:59:59.999",0,0,19.64,0.34,0]
[null,null,"20230821:2030","2023-08-22T02:59:59.999",0,0,19.59,0.34,0]
[null,null,"20230821:2130","2023-08-22T03:59:59.999",0,0,19.8,0.41,0]
[null,null,"20230821:2230","2023-08-22T04:59:59.999",0,0,19.68,0.34,0]
[null,null,"20230821:2330","2023-08-22T05:59:59.999",20.66,4.34,19.48,0.41,0]
[null,null,"20230822:0030","2023-08-22T06:59:59.999",182.44,19.03,19.760000000000002,0.48,0]
[null,null,"20230822:0130","2023-08-22T07:59:59.999",407.01,33.71,21.02,0.62,0]
[null,null,"20230822:0230","2023-08-22T08:59:59.999",584.47,48.36,22.33,1.1000000000000001,0]
[null,null,"20230822:0330","2023-08-22T09:59:59.999",660.55,62.9,23.77,0.9,0]
[null,null,"20230822:0430","2023-08-22T10:59:59.999",811.42,76.81,24.41,0.9,0]
[null,null,"20230822:0530","2023-08-22T11:59:59.999",765.68,82.76,25.55,0.9,0]
[null,null,"20230822:0630","2023-08-22T12:59:59.999",878.73,70.760000000000005,25.96,1.03,0]
[null,null,"20230822:0730","2023-08-22T13:59:59.999",585.66999999999996,56.44,26.74,1.03,0]
[null,null,"20230822:0830","2023-08-22T14:59:59.999",260.57,41.83,24.01,0.55000000000000004,0]
[null,null,"20230822:0930","2023-08-22T15:59:59.999",129.13999999999999,27.16,23.01,0.83,0]
[null,null,"20230822:1030","2023-08-22T16:59:59.999",23.8,12.48,22.04,0.14000000000000001,0]
[null,null,"20230822:1130","2023-08-22T17:59:59.999",0,-2.15,21.41,0.21,0]
[null,null,"20230822:1230","2023-08-22T18:59:59.999",0,0,20.83,0.55000000000000004,0]
[null,null,"20230822:1330","2023-08-22T19:59:59.999",0,0,20.72,0.48,0]
[null,null,"20230822:1430","2023-08-22T20:59:59.999",0,0,20.51,0.34,0]
[null,null,"20230822:1530","2023-08-22T21:59:59.999",0,0,20.41,0.41,0]
[null,null,"20230822:1630","2023-08-22T22:59:59.999",0,0,20.12,0.34,0]
[null,null,"20230822:1730","2023-08-22T23:59:59.999",0,0,19.95,0.21,0]
[null,null,"20230822:1830","2023-08-23T00:59:59.999",0,0,19.79,0.41,0]
[null,null,"20230822:1930","2023-08-23T01:59:59.999",0,0,19.38,0.34,0]
[null,null,"20230822:2030","2023-08-23T02:59:59.999",0,0,19.3,0.28000000000000003,0]
[null,null,"20230822:2130","2023-08-23T03:59:59.999",0,0,19.16,0.34,0]
[null,null,"20230822:2230","2023-08-23T04:59:59.999",0,0,19.2,0.34,0]
[null,null,"20230822:2330","2023-08-23T05:59:59.999",18.41,4.38,18.899999999999999,0.48,0]
[null,null,"20230823:0030","2023-08-23T06:59:59.999",203.39,19.09,19.579999999999998,0.55000000000000004,0]
[null,null,"20230823:0130","2023-08-23T07:59:59.999",404.63,33.78,20.82,0.9,0]
[null,null,"20230823:0230","2023-08-23T08:59:59.999",630.27,48.46,22.49,1.17,0]
[null,null,"20230823:0330","2023-08-23T09:59:59.999",584.01,63.02,23.74,1.24,0]
[null,null,"20230823:0430","2023-08-23T10:59:59.999",724.67,77.02,24.53,1.03,0]
[null,null,"20230823:0530","2023-08-23T11:59:59.999",603,83.03,25.35,0.83,0]
[null,null,"20230823:0630","2023-08-23T12:59:59.999",709.86,70.8,25.08,0.83,0]
[null,null,"20230823:0730","2023-08-23T13:59:59.999",486.58,56.42,23.82,0.9,0]
[null,null,"20230823:0830","2023-08-23T14:59:59.999",134.11000000000001,41.78,22.66,1.17,0]
[null,null,"20230823:0930","2023-08-23T15:59:59.999",59.74,27.09,21.63,0.34,0]
[null,null,"20230823:1030","2023-08-23T16:59:59.999",29.84,12.4,21.05,0.28000000000000003,0]
[null,null,"20230823:1130","2023-08-23T17:59:59.999",0,-2.25,20.85,0.34,0]
[null,null,"20230823:1230","2023-08-23T18:59:59.999",0,0,20.58,0.34,0]
[null,null,"20230823:1330","2023-08-23T19:59:59.999",0,0,20.46,0.55000000000000004,0]
[null,null,"20230823:1430","2023-08-23T20:59:59.999",0,0,20.190000000000001,0.55000000000000004,0]
[null,null,"20230823:1530","2023-08-23T21:59:59.999",0,0,20.04,0.48,0]
[null,null,"20230823:1630","2023-08-23T22:59:59.999",0,0,19.98,0.48,0]
[null,null,"20230823:1730","2023-08-23T23:59:59.999",0,0,19.72,0.55000000000000004,0]
[null,null,"20230823:1830",{"$f":"D5643+1/24","v":"2023-08-24T00:59:59.999"},0,0,19.510000000000002,0.55000000000000004,0]
[null,null,"20230823:1930","2023-08-24T01:59:59.999",0,0,19.649999999999999,0.83,0]
[null,null,"20230823:2030","2023-08-24T02:59:59.999",0,0,19.86,0.69,0]
[null,null,"20230823:2130","2023-08-24T03:59:59.999",0,0,19.72,0.62,0]
[null,null,"20230823:2230","2023-08-24T04:59:59.999",0,0,19.57,0.55000000000000004,0]
[null,null,"20230823:2330","2023-08-24T05:59:59.999",10.53,4.41,19.43,0.28000000000000003,0]
[null,null,"20230824:0030","2023-08-24T06:59:59.999",94.33,19.14,19.62,0.41,0]
[null,null,"20230824:0130","2023-08-24T07:59:59.999",304.97000000000003,33.86,20.49,0.48,0]
[null,null,"20230824:0230","2023-08-24T08:59:59.999",441.99,48.55,21.72,0.69,0]
[null,null,"20230824:0330","2023-08-24T09:59:59.999",631.42999999999995,63.15,22.84,0.55000000000000004,0]
[null,null,"20230824:0430","2023-08-24T10:59:59.999",540.13,77.239999999999995,24.23,0.76,0]
[null,null,"20230824:0530","2023-08-24T11:59:59.999",604.66999999999996,83.29,24.56,0.69,0]
[null,null,"20230824:0630","2023-08-24T12:59:59.999",511.82,70.83,25.07,0.97,0]
[null,null,"20230824:0730","2023-08-24T13:59:59.999",447.93,56.39,23.7,1.03,0]
[null,null,"20230824:0830","2023-08-24T14:59:59.999",312.04000000000002,41.73,22.97,0.9,0]
[null,null,"20230824:0930","2023-08-24T15:59:59.999",178.74,27.02,22.82,0.69,0]
[null,null,"20230824:1030","2023-08-24T16:59:59.999",59.39,12.31,21.6,0.48,0]
[null,null,"20230824:1130","2023-08-24T17:59:59.999",0,-2.35,21.22,7.0000000000000007E-2,0]
[null,null,"20230824:1230","2023-08-24T18:59:59.999",0,0,20.66,0.55000000000000004,0]
[null,null,"20230824:1330","2023-08-24T19:59:59.999",0,0,20.41,0.41,0]
[null,null,"20230824:1430","2023-08-24T20:59:59.999",0,0,20.16,0.55000000000000004,0]
[null,null,"20230824:1530","2023-08-24T21:59:59.999",0,0,19.88,0.55000000000000004,0]
[null,null,"20230824:1630","2023-08-24T22:59:59.999",0,0,19.66,0.48,0]
[null,null,"20230824:1730","2023-08-24T23:59:59.999",0,0,19.440000000000001,0.48,0]
[null,null,"20230824:1830","2023-08-25T00:59:59.999",0,0,19.18,0.41,0]
[null,null,"20230824:1930","2023-08-25T01:59:59.999",0,0,19.54,0.21,0]
[null,null,"20230824:2030","2023-08-25T02:59:59.999",0,0,19.239999999999998,0.48,0]
[null,null,"20230824:2130","2023-08-25T03:59:59.999",0,0,18.829999999999998,0.55000000000000004,0]
[null,null,"20230824:2230","2023-08-25T04:59:59.999",0,0,18.63,0.55000000000000004,0]
[null,null,"20230824:2330","2023-08-25T05:59:59.999",16.07,4.45,18.68,0.69,0]
[null,null,"20230825:0030","2023-08-25T06:59:59.999",244.01,19.2,19.46,0.41,0]
[null,null,"20230825:0130","2023-08-25T07:59:59.999",481.12,33.93,21.57,0.69,0]
[null,null,"20230825:0230","2023-08-25T08:59:59.999",647.91,48.65,23.02,0.76,0]
[null,null,"20230825:0330","2023-08-25T09:59:59.999",726.28,63.28,24.59,0.48,0]
[null,null,"20230825:0430","2023-08-25T10:59:59.999",936.54,77.45,25.2,0.14000000000000001,0]
[null,null,"20230825:0530","2023-08-25T11:59:59.999",875.33,83.54,26.22,7.0000000000000007E-2,0]
[null,null,"20230825:0630","2023-08-25T12:59:59.999",769.55,70.86,26.52,0.76,0]
[null,null,"20230825:0730","2023-08-25T13:59:59.999",403.08,56.37,24.7,0.69,0]
[null,null,"20230825:0830","2023-08-25T14:59:59.999",312.64999999999998,41.68,23.15,0.62,0]
[null,null,"20230825:0930","2023-08-25T15:59:59.999",154.19,26.95,22.3,0.48,0]
[null,null,"20230825:1030","2023-08-25T16:59:59.999",40.020000000000003,12.23,21.15,0.34,0]
[null,null,"20230825:1130","2023-08-25T17:59:59.999",0,-2.46,20.8,0.48,0]
[null,null,"20230825:1230","2023-08-25T18:59:59.999",0,0,20.32,0.48,0]
[null,null,"20230825:1330","2023-08-25T19:59:59.999",0,0,20.079999999999998,0.48,0]
[null,null,"20230825:1430","2023-08-25T20:59:59.999",0,0,19.89,0.83,0]
[null,null,"20230825:1530","2023-08-25T21:59:59.999",0,0,19.8,0.69,0]
[null,null,"20230825:1630","2023-08-25T22:59:59.999",0,0,19.61,0.62,0]
[null,null,"20230825:1730","2023-08-25T23:59:59.999",0,0,19.34,0.83,0]
[null,null,"20230825:1830","2023-08-26T00:59:59.999",0,0,19.22,0.62,0]
[null,null,"20230825:1930","2023-08-26T01:59:59.999",0,0,19.239999999999998,0.41,0]
[null,null,"20230825:2030","2023-08-26T02:59:59.999",0,0,19.190000000000001,0.55000000000000004,0]
[null,null,"20230825:2130","2023-08-26T03:59:59.999",0,0,19.25,0.34,0]
[null,null,"20230825:2230","2023-08-26T04:59:59.999",0,0,19.16,0.34,0]
[null,null,"20230825:2330","2023-08-26T05:59:59.999",10.43,4.5,19.12,0.69,0]
[null,null,"20230826:0030","2023-08-26T06:59:59.999",112.07,19.260000000000002,19.27,0.76,0]
[null,null,"20230826:0130","2023-08-26T07:59:59.999",235.25,34.01,20.260000000000002,1.1000000000000001,0]
[null,null,"20230826:0230","2023-08-26T08:59:59.999",352.69,48.75,21.53,0.9,0]
[null,null,"20230826:0330","2023-08-26T09:59:59.999",267.35000000000002,63.41,22.73,0.76,0]
[null,null,"20230826:0430","2023-08-26T10:59:59.999",573.21,77.650000000000006,22.49,0.83,0]
[null,null,"20230826:0530","2023-08-26T11:59:59.999",759.93,83.78,23.24,0.9,0]
[null,null,"20230826:0630","2023-08-26T12:59:59.999",530.62,70.87,24.68,0.76,0]
[null,null,"20230826:0730","2023-08-26T13:59:59.999",371.28,56.33,23.55,0.69,0]
[null,null,"20230826:0830","2023-08-26T14:59:59.999",309.31,41.62,22.68,0.9,0]
[null,null,"20230826:0930","2023-08-26T15:59:59.999",267.17,26.87,22.66,1.03,0]
[null,null,"20230826:1030",{"$f":"D5707+1/24","v":"2023-08-26T16:59:59.999"},57.34,12.13,22.56,0.97,0]
[null,null,"20230826:1130","2023-08-26T17:59:59.999",0,-2.57,21.29,0.76,0]
[null,null,"20230826:1230","2023-08-26T18:59:59.999",0,0,20.53,0.9,0]
[null,null,"20230826:1330","2023-08-26T19:59:59.999",0,0,20.3,0.83,0]
[null,null,"20230826:1430","2023-08-26T20:59:59.999",0,0,20,0.9,0]
[null,null,"20230826:1530","2023-08-26T21:59:59.999",0,0,19.559999999999999,0.83,0]
[null,null,"20230826:1630","2023-08-26T22:59:59.999",0,0,19.32,0.76,0]
[null,null,"20230826:1730","2023-08-26T23:59:59.999",0,0,19.21,0.76,0]
[null,null,"20230826:1830","2023-08-27T00:59:59.999",0,0,19.03,0.69,0]
[null,null,"20230826:1930","2023-08-27T01:59:59.999",0,0,19.25,0.9,0]
[null,null,"20230826:2030","2023-08-27T02:59:59.999",0,0,19.239999999999998,0.76,0]
[null,null,"20230826:2130","2023-08-27T03:59:59.999",0,0,19.13,0.76,0]
[null,null,"20230826:2230","2023-08-27T04:59:59.999",0,0,19.2,0.62,0]
[null,null,"20230826:2330","2023-08-27T05:59:59.999",14.12,4.54,19.170000000000002,0.55000000000000004,0]
[null,null,"20230827:0030","2023-08-27T06:59:59.999",198.5,19.32,19.399999999999999,0.41,0]
[null,null,"20230827:0130","2023-08-27T07:59:59.999",458.24,34.08,21.24,0.48,0]
[null,null,"20230827:0230","2023-08-27T08:59:59.999",620.39,48.84,23.06,0.55000000000000004,0]
[null,null,"20230827:0330","2023-08-27T09:59:59.999",779.62,63.53,23.87,0.83,0]
[null,null,"20230827:0430","2023-08-27T10:59:59.999",745.99,77.849999999999994,25.17,1.1000000000000001,0]
[null,null,"20230827:0530","2023-08-27T11:59:59.999",830.19,84.02,25.64,1.24,0]
[null,null,"20230827:0630","2023-08-27T12:59:59.999",533.48,70.88,26.34,1.45,0]
[null,null,"20230827:0730","2023-08-27T13:59:59.999",211.1,56.29,23.98,1.1000000000000001,0]
[null,null,"20230827:0830","2023-08-27T14:59:59.999",183.99,41.56,22.99,0.69,0]
[null,null,"20230827:0930","2023-08-27T15:59:59.999",187.92,26.79,22.64,0.97,0]
[null,null,"20230827:1030","2023-08-27T16:59:59.999",29.54,12.04,22.39,0.76,0]
[null,null,"20230827:1130","2023-08-27T17:59:59.999",0,-2.68,21.8,0.34,0]
[null,null,"20230827:1230","2023-08-27T18:59:59.999",0,0,21.32,0.34,0]
[null,null,"20230827:1330","2023-08-27T19:59:59.999",0,0,20.86,0.69,0]
[null,null,"20230827:1430","2023-08-27T20:59:59.999",0,0,20.38,0.76,0]
[null,null,"20230827:1530","2023-08-27T21:59:59.999",0,0,19.920000000000002,0.76,0]
[null,null,"20230827:1630","2023-08-27T22:59:59.999",0,0,19.579999999999998,0.76,0]
[null,null,"20230827:1730","2023-08-27T23:59:59.999",0,0,19.14,0.69,0]
[null,null,"20230827:1830","2023-08-28T00:59:59.999",0,0,19.100000000000001,0.48,0]
[null,null,"20230827:1930","2023-08-28T01:59:59.999",0,0,19.45,0.76,0]
[null,null,"20230827:2030","2023-08-28T02:59:59.999",0,0,19.559999999999999,0.62,0]
[null,null,"20230827:2130","2023-08-28T03:59:59.999",0,0,19.34,0.69,0]
[null,null,"20230827:2230","2023-08-28T04:59:59.999",0,0,19.28,0.83,0]
[null,null,"20230827:2330","2023-08-28T05:59:59.999",21.56,4.58,19.04,0.83,0]
[null,null,"20230828:0030","2023-08-28T06:59:59.999",199.62,19.38,19.62,0.69,0]
[null,null,"20230828:0130","2023-08-28T07:59:59.999",333.24,34.159999999999997,21.13,0.76,0]
[null,null,"20230828:0230","2023-08-28T08:59:59.999",599.71,48.94,22.38,0.97,0]
[null,null,"20230828:0330","2023-08-28T09:59:59.999",795.51,63.66,23.85,1.24,0]
[null,null,"20230828:0430","2023-08-28T10:59:59.999",800.07,78.05,25,2,0]
[null,null,"20230828:0530","2023-08-28T11:59:59.999",864.13,84.24,25.48,2.21,0]
[null,null,"20230828:0630","2023-08-28T12:59:59.999",384.49,70.88,26.05,2.2799999999999998,0]
[null,null,"20230828:0730","2023-08-28T13:59:59.999",297.43,56.25,23.39,0.97,0]
[null,null,"20230828:0830","2023-08-28T14:59:59.999",226.78,41.49,22.31,1.38,0]
[null,null,"20230828:0930","2023-08-28T15:59:59.999",158.41999999999999,26.71,21.57,0.76,0]
[null,null,"20230828:1030","2023-08-28T16:59:59.999",52,11.94,21.59,0.83,0]
[null,null,"20230828:1130","2023-08-28T17:59:59.999",0,-2.79,21.22,0.76,0]
[null,null,"20230828:1230","2023-08-28T18:59:59.999",0,0,20.77,0.83,0]
[null,null,"20230828:1330","2023-08-28T19:59:59.999",0,0,20.51,0.9,0]
[null,null,"20230828:1430","2023-08-28T20:59:59.999",0,0,20.16,0.83,0]
[null,null,"20230828:1530","2023-08-28T21:59:59.999",0,0,19.93,0.62,0]
[null,null,"20230828:1630","2023-08-28T22:59:59.999",0,0,19.61,0.62,0]
[null,null,"20230828:1730","2023-08-28T23:59:59.999",0,0,19.45,0.69,0]
[null,null,"20230828:1830","2023-08-29T00:59:59.999",0,0,19.420000000000002,0.76,0]
[null,null,"20230828:1930","2023-08-29T01:59:59.999",0,0,19.579999999999998,0.97,0]
[null,null,"20230828:2030","2023-08-29T02:59:59.999",0,0,19.39,0.83,0]
[null,null,"20230828:2130","2023-08-29T03:59:59.999",0,0,19.2,0.62,0]
[null,null,"20230828:2230","2023-08-29T04:59:59.999",0,0,19.2,0.62,0]
[null,null,"20230828:2330","2023-08-29T05:59:59.999",22.56,4.63,18.95,0.55000000000000004,0]
[null,null,"20230829:0030","2023-08-29T06:59:59.999",148.07,19.440000000000001,19.27,0.34,0]
[null,null,"20230829:0130","2023-08-29T07:59:59.999",405.24,34.24,20.92,0.41,0]
[null,null,"20230829:0230",{"$f":"D5771+1/24","v":"2023-08-29T08:59:59.999"},638.22,49.03,22.79,0.62,0]
[null,null,"20230829:0330","2023-08-29T09:59:59.999",801.99,63.78,24.25,0.69,0]
[null,null,"20230829:0430","2023-08-29T10:59:59.999",909.62,78.25,25.54,1.52,0]
[null,null,"20230829:0530","2023-08-29T11:59:59.999",774.51,84.45,26,2.0699999999999998,0]
[null,null,"20230829:0630","2023-08-29T12:59:59.999",515.32000000000005,70.88,25.84,1.59,0]
[null,null,"20230829:0730","2023-08-29T13:59:59.999",321.47000000000003,56.2,24.25,1.52,0]
[null,null,"20230829:0830","2023-08-29T14:59:59.999",289.64,41.42,22.46,1.17,0]
[null,null,"20230829:0930","2023-08-29T15:59:59.999",144.63999999999999,26.63,21.91,1.31,0]
[null,null,"20230829:1030","2023-08-29T16:59:59.999",44.37,11.84,21.3,0.69,0]
[null,null,"20230829:1130","2023-08-29T17:59:59.999",0,-2.9,21.11,0.83,0]
[null,null,"20230829:1230","2023-08-29T18:59:59.999",0,0,20.73,0.76,0]
[null,null,"20230829:1330","2023-08-29T19:59:59.999",0,0,20.65,0.76,0]
[null,null,"20230829:1430","2023-08-29T20:59:59.999",0,0,20.399999999999999,0.83,0]
[null,null,"20230829:1530","2023-08-29T21:59:59.999",0,0,20.23,0.62,0]
[null,null,"20230829:1630","2023-08-29T22:59:59.999",0,0,20.07,0.69,0]
[null,null,"20230829:1730","2023-08-29T23:59:59.999",0,0,20.100000000000001,0.83,0]
[null,null,"20230829:1830","2023-08-30T00:59:59.999",0,0,19.91,0.83,0]
[null,null,"20230829:1930","2023-08-30T01:59:59.999",0,0,19.690000000000001,0.83,0]
[null,null,"20230829:2030","2023-08-30T02:59:59.999",0,0,19.61,0.62,0]
[null,null,"20230829:2130","2023-08-30T03:59:59.999",0,0,19.63,0.55000000000000004,0]
[null,null,"20230829:2230","2023-08-30T04:59:59.999",0,0,19.600000000000001,0.76,0]
[null,null,"20230829:2330","2023-08-30T05:59:59.999",20.41,4.68,19.52,0.83,0]
[null,null,"20230830:0030","2023-08-30T06:59:59.999",226.93,19.510000000000002,19.920000000000002,0.62,0]
[null,null,"20230830:0130","2023-08-30T07:59:59.999",390.61,34.31,21.65,0.34,0]
[null,null,"20230830:0230","2023-08-30T08:59:59.999",593.37,49.12,22.63,0.28000000000000003,0]
[null,null,"20230830:0330","2023-08-30T09:59:59.999",777.19,63.9,24.13,0.97,0]
[null,null,"20230830:0430","2023-08-30T10:59:59.999",797.67,78.430000000000007,24.97,1.93,0]
[null,null,"20230830:0530","2023-08-30T11:59:59.999",726.25,84.64,25.54,1.66,0]
[null,null,"20230830:0630","2023-08-30T12:59:59.999",290.26,70.86,25.43,1.31,0]
[null,null,"20230830:0730","2023-08-30T13:59:59.999",257.70999999999998,56.15,23.73,0.9,0]
[null,null,"20230830:0830","2023-08-30T14:59:59.999",244.01,41.35,22.55,0.76,0]
[null,null,"20230830:0930","2023-08-30T15:59:59.999",241.45,26.54,22.35,0.62,0]
[null,null,"20230830:1030","2023-08-30T16:59:59.999",53.6,11.74,22.51,0.76,0]
[null,null,"20230830:1130","2023-08-30T17:59:59.999",0,-3.02,21.99,0.55000000000000004,0]
[null,null,"20230830:1230","2023-08-30T18:59:59.999",0,0,21.54,0.69,0]
[null,null,"20230830:1330","2023-08-30T19:59:59.999",0,0,21.08,0.83,0]
[null,null,"20230830:1430","2023-08-30T20:59:59.999",0,0,20.73,0.83,0]
[null,null,"20230830:1530","2023-08-30T21:59:59.999",0,0,20.46,0.69,0]
[null,null,"20230830:1630","2023-08-30T22:59:59.999",0,0,20.100000000000001,0.69,0]
[null,null,"20230830:1730","2023-08-30T23:59:59.999",0,0,19.71,0.69,0]
[null,null,"20230830:1830","2023-08-31T00:59:59.999",0,0,19.489999999999998,0.62,0]
[null,null,"20230830:1930","2023-08-31T01:59:59.999",0,0,20,0.69,0]
[null,null,"20230830:2030","2023-08-31T02:59:59.999",0,0,20.05,0.76,0]
[null,null,"20230830:2130","2023-08-31T03:59:59.999",0,0,19.95,0.76,0]
[null,null,"20230830:2230","2023-08-31T04:59:59.999",0,0,19.79,0.76,0]
[null,null,"20230830:2330","2023-08-31T05:59:59.999",22.71,4.7300000000000004,19.600000000000001,0.69,0]
[null,null,"20230831:0030","2023-08-31T06:59:59.999",194.99,19.57,20.2,0.48,0]
[null,null,"20230831:0130","2023-08-31T07:59:59.999",437.97,34.39,21.68,0.55000000000000004,0]
[null,null,"20230831:0230","2023-08-31T08:59:59.999",603.16999999999996,49.22,23.12,0.9,0]
[null,null,"20230831:0330","2023-08-31T09:59:59.999",695.89,64.010000000000005,24.36,0.97,0]
[null,null,"20230831:0430","2023-08-31T10:59:59.999",742.57,78.61,25.18,1.17,0]
[null,null,"20230831:0530","2023-08-31T11:59:59.999",729.2,84.82,25.66,1.31,0]
[null,null,"20230831:0630","2023-08-31T12:59:59.999",794.56,70.84,25.97,1.31,0]
[null,null,"20230831:0730","2023-08-31T13:59:59.999",491.88,56.09,26.13,1.52,0]
[null,null,"20230831:0830","2023-08-31T14:59:59.999",338.46,41.27,25.07,1.93,0]
[null,null,"20230831:0930","2023-08-31T15:59:59.999",159.72,26.45,23.45,1.24,0]
[null,null,"20230831:1030","2023-08-31T16:59:59.999",46.56,11.64,22.68,0.69,0]
[null,null,"20230831:1130","2023-08-31T17:59:59.999",0,-3.13,22.27,0.76,0]
[null,null,"20230831:1230","2023-08-31T18:59:59.999",0,0,21.33,0.97,0]
[null,null,"20230831:1330","2023-08-31T19:59:59.999",0,0,20.51,0.83,0]
[null,null,"20230831:1430","2023-08-31T20:59:59.999",0,0,20.239999999999998,0.69,0]
[null,null,"20230831:1530","2023-08-31T21:59:59.999",0,0,19.989999999999998,0.76,0]
[null,null,"20230831:1630","2023-08-31T22:59:59.999",0,0,19.850000000000001,0.76,0]
[null,null,"20230831:1730","2023-08-31T23:59:59.999",0,0,19.77,0.83,0]
[null,null,"20230831:1830",{"$f":"D5835+1/24","v":"2023-09-01T00:59:59.999"},0,0,19.63,0.76,0]
[null,null,"20230831:1930","2023-09-01T01:59:59.999",0,0,19.88,0.83,0]
[null,null,"20230831:2030","2023-09-01T02:59:59.999",0,0,19.79,0.9,0]
[null,null,"20230831:2130","2023-09-01T03:59:59.999",0,0,19.489999999999998,1.1000000000000001,0]
[null,null,"20230831:2230","2023-09-01T04:59:59.999",0,0,19.45,0.76,0]
[null,null,"20230831:2330","2023-09-01T05:59:59.999",5.19,4.78,19.48,0.83,0]
[null,null,"20230901:0030","2023-09-01T06:59:59.999",48.12,19.64,19.510000000000002,0.9,0]
[null,null,"20230901:0130","2023-09-01T07:59:59.999",85.79,34.47,19.97,0.9,0]
[null,null,"20230901:0230","2023-09-01T08:59:59.999",137.51,49.31,20.5,0.76,0]
[null,null,"20230901:0330","2023-09-01T09:59:59.999",253.49,64.13,21.09,0.76,0]
[null,null,"20230901:0430","2023-09-01T10:59:59.999",355.28,78.790000000000006,21.79,0.83,0]
[null,null,"20230901:0530","2023-09-01T11:59:59.999",446.02,84.98,22.27,0.9,0]
[null,null,"20230901:0630","2023-09-01T12:59:59.999",223.18,70.81,22.59,0.9,0]
[null,null,"20230901:0730","2023-09-01T13:59:59.999",342.63,56.03,22.32,0.76,0]
[null,null,"20230901:0830","2023-09-01T14:59:59.999",252.79,41.19,21.78,1.59,0]
[null,null,"20230901:0930","2023-09-01T15:59:59.999",112.1,26.35,21.55,1.24,0]
[null,null,"20230901:1030","2023-09-01T16:59:59.999",29.54,11.53,21,1.03,0]
[null,null,"20230901:1130","2023-09-01T17:59:59.999",0,-3.25,20.62,0.9,0]
[null,null,"20230901:1230","2023-09-01T18:59:59.999",0,0,20.22,0.9,0]
[null,null,"20230901:1330","2023-09-01T19:59:59.999",0,0,19.91,0.76,0]
[null,null,"20230901:1430","2023-09-01T20:59:59.999",0,0,19.75,0.76,0]
[null,null,"20230901:1530","2023-09-01T21:59:59.999",0,0,19.52,0.76,0]
[null,null,"20230901:1630","2023-09-01T22:59:59.999",0,0,19.170000000000002,0.76,0]
[null,null,"20230901:1730","2023-09-01T23:59:59.999",0,0,18.95,0.76,0]
[null,null,"20230901:1830","2023-09-02T00:59:59.999",0,0,18.899999999999999,0.83,0]
[null,null,"20230901:1930","2023-09-02T01:59:59.999",0,0,19.62,0.76,0]
[null,null,"20230901:2030","2023-09-02T02:59:59.999",0,0,19.66,0.9,0]
[null,null,"20230901:2130","2023-09-02T03:59:59.999",0,0,19.48,1.03,0]
[null,null,"20230901:2230","2023-09-02T04:59:59.999",0,0,19.27,0.97,0]
[null,null,"20230901:2330","2023-09-02T05:59:59.999",10.28,4.83,19.34,0.76,0]
[null,null,"20230902:0030","2023-09-02T06:59:59.999",60.31,19.7,19.43,0.83,0]
[null,null,"20230902:0130","2023-09-02T07:59:59.999",139.58000000000001,34.549999999999997,19.899999999999999,0.9,0]
[null,null,"20230902:0230","2023-09-02T08:59:59.999",245.24,49.4,20.89,0.83,0]
[null,null,"20230902:0330","2023-09-02T09:59:59.999",342.95,64.239999999999995,21.93,1.03,0]
[null,null,"20230902:0430","2023-09-02T10:59:59.999",323.07,78.959999999999994,23.05,1.31,0]
[null,null,"20230902:0530","2023-09-02T11:59:59.999",428.27,85.11,23.46,1.31,0]
[null,null,"20230902:0630","2023-09-02T12:59:59.999",153.38999999999999,70.77,24.03,1.59,0]
[null,null,"20230902:0730","2023-09-02T13:59:59.999",316.18,55.96,21.59,0.9,0]
[null,null,"20230902:0830","2023-09-02T14:59:59.999",244.64,41.11,22.16,0.9,0]
[null,null,"20230902:0930","2023-09-02T15:59:59.999",192.4,26.26,22.43,0.9,0]
[null,null,"20230902:1030","2023-09-02T16:59:59.999",52.35,11.43,22.31,0.83,0]
[null,null,"20230902:1130","2023-09-02T17:59:59.999",0,-3.37,21.61,0.69,0]
[null,null,"20230902:1230","2023-09-02T18:59:59.999",0,0,20.9,0.83,0]
[null,null,"20230902:1330","2023-09-02T19:59:59.999",0,0,20.53,0.76,0]
[null,null,"20230902:1430","2023-09-02T20:59:59.999",0,0,20.149999999999999,0.76,0]
[null,null,"20230902:1530","2023-09-02T21:59:59.999",0,0,19.93,0.69,0]
[null,null,"20230902:1630","2023-09-02T22:59:59.999",0,0,19.829999999999998,0.55000000000000004,0]
[null,null,"20230902:1730","2023-09-02T23:59:59.999",0,0,19.579999999999998,0.55000000000000004,0]
[null,null,"20230902:1830","2023-09-03T00:59:59.999",0,0,19.38,0.62,0]
[null,null,"20230902:1930","2023-09-03T01:59:59.999",0,0,20.04,0.69,0]
[null,null,"20230902:2030","2023-09-03T02:59:59.999",0,0,19.920000000000002,0.69,0]
[null,null,"20230902:2130","2023-09-03T03:59:59.999",0,0,19.73,0.62,0]
[null,null,"20230902:2230","2023-09-03T04:59:59.999",0,0,19.55,0.62,0]
[null,null,"20230902:2330","2023-09-03T05:59:59.999",19.809999999999999,4.88,19.39,0.55000000000000004,0]
[null,null,"20230903:0030","2023-09-03T06:59:59.999",78.53,19.77,19.739999999999998,0.34,0]
[null,null,"20230903:0130","2023-09-03T07:59:59.999",200.68,34.619999999999997,20.63,0.41,0]
[null,null,"20230903:0230","2023-09-03T08:59:59.999",290.70999999999998,49.49,21.71,0.34,0]
[null,null,"20230903:0330","2023-09-03T09:59:59.999",410.71,64.349999999999994,22.23,0.48,0]
[null,null,"20230903:0430","2023-09-03T10:59:59.999",388.43,79.11,23.29,0.9,0]
[null,null,"20230903:0530","2023-09-03T11:59:59.999",516.04999999999995,85.21,23.96,1.1000000000000001,0]
[null,null,"20230903:0630","2023-09-03T12:59:59.999",339.68,70.73,24.66,1.03,0]
[null,null,"20230903:0730","2023-09-03T13:59:59.999",227.84,55.89,23.49,0.83,0]
[null,null,"20230903:0830","2023-09-03T14:59:59.999",119.87,41.02,23.25,0.41,0]
[null,null,"20230903:0930","2023-09-03T15:59:59.999",91.96,26.16,22.73,0.41,0]
[null,null,"20230903:1030",{"$f":"D5899+1/24","v":"2023-09-03T16:59:59.999"},43.32,11.32,22.53,0.55000000000000004,0]
[null,null,"20230903:1130","2023-09-03T17:59:59.999",0,-3.49,22.2,0.55000000000000004,0]
[null,null,"20230903:1230","2023-09-03T18:59:59.999",0,0,21.68,0.55000000000000004,0]
[null,null,"20230903:1330","2023-09-03T19:59:59.999",0,0,21.43,0.62,0]
[null,null,"20230903:1430","2023-09-03T20:59:59.999",0,0,21.23,0.76,0]
[null,null,"20230903:1530","2023-09-03T21:59:59.999",0,0,21.04,0.69,0]
[null,null,"20230903:1630","2023-09-03T22:59:59.999",0,0,20.72,0.62,0]
[null,null,"20230903:1730","2023-09-03T23:59:59.999",0,0,20.54,0.62,0]
[null,null,"20230903:1830","2023-09-04T00:59:59.999",0,0,20.329999999999998,0.55000000000000004,0]
[null,null,"20230903:1930","2023-09-04T01:59:59.999",0,0,20.25,0.55000000000000004,0]
[null,null,"20230903:2030","2023-09-04T02:59:59.999",0,0,20.170000000000002,0.41,0]
[null,null,"20230903:2130","2023-09-04T03:59:59.999",0,0,20.14,0.34,0]
[null,null,"20230903:2230","2023-09-04T04:59:59.999",0,0,20.13,0.48,0]
[null,null,"20230903:2330","2023-09-04T05:59:59.999",14.27,4.9400000000000004,20.02,0.48,0]
[null,null,"20230904:0030","2023-09-04T06:59:59.999",60.33,19.829999999999998,20.04,0.55000000000000004,0]
[null,null,"20230904:0130","2023-09-04T07:59:59.999",315.7,34.700000000000003,20.34,0.55000000000000004,0]
[null,null,"20230904:0230","2023-09-04T08:59:59.999",252.69,49.58,21.72,0.62,0]
[null,null,"20230904:0330","2023-09-04T09:59:59.999",421.97,64.45,22.45,0.69,0]
[null,null,"20230904:0430","2023-09-04T10:59:59.999",508.7,79.260000000000005,23.44,0.69,0]
[null,null,"20230904:0530","2023-09-04T11:59:59.999",511.32,85.29,24.16,0.48,0]
[null,null,"20230904:0630","2023-09-04T12:59:59.999",211.84,70.67,24.41,0.83,0]
[null,null,"20230904:0730","2023-09-04T13:59:59.999",318.22000000000003,55.81,22.34,1.1000000000000001,0]
[null,null,"20230904:0830","2023-09-04T14:59:59.999",158.74,40.93,22.09,1.03,0]
[null,null,"20230904:0930","2023-09-04T15:59:59.999",61.09,26.06,21.65,0.97,0]
[null,null,"20230904:1030","2023-09-04T16:59:59.999",15.87,11.2,21.28,0.83,0]
[null,null,"20230904:1130","2023-09-04T17:59:59.999",0,-3.62,20.93,0.83,0]
[null,null,"20230904:1230","2023-09-04T18:59:59.999",0,0,20.62,0.83,0]
[null,null,"20230904:1330","2023-09-04T19:59:59.999",0,0,20.37,0.76,0]
[null,null,"20230904:1430","2023-09-04T20:59:59.999",0,0,19.989999999999998,0.9,0]
[null,null,"20230904:1530","2023-09-04T21:59:59.999",0,0,19.739999999999998,0.9,0]
[null,null,"20230904:1630","2023-09-04T22:59:59.999",0,0,19.53,0.76,0]
[null,null,"20230904:1730","2023-09-04T23:59:59.999",0,0,19.48,0.62,0]
[null,null,"20230904:1830","2023-09-05T00:59:59.999",0,0,19.53,0.69,0]
[null,null,"20230904:1930","2023-09-05T01:59:59.999",0,0,19.48,0.14000000000000001,0]
[null,null,"20230904:2030","2023-09-05T02:59:59.999",0,0,19.47,0.55000000000000004,0]
[null,null,"20230904:2130","2023-09-05T03:59:59.999",0,0,19.27,0.69,0]
[null,null,"20230904:2230","2023-09-05T04:59:59.999",0,0,19.36,0.62,0]
[null,null,"20230904:2330","2023-09-05T05:59:59.999",13.12,4.99,19.29,0.62,0]
[null,null,"20230905:0030","2023-09-05T06:59:59.999",116.46,19.899999999999999,19.63,0.55000000000000004,0]
[null,null,"20230905:0130","2023-09-05T07:59:59.999",192.1,34.78,20.62,0.62,0]
[null,null,"20230905:0230","2023-09-05T08:59:59.999",330.16,49.66,21.85,0.48,0]
[null,null,"20230905:0330","2023-09-05T09:59:59.999",504.26,64.55,23.08,0.48,0]
[null,null,"20230905:0430","2023-09-05T10:59:59.999",687.69,79.400000000000006,24.1,0.48,0]
[null,null,"20230905:0530","2023-09-05T11:59:59.999",774.88,85.34,25.36,0.83,0]
[null,null,"20230905:0630","2023-09-05T12:59:59.999",393.85,70.61,25.06,0.9,0]
[null,null,"20230905:0730","2023-09-05T13:59:59.999",369.37,55.73,22.57,1.1000000000000001,0]
[null,null,"20230905:0830","2023-09-05T14:59:59.999",142.66,40.840000000000003,21.79,1.24,0]
[null,null,"20230905:0930","2023-09-05T15:59:59.999",161.52000000000001,25.95,21.19,1.24,0]
[null,null,"20230905:1030","2023-09-05T16:59:59.999",31.24,11.09,20.83,1.24,0]
[null,null,"20230905:1130","2023-09-05T17:59:59.999",0,-3.74,19.95,1.1000000000000001,0]
[null,null,"20230905:1230","2023-09-05T18:59:59.999",0,0,19.670000000000002,0.76,0]
[null,null,"20230905:1330","2023-09-05T19:59:59.999",0,0,19.600000000000001,0.76,0]
[null,null,"20230905:1430","2023-09-05T20:59:59.999",0,0,19.510000000000002,0.62,0]
[null,null,"20230905:1530","2023-09-05T21:59:59.999",0,0,19.45,0.41,0]
[null,null,"20230905:1630","2023-09-05T22:59:59.999",0,0,19.420000000000002,0.34,0]
[null,null,"20230905:1730","2023-09-05T23:59:59.999",0,0,19.34,0.55000000000000004,0]
[null,null,"20230905:1830","2023-09-06T00:59:59.999",0,0,19.25,0.83,0]
[null,null,"20230905:1930","2023-09-06T01:59:59.999",0,0,19.510000000000002,0.83,0]
[null,null,"20230905:2030","2023-09-06T02:59:59.999",0,0,19.37,0.76,0]
[null,null,"20230905:2130","2023-09-06T03:59:59.999",0,0,19.25,0.62,0]
[null,null,"20230905:2230","2023-09-06T04:59:59.999",0,0,19.13,0.69,0]
[null,null,"20230905:2330","2023-09-06T05:59:59.999",12.13,5.05,18.989999999999998,0.76,0]
[null,null,"20230906:0030","2023-09-06T06:59:59.999",73.62,19.97,19.03,0.62,0]
[null,null,"20230906:0130","2023-09-06T07:59:59.999",277.58999999999997,34.85,19.75,0.55000000000000004,0]
[null,null,"20230906:0230",{"$f":"D5963+1/24","v":"2023-09-06T08:59:59.999"},320.69,49.75,21.26,0.55000000000000004,0]
[null,null,"20230906:0330","2023-09-06T09:59:59.999",404.34,64.650000000000006,22.06,0.28000000000000003,0]
[null,null,"20230906:0430","2023-09-06T10:59:59.999",425.7,79.53,23.07,0.48,0]
[null,null,"20230906:0530","2023-09-06T11:59:59.999",452.22,85.36,23.05,0.62,0]
[null,null,"20230906:0630","2023-09-06T12:59:59.999",367.25,70.540000000000006,23.65,0.97,0]
[null,null,"20230906:0730","2023-09-06T13:59:59.999",468.61,55.64,23.48,0.69,0]
[null,null,"20230906:0830","2023-09-06T14:59:59.999",280.32,40.74,24.05,1.03,0]
[null,null,"20230906:0930","2023-09-06T15:59:59.999",201.8,25.85,22.87,0.69,0]
[null,null,"20230906:1030","2023-09-06T16:59:59.999",25.6,10.98,22.53,0.62,0]
[null,null,"20230906:1130","2023-09-06T17:59:59.999",0,-3.87,21.6,0.55000000000000004,0]
[null,null,"20230906:1230","2023-09-06T18:59:59.999",0,0,21.15,0.28000000000000003,0]
[null,null,"20230906:1330","2023-09-06T19:59:59.999",0,0,20.72,0.41,0]
[null,null,"20230906:1430","2023-09-06T20:59:59.999",0,0,20.46,0.48,0]
[null,null,"20230906:1530","2023-09-06T21:59:59.999",0,0,20.29,0.55000000000000004,0]
[null,null,"20230906:1630","2023-09-06T22:59:59.999",0,0,19.97,0.62,0]
[null,null,"20230906:1730","2023-09-06T23:59:59.999",0,0,19.559999999999999,0.62,0]
[null,null,"20230906:1830","2023-09-07T00:59:59.999",0,0,19.2,0.76,0]
[null,null,"20230906:1930","2023-09-07T01:59:59.999",0,0,19.68,0.62,0]
[null,null,"20230906:2030","2023-09-07T02:59:59.999",0,0,19.63,0.55000000000000004,0]
[null,null,"20230906:2130","2023-09-07T03:59:59.999",0,0,19.52,0.55000000000000004,0]
[null,null,"20230906:2230","2023-09-07T04:59:59.999",0,0,19.45,0.41,0]
[null,null,"20230906:2330","2023-09-07T05:59:59.999",25.1,5.0999999999999996,19.3,0.48,0]
[null,null,"20230907:0030","2023-09-07T06:59:59.999",168.53,20.03,19.920000000000002,0.34,0]
[null,null,"20230907:0130","2023-09-07T07:59:59.999",478.74,34.93,21.58,0.48,0]
[null,null,"20230907:0230","2023-09-07T08:59:59.999",590.25,49.83,23.66,0.41,0]
[null,null,"20230907:0330","2023-09-07T09:59:59.999",824,64.75,24.8,0.55000000000000004,0]
[null,null,"20230907:0430","2023-09-07T10:59:59.999",867.12,79.650000000000006,25.96,0.83,0]
[null,null,"20230907:0530","2023-09-07T11:59:59.999",957.71,85.34,26.39,0.9,0]
[null,null,"20230907:0630","2023-09-07T12:59:59.999",383.81,70.459999999999994,27.04,0.9,0]
[null,null,"20230907:0730","2023-09-07T13:59:59.999",202.63,55.55,24.17,0.34,0]
[null,null,"20230907:0830","2023-09-07T14:59:59.999",251.81,40.64,23.58,0.34,0]
[null,null,"20230907:0930","2023-09-07T15:59:59.999",243.65,25.74,23.14,0.41,0]
[null,null,"20230907:1030","2023-09-07T16:59:59.999",47.31,10.86,23.19,0.83,0]
[null,null,"20230907:1130","2023-09-07T17:59:59.999",0,-4,22.28,0.28000000000000003,0]
[null,null,"20230907:1230","2023-09-07T18:59:59.999",0,0,21.79,0.14000000000000001,0]
[null,null,"20230907:1330","2023-09-07T19:59:59.999",0,0,21.38,7.0000000000000007E-2,0]
[null,null,"20230907:1430","2023-09-07T20:59:59.999",0,0,21.01,7.0000000000000007E-2,0]
[null,null,"20230907:1530","2023-09-07T21:59:59.999",0,0,20.66,7.0000000000000007E-2,0]
[null,null,"20230907:1630","2023-09-07T22:59:59.999",0,0,20.41,0.34,0]
[null,null,"20230907:1730","2023-09-07T23:59:59.999",0,0,20.23,0.34,0]
[null,null,"20230907:1830","2023-09-08T00:59:59.999",0,0,20.059999999999999,0.48,0]
[null,null,"20230907:1930","2023-09-08T01:59:59.999",0,0,20.57,0.14000000000000001,0]
[null,null,"20230907:2030","2023-09-08T02:59:59.999",0,0,20.2,0.14000000000000001,0]
[null,null,"20230907:2130","2023-09-08T03:59:59.999",0,0,20.14,0.55000000000000004,0]
[null,null,"20230907:2230","2023-09-08T04:59:59.999",0,0,19.91,0.69,0]
[null,null,"20230907:2330","2023-09-08T05:59:59.999",16.420000000000002,5.16,19.95,0.34,0]
[null,null,"20230908:0030","2023-09-08T06:59:59.999",165.21,20.100000000000001,20.25,0.14000000000000001,0]
[null,null,"20230908:0130","2023-09-08T07:59:59.999",408.19,35,21.74,0.34,0]
[null,null,"20230908:0230","2023-09-08T08:59:59.999",529.35,49.91,23.24,0.83,0]
[null,null,"20230908:0330","2023-09-08T09:59:59.999",701.41,64.84,24.12,0.76,0]
[null,null,"20230908:0430","2023-09-08T10:59:59.999",885.29,79.760000000000005,24.91,0.76,0]
[null,null,"20230908:0530","2023-09-08T11:59:59.999",748.22,85.29,26.27,1.24,0]
[null,null,"20230908:0630","2023-09-08T12:59:59.999",522.52,70.38,26.05,1.72,0]
[null,null,"20230908:0730","2023-09-08T13:59:59.999",530.30999999999995,55.45,24.56,1.1000000000000001,0]
[null,null,"20230908:0830","2023-09-08T14:59:59.999",474.8,40.54,24.47,1.03,0]
[null,null,"20230908:0930","2023-09-08T15:59:59.999",243.9,25.63,24.55,0.62,0]
[null,null,"20230908:1030","2023-09-08T16:59:59.999",48.86,10.74,23.69,0.55000000000000004,0]
[null,null,"20230908:1130","2023-09-08T17:59:59.999",0,-4.12,22.97,0.34,0]
[null,null,"20230908:1230","2023-09-08T18:59:59.999",0,0,21.81,0.28000000000000003,0]
[null,null,"20230908:1330","2023-09-08T19:59:59.999",0,0,21.11,0.55000000000000004,0]
[null,null,"20230908:1430","2023-09-08T20:59:59.999",0,0,20.94,0.62,0]
[null,null,"20230908:1530","2023-09-08T21:59:59.999",0,0,20.84,0.62,0]
[null,null,"20230908:1630","2023-09-08T22:59:59.999",0,0,20.64,0.55000000000000004,0]
[null,null,"20230908:1730","2023-09-08T23:59:59.999",0,0,20.53,0.55000000000000004,0]
[null,null,"20230908:1830",{"$f":"D6027+1/24","v":"2023-09-09T00:59:59.999"},0,0,20.37,0.76,0]
[null,null,"20230908:1930","2023-09-09T01:59:59.999",0,0,20.190000000000001,0.34,0]
[null,null,"20230908:2030","2023-09-09T02:59:59.999",0,0,20.02,0.76,0]
[null,null,"20230908:2130","2023-09-09T03:59:59.999",0,0,19.760000000000002,0.62,0]
[null,null,"20230908:2230","2023-09-09T04:59:59.999",0,0,19.62,0.76,0]
[null,null,"20230908:2330","2023-09-09T05:59:59.999",30.84,5.22,19.420000000000002,0.62,0]
[null,null,"20230909:0030","2023-09-09T06:59:59.999",173.66,20.16,19.989999999999998,0.9,0]
[null,null,"20230909:0130","2023-09-09T07:59:59.999",378.49,35.07,21.08,0.83,0]
[null,null,"20230909:0230","2023-09-09T08:59:59.999",640.1,49.99,22.43,0.83,0]
[null,null,"20230909:0330","2023-09-09T09:59:59.999",675.28,64.92,23.69,0.76,0]
[null,null,"20230909:0430","2023-09-09T10:59:59.999",409.74,79.849999999999994,24.69,1.03,0]
[null,null,"20230909:0530","2023-09-09T11:59:59.999",573.66,85.21,23.72,1.45,0]
[null,null,"20230909:0630","2023-09-09T12:59:59.999",412.66,70.28,23.91,1.17,0]
[null,null,"20230909:0730","2023-09-09T13:59:59.999",252.66,55.35,22.27,0.97,0]
[null,null,"20230909:0830","2023-09-09T14:59:59.999",162.16999999999999,40.43,22.2,0.83,0]
[null,null,"20230909:0930","2023-09-09T15:59:59.999",83.56,25.52,21.81,0.62,0]
[null,null,"20230909:1030","2023-09-09T16:59:59.999",30.69,10.62,21.11,0.76,0]
[null,null,"20230909:1130","2023-09-09T17:59:59.999",0,-4.25,20.77,0.69,0]
[null,null,"20230909:1230","2023-09-09T18:59:59.999",0,0,20.51,0.83,0]
[null,null,"20230909:1330","2023-09-09T19:59:59.999",0,0,20.27,0.9,0]
[null,null,"20230909:1430","2023-09-09T20:59:59.999",0,0,20.010000000000002,0.9,0]
[null,null,"20230909:1530","2023-09-09T21:59:59.999",0,0,20.05,0.69,0]
[null,null,"20230909:1630","2023-09-09T22:59:59.999",0,0,20.04,0.69,0]
[null,null,"20230909:1730","2023-09-09T23:59:59.999",0,0,19.91,0.76,0]
[null,null,"20230909:1830","2023-09-10T00:59:59.999",0,0,19.71,0.83,0]
[null,null,"20230909:1930","2023-09-10T01:59:59.999",0,0,19.38,1.1000000000000001,0]
[null,null,"20230909:2030","2023-09-10T02:59:59.999",0,0,19.16,0.97,0]
[null,null,"20230909:2130","2023-09-10T03:59:59.999",0,0,19.28,0.76,0]
[null,null,"20230909:2230","2023-09-10T04:59:59.999",0,0,19.16,0.62,0]
[null,null,"20230909:2330","2023-09-10T05:59:59.999",17.52,5.27,19.11,0.69,0]
[null,null,"20230910:0030","2023-09-10T06:59:59.999",110.89,20.23,19.41,0.55000000000000004,0]
[null,null,"20230910:0130","2023-09-10T07:59:59.999",231.02,35.15,20.420000000000002,0.55000000000000004,0]
[null,null,"20230910:0230","2023-09-10T08:59:59.999",217.31,50.07,21.2,0.62,0]
[null,null,"20230910:0330","2023-09-10T09:59:59.999",577.30999999999995,65,21.55,0.69,0]
[null,null,"20230910:0430","2023-09-10T10:59:59.999",627.57000000000005,79.930000000000007,23.24,0.69,0]
[null,null,"20230910:0530","2023-09-10T11:59:59.999",872.64,85.11,23.79,0.83,0]
[null,null,"20230910:0630","2023-09-10T12:59:59.999",514.49,70.180000000000007,25.33,1.24,0]
[null,null,"20230910:0730","2023-09-10T13:59:59.999",350.5,55.25,22.09,1.03,0]
[null,null,"20230910:0830","2023-09-10T14:59:59.999",280.93,40.32,21.54,1.03,0]
[null,null,"20230910:0930","2023-09-10T15:59:59.999",140.01,25.4,21.18,0.69,0]
[null,null,"20230910:1030","2023-09-10T16:59:59.999",55.89,10.5,20.91,0.41,0]
[null,null,"20230910:1130","2023-09-10T17:59:59.999",0,-4.38,20.79,0.34,0]
[null,null,"20230910:1230","2023-09-10T18:59:59.999",0,0,20.28,0.69,0]
[null,null,"20230910:1330","2023-09-10T19:59:59.999",0,0,20.02,0.55000000000000004,0]
[null,null,"20230910:1430","2023-09-10T20:59:59.999",0,0,19.79,0.48,0]
[null,null,"20230910:1530","2023-09-10T21:59:59.999",0,0,19.62,0.48,0]
[null,null,"20230910:1630","2023-09-10T22:59:59.999",0,0,19.3,0.69,0]
[null,null,"20230910:1730","2023-09-10T23:59:59.999",0,0,19.05,0.76,0]
[null,null,"20230910:1830","2023-09-11T00:59:59.999",0,0,18.809999999999999,0.69,0]
[null,null,"20230910:1930","2023-09-11T01:59:59.999",0,0,19.48,0.55000000000000004,0]
[null,null,"20230910:2030","2023-09-11T02:59:59.999",0,0,19.41,0.48,0]
[null,null,"20230910:2130","2023-09-11T03:59:59.999",0,0,19.41,0.48,0]
[null,null,"20230910:2230","2023-09-11T04:59:59.999",0,0,19.36,0.55000000000000004,0]
[null,null,"20230910:2330","2023-09-11T05:59:59.999",20.13,5.33,19.399999999999999,0.62,0]
[null,null,"20230911:0030","2023-09-11T06:59:59.999",139.07,20.3,19.54,0.55000000000000004,0]
[null,null,"20230911:0130","2023-09-11T07:59:59.999",242.96,35.22,21.12,0.48,0]
[null,null,"20230911:0230","2023-09-11T08:59:59.999",380.18,50.14,22.2,0.76,0]
[null,null,"20230911:0330","2023-09-11T09:59:59.999",451.81,65.08,23.06,0.9,0]
[null,null,"20230911:0430","2023-09-11T10:59:59.999",603.72,80,23.84,0.9,0]
[null,null,"20230911:0530","2023-09-11T11:59:59.999",777.26,84.97,24.67,0.83,0]
[null,null,"20230911:0630","2023-09-11T12:59:59.999",526.19000000000005,70.069999999999993,25.58,0.55000000000000004,0]
[null,null,"20230911:0730","2023-09-11T13:59:59.999",324.48,55.14,25.05,0.41,0]
[null,null,"20230911:0830","2023-09-11T14:59:59.999",178.35,40.21,23.03,0.55000000000000004,0]
[null,null,"20230911:0930","2023-09-11T15:59:59.999",107.82,25.29,22.01,0.55000000000000004,0]
[null,null,"20230911:1030",{"$f":"D6091+1/24","v":"2023-09-11T16:59:59.999"},46.21,10.38,21.6,0.34,0]
[null,null,"20230911:1130","2023-09-11T17:59:59.999",0,-4.51,20.87,7.0000000000000007E-2,0]
[null,null,"20230911:1230","2023-09-11T18:59:59.999",0,0,20.399999999999999,0.48,0]
[null,null,"20230911:1330","2023-09-11T19:59:59.999",0,0,20.13,0.55000000000000004,0]
[null,null,"20230911:1430","2023-09-11T20:59:59.999",0,0,20.079999999999998,0.48,0]
[null,null,"20230911:1530","2023-09-11T21:59:59.999",0,0,19.86,0.55000000000000004,0]
[null,null,"20230911:1630","2023-09-11T22:59:59.999",0,0,19.54,0.69,0]
[null,null,"20230911:1730","2023-09-11T23:59:59.999",0,0,19.39,0.69,0]
[null,null,"20230911:1830","2023-09-12T00:59:59.999",0,0,19.3,0.69,0]
[null,null,"20230911:1930","2023-09-12T01:59:59.999",0,0,19.649999999999999,0.69,0]
[null,null,"20230911:2030","2023-09-12T02:59:59.999",0,0,19.52,0.76,0]
[null,null,"20230911:2130","2023-09-12T03:59:59.999",0,0,19.32,0.83,0]
[null,null,"20230911:2230","2023-09-12T04:59:59.999",0,0,19.28,0.76,0]
[null,null,"20230911:2330","2023-09-12T05:59:59.999",31.05,5.39,19.21,0.76,0]
[null,null,"20230912:0030","2023-09-12T06:59:59.999",177.22,20.36,19.62,0.76,0]
[null,null,"20230912:0130","2023-09-12T07:59:59.999",291.67,35.29,21.2,0.62,0]
[null,null,"20230912:0230","2023-09-12T08:59:59.999",594.52,50.22,22.47,0.76,0]
[null,null,"20230912:0330","2023-09-12T09:59:59.999",742.7,65.150000000000006,24.25,0.9,0]
[null,null,"20230912:0430","2023-09-12T10:59:59.999",877.6,80.05,25.61,1.03,0]
[null,null,"20230912:0530","2023-09-12T11:59:59.999",867.59,84.8,26.45,0.97,0]
[null,null,"20230912:0630","2023-09-12T12:59:59.999",720.6,69.959999999999994,27.01,0.83,0]
[null,null,"20230912:0730","2023-09-12T13:59:59.999",594.19000000000005,55.03,25.93,0.69,0]
[null,null,"20230912:0830","2023-09-12T14:59:59.999",346.12,40.090000000000003,24.06,0.41,0]
[null,null,"20230912:0930","2023-09-12T15:59:59.999",149.85,25.17,23.74,0.69,0]
[null,null,"20230912:1030","2023-09-12T16:59:59.999",50.5,10.25,22.98,0.34,0]
[null,null,"20230912:1130","2023-09-12T17:59:59.999",0,-4.6399999999999997,22.58,0.28000000000000003,0]
[null,null,"20230912:1230","2023-09-12T18:59:59.999",0,0,22.13,0.21,0]
[null,null,"20230912:1330","2023-09-12T19:59:59.999",0,0,21.58,0.48,0]
[null,null,"20230912:1430","2023-09-12T20:59:59.999",0,0,21.2,0.41,0]
[null,null,"20230912:1530","2023-09-12T21:59:59.999",0,0,20.98,0.34,0]
[null,null,"20230912:1630","2023-09-12T22:59:59.999",0,0,20.74,0.41,0]
[null,null,"20230912:1730","2023-09-12T23:59:59.999",0,0,20.420000000000002,0.28000000000000003,0]
[null,null,"20230912:1830","2023-09-13T00:59:59.999",0,0,20.21,0.34,0]
[null,null,"20230912:1930","2023-09-13T01:59:59.999",0,0,20.02,0.48,0]
[null,null,"20230912:2030","2023-09-13T02:59:59.999",0,0,20.07,0.41,0]
[null,null,"20230912:2130","2023-09-13T03:59:59.999",0,0,19.93,0.48,0]
[null,null,"20230912:2230","2023-09-13T04:59:59.999",0,0,19.93,0.62,0]
[null,null,"20230912:2330","2023-09-13T05:59:59.999",28.51,5.45,19.899999999999999,0.76,0]
[null,null,"20230913:0030","2023-09-13T06:59:59.999",121.84,20.43,20.2,0.76,0]
[null,null,"20230913:0130","2023-09-13T07:59:59.999",311.45999999999998,35.35,21.12,0.83,0]
[null,null,"20230913:0230","2023-09-13T08:59:59.999",438.33,50.29,22.64,0.9,0]
[null,null,"20230913:0330","2023-09-13T09:59:59.999",652.89,65.209999999999994,24.08,0.97,0]
[null,null,"20230913:0430","2023-09-13T10:59:59.999",821.62,80.09,25.37,0.97,0]
[null,null,"20230913:0530","2023-09-13T11:59:59.999",967.59,84.62,26.56,0.9,0]
[null,null,"20230913:0630","2023-09-13T12:59:59.999",767.52,69.83,27.4,0.55000000000000004,0]
[null,null,"20230913:0730","2023-09-13T13:59:59.999",595.74,54.91,26.74,0.48,0]
[null,null,"20230913:0830","2023-09-13T14:59:59.999",496.95,39.979999999999997,26.81,0.55000000000000004,0]
[null,null,"20230913:0930","2023-09-13T15:59:59.999",254.3,25.05,26.02,0.55000000000000004,0]
[null,null,"20230913:1030","2023-09-13T16:59:59.999",34.880000000000003,10.130000000000001,23.53,0.69,0]
[null,null,"20230913:1130","2023-09-13T17:59:59.999",0,-4.78,22.3,0.21,0]
[null,null,"20230913:1230","2023-09-13T18:59:59.999",0,0,21.72,0.55000000000000004,0]
[null,null,"20230913:1330","2023-09-13T19:59:59.999",0,0,21.42,0.41,0]
[null,null,"20230913:1430","2023-09-13T20:59:59.999",0,0,21.26,0.21,0]
[null,null,"20230913:1530","2023-09-13T21:59:59.999",0,0,20.94,0.34,0]
[null,null,"20230913:1630","2023-09-13T22:59:59.999",0,0,20.91,0.48,0]
[null,null,"20230913:1730","2023-09-13T23:59:59.999",0,0,20.8,0.55000000000000004,0]
[null,null,"20230913:1830","2023-09-14T00:59:59.999",0,0,20.54,0.34,0]
[null,null,"20230913:1930","2023-09-14T01:59:59.999",0,0,19.989999999999998,0.69,0]
[null,null,"20230913:2030","2023-09-14T02:59:59.999",0,0,19.760000000000002,0.76,0]
[null,null,"20230913:2130","2023-09-14T03:59:59.999",0,0,19.39,0.9,0]
[null,null,"20230913:2230","2023-09-14T04:59:59.999",0,0,19.23,0.83,0]
[null,null,"20230913:2330","2023-09-14T05:59:59.999",30.18,5.51,19.059999999999999,0.69,0]
[null,null,"20230914:0030","2023-09-14T06:59:59.999",191.03,20.49,19.45,0.55000000000000004,0]
[null,null,"20230914:0130","2023-09-14T07:59:59.999",380.54,35.42,20.98,0.48,0]
[null,null,"20230914:0230",{"$f":"D6155+1/24","v":"2023-09-14T08:59:59.999"},519.83000000000004,50.35,22.57,0.41,0]
[null,null,"20230914:0330","2023-09-14T09:59:59.999",594.69000000000005,65.27,24.36,0.55000000000000004,0]
[null,null,"20230914:0430","2023-09-14T10:59:59.999",870.45,80.11,24.95,0.55000000000000004,0]
[null,null,"20230914:0530","2023-09-14T11:59:59.999",775.25,84.41,26.07,0.55000000000000004,0]
[null,null,"20230914:0630","2023-09-14T12:59:59.999",702.41,69.7,26.37,0.55000000000000004,0]
[null,null,"20230914:0730","2023-09-14T13:59:59.999",556.53,54.79,25.13,0.83,0]
[null,null,"20230914:0830","2023-09-14T14:59:59.999",431.66,39.86,24.95,0.9,0]
[null,null,"20230914:0930","2023-09-14T15:59:59.999",246.23,24.93,24.12,0.76,0]
[null,null,"20230914:1030","2023-09-14T16:59:59.999",35.03,10,23.01,0.14000000000000001,0]
[null,null,"20230914:1130","2023-09-14T17:59:59.999",0,-4.91,22.17,0.62,0]
[null,null,"20230914:1230","2023-09-14T18:59:59.999",0,0,21.53,0.48,0]
[null,null,"20230914:1330","2023-09-14T19:59:59.999",0,0,21.35,0.34,0]
[null,null,"20230914:1430","2023-09-14T20:59:59.999",0,0,21.1,0.28000000000000003,0]
[null,null,"20230914:1530","2023-09-14T21:59:59.999",0,0,20.73,0.21,0]
[null,null,"20230914:1630","2023-09-14T22:59:59.999",0,0,20.7,0.28000000000000003,0]
[null,null,"20230914:1730","2023-09-14T23:59:59.999",0,0,20.55,0.48,0]
[null,null,"20230914:1830","2023-09-15T00:59:59.999",0,0,20.5,0.55000000000000004,0]
[null,null,"20230914:1930","2023-09-15T01:59:59.999",0,0,20.76,0.55000000000000004,0]
[null,null,"20230914:2030","2023-09-15T02:59:59.999",0,0,20.64,0.62,0]
[null,null,"20230914:2130","2023-09-15T03:59:59.999",0,0,20.170000000000002,0.69,0]
[null,null,"20230914:2230","2023-09-15T04:59:59.999",0,0,20.010000000000002,0.76,0]
[null,null,"20230914:2330","2023-09-15T05:59:59.999",41.85,5.57,19.850000000000001,0.62,0]
[null,null,"20230915:0030","2023-09-15T06:59:59.999",189.17,20.55,20.45,0.21,0]
[null,null,"20230915:0130","2023-09-15T07:59:59.999",309.38,35.479999999999997,21.91,0.28000000000000003,0]
[null,null,"20230915:0230","2023-09-15T08:59:59.999",543.76,50.42,22.71,0.48,0]
[null,null,"20230915:0330","2023-09-15T09:59:59.999",646.63,65.33,23.93,0.76,0]
[null,null,"20230915:0430","2023-09-15T10:59:59.999",540.78,80.12,24.93,0.83,0]
[null,null,"20230915:0530","2023-09-15T11:59:59.999",471.83,84.18,24.96,0.97,0]
[null,null,"20230915:0630","2023-09-15T12:59:59.999",684.26,69.56,24.58,0.83,0]
[null,null,"20230915:0730","2023-09-15T13:59:59.999",594.02,54.66,24.9,1.03,0]
[null,null,"20230915:0830","2023-09-15T14:59:59.999",425.58,39.729999999999997,24.77,1.03,0]
[null,null,"20230915:0930","2023-09-15T15:59:59.999",202.58,24.8,24.07,1.03,0]
[null,null,"20230915:1030","2023-09-15T16:59:59.999",27.2,9.8800000000000008,23.16,0.55000000000000004,0]
[null,null,"20230915:1130","2023-09-15T17:59:59.999",0,-5.04,22.36,0.69,0]
[null,null,"20230915:1230","2023-09-15T18:59:59.999",0,0,21.84,0.62,0]
[null,null,"20230915:1330","2023-09-15T19:59:59.999",0,0,21.53,0.41,0]
[null,null,"20230915:1430","2023-09-15T20:59:59.999",0,0,21.23,0.34,0]
[null,null,"20230915:1530","2023-09-15T21:59:59.999",0,0,20.99,0.41,0]
[null,null,"20230915:1630","2023-09-15T22:59:59.999",0,0,20.9,0.34,0]
[null,null,"20230915:1730","2023-09-15T23:59:59.999",0,0,20.57,0.34,0]
[null,null,"20230915:1830","2023-09-16T00:59:59.999",0,0,20.309999999999999,0.76,0]
[null,null,"20230915:1930","2023-09-16T01:59:59.999",0,0,20.100000000000001,0.55000000000000004,0]
[null,null,"20230915:2030","2023-09-16T02:59:59.999",0,0,20.100000000000001,0.55000000000000004,0]
[null,null,"20230915:2130","2023-09-16T03:59:59.999",0,0,19.829999999999998,0.55000000000000004,0]
[null,null,"20230915:2230","2023-09-16T04:59:59.999",0,0,19.690000000000001,0.55000000000000004,0]
[null,null,"20230915:2330","2023-09-16T05:59:59.999",32.08,5.63,19.75,0.62,0]
[null,null,"20230916:0030","2023-09-16T06:59:59.999",103.84,20.61,20.329999999999998,0.48,0]
[null,null,"20230916:0130","2023-09-16T07:59:59.999",237.37,35.549999999999997,21.16,0.62,0]
[null,null,"20230916:0230","2023-09-16T08:59:59.999",562.79,50.48,22.19,0.62,0]
[null,null,"20230916:0330","2023-09-16T09:59:59.999",708.09,65.38,23.91,0.69,0]
[null,null,"20230916:0430","2023-09-16T10:59:59.999",644.98,80.11,25.02,0.34,0]
[null,null,"20230916:0530","2023-09-16T11:59:59.999",599,83.93,25.09,0.41,0]
[null,null,"20230916:0630","2023-09-16T12:59:59.999",462.12,69.42,25.44,0.76,0]
[null,null,"20230916:0730","2023-09-16T13:59:59.999",335.23,54.54,24.43,0.21,0]
[null,null,"20230916:0830","2023-09-16T14:59:59.999",380.07,39.61,23.55,0.14000000000000001,0]
[null,null,"20230916:0930","2023-09-16T15:59:59.999",212,24.68,23.72,0.28000000000000003,0]
[null,null,"20230916:1030","2023-09-16T16:59:59.999",43.37,9.75,23.31,0.41,0]
[null,null,"20230916:1130","2023-09-16T17:59:59.999",0,-5.17,22.77,0.14000000000000001,0]
[null,null,"20230916:1230","2023-09-16T18:59:59.999",0,0,22.07,0.48,0]
[null,null,"20230916:1330","2023-09-16T19:59:59.999",0,0,21.37,0.28000000000000003,0]
[null,null,"20230916:1430","2023-09-16T20:59:59.999",0,0,20.99,0.14000000000000001,0]
[null,null,"20230916:1530","2023-09-16T21:59:59.999",0,0,20.399999999999999,0.41,0]
[null,null,"20230916:1630","2023-09-16T22:59:59.999",0,0,20.11,0.48,0]
[null,null,"20230916:1730","2023-09-16T23:59:59.999",0,0,19.739999999999998,0.55000000000000004,0]
[null,null,"20230916:1830",{"$f":"D6219+1/24","v":"2023-09-17T00:59:59.999"},0,0,19.489999999999998,0.55000000000000004,0]
[null,null,"20230916:1930","2023-09-17T01:59:59.999",0,0,19.7,0.48,0]
[null,null,"20230916:2030","2023-09-17T02:59:59.999",0,0,19.55,0.62,0]
[null,null,"20230916:2130","2023-09-17T03:59:59.999",0,0,19.2,0.48,0]
[null,null,"20230916:2230","2023-09-17T04:59:59.999",0,0,19.079999999999998,0.55000000000000004,0]
[null,null,"20230916:2330","2023-09-17T05:59:59.999",42.33,5.69,18.850000000000001,0.62,0]
[null,null,"20230917:0030","2023-09-17T06:59:59.999",230.16,20.68,19.7,0.34,0]
[null,null,"20230917:0130","2023-09-17T07:59:59.999",272.17,35.61,21.93,0.55000000000000004,0]
[null,null,"20230917:0230","2023-09-17T08:59:59.999",434.4,50.53,22.62,0.76,0]
[null,null,"20230917:0330","2023-09-17T09:59:59.999",281.08999999999997,65.42,23.44,0.55000000000000004,0]
[null,null,"20230917:0430","2023-09-17T10:59:59.999",476.42,80.09,23.38,0.21,0]
[null,null,"20230917:0530","2023-09-17T11:59:59.999",396.2,83.67,24.24,0.34,0]
[null,null,"20230917:0630","2023-09-17T12:59:59.999",231.15,69.27,24.15,0.48,0]
[null,null,"20230917:0730","2023-09-17T13:59:59.999",136.66999999999999,54.4,22.25,0.55000000000000004,0]
[null,null,"20230917:0830","2023-09-17T14:59:59.999",133.72999999999999,39.479999999999997,21.94,0.14000000000000001,0]
[null,null,"20230917:0930","2023-09-17T15:59:59.999",119.27,24.55,22.06,0.14000000000000001,0]
[null,null,"20230917:1030","2023-09-17T16:59:59.999",44.71,9.6199999999999992,22,0.21,0]
[null,null,"20230917:1130","2023-09-17T17:59:59.999",0,-5.3,21.59,7.0000000000000007E-2,0]
[null,null,"20230917:1230","2023-09-17T18:59:59.999",0,0,21.37,0.28000000000000003,0]
[null,null,"20230917:1330","2023-09-17T19:59:59.999",0,0,21.24,0.41,0]
[null,null,"20230917:1430","2023-09-17T20:59:59.999",0,0,20.94,0.41,0]
[null,null,"20230917:1530","2023-09-17T21:59:59.999",0,0,20.7,0.41,0]
[null,null,"20230917:1630","2023-09-17T22:59:59.999",0,0,20.440000000000001,0.41,0]
[null,null,"20230917:1730","2023-09-17T23:59:59.999",0,0,20.29,0.55000000000000004,0]
[null,null,"20230917:1830","2023-09-18T00:59:59.999",0,0,20.07,0.55000000000000004,0]
[null,null,"20230917:1930","2023-09-18T01:59:59.999",0,0,19.79,0.41,0]
[null,null,"20230917:2030","2023-09-18T02:59:59.999",0,0,19.739999999999998,0.48,0]
[null,null,"20230917:2130","2023-09-18T03:59:59.999",0,0,19.62,0.41,0]
[null,null,"20230917:2230","2023-09-18T04:59:59.999",0,0,19.399999999999999,0.62,0]
[null,null,"20230917:2330","2023-09-18T05:59:59.999",38.03,5.75,19.170000000000002,0.62,0]
[null,null,"20230918:0030","2023-09-18T06:59:59.999",237.12,20.73,19.690000000000001,0.48,0]
[null,null,"20230918:0130","2023-09-18T07:59:59.999",411.27,35.67,21.46,0.55000000000000004,0]
[null,null,"20230918:0230","2023-09-18T08:59:59.999",654.66,50.59,22.44,0.41,0]
[null,null,"20230918:0330","2023-09-18T09:59:59.999",681.79,65.459999999999994,24.23,0.41,0]
[null,null,"20230918:0430","2023-09-18T10:59:59.999",935.16,80.05,24.55,0.55000000000000004,0]
[null,null,"20230918:0530","2023-09-18T11:59:59.999",910.47,83.39,25.96,0.62,0]
[null,null,"20230918:0630","2023-09-18T12:59:59.999",905.49,69.11,26.63,0.41,0]
[null,null,"20230918:0730","2023-09-18T13:59:59.999",751.87,54.27,27.16,0.9,0]
[null,null,"20230918:0830","2023-09-18T14:59:59.999",371.47,39.36,25.43,1.1000000000000001,0]
[null,null,"20230918:0930","2023-09-18T15:59:59.999",180.03,24.43,23.66,0.83,0]
[null,null,"20230918:1030","2023-09-18T16:59:59.999",42.22,9.49,22.56,0.48,0]
[null,null,"20230918:1130","2023-09-18T17:59:59.999",0,-5.43,21.63,0.21,0]
[null,null,"20230918:1230","2023-09-18T18:59:59.999",0,0,21.25,0.28000000000000003,0]
[null,null,"20230918:1330","2023-09-18T19:59:59.999",0,0,20.73,0.48,0]
[null,null,"20230918:1430","2023-09-18T20:59:59.999",0,0,20.350000000000001,0.34,0]
[null,null,"20230918:1530","2023-09-18T21:59:59.999",0,0,20.059999999999999,0.34,0]
[null,null,"20230918:1630","2023-09-18T22:59:59.999",0,0,19.850000000000001,0.28000000000000003,0]
[null,null,"20230918:1730","2023-09-18T23:59:59.999",0,0,19.88,0.28000000000000003,0]
[null,null,"20230918:1830","2023-09-19T00:59:59.999",0,0,19.670000000000002,0.28000000000000003,0]
[null,null,"20230918:1930","2023-09-19T01:59:59.999",0,0,19.48,0.28000000000000003,0]
[null,null,"20230918:2030","2023-09-19T02:59:59.999",0,0,19.22,0.41,0]
[null,null,"20230918:2130","2023-09-19T03:59:59.999",0,0,18.940000000000001,0.62,0]
[null,null,"20230918:2230","2023-09-19T04:59:59.999",0,0,18.829999999999998,0.55000000000000004,0]
[null,null,"20230918:2330","2023-09-19T05:59:59.999",50.31,5.8,18.73,0.48,0]
[null,null,"20230919:0030","2023-09-19T06:59:59.999",256.41000000000003,20.79,19.829999999999998,0.28000000000000003,0]
[null,null,"20230919:0130","2023-09-19T07:59:59.999",496.35,35.72,21.92,0.28000000000000003,0]
[null,null,"20230919:0230","2023-09-19T08:59:59.999",546.41999999999996,50.63,23.33,0.41,0]
[null,null,"20230919:0330","2023-09-19T09:59:59.999",796.09,65.489999999999995,23.69,0.97,0]
[null,null,"20230919:0430","2023-09-19T10:59:59.999",868.7,79.989999999999995,24.81,1.17,0]
[null,null,"20230919:0530","2023-09-19T11:59:59.999",818.79,83.1,25.7,1.66,0]
[null,null,"20230919:0630","2023-09-19T12:59:59.999",865.65,68.95,26.37,2.2799999999999998,0]
[null,null,"20230919:0730","2023-09-19T13:59:59.999",573.16999999999996,54.13,25.66,1.59,0]
[null,null,"20230919:0830","2023-09-19T14:59:59.999",259.08,39.22,25.05,1.79,0]
[null,null,"20230919:0930","2023-09-19T15:59:59.999",252.75,24.3,24.03,1.24,0]
[null,null,"20230919:1030",{"$f":"D6283+1/24","v":"2023-09-19T16:59:59.999"},31.69,9.3699999999999992,22.92,1.31,0]
[null,null,"20230919:1130","2023-09-19T17:59:59.999",0,-5.56,21.75,0.62,0]
[null,null,"20230919:1230","2023-09-19T18:59:59.999",0,0,21.47,0.83,0]
[null,null,"20230919:1330","2023-09-19T19:59:59.999",0,0,21.25,0.55000000000000004,0]
[null,null,"20230919:1430","2023-09-19T20:59:59.999",0,0,20.7,0.28000000000000003,0]
[null,null,"20230919:1530","2023-09-19T21:59:59.999",0,0,20.6,0.21,0]
[null,null,"20230919:1630","2023-09-19T22:59:59.999",0,0,20.21,0.21,0]
[null,null,"20230919:1730","2023-09-19T23:59:59.999",0,0,19.88,0.14000000000000001,0]
[null,null,"20230919:1830","2023-09-20T00:59:59.999",0,0,19.690000000000001,0.14000000000000001,0]
[null,null,"20230919:1930","2023-09-20T01:59:59.999",0,0,19.420000000000002,0.34,0]
[null,null,"20230919:2030","2023-09-20T02:59:59.999",0,0,19.170000000000002,0.41,0]
[null,null,"20230919:2130","2023-09-20T03:59:59.999",0,0,19.22,0.34,0]
[null,null,"20230919:2230","2023-09-20T04:59:59.999",0,0,19.16,0.21,0]
[null,null,"20230919:2330","2023-09-20T05:59:59.999",55.95,5.86,19.09,0.21,0]
[null,null,"20230920:0030","2023-09-20T06:59:59.999",255.77,20.85,19.84,7.0000000000000007E-2,0]
[null,null,"20230920:0130","2023-09-20T07:59:59.999",451.58,35.78,21.24,0.34,0]
[null,null,"20230920:0230","2023-09-20T08:59:59.999",627.71,50.68,22.9,0.34,0]
[null,null,"20230920:0330","2023-09-20T09:59:59.999",680.8,65.510000000000005,23.91,0.97,0]
[null,null,"20230920:0430","2023-09-20T10:59:59.999",709.65,79.92,23.63,1.45,0]
[null,null,"20230920:0530","2023-09-20T11:59:59.999",547.84,82.8,24.12,1.45,0]
[null,null,"20230920:0630","2023-09-20T12:59:59.999",370.67,68.78,24.22,1.31,0]
[null,null,"20230920:0730","2023-09-20T13:59:59.999",267.64,53.99,21.59,0.69,0]
[null,null,"20230920:0830","2023-09-20T14:59:59.999",101.36,39.090000000000003,21.96,0.97,0]
[null,null,"20230920:0930","2023-09-20T15:59:59.999",58.44,24.17,21.53,0.62,0]
[null,null,"20230920:1030","2023-09-20T16:59:59.999",18.96,9.24,21.07,0.14000000000000001,0]
[null,null,"20230920:1130","2023-09-20T17:59:59.999",0,-5.69,20.22,0.34,0]
[null,null,"20230920:1230","2023-09-20T18:59:59.999",0,0,19.920000000000002,0.34,0]
[null,null,"20230920:1330","2023-09-20T19:59:59.999",0,0,19.940000000000001,0.28000000000000003,0]
[null,null,"20230920:1430","2023-09-20T20:59:59.999",0,0,19.809999999999999,7.0000000000000007E-2,0]
[null,null,"20230920:1530","2023-09-20T21:59:59.999",0,0,19.73,0.14000000000000001,0]
[null,null,"20230920:1630","2023-09-20T22:59:59.999",0,0,19.53,0.34,0]
[null,null,"20230920:1730","2023-09-20T23:59:59.999",0,0,19.47,0.69,0]
[null,null,"20230920:1830","2023-09-21T00:59:59.999",0,0,19.36,0.55000000000000004,0]
[null,null,"20230920:1930","2023-09-21T01:59:59.999",0,0,19.84,0.62,0]
[null,null,"20230920:2030","2023-09-21T02:59:59.999",0,0,19.739999999999998,0.55000000000000004,0]
[null,null,"20230920:2130","2023-09-21T03:59:59.999",0,0,19.47,0.48,0]
[null,null,"20230920:2230","2023-09-21T04:59:59.999",0,0,19.43,0.55000000000000004,0]
[null,null,"20230920:2330","2023-09-21T05:59:59.999",35,5.92,19.27,0.55000000000000004,0]
[null,null,"20230921:0030","2023-09-21T06:59:59.999",102.04,20.91,19.5,0.69,0]
[null,null,"20230921:0130","2023-09-21T07:59:59.999",343.56,35.83,20.51,0.55000000000000004,0]
[null,null,"20230921:0230","2023-09-21T08:59:59.999",641.71,50.72,22.13,0.41,0]
[null,null,"20230921:0330","2023-09-21T09:59:59.999",623.55999999999995,65.53,23.86,0.76,0]
[null,null,"20230921:0430","2023-09-21T10:59:59.999",798.17,79.83,23.83,1.03,0]
[null,null,"20230921:0530","2023-09-21T11:59:59.999",660.28,82.49,23.75,0.76,0]
[null,null,"20230921:0630","2023-09-21T12:59:59.999",287.08,68.61,22.99,1.17,0]
[null,null,"20230921:0730","2023-09-21T13:59:59.999",370.57,53.84,23.04,0.34,0]
[null,null,"20230921:0830","2023-09-21T14:59:59.999",284.70999999999998,38.96,22.75,1.1000000000000001,0]
[null,null,"20230921:0930","2023-09-21T15:59:59.999",96.84,24.04,22.17,0.69,0]
[null,null,"20230921:1030","2023-09-21T16:59:59.999",9.08,9.11,20.97,0.41,0]
[null,null,"20230921:1130","2023-09-21T17:59:59.999",0,-5.82,20.13,0.28000000000000003,0]
[null,null,"20230921:1230","2023-09-21T18:59:59.999",0,0,20.02,0.21,0]
[null,null,"20230921:1330","2023-09-21T19:59:59.999",0,0,19.93,0.48,0]
[null,null,"20230921:1430","2023-09-21T20:59:59.999",0,0,19.73,0.62,0]
[null,null,"20230921:1530","2023-09-21T21:59:59.999",0,0,19.61,0.48,0]
[null,null,"20230921:1630","2023-09-21T22:59:59.999",0,0,19.41,0.76,0]
[null,null,"20230921:1730","2023-09-21T23:59:59.999",0,0,19.27,0.76,0]
[null,null,"20230921:1830","2023-09-22T00:59:59.999",0,0,19.13,0.97,0]
[null,null,"20230921:1930","2023-09-22T01:59:59.999",0,0,19.63,0.76,0]
[null,null,"20230921:2030","2023-09-22T02:59:59.999",0,0,19.53,0.97,0]
[null,null,"20230921:2130","2023-09-22T03:59:59.999",0,0,19.27,1.03,0]
[null,null,"20230921:2230","2023-09-22T04:59:59.999",0,0,19.239999999999998,0.76,0]
[null,null,"20230921:2330","2023-09-22T05:59:59.999",46.13,5.97,19.02,0.69,0]
[null,null,"20230922:0030","2023-09-22T06:59:59.999",189.29,20.96,19.71,0.55000000000000004,0]
[null,null,"20230922:0130","2023-09-22T07:59:59.999",396.37,35.880000000000003,20.69,0.76,0]
[null,null,"20230922:0230",{"$f":"D6347+1/24","v":"2023-09-22T08:59:59.999"},584.08000000000004,50.76,22.21,0.76,0]
[null,null,"20230922:0330","2023-09-22T09:59:59.999",658.98,65.540000000000006,23.63,0.62,0]
[null,null,"20230922:0430","2023-09-22T10:59:59.999",722.27,79.73,24.7,0.9,0]
[null,null,"20230922:0530","2023-09-22T11:59:59.999",496.39,82.18,25.42,1.52,0]
[null,null,"20230922:0630","2023-09-22T12:59:59.999",458.35,68.430000000000007,23.8,0.34,0]
[null,null,"20230922:0730","2023-09-22T13:59:59.999",333.53,53.69,23.5,1.31,0]
[null,null,"20230922:0830","2023-09-22T14:59:59.999",280.58999999999997,38.82,22.78,1.38,0]
[null,null,"20230922:0930","2023-09-22T15:59:59.999",167.05,23.91,22.77,1.24,0]
[null,null,"20230922:1030","2023-09-22T16:59:59.999",32.39,8.98,22.28,1.31,0]
[null,null,"20230922:1130","2023-09-22T17:59:59.999",0,-5.95,21.13,1.03,0]
[null,null,"20230922:1230","2023-09-22T18:59:59.999",0,0,20.73,1.17,0]
[null,null,"20230922:1330","2023-09-22T19:59:59.999",0,0,20.47,1.03,0]
[null,null,"20230922:1430","2023-09-22T20:59:59.999",0,0,20.09,0.9,0]
[null,null,"20230922:1530","2023-09-22T21:59:59.999",0,0,19.91,0.83,0]
[null,null,"20230922:1630","2023-09-22T22:59:59.999",0,0,19.91,0.76,0]
[null,null,"20230922:1730","2023-09-22T23:59:59.999",0,0,19.690000000000001,0.83,0]
[null,null,"20230922:1830","2023-09-23T00:59:59.999",0,0,19.5,0.76,0]
[null,null,"20230922:1930","2023-09-23T01:59:59.999",0,0,19.62,0.76,0]
[null,null,"20230922:2030","2023-09-23T02:59:59.999",0,0,19.600000000000001,0.83,0]
[null,null,"20230922:2130","2023-09-23T03:59:59.999",0,0,19.34,0.9,0]
[null,null,"20230922:2230","2023-09-23T04:59:59.999",0,0,19.11,0.83,0]
[null,null,"20230922:2330","2023-09-23T05:59:59.999",49.13,6.03,18.87,0.69,0]
[null,null,"20230923:0030","2023-09-23T06:59:59.999",210.11,21.01,19.690000000000001,0.41,0]
[null,null,"20230923:0130","2023-09-23T07:59:59.999",481.19,35.92,21.01,0.69,0]
[null,null,"20230923:0230","2023-09-23T08:59:59.999",494.37,50.8,22.42,0.83,0]
[null,null,"20230923:0330","2023-09-23T09:59:59.999",727.82,65.540000000000006,22.97,0.97,0]
[null,null,"20230923:0430","2023-09-23T10:59:59.999",858.92,79.61,24.12,1.52,0]
[null,null,"20230923:0530","2023-09-23T11:59:59.999",770.75,81.849999999999994,24.88,1.52,0]
[null,null,"20230923:0630","2023-09-23T12:59:59.999",244.49,68.239999999999995,25.23,1.66,0]
[null,null,"20230923:0730","2023-09-23T13:59:59.999",368.3,53.54,22.72,0.41,0]
[null,null,"20230923:0830","2023-09-23T14:59:59.999",184.5,38.69,23.38,0.76,0]
[null,null,"20230923:0930","2023-09-23T15:59:59.999",117.24,23.78,21.83,0.55000000000000004,0]
[null,null,"20230923:1030","2023-09-23T16:59:59.999",22.21,8.85,21.63,0.76,0]
[null,null,"20230923:1130","2023-09-23T17:59:59.999",0,-6.08,21.05,0.76,0]
[null,null,"20230923:1230","2023-09-23T18:59:59.999",0,0,20.65,0.9,0]
[null,null,"20230923:1330","2023-09-23T19:59:59.999",0,0,20.38,1.03,0]
[null,null,"20230923:1430","2023-09-23T20:59:59.999",0,0,20.05,1.03,0]
[null,null,"20230923:1530","2023-09-23T21:59:59.999",0,0,19.97,0.83,0]
[null,null,"20230923:1630","2023-09-23T22:59:59.999",0,0,19.899999999999999,0.9,0]
[null,null,"20230923:1730","2023-09-23T23:59:59.999",0,0,19.8,1.03,0]
[null,null,"20230923:1830","2023-09-24T00:59:59.999",0,0,19.59,1.03,0]
[null,null,"20230923:1930","2023-09-24T01:59:59.999",0,0,19.77,0.9,0]
[null,null,"20230923:2030","2023-09-24T02:59:59.999",0,0,19.75,0.76,0]
[null,null,"20230923:2130","2023-09-24T03:59:59.999",0,0,19.66,0.76,0]
[null,null,"20230923:2230","2023-09-24T04:59:59.999",0,0,19.600000000000001,0.97,0]
[null,null,"20230923:2330","2023-09-24T05:59:59.999",15.09,6.08,19.440000000000001,0.97,0]
[null,null,"20230924:0030","2023-09-24T06:59:59.999",57.74,21.06,19.690000000000001,0.69,0]
[null,null,"20230924:0130","2023-09-24T07:59:59.999",127.33,35.97,20.23,0.83,0]
[null,null,"20230924:0230","2023-09-24T08:59:59.999",146.59,50.83,21.05,1.03,0]
[null,null,"20230924:0330","2023-09-24T09:59:59.999",358.2,65.540000000000006,21.61,1.24,0]
[null,null,"20230924:0430","2023-09-24T10:59:59.999",328.15,79.48,22.64,1.72,0]
[null,null,"20230924:0530","2023-09-24T11:59:59.999",385.38,81.52,22.85,1.93,0]
[null,null,"20230924:0630","2023-09-24T12:59:59.999",535.16,68.05,23.33,2.21,0]
[null,null,"20230924:0730","2023-09-24T13:59:59.999",292.97000000000003,53.39,22.79,1.38,0]
[null,null,"20230924:0830","2023-09-24T14:59:59.999",136.56,38.549999999999997,22.57,1.17,0]
[null,null,"20230924:0930","2023-09-24T15:59:59.999",72.08,23.65,22.24,1.03,0]
[null,null,"20230924:1030","2023-09-24T16:59:59.999",29.89,8.7200000000000006,21.87,0.76,0]
[null,null,"20230924:1130","2023-09-24T17:59:59.999",0,-6.21,21.55,0.76,0]
[null,null,"20230924:1230","2023-09-24T18:59:59.999",0,0,21.05,0.76,0]
[null,null,"20230924:1330","2023-09-24T19:59:59.999",0,0,20.8,0.76,0]
[null,null,"20230924:1430","2023-09-24T20:59:59.999",0,0,20.57,0.83,0]
[null,null,"20230924:1530","2023-09-24T21:59:59.999",0,0,20.309999999999999,0.76,0]
[null,null,"20230924:1630","2023-09-24T22:59:59.999",0,0,20,0.9,0]
[null,null,"20230924:1730","2023-09-24T23:59:59.999",0,0,19.760000000000002,0.9,0]
[null,null,"20230924:1830",{"$f":"D6411+1/24","v":"2023-09-25T00:59:59.999"},0,0,19.57,0.9,0]
[null,null,"20230924:1930","2023-09-25T01:59:59.999",0,0,19.350000000000001,0.97,0]
[null,null,"20230924:2030","2023-09-25T02:59:59.999",0,0,19.149999999999999,0.76,0]
[null,null,"20230924:2130","2023-09-25T03:59:59.999",0,0,19.05,0.62,0]
[null,null,"20230924:2230","2023-09-25T04:59:59.999",0,0,19.010000000000002,0.69,0]
[null,null,"20230924:2330","2023-09-25T05:59:59.999",46.73,6.14,19.13,0.9,0]
[null,null,"20230925:0030","2023-09-25T06:59:59.999",241.86,21.11,19.690000000000001,0.76,0]
[null,null,"20230925:0130","2023-09-25T07:59:59.999",490.21,36.01,21.47,0.97,0]
[null,null,"20230925:0230","2023-09-25T08:59:59.999",676.61,50.85,23,1.72,0]
[null,null,"20230925:0330","2023-09-25T09:59:59.999",813.17,65.53,24.05,2.14,0]
[null,null,"20230925:0430","2023-09-25T10:59:59.999",694.79,79.33,24.94,2,0]
[null,null,"20230925:0530","2023-09-25T11:59:59.999",891.59,81.19,25.1,1.86,0]
[null,null,"20230925:0630","2023-09-25T12:59:59.999",564.01,67.86,25.96,1.59,0]
[null,null,"20230925:0730","2023-09-25T13:59:59.999",306.14999999999998,53.24,22.53,1.86,0]
[null,null,"20230925:0830","2023-09-25T14:59:59.999",142.36000000000001,38.409999999999997,22.46,1.45,0]
[null,null,"20230925:0930","2023-09-25T15:59:59.999",112.82,23.52,22.09,0.97,0]
[null,null,"20230925:1030","2023-09-25T16:59:59.999",26.6,8.6,21.51,0.9,0]
[null,null,"20230925:1130","2023-09-25T17:59:59.999",0,-6.33,20.73,0.9,0]
[null,null,"20230925:1230","2023-09-25T18:59:59.999",0,0,20.03,0.69,0]
[null,null,"20230925:1330","2023-09-25T19:59:59.999",0,0,19.82,0.76,0]
[null,null,"20230925:1430","2023-09-25T20:59:59.999",0,0,19.510000000000002,0.9,0]
[null,null,"20230925:1530","2023-09-25T21:59:59.999",0,0,19.28,0.9,0]
[null,null,"20230925:1630","2023-09-25T22:59:59.999",0,0,19.12,0.83,0]
[null,null,"20230925:1730","2023-09-25T23:59:59.999",0,0,18.95,0.83,0]
[null,null,"20230925:1830","2023-09-26T00:59:59.999",0,0,18.760000000000002,0.76,0]
[null,null,"20230925:1930","2023-09-26T01:59:59.999",0,0,19.25,0.69,0]
[null,null,"20230925:2030","2023-09-26T02:59:59.999",0,0,19.2,0.76,0]
[null,null,"20230925:2130","2023-09-26T03:59:59.999",0,0,19.11,0.62,0]
[null,null,"20230925:2230","2023-09-26T04:59:59.999",0,0,19.059999999999999,0.76,0]
[null,null,"20230925:2330","2023-09-26T05:59:59.999",37.21,6.19,18.91,0.83,0]
[null,null,"20230926:0030","2023-09-26T06:59:59.999",126.02,21.16,19.329999999999998,0.41,0]
[null,null,"20230926:0130","2023-09-26T07:59:59.999",289.95999999999998,36.049999999999997,20.64,0.55000000000000004,0]
[null,null,"20230926:0230","2023-09-26T08:59:59.999",615.1,50.87,21.99,0.69,0]
[null,null,"20230926:0330","2023-09-26T09:59:59.999",755.82,65.510000000000005,23.87,1.38,0]
[null,null,"20230926:0430","2023-09-26T10:59:59.999",880.97,79.17,24.64,1.52,0]
[null,null,"20230926:0530","2023-09-26T11:59:59.999",552.53,80.849999999999994,25.56,1.31,0]
[null,null,"20230926:0630","2023-09-26T12:59:59.999",549.61,67.66,24.97,1.45,0]
[null,null,"20230926:0730","2023-09-26T13:59:59.999",141.29,53.08,22.02,1.52,0]
[null,null,"20230926:0830","2023-09-26T14:59:59.999",226.64,38.270000000000003,21.04,0.48,0]
[null,null,"20230926:0930","2023-09-26T15:59:59.999",89.64,23.39,21.43,0.69,0]
[null,null,"20230926:1030","2023-09-26T16:59:59.999",12.73,8.4700000000000006,21.37,0.62,0]
[null,null,"20230926:1130","2023-09-26T17:59:59.999",0,-6.46,21.01,0.41,0]
[null,null,"20230926:1230","2023-09-26T18:59:59.999",0,0,20.87,0.55000000000000004,0]
[null,null,"20230926:1330","2023-09-26T19:59:59.999",0,0,20.68,0.76,0]
[null,null,"20230926:1430","2023-09-26T20:59:59.999",0,0,20.59,0.69,0]
[null,null,"20230926:1530","2023-09-26T21:59:59.999",0,0,20.420000000000002,0.83,0]
[null,null,"20230926:1630","2023-09-26T22:59:59.999",0,0,20.29,0.76,0]
[null,null,"20230926:1730","2023-09-26T23:59:59.999",0,0,20.18,0.83,0]
[null,null,"20230926:1830","2023-09-27T00:59:59.999",0,0,19.98,0.76,0]
[null,null,"20230926:1930","2023-09-27T01:59:59.999",0,0,20.03,0.76,0]
[null,null,"20230926:2030","2023-09-27T02:59:59.999",0,0,19.89,0.69,0]
[null,null,"20230926:2130","2023-09-27T03:59:59.999",0,0,19.68,0.83,0]
[null,null,"20230926:2230","2023-09-27T04:59:59.999",0,0,19.54,0.83,0]
[null,null,"20230926:2330","2023-09-27T05:59:59.999",45.28,6.24,19.399999999999999,0.83,0]
[null,null,"20230927:0030","2023-09-27T06:59:59.999",238.09,21.2,19.75,0.76,0]
[null,null,"20230927:0130","2023-09-27T07:59:59.999",468.86,36.08,21.27,0.97,0]
[null,null,"20230927:0230","2023-09-27T08:59:59.999",566.25,50.89,22.92,1.31,0]
[null,null,"20230927:0330","2023-09-27T09:59:59.999",852.22,65.489999999999995,24.09,1.59,0]
[null,null,"20230927:0430","2023-09-27T10:59:59.999",828.31,79,25.43,1.79,0]
[null,null,"20230927:0530","2023-09-27T11:59:59.999",684.01,80.5,25.86,1.72,0]
[null,null,"20230927:0630","2023-09-27T12:59:59.999",782.32,67.459999999999994,25.97,1.72,0]
[null,null,"20230927:0730","2023-09-27T13:59:59.999",588.4,52.92,26.4,1.45,0]
[null,null,"20230927:0830","2023-09-27T14:59:59.999",479.92,38.130000000000003,26.04,1.24,0]
[null,null,"20230927:0930","2023-09-27T15:59:59.999",235.12,23.25,24.77,0.83,0]
[null,null,"20230927:1030",{"$f":"D6475+1/24","v":"2023-09-27T16:59:59.999"},29.09,8.35,23.63,0.28000000000000003,0]
[null,null,"20230927:1130","2023-09-27T17:59:59.999",0,-6.58,22.72,0.62,0]
[null,null,"20230927:1230","2023-09-27T18:59:59.999",0,0,21.94,0.55000000000000004,0]
[null,null,"20230927:1330","2023-09-27T19:59:59.999",0,0,21.53,0.41,0]
[null,null,"20230927:1430","2023-09-27T20:59:59.999",0,0,21.26,0.41,0]
[null,null,"20230927:1530","2023-09-27T21:59:59.999",0,0,20.91,0.55000000000000004,0]
[null,null,"20230927:1630","2023-09-27T22:59:59.999",0,0,20.64,0.62,0]
[null,null,"20230927:1730","2023-09-27T23:59:59.999",0,0,20.51,0.69,0]
[null,null,"20230927:1830","2023-09-28T00:59:59.999",0,0,20.43,0.76,0]
[null,null,"20230927:1930","2023-09-28T01:59:59.999",0,0,20.48,0.34,0]
[null,null,"20230927:2030","2023-09-28T02:59:59.999",0,0,20.420000000000002,0.34,0]
[null,null,"20230927:2130","2023-09-28T03:59:59.999",0,0,20.329999999999998,0.48,0]
[null,null,"20230927:2230","2023-09-28T04:59:59.999",0,0,20.23,0.55000000000000004,0]
[null,null,"20230927:2330","2023-09-28T05:59:59.999",26.56,6.29,20.2,0.69,0]
[null,null,"20230928:0030","2023-09-28T06:59:59.999",141.49,21.24,20.53,0.55000000000000004,0]
[null,null,"20230928:0130","2023-09-28T07:59:59.999",400.99,36.11,21.72,0.55000000000000004,0]
[null,null,"20230928:0230","2023-09-28T08:59:59.999",568.79999999999995,50.9,23.25,0.97,0]
[null,null,"20230928:0330","2023-09-28T09:59:59.999",702.22,65.45,24.22,0.9,0]
[null,null,"20230928:0430","2023-09-28T10:59:59.999",803.48,78.81,25.22,0.69,0]
[null,null,"20230928:0530","2023-09-28T11:59:59.999",738.86,80.16,26.19,0.48,0]
[null,null,"20230928:0630","2023-09-28T12:59:59.999",335.91,67.25,26.19,0.34,0]
[null,null,"20230928:0730","2023-09-28T13:59:59.999",356.78,52.76,24.09,0.76,0]
[null,null,"20230928:0830","2023-09-28T14:59:59.999",342.82,37.99,24.05,0.83,0]
[null,null,"20230928:0930","2023-09-28T15:59:59.999",165.31,23.12,23.98,1.03,0]
[null,null,"20230928:1030","2023-09-28T16:59:59.999",38.380000000000003,8.2200000000000006,23.6,0.76,0]
[null,null,"20230928:1130","2023-09-28T17:59:59.999",0,-6.7,22.81,0.34,0]
[null,null,"20230928:1230","2023-09-28T18:59:59.999",0,0,22.19,0.14000000000000001,0]
[null,null,"20230928:1330","2023-09-28T19:59:59.999",0,0,21.77,0.41,0]
[null,null,"20230928:1430","2023-09-28T20:59:59.999",0,0,21.44,0.28000000000000003,0]
[null,null,"20230928:1530","2023-09-28T21:59:59.999",0,0,21.27,0.28000000000000003,0]
[null,null,"20230928:1630","2023-09-28T22:59:59.999",0,0,21.06,0.14000000000000001,0]
[null,null,"20230928:1730","2023-09-28T23:59:59.999",0,0,20.78,0.14000000000000001,0]
[null,null,"20230928:1830","2023-09-29T00:59:59.999",0,0,20.56,0.34,0]
[null,null,"20230928:1930","2023-09-29T01:59:59.999",0,0,19.96,0.21,0]
[null,null,"20230928:2030","2023-09-29T02:59:59.999",0,0,19.73,0.21,0]
[null,null,"20230928:2130","2023-09-29T03:59:59.999",0,0,19.61,0.28000000000000003,0]
[null,null,"20230928:2230","2023-09-29T04:59:59.999",0,0,19.559999999999999,0.34,0]
[null,null,"20230928:2330","2023-09-29T05:59:59.999",63.56,6.34,19.3,0.55000000000000004,0]
[null,null,"20230929:0030","2023-09-29T06:59:59.999",243.26,21.28,20.29,0.34,0]
[null,null,"20230929:0130","2023-09-29T07:59:59.999",390.34,36.14,21.84,0.55000000000000004,0]
[null,null,"20230929:0230","2023-09-29T08:59:59.999",759.32,50.91,23.12,0.69,0]
[null,null,"20230929:0330","2023-09-29T09:59:59.999",810.75,65.41,25,0.76,0]
[null,null,"20230929:0430","2023-09-29T10:59:59.999",946.86,78.61,26.09,0.62,0]
[null,null,"20230929:0530","2023-09-29T11:59:59.999",865.49,79.81,26.59,0.69,0]
[null,null,"20230929:0630","2023-09-29T12:59:59.999",724.14,67.040000000000006,25.11,0.48,0]
[null,null,"20230929:0730","2023-09-29T13:59:59.999",360.22,52.59,24.26,0.9,0]
[null,null,"20230929:0830","2023-09-29T14:59:59.999",115.29,37.840000000000003,23.08,0.14000000000000001,0]
[null,null,"20230929:0930","2023-09-29T15:59:59.999",54.6,22.99,21.78,0.41,0]
[null,null,"20230929:1030","2023-09-29T16:59:59.999",10.33,8.1,20.99,0.48,0]
[null,null,"20230929:1130","2023-09-29T17:59:59.999",0,0,20.329999999999998,0.21,0]
[null,null,"20230929:1230","2023-09-29T18:59:59.999",0,0,19.989999999999998,0.14000000000000001,0]
[null,null,"20230929:1330","2023-09-29T19:59:59.999",0,0,19.899999999999999,0.28000000000000003,0]
[null,null,"20230929:1430","2023-09-29T20:59:59.999",0,0,19.77,0.34,0]
[null,null,"20230929:1530","2023-09-29T21:59:59.999",0,0,19.75,0.41,0]
[null,null,"20230929:1630","2023-09-29T22:59:59.999",0,0,19.71,0.28000000000000003,0]
[null,null,"20230929:1730","2023-09-29T23:59:59.999",0,0,19.48,0.34,0]
[null,null,"20230929:1830","2023-09-30T00:59:59.999",0,0,19.36,0.55000000000000004,0]
[null,null,"20230929:1930","2023-09-30T01:59:59.999",0,0,19.97,0.28000000000000003,0]
[null,null,"20230929:2030","2023-09-30T02:59:59.999",0,0,19.95,0.34,0]
[null,null,"20230929:2130","2023-09-30T03:59:59.999",0,0,19.920000000000002,0.48,0]
[null,null,"20230929:2230","2023-09-30T04:59:59.999",0,0,19.88,0.76,0]
[null,null,"20230929:2330","2023-09-30T05:59:59.999",28.5,6.38,19.899999999999999,0.83,0]
[null,null,"20230930:0030","2023-09-30T06:59:59.999",121.15,21.32,20.25,0.55000000000000004,0]
[null,null,"20230930:0130","2023-09-30T07:59:59.999",342.82,36.17,21.36,0.55000000000000004,0]
[null,null,"20230930:0230",{"$f":"D6539+1/24","v":"2023-09-30T08:59:59.999"},745.78,50.91,22.9,0.48,0]
[null,null,"20230930:0330","2023-09-30T09:59:59.999",811.64,65.37,25,0.14000000000000001,0]
[null,null,"20230930:0430","2023-09-30T10:59:59.999",636.20000000000005,78.400000000000006,25.64,0.34,0]
[null,null,"20230930:0530","2023-09-30T11:59:59.999",837.21,79.459999999999994,25.91,0.62,0]
[null,null,"20230930:0630","2023-09-30T12:59:59.999",601.41,66.83,26.39,0.76,0]
[null,null,"20230930:0730","2023-09-30T13:59:59.999",647.78,52.43,25.53,1.79,0]
[null,null,"20230930:0830","2023-09-30T14:59:59.999",316.02999999999997,37.700000000000003,25.47,1.1000000000000001,0]
[null,null,"20230930:0930","2023-09-30T15:59:59.999",144.36000000000001,22.86,23.63,0.34,0]
[null,null,"20230930:1030","2023-09-30T16:59:59.999",20.71,7.97,22.13,0.34,0]
[null,null,"20230930:1130","2023-09-30T17:59:59.999",0,0,21.93,0.62,0]
[null,null,"20230930:1230","2023-09-30T18:59:59.999",0,0,21.53,0.14000000000000001,0]
[null,null,"20230930:1330","2023-09-30T19:59:59.999",0,0,21.28,0.28000000000000003,0]
[null,null,"20230930:1430","2023-09-30T20:59:59.999",0,0,20.77,0.41,0]
[null,null,"20230930:1530","2023-09-30T21:59:59.999",0,0,20.440000000000001,0.62,0]
[null,null,"20230930:1630","2023-09-30T22:59:59.999",0,0,20.38,0.55000000000000004,0]
[null,null,"20230930:1730","2023-09-30T23:59:59.999",0,0,20.28,0.55000000000000004,0]
[null,null,"20230930:1830","2023-10-01T00:59:59.999",0,0,20,0.48,0]
[null,null,"20230930:1930","2023-10-01T01:59:59.999",0,0,20.59,0.28000000000000003,0]
[null,null,"20230930:2030","2023-10-01T02:59:59.999",0,0,20.27,0.41,0]
[null,null,"20230930:2130","2023-10-01T03:59:59.999",0,0,20,0.55000000000000004,0]
[null,null,"20230930:2230","2023-10-01T04:59:59.999",0,0,19.77,0.48,0]
[null,null,"20230930:2330","2023-10-01T05:59:59.999",70.61,6.43,19.399999999999999,0.55000000000000004,0]
[null,null,"20231001:0030","2023-10-01T06:59:59.999",279.5,21.35,20.62,0.41,0]
[null,null,"20231001:0130","2023-10-01T07:59:59.999",401.79,36.19,22.16,0.34,0]
[null,null,"20231001:0230","2023-10-01T08:59:59.999",381.24,50.91,23.01,0.41,0]
[null,null,"20231001:0330","2023-10-01T09:59:59.999",533.82000000000005,65.31,23.42,0.34,0]
[null,null,"20231001:0430","2023-10-01T10:59:59.999",573.96,78.19,24.26,0.41,0]
[null,null,"20231001:0530","2023-10-01T11:59:59.999",560.39,79.099999999999994,24.48,0.48,0]
[null,null,"20231001:0630","2023-10-01T12:59:59.999",782.63,66.61,24.42,0.76,0]
[null,null,"20231001:0730","2023-10-01T13:59:59.999",347.58,52.26,25.79,1.45,0]
[null,null,"20231001:0830","2023-10-01T14:59:59.999",294.52999999999997,37.56,23.05,0.76,0]
[null,null,"20231001:0930","2023-10-01T15:59:59.999",183.72,22.73,23.01,0.28000000000000003,0]
[null,null,"20231001:1030","2023-10-01T16:59:59.999",22.11,7.85,22.79,0.14000000000000001,0]
[null,null,"20231001:1130","2023-10-01T17:59:59.999",0,0,22.15,0.28000000000000003,0]
[null,null,"20231001:1230","2023-10-01T18:59:59.999",0,0,21.52,0,0]
[null,null,"20231001:1330","2023-10-01T19:59:59.999",0,0,21.18,0.41,0]
[null,null,"20231001:1430","2023-10-01T20:59:59.999",0,0,20.72,0.28000000000000003,0]
[null,null,"20231001:1530","2023-10-01T21:59:59.999",0,0,20.58,0.14000000000000001,0]
[null,null,"20231001:1630","2023-10-01T22:59:59.999",0,0,20.329999999999998,0.14000000000000001,0]
[null,null,"20231001:1730","2023-10-01T23:59:59.999",0,0,20.100000000000001,0.55000000000000004,0]
[null,null,"20231001:1830","2023-10-02T00:59:59.999",0,0,19.96,0.76,0]
[null,null,"20231001:1930","2023-10-02T01:59:59.999",0,0,19.59,0.62,0]
[null,null,"20231001:2030","2023-10-02T02:59:59.999",0,0,19.649999999999999,0.69,0]
[null,null,"20231001:2130","2023-10-02T03:59:59.999",0,0,19.43,0.76,0]
[null,null,"20231001:2230","2023-10-02T04:59:59.999",0,0,19.36,0.62,0]
[null,null,"20231001:2330","2023-10-02T05:59:59.999",40.590000000000003,6.47,19.25,0.69,0]
[null,null,"20231002:0030","2023-10-02T06:59:59.999",184.41,21.39,19.87,0.41,0]
[null,null,"20231002:0130","2023-10-02T07:59:59.999",339.99,36.21,21.37,0.41,0]
[null,null,"20231002:0230","2023-10-02T08:59:59.999",633.07000000000005,50.9,22.44,0.55000000000000004,0]
[null,null,"20231002:0330","2023-10-02T09:59:59.999",762.99,65.25,24.18,0.9,0]
[null,null,"20231002:0430","2023-10-02T10:59:59.999",850.6,77.959999999999994,24.95,0.97,0]
[null,null,"20231002:0530","2023-10-02T11:59:59.999",812.49,78.75,25.02,0.9,0]
[null,null,"20231002:0630","2023-10-02T12:59:59.999",463.56,66.400000000000006,25.48,1.1000000000000001,0]
[null,null,"20231002:0730","2023-10-02T13:59:59.999",351.23,52.1,24.79,1.03,0]
[null,null,"20231002:0830","2023-10-02T14:59:59.999",235.19,37.42,24.51,1.24,0]
[null,null,"20231002:0930","2023-10-02T15:59:59.999",121.22,22.6,23.71,1.17,0]
[null,null,"20231002:1030","2023-10-02T16:59:59.999",23.16,7.73,21.56,0.28000000000000003,0]
[null,null,"20231002:1130","2023-10-02T17:59:59.999",0,0,21.48,0.41,0]
[null,null,"20231002:1230","2023-10-02T18:59:59.999",0,0,21.15,0.34,0]
[null,null,"20231002:1330","2023-10-02T19:59:59.999",0,0,20.87,0.48,0]
[null,null,"20231002:1430","2023-10-02T20:59:59.999",0,0,20.64,0.55000000000000004,0]
[null,null,"20231002:1530","2023-10-02T21:59:59.999",0,0,20.41,0.48,0]
[null,null,"20231002:1630","2023-10-02T22:59:59.999",0,0,20.22,0.41,0]
[null,null,"20231002:1730","2023-10-02T23:59:59.999",0,0,19.97,0.62,0]
[null,null,"20231002:1830",{"$f":"D6603+1/24","v":"2023-10-03T00:59:59.999"},0,0,19.850000000000001,0.69,0]
[null,null,"20231002:1930","2023-10-03T01:59:59.999",0,0,20.170000000000002,0.21,0]
[null,null,"20231002:2030","2023-10-03T02:59:59.999",0,0,19.920000000000002,0.28000000000000003,0]
[null,null,"20231002:2130","2023-10-03T03:59:59.999",0,0,19.7,0.62,0]
[null,null,"20231002:2230","2023-10-03T04:59:59.999",0,0,19.57,0.62,0]
[null,null,"20231002:2330","2023-10-03T05:59:59.999",38.020000000000003,6.51,19.690000000000001,0.69,0]
[null,null,"20231003:0030","2023-10-03T06:59:59.999",131.85,21.42,20.329999999999998,0.41,0]
[null,null,"20231003:0130","2023-10-03T07:59:59.999",412.32,36.22,21.23,0.69,0]
[null,null,"20231003:0230","2023-10-03T08:59:59.999",549.79999999999995,50.89,22.87,1.03,0]
[null,null,"20231003:0330","2023-10-03T09:59:59.999",597.47,65.19,23.99,1.03,0]
[null,null,"20231003:0430","2023-10-03T10:59:59.999",763.89,77.72,24.73,0.83,0]
[null,null,"20231003:0530","2023-10-03T11:59:59.999",608.75,78.39,25.86,0.97,0]
[null,null,"20231003:0630","2023-10-03T12:59:59.999",555.33000000000004,66.180000000000007,25.03,1.31,0]
[null,null,"20231003:0730","2023-10-03T13:59:59.999",347.59,51.93,24.37,0.76,0]
[null,null,"20231003:0830","2023-10-03T14:59:59.999",224.93,37.270000000000003,23.93,0.83,0]
[null,null,"20231003:0930","2023-10-03T15:59:59.999",104.65,22.48,22.6,0.76,0]
[null,null,"20231003:1030","2023-10-03T16:59:59.999",30.84,7.61,21.35,0.28000000000000003,0]
[null,null,"20231003:1130","2023-10-03T17:59:59.999",0,0,21.12,0.41,0]
[null,null,"20231003:1230","2023-10-03T18:59:59.999",0,0,20.75,0.55000000000000004,0]
[null,null,"20231003:1330","2023-10-03T19:59:59.999",0,0,20.57,0.41,0]
[null,null,"20231003:1430","2023-10-03T20:59:59.999",0,0,20.47,0.41,0]
[null,null,"20231003:1530","2023-10-03T21:59:59.999",0,0,20.309999999999999,0.48,0]
[null,null,"20231003:1630","2023-10-03T22:59:59.999",0,0,20.2,0.34,0]
[null,null,"20231003:1730","2023-10-03T23:59:59.999",0,0,20.12,0.55000000000000004,0]
[null,null,"20231003:1830","2023-10-04T00:59:59.999",0,0,19.87,0.62,0]
[null,null,"20231003:1930","2023-10-04T01:59:59.999",0,0,20.23,0.69,0]
[null,null,"20231003:2030","2023-10-04T02:59:59.999",0,0,20.2,0.55000000000000004,0]
[null,null,"20231003:2130","2023-10-04T03:59:59.999",0,0,19.899999999999999,0.76,0]
[null,null,"20231003:2230","2023-10-04T04:59:59.999",0,0,19.649999999999999,0.62,0]
[null,null,"20231003:2330","2023-10-04T05:59:59.999",58.25,6.55,19.47,0.48,0]
[null,null,"20231004:0030","2023-10-04T06:59:59.999",224.65,21.44,20.21,0.28000000000000003,0]
[null,null,"20231004:0130","2023-10-04T07:59:59.999",472.29,36.229999999999997,21.69,0.34,0]
[null,null,"20231004:0230","2023-10-04T08:59:59.999",596.79999999999995,50.87,23.23,0.55000000000000004,0]
[null,null,"20231004:0330","2023-10-04T09:59:59.999",798.34,65.11,24.28,0.76,0]
[null,null,"20231004:0430","2023-10-04T10:59:59.999",814.77,77.48,25.33,0.83,0]
[null,null,"20231004:0530","2023-10-04T11:59:59.999",802.5,78.040000000000006,25.98,1.03,0]
[null,null,"20231004:0630","2023-10-04T12:59:59.999",598.05999999999995,65.95,24.65,1.45,0]
[null,null,"20231004:0730","2023-10-04T13:59:59.999",398.49,51.76,24.99,1.66,0]
[null,null,"20231004:0830","2023-10-04T14:59:59.999",196.77,37.130000000000003,24.62,1.17,0]
[null,null,"20231004:0930","2023-10-04T15:59:59.999",78.819999999999993,22.35,24.16,0.62,0]
[null,null,"20231004:1030","2023-10-04T16:59:59.999",28.65,7.49,22.85,0.41,0]
[null,null,"20231004:1130","2023-10-04T17:59:59.999",0,0,21.52,7.0000000000000007E-2,0]
[null,null,"20231004:1230","2023-10-04T18:59:59.999",0,0,21.12,0,0]
[null,null,"20231004:1330","2023-10-04T19:59:59.999",0,0,21.04,0.14000000000000001,0]
[null,null,"20231004:1430","2023-10-04T20:59:59.999",0,0,20.85,0.28000000000000003,0]
[null,null,"20231004:1530","2023-10-04T21:59:59.999",0,0,20.63,0,0]
[null,null,"20231004:1630","2023-10-04T22:59:59.999",0,0,20.34,0.14000000000000001,0]
[null,null,"20231004:1730","2023-10-04T23:59:59.999",0,0,20.010000000000002,7.0000000000000007E-2,0]
[null,null,"20231004:1830","2023-10-05T00:59:59.999",0,0,19.829999999999998,0.34,0]
[null,null,"20231004:1930","2023-10-05T01:59:59.999",0,0,19.760000000000002,0.41,0]
[null,null,"20231004:2030","2023-10-05T02:59:59.999",0,0,19.739999999999998,0.41,0]
[null,null,"20231004:2130","2023-10-05T03:59:59.999",0,0,19.690000000000001,0.55000000000000004,0]
[null,null,"20231004:2230","2023-10-05T04:59:59.999",0,0,19.59,0.48,0]
[null,null,"20231004:2330","2023-10-05T05:59:59.999",36.770000000000003,6.59,19.62,0.28000000000000003,0]
[null,null,"20231005:0030","2023-10-05T06:59:59.999",169.52,21.47,19.940000000000001,0.34,0]
[null,null,"20231005:0130","2023-10-05T07:59:59.999",491.87,36.24,21.23,0.28000000000000003,0]
[null,null,"20231005:0230","2023-10-05T08:59:59.999",679.5,50.85,23.18,0.34,0]
[null,null,"20231005:0330","2023-10-05T09:59:59.999",632.87,65.03,24.51,0.55000000000000004,0]
[null,null,"20231005:0430","2023-10-05T10:59:59.999",819.87,77.22,24.92,0.62,0]
[null,null,"20231005:0530","2023-10-05T11:59:59.999",700.3,77.680000000000007,25.61,0.69,0]
[null,null,"20231005:0630","2023-10-05T12:59:59.999",660.38,65.73,24.96,0.28000000000000003,0]
[null,null,"20231005:0730","2023-10-05T13:59:59.999",405.26,51.59,26.02,0.83,0]
[null,null,"20231005:0830","2023-10-05T14:59:59.999",279.41000000000003,36.99,24.79,0.41,0]
[null,null,"20231005:0930","2023-10-05T15:59:59.999",117.8,22.22,23.73,0.76,0]
[null,null,"20231005:1030",{"$f":"D6667+1/24","v":"2023-10-05T16:59:59.999"},19.41,7.38,22.72,0.41,0]
[null,null,"20231005:1130","2023-10-05T17:59:59.999",0,0,22.06,0.14000000000000001,0]
[null,null,"20231005:1230","2023-10-05T18:59:59.999",0,0,21.88,0.28000000000000003,0]
[null,null,"20231005:1330","2023-10-05T19:59:59.999",0,0,21.45,0.34,0]
[null,null,"20231005:1430","2023-10-05T20:59:59.999",0,0,21.03,0.28000000000000003,0]
[null,null,"20231005:1530","2023-10-05T21:59:59.999",0,0,20.72,0.48,0]
[null,null,"20231005:1630","2023-10-05T22:59:59.999",0,0,20.399999999999999,0.62,0]
[null,null,"20231005:1730","2023-10-05T23:59:59.999",0,0,20.11,0.48,0]
[null,null,"20231005:1830","2023-10-06T00:59:59.999",0,0,19.850000000000001,0.48,0]
[null,null,"20231005:1930","2023-10-06T01:59:59.999",0,0,20.2,0.55000000000000004,0]
[null,null,"20231005:2030","2023-10-06T02:59:59.999",0,0,20.04,0.48,0]
[null,null,"20231005:2130","2023-10-06T03:59:59.999",0,0,20.010000000000002,0.62,0]
[null,null,"20231005:2230","2023-10-06T04:59:59.999",0,0,19.899999999999999,0.62,0]
[null,null,"20231005:2330","2023-10-06T05:59:59.999",52.97,6.62,19.71,0.69,0]
[null,null,"20231006:0030","2023-10-06T06:59:59.999",234.76,21.49,20.350000000000001,0.34,0]
[null,null,"20231006:0130","2023-10-06T07:59:59.999",463.35,36.24,22.04,0.55000000000000004,0]
[null,null,"20231006:0230","2023-10-06T08:59:59.999",458.46,50.82,23.53,0.69,0]
[null,null,"20231006:0330","2023-10-06T09:59:59.999",746.26,64.94,24.71,0.83,0]
[null,null,"20231006:0430","2023-10-06T10:59:59.999",919.72,76.959999999999994,26,0.55000000000000004,0]
[null,null,"20231006:0530","2023-10-06T11:59:59.999",905.01,77.319999999999993,26.93,0.41,0]
[null,null,"20231006:0630","2023-10-06T12:59:59.999",832.18,65.5,26.49,0.41,0]
[null,null,"20231006:0730","2023-10-06T13:59:59.999",347.54,51.42,24.97,0.28000000000000003,0]
[null,null,"20231006:0830","2023-10-06T14:59:59.999",196.84,36.85,23.26,0.14000000000000001,0]
[null,null,"20231006:0930","2023-10-06T15:59:59.999",103.81,22.1,22,0.41,0]
[null,null,"20231006:1030","2023-10-06T16:59:59.999",26.8,7.27,21.46,0.41,0]
[null,null,"20231006:1130","2023-10-06T17:59:59.999",0,0,20.64,0.34,0]
[null,null,"20231006:1230","2023-10-06T18:59:59.999",0,0,20.55,0.69,0]
[null,null,"20231006:1330","2023-10-06T19:59:59.999",0,0,20.309999999999999,0.69,0]
[null,null,"20231006:1430","2023-10-06T20:59:59.999",0,0,20.38,0.34,0]
[null,null,"20231006:1530","2023-10-06T21:59:59.999",0,0,20.27,7.0000000000000007E-2,0]
[null,null,"20231006:1630","2023-10-06T22:59:59.999",0,0,20.079999999999998,0.21,0]
[null,null,"20231006:1730","2023-10-06T23:59:59.999",0,0,19.91,0.28000000000000003,0]
[null,null,"20231006:1830","2023-10-07T00:59:59.999",0,0,19.78,0.28000000000000003,0]
[null,null,"20231006:1930","2023-10-07T01:59:59.999",0,0,20.03,0.28000000000000003,0]
[null,null,"20231006:2030","2023-10-07T02:59:59.999",0,0,19.78,0.28000000000000003,0]
[null,null,"20231006:2130","2023-10-07T03:59:59.999",0,0,19.579999999999998,0.34,0]
[null,null,"20231006:2230","2023-10-07T04:59:59.999",0,0,19.579999999999998,0.41,0]
[null,null,"20231006:2330","2023-10-07T05:59:59.999",50.84,6.65,19.57,0.48,0]
[null,null,"20231007:0030","2023-10-07T06:59:59.999",195.13,21.5,19.95,0.69,0]
[null,null,"20231007:0130","2023-10-07T07:59:59.999",445.25,36.24,21.07,0.69,0]
[null,null,"20231007:0230","2023-10-07T08:59:59.999",684.47,50.79,22.9,0.21,0]
[null,null,"20231007:0330","2023-10-07T09:59:59.999",791.92,64.84,24.58,0.21,0]
[null,null,"20231007:0430","2023-10-07T10:59:59.999",762.89,76.69,26.01,0.48,0]
[null,null,"20231007:0530","2023-10-07T11:59:59.999",934.4,76.959999999999994,26.42,0.34,0]
[null,null,"20231007:0630","2023-10-07T12:59:59.999",766.46,65.27,26.59,0.48,0]
[null,null,"20231007:0730","2023-10-07T13:59:59.999",581.17999999999995,51.25,26.34,0.76,0]
[null,null,"20231007:0830","2023-10-07T14:59:59.999",320.44,36.700000000000003,23.7,0.9,0]
[null,null,"20231007:0930","2023-10-07T15:59:59.999",106.87,21.97,22.44,0.62,0]
[null,null,"20231007:1030","2023-10-07T16:59:59.999",26.1,7.15,21.88,0.48,0]
[null,null,"20231007:1130","2023-10-07T17:59:59.999",0,0,21.58,0.55000000000000004,0]
[null,null,"20231007:1230","2023-10-07T18:59:59.999",0,0,21.25,0.55000000000000004,0]
[null,null,"20231007:1330","2023-10-07T19:59:59.999",0,0,21.08,0.14000000000000001,0]
[null,null,"20231007:1430","2023-10-07T20:59:59.999",0,0,20.86,0.14000000000000001,0]
[null,null,"20231007:1530","2023-10-07T21:59:59.999",0,0,20.7,0.28000000000000003,0]
[null,null,"20231007:1630","2023-10-07T22:59:59.999",0,0,20.2,0.21,0]
[null,null,"20231007:1730","2023-10-07T23:59:59.999",0,0,20.07,0.21,0]
[null,null,"20231007:1830","2023-10-08T00:59:59.999",0,0,19.89,0.28000000000000003,0]
[null,null,"20231007:1930","2023-10-08T01:59:59.999",0,0,19.510000000000002,0.48,0]
[null,null,"20231007:2030","2023-10-08T02:59:59.999",0,0,19.36,0.28000000000000003,0]
[null,null,"20231007:2130","2023-10-08T03:59:59.999",0,0,19.350000000000001,7.0000000000000007E-2,0]
[null,null,"20231007:2230","2023-10-08T04:59:59.999",0,0,19.239999999999998,0.21,0]
[null,null,"20231007:2330","2023-10-08T05:59:59.999",59.54,6.68,19.170000000000002,0.28000000000000003,0]
[null,null,"20231008:0030","2023-10-08T06:59:59.999",233.72,21.52,19.829999999999998,0.28000000000000003,0]
[null,null,"20231008:0130","2023-10-08T07:59:59.999",464.26,36.24,21.49,0.34,0]
[null,null,"20231008:0230",{"$f":"D6731+1/24","v":"2023-10-08T08:59:59.999"},712.17,50.76,23.13,0.14000000000000001,0]
[null,null,"20231008:0330","2023-10-08T09:59:59.999",826.64,64.739999999999995,24.64,0.14000000000000001,0]
[null,null,"20231008:0430","2023-10-08T10:59:59.999",740.6,76.42,25.55,0.34,0]
[null,null,"20231008:0530","2023-10-08T11:59:59.999",565.83000000000004,76.61,24.62,0.14000000000000001,0]
[null,null,"20231008:0630","2023-10-08T12:59:59.999",708.15,65.040000000000006,23.36,0.21,0]
[null,null,"20231008:0730","2023-10-08T13:59:59.999",452.28,51.08,24.05,0.97,0]
[null,null,"20231008:0830","2023-10-08T14:59:59.999",107.01,36.56,22.78,1.24,0]
[null,null,"20231008:0930","2023-10-08T15:59:59.999",141.13,21.85,21.4,0.41,0]
[null,null,"20231008:1030","2023-10-08T16:59:59.999",24.6,7.04,21.44,0.34,0]
[null,null,"20231008:1130","2023-10-08T17:59:59.999",0,0,20.72,0.34,0]
[null,null,"20231008:1230","2023-10-08T18:59:59.999",0,0,20.420000000000002,0.34,0]
[null,null,"20231008:1330","2023-10-08T19:59:59.999",0,0,20.2,0.48,0]
[null,null,"20231008:1430","2023-10-08T20:59:59.999",0,0,19.899999999999999,0.28000000000000003,0]
[null,null,"20231008:1530","2023-10-08T21:59:59.999",0,0,19.93,0.21,0]
[null,null,"20231008:1630","2023-10-08T22:59:59.999",0,0,19.95,0.14000000000000001,0]
[null,null,"20231008:1730","2023-10-08T23:59:59.999",0,0,19.86,0.21,0]
[null,null,"20231008:1830","2023-10-09T00:59:59.999",0,0,19.829999999999998,0,0]
[null,null,"20231008:1930","2023-10-09T01:59:59.999",0,0,19.809999999999999,0.34,0]
[null,null,"20231008:2030","2023-10-09T02:59:59.999",0,0,19.71,0.48,0]
[null,null,"20231008:2130","2023-10-09T03:59:59.999",0,0,19.600000000000001,0.28000000000000003,0]
[null,null,"20231008:2230","2023-10-09T04:59:59.999",0,0,19.52,0.28000000000000003,0]
[null,null,"20231008:2330","2023-10-09T05:59:59.999",34.409999999999997,6.71,19.489999999999998,0.48,0]
[null,null,"20231009:0030","2023-10-09T06:59:59.999",162.38999999999999,21.53,19.82,0.34,0]
[null,null,"20231009:0130","2023-10-09T07:59:59.999",364.75,36.229999999999997,21,0.28000000000000003,0]
[null,null,"20231009:0230","2023-10-09T08:59:59.999",570.74,50.71,22.02,0.21,0]
[null,null,"20231009:0330","2023-10-09T09:59:59.999",762.46,64.63,23.42,0.14000000000000001,0]
[null,null,"20231009:0430","2023-10-09T10:59:59.999",857,76.14,24.77,7.0000000000000007E-2,0]
[null,null,"20231009:0530","2023-10-09T11:59:59.999",784.83,76.25,26.01,0.41,0]
[null,null,"20231009:0630","2023-10-09T12:59:59.999",456.89,64.81,25.36,1.03,0]
[null,null,"20231009:0730","2023-10-09T13:59:59.999",337.02,50.91,24.23,0.41,0]
[null,null,"20231009:0830","2023-10-09T14:59:59.999",227.51,36.42,23.69,0.21,0]
[null,null,"20231009:0930","2023-10-09T15:59:59.999",118.02,21.73,22.15,0.28000000000000003,0]
[null,null,"20231009:1030","2023-10-09T16:59:59.999",30.59,6.93,21.58,7.0000000000000007E-2,0]
[null,null,"20231009:1130","2023-10-09T17:59:59.999",0,0,21.05,0.21,0]
[null,null,"20231009:1230","2023-10-09T18:59:59.999",0,0,20.88,0.41,0]
[null,null,"20231009:1330","2023-10-09T19:59:59.999",0,0,20.79,0.55000000000000004,0]
[null,null,"20231009:1430","2023-10-09T20:59:59.999",0,0,20.45,0.34,0]
[null,null,"20231009:1530","2023-10-09T21:59:59.999",0,0,20.25,0.34,0]
[null,null,"20231009:1630","2023-10-09T22:59:59.999",0,0,20.12,0.34,0]
[null,null,"20231009:1730","2023-10-09T23:59:59.999",0,0,19.739999999999998,0.55000000000000004,0]
[null,null,"20231009:1830","2023-10-10T00:59:59.999",0,0,19.57,0.55000000000000004,0]
[null,null,"20231009:1930","2023-10-10T01:59:59.999",0,0,19.59,0.14000000000000001,0]
[null,null,"20231009:2030","2023-10-10T02:59:59.999",0,0,19.809999999999999,0.41,0]
[null,null,"20231009:2130","2023-10-10T03:59:59.999",0,0,19.86,0.55000000000000004,0]
[null,null,"20231009:2230","2023-10-10T04:59:59.999",0,0,19.97,0.48,0]
[null,null,"20231009:2330","2023-10-10T05:59:59.999",45.08,6.74,19.93,0.34,0]
[null,null,"20231010:0030","2023-10-10T06:59:59.999",210.54,21.54,20.420000000000002,0.14000000000000001,0]
[null,null,"20231010:0130","2023-10-10T07:59:59.999",311.3,36.21,21.61,0.41,0]
[null,null,"20231010:0230","2023-10-10T08:59:59.999",497.78,50.67,22.49,0.28000000000000003,0]
[null,null,"20231010:0330","2023-10-10T09:59:59.999",785.72,64.52,23.62,0.21,0]
[null,null,"20231010:0430","2023-10-10T10:59:59.999",903.37,75.86,25.26,0.55000000000000004,0]
[null,null,"20231010:0530","2023-10-10T11:59:59.999",742.91,75.89,26.24,0.62,0]
[null,null,"20231010:0630","2023-10-10T12:59:59.999",443.68,64.58,23.58,0.69,0]
[null,null,"20231010:0730","2023-10-10T13:59:59.999",226.39,50.73,23.63,0.55000000000000004,0]
[null,null,"20231010:0830","2023-10-10T14:59:59.999",178.31,36.28,22.38,0.55000000000000004,0]
[null,null,"20231010:0930","2023-10-10T15:59:59.999",107.56,21.61,21.72,0.41,0]
[null,null,"20231010:1030","2023-10-10T16:59:59.999",26.25,6.83,20.81,7.0000000000000007E-2,0]
[null,null,"20231010:1130","2023-10-10T17:59:59.999",0,0,20.8,0.21,0]
[null,null,"20231010:1230","2023-10-10T18:59:59.999",0,0,20.46,0.62,0]
[null,null,"20231010:1330","2023-10-10T19:59:59.999",0,0,20.29,0.41,0]
[null,null,"20231010:1430","2023-10-10T20:59:59.999",0,0,20.170000000000002,0.48,0]
[null,null,"20231010:1530","2023-10-10T21:59:59.999",0,0,19.93,0.48,0]
[null,null,"20231010:1630","2023-10-10T22:59:59.999",0,0,19.989999999999998,0.62,0]
[null,null,"20231010:1730","2023-10-10T23:59:59.999",0,0,19.88,0.69,0]
[null,null,"20231010:1830",{"$f":"D6795+1/24","v":"2023-10-11T00:59:59.999"},0,0,19.73,0.76,0]
[null,null,"20231010:1930","2023-10-11T01:59:59.999",0,0,19.45,0.28000000000000003,0]
[null,null,"20231010:2030","2023-10-11T02:59:59.999",0,0,19.25,0.55000000000000004,0]
[null,null,"20231010:2130","2023-10-11T03:59:59.999",0,0,19.04,0.76,0]
[null,null,"20231010:2230","2023-10-11T04:59:59.999",0,0,18.809999999999999,0.55000000000000004,0]
[null,null,"20231010:2330","2023-10-11T05:59:59.999",68.16,6.76,18.48,0.55000000000000004,0]
[null,null,"20231011:0030","2023-10-11T06:59:59.999",270.39,21.54,19.97,0.14000000000000001,0]
[null,null,"20231011:0130","2023-10-11T07:59:59.999",446.31,36.200000000000003,21.97,0.48,0]
[null,null,"20231011:0230","2023-10-11T08:59:59.999",653.48,50.62,23.08,0.76,0]
[null,null,"20231011:0330","2023-10-11T09:59:59.999",664.64,64.39,24.23,0.9,0]
[null,null,"20231011:0430","2023-10-11T10:59:59.999",657.56,75.569999999999993,24.98,0.83,0]
[null,null,"20231011:0530","2023-10-11T11:59:59.999",719.15,75.540000000000006,25.45,0.83,0]
[null,null,"20231011:0630","2023-10-11T12:59:59.999",343.85,64.349999999999994,24.62,0.97,0]
[null,null,"20231011:0730","2023-10-11T13:59:59.999",208,50.56,22.6,0.76,0]
[null,null,"20231011:0830","2023-10-11T14:59:59.999",145.25,36.14,22.32,0.48,0]
[null,null,"20231011:0930","2023-10-11T15:59:59.999",114.04,21.49,21.71,0.48,0]
[null,null,"20231011:1030","2023-10-11T16:59:59.999",27.9,6.73,21.59,0.41,0]
[null,null,"20231011:1130","2023-10-11T17:59:59.999",0,0,21.19,0.21,0]
[null,null,"20231011:1230","2023-10-11T18:59:59.999",0,0,20.83,0.28000000000000003,0]
[null,null,"20231011:1330","2023-10-11T19:59:59.999",0,0,20.64,0.41,0]
[null,null,"20231011:1430","2023-10-11T20:59:59.999",0,0,20.47,0.48,0]
[null,null,"20231011:1530","2023-10-11T21:59:59.999",0,0,20.46,0.48,0]
[null,null,"20231011:1630","2023-10-11T22:59:59.999",0,0,20.100000000000001,0.34,0]
[null,null,"20231011:1730","2023-10-11T23:59:59.999",0,0,20.04,0.48,0]
[null,null,"20231011:1830","2023-10-12T00:59:59.999",0,0,20.05,0.69,0]
[null,null,"20231011:1930","2023-10-12T01:59:59.999",0,0,19.71,0.14000000000000001,0]
[null,null,"20231011:2030","2023-10-12T02:59:59.999",0,0,19.86,0.21,0]
[null,null,"20231011:2130","2023-10-12T03:59:59.999",0,0,19.739999999999998,0.28000000000000003,0]
[null,null,"20231011:2230","2023-10-12T04:59:59.999",0,0,19.739999999999998,0.14000000000000001,0]
[null,null,"20231011:2330","2023-10-12T05:59:59.999",59.98,6.78,19.7,0.21,0]
[null,null,"20231012:0030","2023-10-12T06:59:59.999",246.19,21.55,20.170000000000002,0.34,0]
[null,null,"20231012:0130","2023-10-12T07:59:59.999",499.85,36.18,21.81,0.55000000000000004,0]
[null,null,"20231012:0230","2023-10-12T08:59:59.999",660.85,50.56,23.23,0.76,0]
[null,null,"20231012:0330","2023-10-12T09:59:59.999",875.63,64.27,24.62,0.83,0]
[null,null,"20231012:0430","2023-10-12T10:59:59.999",974.15,75.27,25.82,0.76,0]
[null,null,"20231012:0530","2023-10-12T11:59:59.999",830.18,75.180000000000007,26.92,1.03,0]
[null,null,"20231012:0630","2023-10-12T12:59:59.999",724.69,64.11,24.56,1.31,0]
[null,null,"20231012:0730","2023-10-12T13:59:59.999",594.13,50.39,24.28,0.34,0]
[null,null,"20231012:0830","2023-10-12T14:59:59.999",307.44,36.01,23.67,0.55000000000000004,0]
[null,null,"20231012:0930","2023-10-12T15:59:59.999",141.30000000000001,21.37,22.22,0.14000000000000001,0]
[null,null,"20231012:1030","2023-10-12T16:59:59.999",29.04,6.62,21.46,0.34,0]
[null,null,"20231012:1130","2023-10-12T17:59:59.999",0,0,20.98,0.14000000000000001,0]
[null,null,"20231012:1230","2023-10-12T18:59:59.999",0,0,20.72,0,0]
[null,null,"20231012:1330","2023-10-12T19:59:59.999",0,0,20.45,0.34,0]
[null,null,"20231012:1430","2023-10-12T20:59:59.999",0,0,20.29,0.48,0]
[null,null,"20231012:1530","2023-10-12T21:59:59.999",0,0,20.260000000000002,0.69,0]
[null,null,"20231012:1630","2023-10-12T22:59:59.999",0,0,20.04,0.69,0]
[null,null,"20231012:1730","2023-10-12T23:59:59.999",0,0,19.8,0.55000000000000004,0]
[null,null,"20231012:1830","2023-10-13T00:59:59.999",0,0,19.600000000000001,0.34,0]
[null,null,"20231012:1930","2023-10-13T01:59:59.999",0,0,19.87,0.41,0]
[null,null,"20231012:2030","2023-10-13T02:59:59.999",0,0,19.59,0.28000000000000003,0]
[null,null,"20231012:2130","2023-10-13T03:59:59.999",0,0,19.510000000000002,0.41,0]
[null,null,"20231012:2230","2023-10-13T04:59:59.999",0,0,19.43,0.21,0]
[null,null,"20231012:2330","2023-10-13T05:59:59.999",53.9,6.8,19.39,0.41,0]
[null,null,"20231013:0030","2023-10-13T06:59:59.999",243.79,21.54,19.88,0.55000000000000004,0]
[null,null,"20231013:0130","2023-10-13T07:59:59.999",490.33,36.15,21.68,0.48,0]
[null,null,"20231013:0230","2023-10-13T08:59:59.999",615.04999999999995,50.5,23.2,0.28000000000000003,0]
[null,null,"20231013:0330","2023-10-13T09:59:59.999",759.69,64.13,24.5,0.48,0]
[null,null,"20231013:0430","2023-10-13T10:59:59.999",686.93,74.98,25.53,0.83,0]
[null,null,"20231013:0530","2023-10-13T11:59:59.999",724.81,74.83,23.75,0.62,0]
[null,null,"20231013:0630","2023-10-13T12:59:59.999",791.95,63.88,23.88,0.83,0]
[null,null,"20231013:0730","2023-10-13T13:59:59.999",488.24,50.22,25.36,0.28000000000000003,0]
[null,null,"20231013:0830","2023-10-13T14:59:59.999",277.74,35.869999999999997,24.47,0.14000000000000001,0]
[null,null,"20231013:0930","2023-10-13T15:59:59.999",99.87,21.26,22.73,0.55000000000000004,0]
[null,null,"20231013:1030",{"$f":"D6859+1/24","v":"2023-10-13T16:59:59.999"},14.42,6.53,21.34,7.0000000000000007E-2,0]
[null,null,"20231013:1130","2023-10-13T17:59:59.999",0,0,20.96,7.0000000000000007E-2,0]
[null,null,"20231013:1230","2023-10-13T18:59:59.999",0,0,20.69,0.14000000000000001,0]
[null,null,"20231013:1330","2023-10-13T19:59:59.999",0,0,20.61,7.0000000000000007E-2,0]
[null,null,"20231013:1430","2023-10-13T20:59:59.999",0,0,20.47,0.28000000000000003,0]
[null,null,"20231013:1530","2023-10-13T21:59:59.999",0,0,20.170000000000002,0.41,0]
[null,null,"20231013:1630","2023-10-13T22:59:59.999",0,0,20.09,0.34,0]
[null,null,"20231013:1730","2023-10-13T23:59:59.999",0,0,19.920000000000002,0.28000000000000003,0]
[null,null,"20231013:1830","2023-10-14T00:59:59.999",0,0,19.82,0.34,0]
[null,null,"20231013:1930","2023-10-14T01:59:59.999",0,0,19.899999999999999,0.41,0]
[null,null,"20231013:2030","2023-10-14T02:59:59.999",0,0,19.82,0.55000000000000004,0]
[null,null,"20231013:2130","2023-10-14T03:59:59.999",0,0,19.63,0.55000000000000004,0]
[null,null,"20231013:2230","2023-10-14T04:59:59.999",0,0,19.510000000000002,0.55000000000000004,0]
[null,null,"20231013:2330","2023-10-14T05:59:59.999",72.02,6.81,19.22,0.9,0]
[null,null,"20231014:0030","2023-10-14T06:59:59.999",293.20999999999998,21.54,20.23,0.48,0]
[null,null,"20231014:0130","2023-10-14T07:59:59.999",481.84,36.119999999999997,21.94,0.48,0]
[null,null,"20231014:0230","2023-10-14T08:59:59.999",722.11,50.43,23.31,0.55000000000000004,0]
[null,null,"20231014:0330","2023-10-14T09:59:59.999",810.65,63.99,24.83,0.34,0]
[null,null,"20231014:0430","2023-10-14T10:59:59.999",844.19,74.680000000000007,25.85,0.48,0]
[null,null,"20231014:0530","2023-10-14T11:59:59.999",835.2,74.48,26.36,0.76,0]
[null,null,"20231014:0630","2023-10-14T12:59:59.999",497.93,63.65,24.6,0.55000000000000004,0]
[null,null,"20231014:0730","2023-10-14T13:59:59.999",265.92,50.05,23.61,0.69,0]
[null,null,"20231014:0830","2023-10-14T14:59:59.999",235.76,35.74,22.84,0.62,0]
[null,null,"20231014:0930","2023-10-14T15:59:59.999",144.03,21.15,22.65,0.97,0]
[null,null,"20231014:1030","2023-10-14T16:59:59.999",32.090000000000003,6.43,22.17,1.03,0]
[null,null,"20231014:1130","2023-10-14T17:59:59.999",0,0,21.58,0.97,0]
[null,null,"20231014:1230","2023-10-14T18:59:59.999",0,0,21.45,0.48,0]
[null,null,"20231014:1330","2023-10-14T19:59:59.999",0,0,21.07,0.83,0]
[null,null,"20231014:1430","2023-10-14T20:59:59.999",0,0,20.8,0.83,0]
[null,null,"20231014:1530","2023-10-14T21:59:59.999",0,0,20.49,0.69,0]
[null,null,"20231014:1630","2023-10-14T22:59:59.999",0,0,20.46,0.62,0]
[null,null,"20231014:1730","2023-10-14T23:59:59.999",0,0,20.29,0.83,0]
[null,null,"20231014:1830","2023-10-15T00:59:59.999",0,0,20.21,0.83,0]
[null,null,"20231014:1930","2023-10-15T01:59:59.999",0,0,19.96,0.41,0]
[null,null,"20231014:2030","2023-10-15T02:59:59.999",0,0,19.920000000000002,0.48,0]
[null,null,"20231014:2130","2023-10-15T03:59:59.999",0,0,19.88,0.76,0]
[null,null,"20231014:2230","2023-10-15T04:59:59.999",0,0,19.77,0.83,0]
[null,null,"20231014:2330","2023-10-15T05:59:59.999",35.04,6.83,19.66,0.76,0]
[null,null,"20231015:0030","2023-10-15T06:59:59.999",171.24,21.53,20.010000000000002,0.62,0]
[null,null,"20231015:0130","2023-10-15T07:59:59.999",326.26,36.090000000000003,21.22,0.55000000000000004,0]
[null,null,"20231015:0230","2023-10-15T08:59:59.999",513.80999999999995,50.36,22.59,0.9,0]
[null,null,"20231015:0330","2023-10-15T09:59:59.999",615.23,63.84,23.74,1.03,0]
[null,null,"20231015:0430","2023-10-15T10:59:59.999",635.12,74.37,24.44,1.03,0]
[null,null,"20231015:0530","2023-10-15T11:59:59.999",743.39,74.13,25.15,1.31,0]
[null,null,"20231015:0630","2023-10-15T12:59:59.999",607.74,63.41,24.06,0.97,0]
[null,null,"20231015:0730","2023-10-15T13:59:59.999",564.51,49.88,25.43,0.76,0]
[null,null,"20231015:0830","2023-10-15T14:59:59.999",243.86,35.6,24.31,1.38,0]
[null,null,"20231015:0930","2023-10-15T15:59:59.999",74.66,21.04,21.94,0.9,0]
[null,null,"20231015:1030","2023-10-15T16:59:59.999",21.26,6.34,20.99,0.34,0]
[null,null,"20231015:1130","2023-10-15T17:59:59.999",0,0,20.66,0.34,0]
[null,null,"20231015:1230","2023-10-15T18:59:59.999",0,0,20.350000000000001,0.48,0]
[null,null,"20231015:1330","2023-10-15T19:59:59.999",0,0,20.27,0.34,0]
[null,null,"20231015:1430","2023-10-15T20:59:59.999",0,0,20.190000000000001,0.48,0]
[null,null,"20231015:1530","2023-10-15T21:59:59.999",0,0,20.02,0.69,0]
[null,null,"20231015:1630","2023-10-15T22:59:59.999",0,0,19.97,0.69,0]
[null,null,"20231015:1730","2023-10-15T23:59:59.999",0,0,19.75,0.76,0]
[null,null,"20231015:1830","2023-10-16T00:59:59.999",0,0,19.53,0.69,0]
[null,null,"20231015:1930","2023-10-16T01:59:59.999",0,0,19.510000000000002,0.55000000000000004,0]
[null,null,"20231015:2030","2023-10-16T02:59:59.999",0,0,19.510000000000002,0.69,0]
[null,null,"20231015:2130","2023-10-16T03:59:59.999",0,0,19.329999999999998,0.83,0]
[null,null,"20231015:2230","2023-10-16T04:59:59.999",0,0,19.329999999999998,0.69,0]
[null,null,"20231015:2330","2023-10-16T05:59:59.999",44.38,6.83,19.21,0.69,0]
[null,null,"20231016:0030","2023-10-16T06:59:59.999",217.39,21.52,19.98,0.69,0]
[null,null,"20231016:0130","2023-10-16T07:59:59.999",473.67,36.06,21.48,1.03,0]
[null,null,"20231016:0230",{"$f":"D6923+1/24","v":"2023-10-16T08:59:59.999"},599.79999999999995,50.28,23.01,0.83,0]
[null,null,"20231016:0330","2023-10-16T09:59:59.999",689.73,63.69,24.12,0.83,0]
[null,null,"20231016:0430","2023-10-16T10:59:59.999",627.91999999999996,74.069999999999993,25.04,1.24,0]
[null,null,"20231016:0530","2023-10-16T11:59:59.999",459.92,73.790000000000006,24.02,1.03,0]
[null,null,"20231016:0630","2023-10-16T12:59:59.999",268.93,63.18,23.59,0.97,0]
[null,null,"20231016:0730","2023-10-16T13:59:59.999",267.39999999999998,49.72,21.91,1.38,0]
[null,null,"20231016:0830","2023-10-16T14:59:59.999",165.97,35.47,21.48,0.97,0]
[null,null,"20231016:0930","2023-10-16T15:59:59.999",79.02,20.93,21.12,0.28000000000000003,0]
[null,null,"20231016:1030","2023-10-16T16:59:59.999",20.96,6.25,21.04,0.21,0]
[null,null,"20231016:1130","2023-10-16T17:59:59.999",0,0,20.78,0.41,0]
[null,null,"20231016:1230","2023-10-16T18:59:59.999",0,0,20.52,0.48,0]
[null,null,"20231016:1330","2023-10-16T19:59:59.999",0,0,20.329999999999998,0.48,0]
[null,null,"20231016:1430","2023-10-16T20:59:59.999",0,0,20.23,0.55000000000000004,0]
[null,null,"20231016:1530","2023-10-16T21:59:59.999",0,0,20.059999999999999,0.69,0]
[null,null,"20231016:1630","2023-10-16T22:59:59.999",0,0,19.82,0.69,0]
[null,null,"20231016:1730","2023-10-16T23:59:59.999",0,0,19.8,0.55000000000000004,0]
[null,null,"20231016:1830","2023-10-17T00:59:59.999",0,0,19.66,0.55000000000000004,0]
[null,null,"20231016:1930","2023-10-17T01:59:59.999",0,0,19.8,0.62,0]
[null,null,"20231016:2030","2023-10-17T02:59:59.999",0,0,19.36,0.41,0]
[null,null,"20231016:2130","2023-10-17T03:59:59.999",0,0,19.48,0.55000000000000004,0]
[null,null,"20231016:2230","2023-10-17T04:59:59.999",0,0,19.579999999999998,0.69,0]
[null,null,"20231016:2330","2023-10-17T05:59:59.999",42.64,6.84,19.579999999999998,0.34,0]
[null,null,"20231017:0030","2023-10-17T06:59:59.999",199.42,21.51,20.05,0.48,0]
[null,null,"20231017:0130","2023-10-17T07:59:59.999",430.03,36.01,21.33,0.69,0]
[null,null,"20231017:0230","2023-10-17T08:59:59.999",533.12,50.2,22.89,0.76,0]
[null,null,"20231017:0330","2023-10-17T09:59:59.999",649.01,63.54,24.11,0.41,0]
[null,null,"20231017:0430","2023-10-17T10:59:59.999",576.27,73.760000000000005,24.72,0.55000000000000004,0]
[null,null,"20231017:0530","2023-10-17T11:59:59.999",375.31,73.44,23.96,0.28000000000000003,0]
[null,null,"20231017:0630","2023-10-17T12:59:59.999",389.94,62.95,23.18,0.62,0]
[null,null,"20231017:0730","2023-10-17T13:59:59.999",229.11,49.55,22.33,0.55000000000000004,0]
[null,null,"20231017:0830","2023-10-17T14:59:59.999",157.35,35.340000000000003,22,0.9,0]
[null,null,"20231017:0930","2023-10-17T15:59:59.999",121.16,20.82,21.64,0.97,0]
[null,null,"20231017:1030","2023-10-17T16:59:59.999",27.85,6.16,21.48,0.9,0]
[null,null,"20231017:1130","2023-10-17T17:59:59.999",0,0,20.89,0.62,0]
[null,null,"20231017:1230","2023-10-17T18:59:59.999",0,0,20.58,0.83,0]
[null,null,"20231017:1330","2023-10-17T19:59:59.999",0,0,20.440000000000001,0.76,0]
[null,null,"20231017:1430","2023-10-17T20:59:59.999",0,0,20.36,0.62,0]
[null,null,"20231017:1530","2023-10-17T21:59:59.999",0,0,20.29,0.48,0]
[null,null,"20231017:1630","2023-10-17T22:59:59.999",0,0,20.16,0.55000000000000004,0]
[null,null,"20231017:1730","2023-10-17T23:59:59.999",0,0,20.05,0.34,0]
[null,null,"20231017:1830","2023-10-18T00:59:59.999",0,0,19.850000000000001,0.28000000000000003,0]
[null,null,"20231017:1930","2023-10-18T01:59:59.999",0,0,19.59,0.34,0]
[null,null,"20231017:2030","2023-10-18T02:59:59.999",0,0,19.510000000000002,0.48,0]
[null,null,"20231017:2130","2023-10-18T03:59:59.999",0,0,19.52,0.55000000000000004,0]
[null,null,"20231017:2230","2023-10-18T04:59:59.999",0,0,19.54,0.48,0]
[null,null,"20231017:2330","2023-10-18T05:59:59.999",48.39,6.85,19.64,0.55000000000000004,0]
[null,null,"20231018:0030","2023-10-18T06:59:59.999",226.9,21.49,20.02,0.41,0]
[null,null,"20231018:0130","2023-10-18T07:59:59.999",341.5,35.97,21.31,0.55000000000000004,0]
[null,null,"20231018:0230","2023-10-18T08:59:59.999",554.76,50.12,22.36,0.55000000000000004,0]
[null,null,"20231018:0330","2023-10-18T09:59:59.999",854.79,63.37,23.6,0.28000000000000003,0]
[null,null,"20231018:0430","2023-10-18T10:59:59.999",862.91,73.45,25.53,0.21,0]
[null,null,"20231018:0530","2023-10-18T11:59:59.999",837.49,73.099999999999994,26.12,0.48,0]
[null,null,"20231018:0630","2023-10-18T12:59:59.999",603.70000000000005,62.72,25.56,0.9,0]
[null,null,"20231018:0730","2023-10-18T13:59:59.999",505.41,49.38,23.65,0.97,0]
[null,null,"20231018:0830","2023-10-18T14:59:59.999",199.48,35.21,23.66,1.03,0]
[null,null,"20231018:0930","2023-10-18T15:59:59.999",56.04,20.72,22.27,0.14000000000000001,0]
[null,null,"20231018:1030","2023-10-18T16:59:59.999",26.35,6.07,21.85,0.28000000000000003,0]
[null,null,"20231018:1130","2023-10-18T17:59:59.999",0,0,21.42,0.48,0]
[null,null,"20231018:1230","2023-10-18T18:59:59.999",0,0,21.19,0.34,0]
[null,null,"20231018:1330","2023-10-18T19:59:59.999",0,0,20.82,0.28000000000000003,0]
[null,null,"20231018:1430","2023-10-18T20:59:59.999",0,0,20.71,0.34,0]
[null,null,"20231018:1530","2023-10-18T21:59:59.999",0,0,20.43,0.48,0]
[null,null,"20231018:1630","2023-10-18T22:59:59.999",0,0,20.27,0.41,0]
[null,null,"20231018:1730","2023-10-18T23:59:59.999",0,0,19.920000000000002,0.28000000000000003,0]
[null,null,"20231018:1830",{"$f":"D6987+1/24","v":"2023-10-19T00:59:59.999"},0,0,19.84,0.28000000000000003,0]
[null,null,"20231018:1930","2023-10-19T01:59:59.999",0,0,19.079999999999998,0.41,0]
[null,null,"20231018:2030","2023-10-19T02:59:59.999",0,0,19.16,0.34,0]
[null,null,"20231018:2130","2023-10-19T03:59:59.999",0,0,19.14,0.21,0]
[null,null,"20231018:2230","2023-10-19T04:59:59.999",0,0,19.29,0.48,0]
[null,null,"20231018:2330","2023-10-19T05:59:59.999",55.02,6.85,19.149999999999999,0.41,0]
[null,null,"20231019:0030","2023-10-19T06:59:59.999",258.33,21.47,19.89,0.48,0]
[null,null,"20231019:0130","2023-10-19T07:59:59.999",466.41,35.92,21.48,0.34,0]
[null,null,"20231019:0230","2023-10-19T08:59:59.999",633.25,50.02,22.82,0.21,0]
[null,null,"20231019:0330","2023-10-19T09:59:59.999",760.61,63.21,24.16,0.41,0]
[null,null,"20231019:0430","2023-10-19T10:59:59.999",709.59,73.14,25.12,0.76,0]
[null,null,"20231019:0530","2023-10-19T11:59:59.999",483.26,72.760000000000005,24.1,0.97,0]
[null,null,"20231019:0630","2023-10-19T12:59:59.999",302.99,62.49,22.04,1.17,0]
[null,null,"20231019:0730","2023-10-19T13:59:59.999",233.03,49.22,22.65,0.97,0]
[null,null,"20231019:0830","2023-10-19T14:59:59.999",193.61,35.090000000000003,22.07,0.69,0]
[null,null,"20231019:0930","2023-10-19T15:59:59.999",123.69,20.62,22.47,0.34,0]
[null,null,"20231019:1030","2023-10-19T16:59:59.999",28.65,5.99,22.18,0.48,0]
[null,null,"20231019:1130","2023-10-19T17:59:59.999",0,0,21.64,0.55000000000000004,0]
[null,null,"20231019:1230","2023-10-19T18:59:59.999",0,0,21.14,0.34,0]
[null,null,"20231019:1330","2023-10-19T19:59:59.999",0,0,20.79,0.21,0]
[null,null,"20231019:1430","2023-10-19T20:59:59.999",0,0,20.58,0.48,0]
[null,null,"20231019:1530","2023-10-19T21:59:59.999",0,0,20.29,0.34,0]
[null,null,"20231019:1630","2023-10-19T22:59:59.999",0,0,20.03,0.41,0]
[null,null,"20231019:1730","2023-10-19T23:59:59.999",0,0,19.95,0.55000000000000004,0]
[null,null,"20231019:1830","2023-10-20T00:59:59.999",0,0,19.82,0.41,0]
[null,null,"20231019:1930","2023-10-20T01:59:59.999",0,0,19.760000000000002,0.34,0]
[null,null,"20231019:2030","2023-10-20T02:59:59.999",0,0,19.71,0.34,0]
[null,null,"20231019:2130","2023-10-20T03:59:59.999",0,0,19.600000000000001,0.14000000000000001,0]
[null,null,"20231019:2230","2023-10-20T04:59:59.999",0,0,19.36,0.48,0]
[null,null,"20231019:2330","2023-10-20T05:59:59.999",45.11,6.84,19.260000000000002,0.55000000000000004,0]
[null,null,"20231020:0030","2023-10-20T06:59:59.999",245.51,21.44,19.93,0.41,0]
[null,null,"20231020:0130","2023-10-20T07:59:59.999",443.86,35.869999999999997,21.72,0.21,0]
[null,null,"20231020:0230","2023-10-20T08:59:59.999",613.30999999999995,49.93,23.06,0.55000000000000004,0]
[null,null,"20231020:0330","2023-10-20T09:59:59.999",785.75,63.03,24.19,0.55000000000000004,0]
[null,null,"20231020:0430","2023-10-20T10:59:59.999",721.83,72.83,25.18,0.21,0]
[null,null,"20231020:0530","2023-10-20T11:59:59.999",808.33,72.42,25.63,0.55000000000000004,0]
[null,null,"20231020:0630","2023-10-20T12:59:59.999",785.76,62.26,25.55,0.83,0]
[null,null,"20231020:0730","2023-10-20T13:59:59.999",488.59,49.06,23.54,0.97,0]
[null,null,"20231020:0830","2023-10-20T14:59:59.999",190.19,34.96,23.07,1.38,0]
[null,null,"20231020:0930","2023-10-20T15:59:59.999",58.69,20.52,22.19,0.9,0]
[null,null,"20231020:1030","2023-10-20T16:59:59.999",7.93,5.91,21.26,0.28000000000000003,0]
[null,null,"20231020:1130","2023-10-20T17:59:59.999",0,0,20.68,0.28000000000000003,0]
[null,null,"20231020:1230","2023-10-20T18:59:59.999",0,0,20.56,0.28000000000000003,0]
[null,null,"20231020:1330","2023-10-20T19:59:59.999",0,0,20.309999999999999,0.14000000000000001,0]
[null,null,"20231020:1430","2023-10-20T20:59:59.999",0,0,20.34,0.48,0]
[null,null,"20231020:1530","2023-10-20T21:59:59.999",0,0,20.04,0.48,0]
[null,null,"20231020:1630","2023-10-20T22:59:59.999",0,0,19.97,0.34,0]
[null,null,"20231020:1730","2023-10-20T23:59:59.999",0,0,19.600000000000001,0.28000000000000003,0]
[null,null,"20231020:1830","2023-10-21T00:59:59.999",0,0,19.48,0.14000000000000001,0]
[null,null,"20231020:1930","2023-10-21T01:59:59.999",0,0,19.559999999999999,0.55000000000000004,0]
[null,null,"20231020:2030","2023-10-21T02:59:59.999",0,0,19.61,0.69,0]
[null,null,"20231020:2130","2023-10-21T03:59:59.999",0,0,19.55,0.76,0]
[null,null,"20231020:2230","2023-10-21T04:59:59.999",0,0,19.510000000000002,0.83,0]
[null,null,"20231020:2330","2023-10-21T05:59:59.999",55.93,6.84,19.36,0.83,0]
[null,null,"20231021:0030","2023-10-21T06:59:59.999",282.45,21.41,19.850000000000001,0.55000000000000004,0]
[null,null,"20231021:0130","2023-10-21T07:59:59.999",506.03,35.81,21.48,0.83,0]
[null,null,"20231021:0230","2023-10-21T08:59:59.999",690.03,49.83,22.94,1.03,0]
[null,null,"20231021:0330","2023-10-21T09:59:59.999",727.67,62.86,24.32,0.9,0]
[null,null,"20231021:0430","2023-10-21T10:59:59.999",884.79,72.510000000000005,25.1,0.69,0]
[null,null,"20231021:0530","2023-10-21T11:59:59.999",752.14,72.09,26.06,0.48,0]
[null,null,"20231021:0630","2023-10-21T12:59:59.999",466.51,62.03,25.05,0.21,0]
[null,null,"20231021:0730","2023-10-21T13:59:59.999",295.27999999999997,48.9,23.11,0.34,0]
[null,null,"20231021:0830","2023-10-21T14:59:59.999",193.52,34.840000000000003,22.25,0.34,0]
[null,null,"20231021:0930","2023-10-21T15:59:59.999",91.12,20.420000000000002,21.71,0.21,0]
[null,null,"20231021:1030",{"$f":"D7051+1/24","v":"2023-10-21T16:59:59.999"},22.11,5.84,21.09,0.14000000000000001,0]
[null,null,"20231021:1130","2023-10-21T17:59:59.999",0,0,20.440000000000001,0.14000000000000001,0]
[null,null,"20231021:1230","2023-10-21T18:59:59.999",0,0,20.079999999999998,0.62,0]
[null,null,"20231021:1330","2023-10-21T19:59:59.999",0,0,19.97,0.41,0]
[null,null,"20231021:1430","2023-10-21T20:59:59.999",0,0,19.84,0.34,0]
[null,null,"20231021:1530","2023-10-21T21:59:59.999",0,0,19.739999999999998,0.48,0]
[null,null,"20231021:1630","2023-10-21T22:59:59.999",0,0,19.489999999999998,0.48,0]
[null,null,"20231021:1730","2023-10-21T23:59:59.999",0,0,19.420000000000002,0.55000000000000004,0]
[null,null,"20231021:1830","2023-10-22T00:59:59.999",0,0,19.39,0.55000000000000004,0]
[null,null,"20231021:1930","2023-10-22T01:59:59.999",0,0,19.25,0.41,0]
[null,null,"20231021:2030","2023-10-22T02:59:59.999",0,0,19.25,0.55000000000000004,0]
[null,null,"20231021:2130","2023-10-22T03:59:59.999",0,0,19.399999999999999,0.62,0]
[null,null,"20231021:2230","2023-10-22T04:59:59.999",0,0,19.2,0.76,0]
[null,null,"20231021:2330","2023-10-22T05:59:59.999",50.19,6.83,19.07,0.69,0]
[null,null,"20231022:0030","2023-10-22T06:59:59.999",180.26,21.38,19.5,0.41,0]
[null,null,"20231022:0130","2023-10-22T07:59:59.999",478.15,35.75,20.420000000000002,0.34,0]
[null,null,"20231022:0230","2023-10-22T08:59:59.999",627.79,49.73,22.27,0.34,0]
[null,null,"20231022:0330","2023-10-22T09:59:59.999",840.85,62.68,23.63,0.48,0]
[null,null,"20231022:0430","2023-10-22T10:59:59.999",762.27,72.2,24.9,0.48,0]
[null,null,"20231022:0530","2023-10-22T11:59:59.999",880.73,71.75,24.36,0.14000000000000001,0]
[null,null,"20231022:0630","2023-10-22T12:59:59.999",691.15,61.81,23.75,0.55000000000000004,0]
[null,null,"20231022:0730","2023-10-22T13:59:59.999",237.02,48.74,22.75,0.76,0]
[null,null,"20231022:0830","2023-10-22T14:59:59.999",103.57,34.72,21.81,0.55000000000000004,0]
[null,null,"20231022:0930","2023-10-22T15:59:59.999",64.900000000000006,20.329999999999998,21.11,0.34,0]
[null,null,"20231022:1030","2023-10-22T16:59:59.999",17.87,5.76,20.82,0.21,0]
[null,null,"20231022:1130","2023-10-22T17:59:59.999",0,0,20.48,0.48,0]
[null,null,"20231022:1230","2023-10-22T18:59:59.999",0,0,20.22,0.48,0]
[null,null,"20231022:1330","2023-10-22T19:59:59.999",0,0,19.989999999999998,0.28000000000000003,0]
[null,null,"20231022:1430","2023-10-22T20:59:59.999",0,0,19.760000000000002,0.14000000000000001,0]
[null,null,"20231022:1530","2023-10-22T21:59:59.999",0,0,19.510000000000002,0.48,0]
[null,null,"20231022:1630","2023-10-22T22:59:59.999",0,0,19.170000000000002,0.48,0]
[null,null,"20231022:1730","2023-10-22T23:59:59.999",0,0,19.02,0.55000000000000004,0]
[null,null,"20231022:1830","2023-10-23T00:59:59.999",0,0,19.09,0.41,0]
[null,null,"20231022:1930","2023-10-23T01:59:59.999",0,0,18.7,0.97,0]
[null,null,"20231022:2030","2023-10-23T02:59:59.999",0,0,18.39,0.62,0]
[null,null,"20231022:2130","2023-10-23T03:59:59.999",0,0,18.190000000000001,0.41,0]
[null,null,"20231022:2230","2023-10-23T04:59:59.999",0,0,18.059999999999999,0.41,0]
[null,null,"20231022:2330","2023-10-23T05:59:59.999",70.88,6.82,17.97,0.28000000000000003,0]
[null,null,"20231023:0030","2023-10-23T06:59:59.999",270,21.34,18.920000000000002,0.14000000000000001,0]
[null,null,"20231023:0130","2023-10-23T07:59:59.999",525.37,35.69,21.18,7.0000000000000007E-2,0]
[null,null,"20231023:0230","2023-10-23T08:59:59.999",686.82,49.62,22.77,0.41,0]
[null,null,"20231023:0330","2023-10-23T09:59:59.999",868.54,62.49,24.05,0.62,0]
[null,null,"20231023:0430","2023-10-23T10:59:59.999",874.94,71.89,25.35,0.97,0]
[null,null,"20231023:0530","2023-10-23T11:59:59.999",878.43,71.42,26.06,1.31,0]
[null,null,"20231023:0630","2023-10-23T12:59:59.999",642.72,61.58,25.56,1.31,0]
[null,null,"20231023:0730","2023-10-23T13:59:59.999",466.8,48.58,24.04,0.34,0]
[null,null,"20231023:0830","2023-10-23T14:59:59.999",434.77,34.6,23.45,0.55000000000000004,0]
[null,null,"20231023:0930","2023-10-23T15:59:59.999",218.71,20.239999999999998,23.05,0.9,0]
[null,null,"20231023:1030","2023-10-23T16:59:59.999",20.91,5.69,22.58,0.83,0]
[null,null,"20231023:1130","2023-10-23T17:59:59.999",0,0,21.95,0.55000000000000004,0]
[null,null,"20231023:1230","2023-10-23T18:59:59.999",0,0,21.36,0.28000000000000003,0]
[null,null,"20231023:1330","2023-10-23T19:59:59.999",0,0,21.08,0.14000000000000001,0]
[null,null,"20231023:1430","2023-10-23T20:59:59.999",0,0,20.89,0.28000000000000003,0]
[null,null,"20231023:1530","2023-10-23T21:59:59.999",0,0,20.420000000000002,0.55000000000000004,0]
[null,null,"20231023:1630","2023-10-23T22:59:59.999",0,0,19.82,0.48,0]
[null,null,"20231023:1730","2023-10-23T23:59:59.999",0,0,19.32,0.41,0]
[null,null,"20231023:1830","2023-10-24T00:59:59.999",0,0,19.149999999999999,0.21,0]
[null,null,"20231023:1930","2023-10-24T01:59:59.999",0,0,19.45,0.34,0]
[null,null,"20231023:2030","2023-10-24T02:59:59.999",0,0,19.16,0.55000000000000004,0]
[null,null,"20231023:2130","2023-10-24T03:59:59.999",0,0,19.11,0.34,0]
[null,null,"20231023:2230","2023-10-24T04:59:59.999",0,0,18.89,0.34,0]
[null,null,"20231023:2330","2023-10-24T05:59:59.999",74.55,6.81,18.64,0.55000000000000004,0]
[null,null,"20231024:0030","2023-10-24T06:59:59.999",290.07,21.31,19.8,0.14000000000000001,0]
[null,null,"20231024:0130","2023-10-24T07:59:59.999",536.88,35.619999999999997,21.63,0.55000000000000004,0]
[null,null,"20231024:0230",{"$f":"D7115+1/24","v":"2023-10-24T08:59:59.999"},687.17,49.51,23.07,0.69,0]
[null,null,"20231024:0330","2023-10-24T09:59:59.999",793.21,62.3,24.34,0.83,0]
[null,null,"20231024:0430","2023-10-24T10:59:59.999",717.97,71.569999999999993,24.95,1.24,0]
[null,null,"20231024:0530","2023-10-24T11:59:59.999",806.79,71.099999999999994,23.05,1.17,0]
[null,null,"20231024:0630","2023-10-24T12:59:59.999",397.03,61.36,24.39,0.83,0]
[null,null,"20231024:0730","2023-10-24T13:59:59.999",321.58,48.43,23.01,0.69,0]
[null,null,"20231024:0830","2023-10-24T14:59:59.999",231.68,34.49,22.6,0.28000000000000003,0]
[null,null,"20231024:0930","2023-10-24T15:59:59.999",112.94,20.149999999999999,22.3,0.28000000000000003,0]
[null,null,"20231024:1030","2023-10-24T16:59:59.999",21.21,5.63,20.94,0.21,0]
[null,null,"20231024:1130","2023-10-24T17:59:59.999",0,0,20.45,0.28000000000000003,0]
[null,null,"20231024:1230","2023-10-24T18:59:59.999",0,0,20.21,7.0000000000000007E-2,0]
[null,null,"20231024:1330","2023-10-24T19:59:59.999",0,0,20.09,0.28000000000000003,0]
[null,null,"20231024:1430","2023-10-24T20:59:59.999",0,0,19.78,0.21,0]
[null,null,"20231024:1530","2023-10-24T21:59:59.999",0,0,19.82,7.0000000000000007E-2,0]
[null,null,"20231024:1630","2023-10-24T22:59:59.999",0,0,19.52,0.41,0]
[null,null,"20231024:1730","2023-10-24T23:59:59.999",0,0,19.329999999999998,0.48,0]
[null,null,"20231024:1830","2023-10-25T00:59:59.999",0,0,19.11,0.48,0]
[null,null,"20231024:1930","2023-10-25T01:59:59.999",0,0,18.510000000000002,0.21,0]
[null,null,"20231024:2030","2023-10-25T02:59:59.999",0,0,18.43,0,0]
[null,null,"20231024:2130","2023-10-25T03:59:59.999",0,0,18.39,0.34,0]
[null,null,"20231024:2230","2023-10-25T04:59:59.999",0,0,18.440000000000001,0.55000000000000004,0]
[null,null,"20231024:2330","2023-10-25T05:59:59.999",56.27,6.79,18.5,0.48,0]
[null,null,"20231025:0030","2023-10-25T06:59:59.999",251.91,21.26,19.2,0.28000000000000003,0]
[null,null,"20231025:0130","2023-10-25T07:59:59.999",455.42,35.549999999999997,21,0.34,0]
[null,null,"20231025:0230","2023-10-25T08:59:59.999",664.08,49.39,22.7,0.41,0]
[null,null,"20231025:0330","2023-10-25T09:59:59.999",852.46,62.11,24.32,0.14000000000000001,0]
[null,null,"20231025:0430","2023-10-25T10:59:59.999",821.95,71.260000000000005,25.51,0.28000000000000003,0]
[null,null,"20231025:0530","2023-10-25T11:59:59.999",729.25,70.77,26.15,0.83,0]
[null,null,"20231025:0630","2023-10-25T12:59:59.999",644.83000000000004,61.14,24.44,0.55000000000000004,0]
[null,null,"20231025:0730","2023-10-25T13:59:59.999",296.58,48.27,23.35,0.83,0]
[null,null,"20231025:0830","2023-10-25T14:59:59.999",163.79,34.380000000000003,22.2,0.97,0]
[null,null,"20231025:0930","2023-10-25T15:59:59.999",83.18,20.07,21.28,0.28000000000000003,0]
[null,null,"20231025:1030","2023-10-25T16:59:59.999",13.32,5.56,20.78,0.21,0]
[null,null,"20231025:1130","2023-10-25T17:59:59.999",0,0,20.14,0.14000000000000001,0]
[null,null,"20231025:1230","2023-10-25T18:59:59.999",0,0,20.05,0.41,0]
[null,null,"20231025:1330","2023-10-25T19:59:59.999",0,0,19.78,0.48,0]
[null,null,"20231025:1430","2023-10-25T20:59:59.999",0,0,19.809999999999999,0.69,0]
[null,null,"20231025:1530","2023-10-25T21:59:59.999",0,0,19.760000000000002,0.69,0]
[null,null,"20231025:1630","2023-10-25T22:59:59.999",0,0,19.649999999999999,0.69,0]
[null,null,"20231025:1730","2023-10-25T23:59:59.999",0,0,19.600000000000001,0.55000000000000004,0]
[null,null,"20231025:1830","2023-10-26T00:59:59.999",0,0,19.39,0.55000000000000004,0]
[null,null,"20231025:1930","2023-10-26T01:59:59.999",0,0,19.18,0.69,0]
[null,null,"20231025:2030","2023-10-26T02:59:59.999",0,0,19.02,0.55000000000000004,0]
[null,null,"20231025:2130","2023-10-26T03:59:59.999",0,0,18.96,0.55000000000000004,0]
[null,null,"20231025:2230","2023-10-26T04:59:59.999",0,0,18.690000000000001,0.62,0]
[null,null,"20231025:2330","2023-10-26T05:59:59.999",44.74,6.77,18.440000000000001,0.62,0]
[null,null,"20231026:0030","2023-10-26T06:59:59.999",244.95,21.22,19.239999999999998,0.34,0]
[null,null,"20231026:0130","2023-10-26T07:59:59.999",516.96,35.47,21.32,0.48,0]
[null,null,"20231026:0230","2023-10-26T08:59:59.999",743.76,49.27,23.12,0.62,0]
[null,null,"20231026:0330","2023-10-26T09:59:59.999",885.57,61.92,24.54,0.69,0]
[null,null,"20231026:0430","2023-10-26T10:59:59.999",880.81,70.95,25.89,0.48,0]
[null,null,"20231026:0530","2023-10-26T11:59:59.999",750.82,70.45,26.6,0.21,0]
[null,null,"20231026:0630","2023-10-26T12:59:59.998",471.06,60.92,25.63,0.48,0]
[null,null,"20231026:0730","2023-10-26T13:59:59.998",429.39,48.12,24.47,0.21,0]
[null,null,"20231026:0830","2023-10-26T14:59:59.998",350.36,34.270000000000003,22.86,0.34,0]
[null,null,"20231026:0930","2023-10-26T15:59:59.998",198.47,19.989999999999998,22.65,0.76,0]
[null,null,"20231026:1030","2023-10-26T16:59:59.998",32.590000000000003,5.5,22.01,0.48,0]
[null,null,"20231026:1130","2023-10-26T17:59:59.998",0,0,21.4,0.41,0]
[null,null,"20231026:1230","2023-10-26T18:59:59.998",0,0,20.91,0.48,0]
[null,null,"20231026:1330","2023-10-26T19:59:59.998",0,0,20.39,0.34,0]
[null,null,"20231026:1430","2023-10-26T20:59:59.998",0,0,20.03,0.48,0]
[null,null,"20231026:1530","2023-10-26T21:59:59.998",0,0,19.73,0.28000000000000003,0]
[null,null,"20231026:1630","2023-10-26T22:59:59.998",0,0,19.47,0.41,0]
[null,null,"20231026:1730","2023-10-26T23:59:59.998",0,0,19.09,0.55000000000000004,0]
[null,null,"20231026:1830",{"$f":"D7179+1/24","v":"2023-10-27T00:59:59.998"},0,0,18.79,0.55000000000000004,0]
[null,null,"20231026:1930","2023-10-27T01:59:59.998",0,0,19.28,0.34,0]
[null,null,"20231026:2030","2023-10-27T02:59:59.998",0,0,19.38,0.34,0]
[null,null,"20231026:2130","2023-10-27T03:59:59.998",0,0,19.34,0.55000000000000004,0]
[null,null,"20231026:2230","2023-10-27T04:59:59.998",0,0,19.399999999999999,0.55000000000000004,0]
[null,null,"20231026:2330","2023-10-27T05:59:59.998",54.04,6.75,19.350000000000001,0.62,0]
[null,null,"20231027:0030","2023-10-27T06:59:59.998",202.08,21.17,20.04,0.48,0]
[null,null,"20231027:0130","2023-10-27T07:59:59.998",434.02,35.39,21.46,0.69,0]
[null,null,"20231027:0230","2023-10-27T08:59:59.998",703.38,49.15,22.87,0.48,0]
[null,null,"20231027:0330","2023-10-27T09:59:59.998",789.34,61.72,24.54,0.21,0]
[null,null,"20231027:0430","2023-10-27T10:59:59.998",769.85,70.63,25.43,0.21,0]
[null,null,"20231027:0530","2023-10-27T11:59:59.998",933.29,70.14,26.12,0.34,0]
[null,null,"20231027:0630","2023-10-27T12:59:59.998",501.29,60.7,26.91,0.48,0]
[null,null,"20231027:0730","2023-10-27T13:59:59.998",372.56,47.97,23.49,1.17,0]
[null,null,"20231027:0830","2023-10-27T14:59:59.998",150.25,34.159999999999997,23.06,0.48,0]
[null,null,"20231027:0930","2023-10-27T15:59:59.998",93.44,19.91,22.28,0.14000000000000001,0]
[null,null,"20231027:1030","2023-10-27T16:59:59.998",11.93,5.45,21.29,0.41,0]
[null,null,"20231027:1130","2023-10-27T17:59:59.998",0,0,20.89,0.28000000000000003,0]
[null,null,"20231027:1230","2023-10-27T18:59:59.998",0,0,20.51,0.14000000000000001,0]
[null,null,"20231027:1330","2023-10-27T19:59:59.998",0,0,20.51,0.41,0]
[null,null,"20231027:1430","2023-10-27T20:59:59.998",0,0,20.39,0.34,0]
[null,null,"20231027:1530","2023-10-27T21:59:59.998",0,0,20.25,0.21,0]
[null,null,"20231027:1630","2023-10-27T22:59:59.998",0,0,20.079999999999998,7.0000000000000007E-2,0]
[null,null,"20231027:1730","2023-10-27T23:59:59.998",0,0,20.05,7.0000000000000007E-2,0]
[null,null,"20231027:1830","2023-10-28T00:59:59.998",0,0,19.78,0.34,0]
[null,null,"20231027:1930","2023-10-28T01:59:59.998",0,0,19.809999999999999,0.41,0]
[null,null,"20231027:2030","2023-10-28T02:59:59.998",0,0,19.78,0.21,0]
[null,null,"20231027:2130","2023-10-28T03:59:59.998",0,0,19.7,0.48,0]
[null,null,"20231027:2230","2023-10-28T04:59:59.998",0,0,19.5,0.14000000000000001,0]
[null,null,"20231027:2330","2023-10-28T05:59:59.998",51.58,6.72,19.48,0.34,0]
[null,null,"20231028:0030","2023-10-28T06:59:59.998",238.89,21.12,19.989999999999998,0.69,0]
[null,null,"20231028:0130","2023-10-28T07:59:59.998",491.69,35.31,21.33,0.41,0]
[null,null,"20231028:0230","2023-10-28T08:59:59.998",713.61,49.02,22.85,0.14000000000000001,0]
[null,null,"20231028:0330","2023-10-28T09:59:59.998",798.24,61.52,24.58,0.34,0]
[null,null,"20231028:0430","2023-10-28T10:59:59.998",904.98,70.319999999999993,25.34,0.76,0]
[null,null,"20231028:0530","2023-10-28T11:59:59.998",603.53,69.819999999999993,26.05,1.03,0]
[null,null,"20231028:0630","2023-10-28T12:59:59.998",424.73,60.49,23,0.34,0]
[null,null,"20231028:0730","2023-10-28T13:59:59.998",288,47.83,23.31,0.48,0]
[null,null,"20231028:0830","2023-10-28T14:59:59.998",78.78,34.06,22.25,0.48,0]
[null,null,"20231028:0930","2023-10-28T15:59:59.998",47.14,19.829999999999998,21.03,0.48,0]
[null,null,"20231028:1030","2023-10-28T16:59:59.998",9.7799999999999994,5.39,20.66,0.14000000000000001,0]
[null,null,"20231028:1130","2023-10-28T17:59:59.998",0,0,20.420000000000002,0.28000000000000003,0]
[null,null,"20231028:1230","2023-10-28T18:59:59.998",0,0,20.27,0.28000000000000003,0]
[null,null,"20231028:1330","2023-10-28T19:59:59.998",0,0,20.16,0.28000000000000003,0]
[null,null,"20231028:1430","2023-10-28T20:59:59.998",0,0,20.059999999999999,0.28000000000000003,0]
[null,null,"20231028:1530","2023-10-28T21:59:59.998",0,0,19.89,0.41,0]
[null,null,"20231028:1630","2023-10-28T22:59:59.998",0,0,19.59,0.28000000000000003,0]
[null,null,"20231028:1730","2023-10-28T23:59:59.998",0,0,19.38,0.21,0]
[null,null,"20231028:1830","2023-10-29T00:59:59.998",0,0,19.13,0.28000000000000003,0]
[null,null,"20231028:1930","2023-10-29T01:59:59.998",0,0,19.809999999999999,0.34,0]
[null,null,"20231028:2030","2023-10-29T02:59:59.998",0,0,19.77,0.41,0]
[null,null,"20231028:2130","2023-10-29T03:59:59.998",0,0,19.62,0.28000000000000003,0]
[null,null,"20231028:2230","2023-10-29T04:59:59.998",0,0,19.64,0,0]
[null,null,"20231028:2330","2023-10-29T05:59:59.998",43.85,6.69,19.57,0.21,0]
[null,null,"20231029:0030","2023-10-29T06:59:59.998",175.46,21.06,19.809999999999999,7.0000000000000007E-2,0]
[null,null,"20231029:0130","2023-10-29T07:59:59.998",431.93,35.229999999999997,20.48,0.28000000000000003,0]
[null,null,"20231029:0230","2023-10-29T08:59:59.998",588.39,48.89,22.14,0.55000000000000004,0]
[null,null,"20231029:0330","2023-10-29T09:59:59.998",632.79,61.31,23.37,0.9,0]
[null,null,"20231029:0430","2023-10-29T10:59:59.998",898.63,70.010000000000005,24.29,1.1000000000000001,0]
[null,null,"20231029:0530","2023-10-29T11:59:59.998",664.7,69.52,25.15,1.17,0]
[null,null,"20231029:0630","2023-10-29T12:59:59.998",374,60.28,23.06,1.79,0]
[null,null,"20231029:0730","2023-10-29T13:59:59.998",299.19,47.68,23.27,0.48,0]
[null,null,"20231029:0830","2023-10-29T14:59:59.998",262,33.96,22.25,0.76,0]
[null,null,"20231029:0930","2023-10-29T15:59:59.998",83,19.760000000000002,21.61,0.41,0]
[null,null,"20231029:1030",{"$f":"D7243+1/24","v":"2023-10-29T16:59:59.998"},14.92,5.34,20.86,0.21,0]
[null,null,"20231029:1130","2023-10-29T17:59:59.998",0,0,20.53,0.41,0]
[null,null,"20231029:1230","2023-10-29T18:59:59.998",0,0,20.09,0.34,0]
[null,null,"20231029:1330","2023-10-29T19:59:59.998",0,0,19.920000000000002,0.48,0]
[null,null,"20231029:1430","2023-10-29T20:59:59.998",0,0,19.89,0.41,0]
[null,null,"20231029:1530","2023-10-29T21:59:59.998",0,0,19.84,0.41,0]
[null,null,"20231029:1630","2023-10-29T22:59:59.998",0,0,19.61,0.55000000000000004,0]
[null,null,"20231029:1730","2023-10-29T23:59:59.998",0,0,19.46,0.48,0]
[null,null,"20231029:1830","2023-10-30T00:59:59.998",0,0,19.28,0.48,0]
[null,null,"20231029:1930","2023-10-30T01:59:59.998",0,0,18.89,0.41,0]
[null,null,"20231029:2030","2023-10-30T02:59:59.998",0,0,18.690000000000001,0.34,0]
[null,null,"20231029:2130","2023-10-30T03:59:59.998",0,0,18.489999999999998,0.21,0]
[null,null,"20231029:2230","2023-10-30T04:59:59.998",0,0,18.34,0.21,0]
[null,null,"20231029:2330","2023-10-30T05:59:59.998",58.43,6.66,18.239999999999998,0.28000000000000003,0]
[null,null,"20231030:0030","2023-10-30T06:59:59.998",210.8,21,19.440000000000001,0.21,0]
[null,null,"20231030:0130","2023-10-30T07:59:59.998",438.48,35.14,21.11,0.28000000000000003,0]
[null,null,"20231030:0230","2023-10-30T08:59:59.998",616.66,48.75,22.61,0.97,0]
[null,null,"20231030:0330","2023-10-30T09:59:59.998",542.63,61.1,23.71,1.17,0]
[null,null,"20231030:0430","2023-10-30T10:59:59.998",701.45,69.7,24.15,1.03,0]
[null,null,"20231030:0530","2023-10-30T11:59:59.998",665.39,69.209999999999994,24.77,0.62,0]
[null,null,"20231030:0630","2023-10-30T12:59:59.998",398.92,60.07,24.93,0.83,0]
[null,null,"20231030:0730","2023-10-30T13:59:59.998",324.87,47.54,24.48,1.31,0]
[null,null,"20231030:0830","2023-10-30T14:59:59.998",221.05,33.86,23.56,0.9,0]
[null,null,"20231030:0930","2023-10-30T15:59:59.998",98.26,19.690000000000001,22.25,0.9,0]
[null,null,"20231030:1030","2023-10-30T16:59:59.998",18.46,5.3,21.67,0.69,0]
[null,null,"20231030:1130","2023-10-30T17:59:59.998",0,0,21.04,0.69,0]
[null,null,"20231030:1230","2023-10-30T18:59:59.998",0,0,20.81,0.14000000000000001,0]
[null,null,"20231030:1330","2023-10-30T19:59:59.998",0,0,20.76,0.34,0]
[null,null,"20231030:1430","2023-10-30T20:59:59.998",0,0,20.64,0.55000000000000004,0]
[null,null,"20231030:1530","2023-10-30T21:59:59.998",0,0,20.47,0.69,0]
[null,null,"20231030:1630","2023-10-30T22:59:59.998",0,0,20.3,0.41,0]
[null,null,"20231030:1730","2023-10-30T23:59:59.998",0,0,19.79,0.41,0]
[null,null,"20231030:1830","2023-10-31T00:59:59.998",0,0,19.510000000000002,0.41,0]
[null,null,"20231030:1930","2023-10-31T01:59:59.998",0,0,19.25,0.34,0]
[null,null,"20231030:2030","2023-10-31T02:59:59.998",0,0,19.350000000000001,0.34,0]
[null,null,"20231030:2130","2023-10-31T03:59:59.998",0,0,19.37,0.55000000000000004,0]
[null,null,"20231030:2230","2023-10-31T04:59:59.998",0,0,19.39,0.55000000000000004,0]
[null,null,"20231030:2330","2023-10-31T05:59:59.998",45.73,6.62,19.37,0.55000000000000004,0]
[null,null,"20231031:0030","2023-10-31T06:59:59.998",245.05,20.94,19.98,0.41,0]
[null,null,"20231031:0130","2023-10-31T07:59:59.998",344.25,35.04,21.44,0.76,0]
[null,null,"20231031:0230","2023-10-31T08:59:59.998",620.96,48.62,22.48,0.69,0]
[null,null,"20231031:0330","2023-10-31T09:59:59.998",770.35,60.89,23.94,1.1000000000000001,0]
[null,null,"20231031:0430","2023-10-31T10:59:59.998",663.78,69.400000000000006,25.03,1.66,0]
[null,null,"20231031:0530","2023-10-31T11:59:59.998",693.45,68.91,23.66,1.66,0]
[null,null,"20231031:0630","2023-10-31T12:59:59.998",618.64,59.86,24.49,1.24,0]
[null,null,"20231031:0730","2023-10-31T13:59:59.998",430.21,47.4,24.69,1.72,0]
[null,null,"20231031:0830","2023-10-31T14:59:59.998",213.41,33.76,23.61,0.9,0]
[null,null,"20231031:0930","2023-10-31T15:59:59.998",71.239999999999995,19.63,21.95,1.45,0]
[null,null,"20231031:1030","2023-10-31T16:59:59.998",16.87,5.26,21,0.97,0]
[null,null,"20231031:1130","2023-10-31T17:59:59.998",0,0,20.57,0.83,0]
[null,null,"20231031:1230","2023-10-31T18:59:59.998",0,0,20.37,0.62,0]
[null,null,"20231031:1330","2023-10-31T19:59:59.998",0,0,20.37,0.55000000000000004,0]
[null,null,"20231031:1430","2023-10-31T20:59:59.998",0,0,20.239999999999998,0.48,0]
[null,null,"20231031:1530","2023-10-31T21:59:59.998",0,0,20.02,0.34,0]
[null,null,"20231031:1630","2023-10-31T22:59:59.998",0,0,19.82,0.34,0]
[null,null,"20231031:1730","2023-10-31T23:59:59.998",0,0,19.64,0.41,0]
[null,null,"20231031:1830","2023-11-01T00:59:59.998",0,0,19.32,0.48,0]
[null,null,"20231031:1930","2023-11-01T01:59:59.998",0,0,19.62,0.48,0]
[null,null,"20231031:2030","2023-11-01T02:59:59.998",0,0,19.29,0.41,0]
[null,null,"20231031:2130","2023-11-01T03:59:59.998",0,0,19.03,0.14000000000000001,0]
[null,null,"20231031:2230","2023-11-01T04:59:59.998",0,0,18.829999999999998,0.34,0]
[null,null,"20231031:2330","2023-11-01T05:59:59.998",70.14,6.58,18.760000000000002,0.48,0]
[null,null,"20231101:0030","2023-11-01T06:59:59.998",242.05,20.87,19.510000000000002,0.48,0]
[null,null,"20231101:0130","2023-11-01T07:59:59.998",403.71,34.950000000000003,21.04,0.97,0]
[null,null,"20231101:0230",{"$f":"D7307+1/24","v":"2023-11-01T08:59:59.998"},593,48.48,22.41,1.31,0]
[null,null,"20231101:0330","2023-11-01T09:59:59.998",684.46,60.68,23.59,1.79,0]
[null,null,"20231101:0430","2023-11-01T10:59:59.998",913.34,69.09,24.49,1.59,0]
[null,null,"20231101:0530","2023-11-01T11:59:59.998",763.98,68.61,25.65,1.17,0]
[null,null,"20231101:0630","2023-11-01T12:59:59.998",488.57,59.66,25.65,1.45,0]
[null,null,"20231101:0730","2023-11-01T13:59:59.998",338.85,47.27,22.86,1.03,0]
[null,null,"20231101:0830","2023-11-01T14:59:59.998",143.54,33.67,22.82,0.97,0]
[null,null,"20231101:0930","2023-11-01T15:59:59.998",86.88,19.57,22.06,0.83,0]
[null,null,"20231101:1030","2023-11-01T16:59:59.998",21.11,5.22,21.42,0.41,0]
[null,null,"20231101:1130","2023-11-01T17:59:59.998",0,0,20.99,0.55000000000000004,0]
[null,null,"20231101:1230","2023-11-01T18:59:59.998",0,0,20.8,0.62,0]
[null,null,"20231101:1330","2023-11-01T19:59:59.998",0,0,20.48,0.76,0]
[null,null,"20231101:1430","2023-11-01T20:59:59.998",0,0,20.22,0.62,0]
[null,null,"20231101:1530","2023-11-01T21:59:59.998",0,0,20.04,0.34,0]
[null,null,"20231101:1630","2023-11-01T22:59:59.998",0,0,19.75,0.21,0]
[null,null,"20231101:1730","2023-11-01T23:59:59.998",0,0,19.670000000000002,0.83,0]
[null,null,"20231101:1830","2023-11-02T00:59:59.998",0,0,19.190000000000001,0.62,0]
[null,null,"20231101:1930","2023-11-02T01:59:59.998",0,0,19.579999999999998,0.28000000000000003,0]
[null,null,"20231101:2030","2023-11-02T02:59:59.998",0,0,19.649999999999999,0.48,0]
[null,null,"20231101:2130","2023-11-02T03:59:59.998",0,0,19.47,0.34,0]
[null,null,"20231101:2230","2023-11-02T04:59:59.998",0,0,19.329999999999998,0.34,0]
[null,null,"20231101:2330","2023-11-02T05:59:59.998",60.69,6.54,19.329999999999998,0.34,0]
[null,null,"20231102:0030","2023-11-02T06:59:59.998",257.93,20.81,19.73,0.62,0]
[null,null,"20231102:0130","2023-11-02T07:59:59.998",454.15,34.85,21.39,0.69,0]
[null,null,"20231102:0230","2023-11-02T08:59:59.998",644.19000000000005,48.33,22.96,0.83,0]
[null,null,"20231102:0330","2023-11-02T09:59:59.998",780.35,60.47,24.31,0.83,0]
[null,null,"20231102:0430","2023-11-02T10:59:59.998",972.39,68.790000000000006,25.36,1.03,0]
[null,null,"20231102:0530","2023-11-02T11:59:59.998",897.83,68.319999999999993,26.38,1.45,0]
[null,null,"20231102:0630","2023-11-02T12:59:59.998",438.98,59.46,26.4,1.72,0]
[null,null,"20231102:0730","2023-11-02T13:59:59.998",233.43,47.14,23.11,0.76,0]
[null,null,"20231102:0830","2023-11-02T14:59:59.998",246.63,33.58,22.19,0.48,0]
[null,null,"20231102:0930","2023-11-02T15:59:59.998",164.75,19.510000000000002,21.85,0.62,0]
[null,null,"20231102:1030","2023-11-02T16:59:59.998",29.84,5.18,21.73,0.41,0]
[null,null,"20231102:1130","2023-11-02T17:59:59.998",0,0,21.19,0.48,0]
[null,null,"20231102:1230","2023-11-02T18:59:59.998",0,0,20.89,0.41,0]
[null,null,"20231102:1330","2023-11-02T19:59:59.998",0,0,20.27,0.34,0]
[null,null,"20231102:1430","2023-11-02T20:59:59.998",0,0,19.89,0.21,0]
[null,null,"20231102:1530","2023-11-02T21:59:59.998",0,0,19.64,0.14000000000000001,0]
[null,null,"20231102:1630","2023-11-02T22:59:59.998",0,0,19.3,0.34,0]
[null,null,"20231102:1730","2023-11-02T23:59:59.998",0,0,19.149999999999999,0.41,0]
[null,null,"20231102:1830","2023-11-03T00:59:59.998",0,0,18.91,0.48,0]
[null,null,"20231102:1930","2023-11-03T01:59:59.998",0,0,18.98,0.55000000000000004,0]
[null,null,"20231102:2030","2023-11-03T02:59:59.998",0,0,19.07,0.34,0]
[null,null,"20231102:2130","2023-11-03T03:59:59.998",0,0,18.95,0.41,0]
[null,null,"20231102:2230","2023-11-03T04:59:59.998",0,0,19.010000000000002,0.48,0]
[null,null,"20231102:2330","2023-11-03T05:59:59.998",46.45,6.5,18.809999999999999,0.55000000000000004,0]
[null,null,"20231103:0030","2023-11-03T06:59:59.998",249.43,20.73,19.559999999999999,0.48,0]
[null,null,"20231103:0130","2023-11-03T07:59:59.998",433.09,34.75,21.74,0.48,0]
[null,null,"20231103:0230","2023-11-03T08:59:59.998",711.53,48.19,23.27,0.34,0]
[null,null,"20231103:0330","2023-11-03T09:59:59.998",793.35,60.26,24.97,0.14000000000000001,0]
[null,null,"20231103:0430","2023-11-03T10:59:59.998",919.4,68.489999999999995,25.97,0.69,0]
[null,null,"20231103:0530","2023-11-03T11:59:59.998",850.15,68.03,26.5,0.83,0]
[null,null,"20231103:0630","2023-11-03T12:59:59.998",501.54,59.26,24.61,0.97,0]
[null,null,"20231103:0730","2023-11-03T13:59:59.998",288.39,47.01,23.11,0.48,0]
[null,null,"20231103:0830","2023-11-03T14:59:59.998",133.72,33.5,22.44,0.62,0]
[null,null,"20231103:0930","2023-11-03T15:59:59.998",98.84,19.45,21.42,0.34,0]
[null,null,"20231103:1030","2023-11-03T16:59:59.998",17.670000000000002,5.15,21.26,0.21,0]
[null,null,"20231103:1130","2023-11-03T17:59:59.998",0,0,20.96,0.55000000000000004,0]
[null,null,"20231103:1230","2023-11-03T18:59:59.998",0,0,20.38,0.55000000000000004,0]
[null,null,"20231103:1330","2023-11-03T19:59:59.998",0,0,20.010000000000002,0.21,0]
[null,null,"20231103:1430","2023-11-03T20:59:59.998",0,0,19.95,0.14000000000000001,0]
[null,null,"20231103:1530","2023-11-03T21:59:59.998",0,0,19.82,0.14000000000000001,0]
[null,null,"20231103:1630","2023-11-03T22:59:59.998",0,0,19.72,0.34,0]
[null,null,"20231103:1730","2023-11-03T23:59:59.998",0,0,19.55,0.83,0]
[null,null,"20231103:1830",{"$f":"D7371+1/24","v":"2023-11-04T00:59:59.998"},0,0,19.41,0.55000000000000004,0]
[null,null,"20231103:1930","2023-11-04T01:59:59.998",0,0,19.579999999999998,0.41,0]
[null,null,"20231103:2030","2023-11-04T02:59:59.998",0,0,19.5,0.41,0]
[null,null,"20231103:2130","2023-11-04T03:59:59.998",0,0,19.39,0.48,0]
[null,null,"20231103:2230","2023-11-04T04:59:59.998",0,0,19.239999999999998,0.55000000000000004,0]
[null,null,"20231103:2330","2023-11-04T05:59:59.998",67.739999999999995,6.45,18.829999999999998,0.48,0]
[null,null,"20231104:0030","2023-11-04T06:59:59.998",237.96,20.66,19.77,0.34,0]
[null,null,"20231104:0130","2023-11-04T07:59:59.998",527.36,34.64,21.43,0.28000000000000003,0]
[null,null,"20231104:0230","2023-11-04T08:59:59.998",702.45,48.04,23.13,0.14000000000000001,0]
[null,null,"20231104:0330","2023-11-04T09:59:59.998",709.24,60.04,24.95,0.14000000000000001,0]
[null,null,"20231104:0430","2023-11-04T10:59:59.998",776.94,68.19,23.9,0.55000000000000004,0]
[null,null,"20231104:0530","2023-11-04T11:59:59.998",604.42999999999995,67.739999999999995,24.12,1.1000000000000001,0]
[null,null,"20231104:0630","2023-11-04T12:59:59.998",751.22,59.07,23,0.34,0]
[null,null,"20231104:0730","2023-11-04T13:59:59.998",405.22,46.88,24.27,0.69,0]
[null,null,"20231104:0830","2023-11-04T14:59:59.998",219.1,33.409999999999997,23.07,1.17,0]
[null,null,"20231104:0930","2023-11-04T15:59:59.998",52.96,19.399999999999999,21.98,0.62,0]
[null,null,"20231104:1030","2023-11-04T16:59:59.998",9.08,5.12,21.44,0.76,0]
[null,null,"20231104:1130","2023-11-04T17:59:59.998",0,0,20.7,0.55000000000000004,0]
[null,null,"20231104:1230","2023-11-04T18:59:59.998",0,0,20.47,0.21,0]
[null,null,"20231104:1330","2023-11-04T19:59:59.998",0,0,20.32,0.21,0]
[null,null,"20231104:1430","2023-11-04T20:59:59.998",0,0,20.079999999999998,0.21,0]
[null,null,"20231104:1530","2023-11-04T21:59:59.998",0,0,20.04,0.21,0]
[null,null,"20231104:1630","2023-11-04T22:59:59.998",0,0,19.940000000000001,0.76,0]
[null,null,"20231104:1730","2023-11-04T23:59:59.998",0,0,19.52,0.69,0]
[null,null,"20231104:1830","2023-11-05T00:59:59.998",0,0,19.39,0.41,0]
[null,null,"20231104:1930","2023-11-05T01:59:59.998",0,0,19.579999999999998,0.28000000000000003,0]
[null,null,"20231104:2030","2023-11-05T02:59:59.998",0,0,19.36,0.48,0]
[null,null,"20231104:2130","2023-11-05T03:59:59.998",0,0,19.27,0.48,0]
[null,null,"20231104:2230","2023-11-05T04:59:59.998",0,0,19.09,0.62,0]
[null,null,"20231104:2330","2023-11-05T05:59:59.998",60.38,6.4,19.11,0.55000000000000004,0]
[null,null,"20231105:0030","2023-11-05T06:59:59.998",226.06,20.58,20.010000000000002,0.83,0]
[null,null,"20231105:0130","2023-11-05T07:59:59.998",412.12,34.53,21.62,0.69,0]
[null,null,"20231105:0230","2023-11-05T08:59:59.998",629.46,47.89,22.92,0.62,0]
[null,null,"20231105:0330","2023-11-05T09:59:59.998",759.02,59.82,24.32,0.34,0]
[null,null,"20231105:0430","2023-11-05T10:59:59.998",739.13,67.89,25.24,0.28000000000000003,0]
[null,null,"20231105:0530","2023-11-05T11:59:59.998",783.15,67.459999999999994,25.71,0.69,0]
[null,null,"20231105:0630","2023-11-05T12:59:59.998",438.34,58.88,25.67,0.62,0]
[null,null,"20231105:0730","2023-11-05T13:59:59.998",287.36,46.76,22.91,0.83,0]
[null,null,"20231105:0830","2023-11-05T14:59:59.998",236.81,33.33,22.91,0.69,0]
[null,null,"20231105:0930","2023-11-05T15:59:59.998",121.42,19.350000000000001,21.77,0.76,0]
[null,null,"20231105:1030","2023-11-05T16:59:59.998",19.059999999999999,5.0999999999999996,21.52,0.55000000000000004,0]
[null,null,"20231105:1130","2023-11-05T17:59:59.998",0,0,21.29,0.28000000000000003,0]
[null,null,"20231105:1230","2023-11-05T18:59:59.998",0,0,21.2,0.21,0]
[null,null,"20231105:1330","2023-11-05T19:59:59.998",0,0,20.93,0,0]
[null,null,"20231105:1430","2023-11-05T20:59:59.998",0,0,20.65,0.14000000000000001,0]
[null,null,"20231105:1530","2023-11-05T21:59:59.998",0,0,20.43,0.21,0]
[null,null,"20231105:1630","2023-11-05T22:59:59.998",0,0,20.34,7.0000000000000007E-2,0]
[null,null,"20231105:1730","2023-11-05T23:59:59.998",0,0,20.12,0.21,0]
[null,null,"20231105:1830","2023-11-06T00:59:59.998",0,0,19.899999999999999,0.28000000000000003,0]
[null,null,"20231105:1930","2023-11-06T01:59:59.998",0,0,19.510000000000002,0.69,0]
[null,null,"20231105:2030","2023-11-06T02:59:59.998",0,0,19.27,0.62,0]
[null,null,"20231105:2130","2023-11-06T03:59:59.998",0,0,19.12,0.62,0]
[null,null,"20231105:2230","2023-11-06T04:59:59.998",0,0,18.96,0.55000000000000004,0]
[null,null,"20231105:2330","2023-11-06T05:59:59.998",67.569999999999993,6.35,18.87,0.62,0]
[null,null,"20231106:0030","2023-11-06T06:59:59.998",277.67,20.5,20.09,0.48,0]
[null,null,"20231106:0130","2023-11-06T07:59:59.998",494.88,34.42,21.79,0.62,0]
[null,null,"20231106:0230","2023-11-06T08:59:59.998",700.91,47.73,23.43,0.9,0]
[null,null,"20231106:0330","2023-11-06T09:59:59.998",852.71,59.6,24.73,0.97,0]
[null,null,"20231106:0430","2023-11-06T10:59:59.998",915.37,67.599999999999994,25.86,1.17,0]
[null,null,"20231106:0530","2023-11-06T11:59:59.998",892.36,67.19,26.33,1.1000000000000001,0]
[null,null,"20231106:0630","2023-11-06T12:59:59.998",853.46,58.7,26.65,1.31,0]
[null,null,"20231106:0730","2023-11-06T13:59:59.998",573.20000000000005,46.64,26.66,1.03,0]
[null,null,"20231106:0830","2023-11-06T14:59:59.998",413.92,33.26,25,0.97,0]
[null,null,"20231106:0930","2023-11-06T15:59:59.998",140.19999999999999,19.3,24.67,0.97,0]
[null,null,"20231106:1030",{"$f":"D7435+1/24","v":"2023-11-06T16:59:59.998"},16.47,5.08,22.95,0.34,0]
[null,null,"20231106:1130","2023-11-06T17:59:59.998",0,0,22.38,0.69,0]
[null,null,"20231106:1230","2023-11-06T18:59:59.998",0,0,21.98,0.48,0]
[null,null,"20231106:1330","2023-11-06T19:59:59.998",0,0,21.46,0.48,0]
[null,null,"20231106:1430","2023-11-06T20:59:59.998",0,0,21.04,0.28000000000000003,0]
[null,null,"20231106:1530","2023-11-06T21:59:59.998",0,0,20.82,0.28000000000000003,0]
[null,null,"20231106:1630","2023-11-06T22:59:59.998",0,0,20.39,0.34,0]
[null,null,"20231106:1730","2023-11-06T23:59:59.998",0,0,20.28,0.41,0]
[null,null,"20231106:1830","2023-11-07T00:59:59.998",0,0,20.13,0.34,0]
[null,null,"20231106:1930","2023-11-07T01:59:59.998",0,0,20.05,0.14000000000000001,0]
[null,null,"20231106:2030","2023-11-07T02:59:59.998",0,0,19.899999999999999,0.21,0]
[null,null,"20231106:2130","2023-11-07T03:59:59.998",0,0,19.73,0.34,0]
[null,null,"20231106:2230","2023-11-07T04:59:59.998",0,0,19.53,0.55000000000000004,0]
[null,null,"20231106:2330","2023-11-07T05:59:59.998",71.319999999999993,6.29,19.47,0.55000000000000004,0]
[null,null,"20231107:0030","2023-11-07T06:59:59.998",254.32,20.420000000000002,20.14,0.69,0]
[null,null,"20231107:0130","2023-11-07T07:59:59.998",513.29,34.31,21.55,0.69,0]
[null,null,"20231107:0230","2023-11-07T08:59:59.998",675.1,47.58,23.14,0.76,0]
[null,null,"20231107:0330","2023-11-07T09:59:59.998",855.78,59.39,24.39,1.1000000000000001,0]
[null,null,"20231107:0430","2023-11-07T10:59:59.998",696.58,67.31,25.44,1.31,0]
[null,null,"20231107:0530","2023-11-07T11:59:59.998",811.54,66.92,25.78,1.03,0]
[null,null,"20231107:0630","2023-11-07T12:59:59.998",457.9,58.51,26.16,1.52,0]
[null,null,"20231107:0730","2023-11-07T13:59:59.998",475.87,46.53,24.01,0.21,0]
[null,null,"20231107:0830","2023-11-07T14:59:59.998",251.22,33.18,22.78,0.55000000000000004,0]
[null,null,"20231107:0930","2023-11-07T15:59:59.998",99.24,19.260000000000002,22.16,0.55000000000000004,0]
[null,null,"20231107:1030","2023-11-07T16:59:59.998",13.72,5.0599999999999996,21.46,0.41,0]
[null,null,"20231107:1130","2023-11-07T17:59:59.998",0,0,20.91,0.69,0]
[null,null,"20231107:1230","2023-11-07T18:59:59.998",0,0,20.54,0.69,0]
[null,null,"20231107:1330","2023-11-07T19:59:59.998",0,0,20.38,0.34,0]
[null,null,"20231107:1430","2023-11-07T20:59:59.998",0,0,20.27,0.48,0]
[null,null,"20231107:1530","2023-11-07T21:59:59.998",0,0,20.28,0.69,0]
[null,null,"20231107:1630","2023-11-07T22:59:59.998",0,0,20.34,0.55000000000000004,0]
[null,null,"20231107:1730","2023-11-07T23:59:59.998",0,0,20.079999999999998,0.41,0]
[null,null,"20231107:1830","2023-11-08T00:59:59.998",0,0,19.93,7.0000000000000007E-2,0]
[null,null,"20231107:1930","2023-11-08T01:59:59.998",0,0,19.899999999999999,0.14000000000000001,0]
[null,null,"20231107:2030","2023-11-08T02:59:59.998",0,0,19.649999999999999,0.14000000000000001,0]
[null,null,"20231107:2130","2023-11-08T03:59:59.998",0,0,19.350000000000001,0.28000000000000003,0]
[null,null,"20231107:2230","2023-11-08T04:59:59.998",0,0,19.149999999999999,0.34,0]
[null,null,"20231107:2330","2023-11-08T05:59:59.998",51.71,6.23,18.93,0.41,0]
[null,null,"20231108:0030","2023-11-08T06:59:59.998",191.71,20.329999999999998,19.920000000000002,0.28000000000000003,0]
[null,null,"20231108:0130","2023-11-08T07:59:59.998",428.63,34.19,21.28,0.28000000000000003,0]
[null,null,"20231108:0230","2023-11-08T08:59:59.998",533.79999999999995,47.42,22.72,0.14000000000000001,0]
[null,null,"20231108:0330","2023-11-08T09:59:59.998",623.54,59.17,23.85,0.14000000000000001,0]
[null,null,"20231108:0430","2023-11-08T10:59:59.998",621.59,67.02,24.8,0.41,0]
[null,null,"20231108:0530","2023-11-08T11:59:59.998",639.41999999999996,66.650000000000006,24.1,0.9,0]
[null,null,"20231108:0630","2023-11-08T12:59:59.998",623.63,58.33,23.53,0.62,0]
[null,null,"20231108:0730","2023-11-08T13:59:59.998",594.13,46.41,24.41,0.34,0]
[null,null,"20231108:0830","2023-11-08T14:59:59.998",367.21,33.119999999999997,24.98,1.03,0]
[null,null,"20231108:0930","2023-11-08T15:59:59.998",115.96,19.23,22.88,0.55000000000000004,0]
[null,null,"20231108:1030","2023-11-08T16:59:59.998",24.5,5.05,22.3,0.21,0]
[null,null,"20231108:1130","2023-11-08T17:59:59.998",0,0,21.85,0.34,0]
[null,null,"20231108:1230","2023-11-08T18:59:59.998",0,0,21.6,0.34,0]
[null,null,"20231108:1330","2023-11-08T19:59:59.998",0,0,21.27,0.21,0]
[null,null,"20231108:1430","2023-11-08T20:59:59.998",0,0,21.07,0.28000000000000003,0]
[null,null,"20231108:1530","2023-11-08T21:59:59.998",0,0,20.77,0.21,0]
[null,null,"20231108:1630","2023-11-08T22:59:59.998",0,0,20.5,0.21,0]
[null,null,"20231108:1730","2023-11-08T23:59:59.998",0,0,20.36,0.21,0]
[null,null,"20231108:1830","2023-11-09T00:59:59.998",0,0,19.95,0.41,0]
[null,null,"20231108:1930","2023-11-09T01:59:59.998",0,0,20.22,0.28000000000000003,0]
[null,null,"20231108:2030","2023-11-09T02:59:59.998",0,0,19.7,0.55000000000000004,0]
[null,null,"20231108:2130","2023-11-09T03:59:59.998",0,0,19.41,0.76,0]
[null,null,"20231108:2230","2023-11-09T04:59:59.998",0,0,19.440000000000001,0.48,0]
[null,null,"20231108:2330","2023-11-09T05:59:59.998",53.45,6.17,19.420000000000002,0.48,0]
[null,null,"20231109:0030","2023-11-09T06:59:59.998",237.56,20.25,20.010000000000002,0.48,0]
[null,null,"20231109:0130","2023-11-09T07:59:59.998",430.6,34.07,21.28,0.55000000000000004,0]
[null,null,"20231109:0230",{"$f":"D7499+1/24","v":"2023-11-09T08:59:59.998"},502.2,47.26,22.94,0.9,0]
[null,null,"20231109:0330","2023-11-09T09:59:59.998",712.68,58.95,23.98,0.69,0]
[null,null,"20231109:0430","2023-11-09T10:59:59.998",732.86,66.739999999999995,25.16,0.28000000000000003,0]
[null,null,"20231109:0530","2023-11-09T11:59:59.998",630.37,66.39,25.76,0.76,0]
[null,null,"20231109:0630","2023-11-09T12:59:59.998",814,58.16,23.78,0.34,0]
[null,null,"20231109:0730","2023-11-09T13:59:59.998",498,46.3,25.24,0.55000000000000004,0]
[null,null,"20231109:0830","2023-11-09T14:59:59.998",247.32,33.049999999999997,22.89,0.48,0]
[null,null,"20231109:0930","2023-11-09T15:59:59.998",147.04,19.190000000000001,22.11,0.76,0]
[null,null,"20231109:1030","2023-11-09T16:59:59.998",18.61,5.04,21.73,0.62,0]
[null,null,"20231109:1130","2023-11-09T17:59:59.998",0,0,21.41,0.62,0]
[null,null,"20231109:1230","2023-11-09T18:59:59.998",0,0,21.12,0.62,0]
[null,null,"20231109:1330","2023-11-09T19:59:59.998",0,0,21.02,0.62,0]
[null,null,"20231109:1430","2023-11-09T20:59:59.998",0,0,20.85,0.69,0]
[null,null,"20231109:1530","2023-11-09T21:59:59.998",0,0,20.61,0.76,0]
[null,null,"20231109:1630","2023-11-09T22:59:59.998",0,0,20.39,0.69,0]
[null,null,"20231109:1730","2023-11-09T23:59:59.998",0,0,20.07,0.62,0]
[null,null,"20231109:1830","2023-11-10T00:59:59.998",0,0,19.829999999999998,0.62,0]
[null,null,"20231109:1930","2023-11-10T01:59:59.998",0,0,19.43,0.55000000000000004,0]
[null,null,"20231109:2030","2023-11-10T02:59:59.998",0,0,19.41,0.48,0]
[null,null,"20231109:2130","2023-11-10T03:59:59.998",0,0,19.3,0.41,0]
[null,null,"20231109:2230","2023-11-10T04:59:59.998",0,0,19.23,0.34,0]
[null,null,"20231109:2330","2023-11-10T05:59:59.998",40.39,6.11,19.170000000000002,0.41,0]
[null,null,"20231110:0030","2023-11-10T06:59:59.998",249.7,20.16,19.86,0.41,0]
[null,null,"20231110:0130","2023-11-10T07:59:59.998",480.54,33.950000000000003,21.66,0.48,0]
[null,null,"20231110:0230","2023-11-10T08:59:59.998",653.58000000000004,47.1,23.06,0.55000000000000004,0]
[null,null,"20231110:0330","2023-11-10T09:59:59.998",715.86,58.73,24.37,0.48,0]
[null,null,"20231110:0430","2023-11-10T10:59:59.998",838.98,66.459999999999994,24.9,0.97,0]
[null,null,"20231110:0530","2023-11-10T11:59:59.998",670.52,66.13,25.58,1.24,0]
[null,null,"20231110:0630","2023-11-10T12:59:59.998",288.32,57.99,24.69,1.59,0]
[null,null,"20231110:0730","2023-11-10T13:59:59.998",187.65,46.2,23.83,0.28000000000000003,0]
[null,null,"20231110:0830","2023-11-10T14:59:59.998",211.62,32.99,23.49,0.41,0]
[null,null,"20231110:0930","2023-11-10T15:59:59.998",116.04,19.16,22.96,0.41,0]
[null,null,"20231110:1030","2023-11-10T16:59:59.998",23.11,5.03,21.57,1.17,0]
[null,null,"20231110:1130","2023-11-10T17:59:59.998",0,0,20.63,0.48,0]
[null,null,"20231110:1230","2023-11-10T18:59:59.998",0,0,20.36,0.21,0]
[null,null,"20231110:1330","2023-11-10T19:59:59.998",0,0,20.43,0,0]
[null,null,"20231110:1430","2023-11-10T20:59:59.998",0,0,20.22,0.28000000000000003,0]
[null,null,"20231110:1530","2023-11-10T21:59:59.998",0,0,20.16,0.34,0]
[null,null,"20231110:1630","2023-11-10T22:59:59.998",0,0,19.95,0.21,0]
[null,null,"20231110:1730","2023-11-10T23:59:59.998",0,0,19.79,0.41,0]
[null,null,"20231110:1830","2023-11-11T00:59:59.998",0,0,19.739999999999998,0.34,0]
[null,null,"20231110:1930","2023-11-11T01:59:59.998",0,0,19.649999999999999,0.62,0]
[null,null,"20231110:2030","2023-11-11T02:59:59.998",0,0,19.329999999999998,0.69,0]
[null,null,"20231110:2130","2023-11-11T03:59:59.998",0,0,19.329999999999998,0.62,0]
[null,null,"20231110:2230","2023-11-11T04:59:59.998",0,0,19.260000000000002,0.62,0]
[null,null,"20231110:2330","2023-11-11T05:59:59.998",65.709999999999994,6.04,19.11,0.21,0]
[null,null,"20231111:0030","2023-11-11T06:59:59.998",227.32,20.059999999999999,19.97,0.14000000000000001,0]
[null,null,"20231111:0130","2023-11-11T07:59:59.998",394.9,33.83,21.33,0.48,0]
[null,null,"20231111:0230","2023-11-11T08:59:59.998",430.32,46.94,22.58,0.34,0]
[null,null,"20231111:0330","2023-11-11T09:59:59.998",548.04,58.51,23.22,0.48,0]
[null,null,"20231111:0430","2023-11-11T10:59:59.998",705.4,66.180000000000007,24,0.62,0]
[null,null,"20231111:0530","2023-11-11T11:59:59.998",433.24,65.88,24.76,1.1000000000000001,0]
[null,null,"20231111:0630","2023-11-11T12:59:59.998",234.67,57.82,23.72,0.28000000000000003,0]
[null,null,"20231111:0730","2023-11-11T13:59:59.998",112.47,46.1,22.32,0.48,0]
[null,null,"20231111:0830","2023-11-11T14:59:59.998",317.08,32.93,21.61,0.41,0]
[null,null,"20231111:0930","2023-11-11T15:59:59.998",151.37,19.13,22.55,0.62,0]
[null,null,"20231111:1030","2023-11-11T16:59:59.998",23.95,5.03,22.09,0.97,0]
[null,null,"20231111:1130","2023-11-11T17:59:59.998",0,0,21.18,0.48,0]
[null,null,"20231111:1230","2023-11-11T18:59:59.998",0,0,20.91,0.34,0]
[null,null,"20231111:1330","2023-11-11T19:59:59.998",0,0,20.66,0.55000000000000004,0]
[null,null,"20231111:1430","2023-11-11T20:59:59.998",0,0,20.309999999999999,0.83,0]
[null,null,"20231111:1530","2023-11-11T21:59:59.998",0,0,20.05,0.83,0]
[null,null,"20231111:1630","2023-11-11T22:59:59.998",0,0,19.84,0.69,0]
[null,null,"20231111:1730","2023-11-11T23:59:59.998",0,0,19.64,0.48,0]
[null,null,"20231111:1830",{"$f":"D7563+1/24","v":"2023-11-12T00:59:59.998"},0,0,19.579999999999998,0.62,0]
[null,null,"20231111:1930","2023-11-12T01:59:59.998",0,0,19.489999999999998,0.48,0]
[null,null,"20231111:2030","2023-11-12T02:59:59.998",0,0,19.350000000000001,0.48,0]
[null,null,"20231111:2130","2023-11-12T03:59:59.998",0,0,19.239999999999998,0.55000000000000004,0]
[null,null,"20231111:2230","2023-11-12T04:59:59.998",0,0,18.98,0.62,0]
[null,null,"20231111:2330","2023-11-12T05:59:59.998",62.47,5.97,18.86,0.55000000000000004,0]
[null,null,"20231112:0030","2023-11-12T06:59:59.998",165.04,19.97,19.739999999999998,0.41,0]
[null,null,"20231112:0130","2023-11-12T07:59:59.998",262.26,33.71,20.63,0.41,0]
[null,null,"20231112:0230","2023-11-12T08:59:59.998",421.81,46.77,21.77,0.28000000000000003,0]
[null,null,"20231112:0330","2023-11-12T09:59:59.998",570.84,58.29,22.93,0.41,0]
[null,null,"20231112:0430","2023-11-12T10:59:59.998",765.9,65.91,23.83,0.62,0]
[null,null,"20231112:0530","2023-11-12T11:59:59.998",473.73,65.63,25.09,0.9,0]
[null,null,"20231112:0630","2023-11-12T12:59:59.998",708.06,57.66,23.96,0.55000000000000004,0]
[null,null,"20231112:0730","2023-11-12T13:59:59.998",649.16999999999996,46,25.87,0.9,0]
[null,null,"20231112:0830","2023-11-12T14:59:59.998",241.73,32.880000000000003,24.9,0.41,0]
[null,null,"20231112:0930","2023-11-12T15:59:59.998",126.54,19.11,23.01,0.76,0]
[null,null,"20231112:1030","2023-11-12T16:59:59.998",22.91,5.03,22.13,0.14000000000000001,0]
[null,null,"20231112:1130","2023-11-12T17:59:59.998",0,0,21.85,0.48,0]
[null,null,"20231112:1230","2023-11-12T18:59:59.998",0,0,21.5,0.48,0]
[null,null,"20231112:1330","2023-11-12T19:59:59.998",0,0,21.1,0.48,0]
[null,null,"20231112:1430","2023-11-12T20:59:59.998",0,0,20.72,0.62,0]
[null,null,"20231112:1530","2023-11-12T21:59:59.998",0,0,20.5,0.55000000000000004,0]
[null,null,"20231112:1630","2023-11-12T22:59:59.998",0,0,20.3,0.55000000000000004,0]
[null,null,"20231112:1730","2023-11-12T23:59:59.998",0,0,20.14,0.48,0]
[null,null,"20231112:1830","2023-11-13T00:59:59.998",0,0,19.89,0.55000000000000004,0]
[null,null,"20231112:1930","2023-11-13T01:59:59.998",0,0,19.97,0.48,0]
[null,null,"20231112:2030","2023-11-13T02:59:59.998",0,0,19.8,0.48,0]
[null,null,"20231112:2130","2023-11-13T03:59:59.998",0,0,19.78,0.55000000000000004,0]
[null,null,"20231112:2230","2023-11-13T04:59:59.998",0,0,19.600000000000001,0.69,0]
[null,null,"20231112:2330","2023-11-13T05:59:59.998",69.86,5.9,19.36,0.62,0]
[null,null,"20231113:0030","2023-11-13T06:59:59.998",286.97000000000003,19.87,20.04,0.62,0]
[null,null,"20231113:0130","2023-11-13T07:59:59.998",481.03,33.58,21.7,0.48,0]
[null,null,"20231113:0230","2023-11-13T08:59:59.998",631.59,46.61,23.26,0.48,0]
[null,null,"20231113:0330","2023-11-13T09:59:59.998",704.94,58.07,24.5,0.55000000000000004,0]
[null,null,"20231113:0430","2023-11-13T10:59:59.998",795.21,65.64,25.54,0.76,0]
[null,null,"20231113:0530","2023-11-13T11:59:59.998",858.36,65.39,26.31,1.31,0]
[null,null,"20231113:0630","2023-11-13T12:59:59.998",613.72,57.5,25.2,1.59,0]
[null,null,"20231113:0730","2023-11-13T13:59:59.998",228.36,45.91,24.45,1.52,0]
[null,null,"20231113:0830","2023-11-13T14:59:59.998",110.74,32.82,23.21,1.17,0]
[null,null,"20231113:0930","2023-11-13T15:59:59.998",83.5,19.09,22.58,0.76,0]
[null,null,"20231113:1030","2023-11-13T16:59:59.998",18.510000000000002,5.03,22.19,0.28000000000000003,0]
[null,null,"20231113:1130","2023-11-13T17:59:59.998",0,0,21.4,0.21,0]
[null,null,"20231113:1230","2023-11-13T18:59:59.998",0,0,20.95,0.28000000000000003,0]
[null,null,"20231113:1330","2023-11-13T19:59:59.998",0,0,20.8,0.28000000000000003,0]
[null,null,"20231113:1430","2023-11-13T20:59:59.998",0,0,20.57,0.34,0]
[null,null,"20231113:1530","2023-11-13T21:59:59.998",0,0,20.38,0.83,0]
[null,null,"20231113:1630","2023-11-13T22:59:59.998",0,0,20.16,0.55000000000000004,0]
[null,null,"20231113:1730","2023-11-13T23:59:59.998",0,0,20.11,0.41,0]
[null,null,"20231113:1830","2023-11-14T00:59:59.998",0,0,20.14,0.41,0]
[null,null,"20231113:1930","2023-11-14T01:59:59.998",0,0,19.45,0.28000000000000003,0]
[null,null,"20231113:2030","2023-11-14T02:59:59.998",0,0,19.41,0.41,0]
[null,null,"20231113:2130","2023-11-14T03:59:59.998",0,0,19.38,0.62,0]
[null,null,"20231113:2230","2023-11-14T04:59:59.998",0,0,19.14,0.69,0]
[null,null,"20231113:2330","2023-11-14T05:59:59.998",62.63,5.83,19.11,0.55000000000000004,0]
[null,null,"20231114:0030","2023-11-14T06:59:59.998",275.36,19.77,19.829999999999998,0.62,0]
[null,null,"20231114:0130","2023-11-14T07:59:59.998",510.52,33.450000000000003,21.18,0.97,0]
[null,null,"20231114:0230","2023-11-14T08:59:59.998",686.26,46.44,22.75,1.38,0]
[null,null,"20231114:0330","2023-11-14T09:59:59.998",678.56,57.86,23.97,1.45,0]
[null,null,"20231114:0430","2023-11-14T10:59:59.998",553.07000000000005,65.38,24.7,1.38,0]
[null,null,"20231114:0530","2023-11-14T11:59:59.998",804.27,65.150000000000006,24.78,1.31,0]
[null,null,"20231114:0630","2023-11-14T12:59:59.998",646.92999999999995,57.35,25.7,1.52,0]
[null,null,"20231114:0730","2023-11-14T13:59:59.998",628.62,45.82,24.39,0.83,0]
[null,null,"20231114:0830","2023-11-14T14:59:59.998",368.48,32.78,25.12,0.55000000000000004,0]
[null,null,"20231114:0930","2023-11-14T15:59:59.998",207.84,19.07,24.33,0.34,0]
[null,null,"20231114:1030",{"$f":"D7627+1/24","v":"2023-11-14T16:59:59.998"},16.920000000000002,5.04,22.48,0.28000000000000003,0]
[null,null,"20231114:1130","2023-11-14T17:59:59.998",0,0,21.73,0.28000000000000003,0]
[null,null,"20231114:1230","2023-11-14T18:59:59.998",0,0,21.58,7.0000000000000007E-2,0]
[null,null,"20231114:1330","2023-11-14T19:59:59.998",0,0,21.28,0.21,0]
[null,null,"20231114:1430","2023-11-14T20:59:59.998",0,0,20.81,0.28000000000000003,0]
[null,null,"20231114:1530","2023-11-14T21:59:59.998",0,0,20.47,0.28000000000000003,0]
[null,null,"20231114:1630","2023-11-14T22:59:59.998",0,0,20.329999999999998,0.14000000000000001,0]
[null,null,"20231114:1730","2023-11-14T23:59:59.998",0,0,20.21,7.0000000000000007E-2,0]
[null,null,"20231114:1830","2023-11-15T00:59:59.998",0,0,19.87,0.28000000000000003,0]
[null,null,"20231114:1930","2023-11-15T01:59:59.998",0,0,19.97,0.48,0]
[null,null,"20231114:2030","2023-11-15T02:59:59.998",0,0,19.79,0.41,0]
[null,null,"20231114:2130","2023-11-15T03:59:59.998",0,0,19.59,0.21,0]
[null,null,"20231114:2230","2023-11-15T04:59:59.998",0,0,19.52,0,0]
[null,null,"20231114:2330","2023-11-15T05:59:59.998",63.63,5.75,19.54,7.0000000000000007E-2,0]
[null,null,"20231115:0030","2023-11-15T06:59:59.998",229.06,19.670000000000002,20.170000000000002,7.0000000000000007E-2,0]
[null,null,"20231115:0130","2023-11-15T07:59:59.998",417.29,33.32,21.57,7.0000000000000007E-2,0]
[null,null,"20231115:0230","2023-11-15T08:59:59.998",657.19,46.28,23.01,7.0000000000000007E-2,0]
[null,null,"20231115:0330","2023-11-15T09:59:59.998",566.64,57.64,24.37,0.48,0]
[null,null,"20231115:0430","2023-11-15T10:59:59.998",683.19,65.12,24.82,0.69,0]
[null,null,"20231115:0530","2023-11-15T11:59:59.998",689.53,64.92,24.76,1.24,0]
[null,null,"20231115:0630","2023-11-15T12:59:59.998",646.97,57.2,24.33,1.45,0]
[null,null,"20231115:0730","2023-11-15T13:59:59.998",232.43,45.73,23.61,0.97,0]
[null,null,"20231115:0830","2023-11-15T14:59:59.998",223.15,32.729999999999997,22.36,1.31,0]
[null,null,"20231115:0930","2023-11-15T15:59:59.998",181.41,19.059999999999999,22.54,0.83,0]
[null,null,"20231115:1030","2023-11-15T16:59:59.998",21.86,5.05,22.32,1.03,0]
[null,null,"20231115:1130","2023-11-15T17:59:59.998",0,0,21.62,1.24,0]
[null,null,"20231115:1230","2023-11-15T18:59:59.998",0,0,21.2,0.83,0]
[null,null,"20231115:1330","2023-11-15T19:59:59.998",0,0,20.89,0.62,0]
[null,null,"20231115:1430","2023-11-15T20:59:59.998",0,0,20.71,0.41,0]
[null,null,"20231115:1530","2023-11-15T21:59:59.998",0,0,20.45,0.55000000000000004,0]
[null,null,"20231115:1630","2023-11-15T22:59:59.998",0,0,20.47,0.34,0]
[null,null,"20231115:1730","2023-11-15T23:59:59.998",0,0,20.21,0.28000000000000003,0]
[null,null,"20231115:1830","2023-11-16T00:59:59.998",0,0,20.05,0.28000000000000003,0]
[null,null,"20231115:1930","2023-11-16T01:59:59.998",0,0,19.71,0.48,0]
[null,null,"20231115:2030","2023-11-16T02:59:59.998",0,0,19.510000000000002,0.21,0]
[null,null,"20231115:2130","2023-11-16T03:59:59.998",0,0,19.38,0.48,0]
[null,null,"20231115:2230","2023-11-16T04:59:59.998",0,0,19.37,0.62,0]
[null,null,"20231115:2330","2023-11-16T05:59:59.998",22.69,5.67,19.46,0.48,0]
[null,null,"20231116:0030","2023-11-16T06:59:59.998",120.02,19.559999999999999,19.77,0.14000000000000001,0]
[null,null,"20231116:0130","2023-11-16T07:59:59.998",230.01,33.19,20.97,0.14000000000000001,0]
[null,null,"20231116:0230","2023-11-16T08:59:59.998",486,46.11,21.81,0.21,0]
[null,null,"20231116:0330","2023-11-16T09:59:59.998",464.04,57.43,23.14,0.62,0]
[null,null,"20231116:0430","2023-11-16T10:59:59.998",414.03,64.86,23.75,0.9,0]
[null,null,"20231116:0530","2023-11-16T11:59:59.998",356.47,64.7,23.04,1.24,0]
[null,null,"20231116:0630","2023-11-16T12:59:59.998",329.15,57.06,22.54,1.31,0]
[null,null,"20231116:0730","2023-11-16T13:59:59.998",181.48,45.65,22.71,0.62,0]
[null,null,"20231116:0830","2023-11-16T14:59:59.998",154.12,32.69,22.44,0.55000000000000004,0]
[null,null,"20231116:0930","2023-11-16T15:59:59.998",120.9,19.05,22.37,0.69,0]
[null,null,"20231116:1030","2023-11-16T16:59:59.998",20.81,5.0599999999999996,22.21,1.1000000000000001,0]
[null,null,"20231116:1130","2023-11-16T17:59:59.998",0,0,21.55,1.1000000000000001,0]
[null,null,"20231116:1230","2023-11-16T18:59:59.998",0,0,20.98,1.17,0]
[null,null,"20231116:1330","2023-11-16T19:59:59.998",0,0,20.75,1.03,0]
[null,null,"20231116:1430","2023-11-16T20:59:59.998",0,0,20.46,0.76,0]
[null,null,"20231116:1530","2023-11-16T21:59:59.998",0,0,20.329999999999998,0.76,0]
[null,null,"20231116:1630","2023-11-16T22:59:59.998",0,0,20.27,0.83,0]
[null,null,"20231116:1730","2023-11-16T23:59:59.998",0,0,20.21,0.62,0]
[null,null,"20231116:1830","2023-11-17T00:59:59.998",0,0,20.13,0.55000000000000004,0]
[null,null,"20231116:1930","2023-11-17T01:59:59.998",0,0,20.12,0.55000000000000004,0]
[null,null,"20231116:2030","2023-11-17T02:59:59.998",0,0,20.190000000000001,0.41,0]
[null,null,"20231116:2130","2023-11-17T03:59:59.998",0,0,20.23,0.48,0]
[null,null,"20231116:2230","2023-11-17T04:59:59.998",0,0,20.149999999999999,0.76,0]
[null,null,"20231116:2330","2023-11-17T05:59:59.998",45.17,5.59,19.95,0.48,0]
[null,null,"20231117:0030","2023-11-17T06:59:59.998",171.91,19.46,20.36,0.9,0]
[null,null,"20231117:0130","2023-11-17T07:59:59.998",431.65,33.06,21.31,0.9,0]
[null,null,"20231117:0230",{"$f":"D7691+1/24","v":"2023-11-17T08:59:59.998"},676.87,45.94,22.93,0.9,0]
[null,null,"20231117:0330","2023-11-17T09:59:59.998",708.53,57.21,24.47,1.03,0]
[null,null,"20231117:0430","2023-11-17T10:59:59.998",668.58,64.61,25.4,1.24,0]
[null,null,"20231117:0530","2023-11-17T11:59:59.998",739.13,64.48,25.66,1.59,0]
[null,null,"20231117:0630","2023-11-17T12:59:59.998",536.97,56.92,24.41,1.45,0]
[null,null,"20231117:0730","2023-11-17T13:59:59.998",408.3,45.57,24.56,1.52,0]
[null,null,"20231117:0830","2023-11-17T14:59:59.998",317.8,32.659999999999997,23.71,1.1000000000000001,0]
[null,null,"20231117:0930","2023-11-17T15:59:59.998",185.39,19.04,23.29,1.31,0]
[null,null,"20231117:1030","2023-11-17T16:59:59.998",14.27,5.08,22.39,1.31,0]
[null,null,"20231117:1130","2023-11-17T17:59:59.998",0,0,21.86,0.83,0]
[null,null,"20231117:1230","2023-11-17T18:59:59.998",0,0,21.43,0.83,0]
[null,null,"20231117:1330","2023-11-17T19:59:59.998",0,0,21.09,0.55000000000000004,0]
[null,null,"20231117:1430","2023-11-17T20:59:59.998",0,0,20.78,0.41,0]
[null,null,"20231117:1530","2023-11-17T21:59:59.998",0,0,20.55,0.69,0]
[null,null,"20231117:1630","2023-11-17T22:59:59.998",0,0,20.309999999999999,1.03,0]
[null,null,"20231117:1730","2023-11-17T23:59:59.998",0,0,20.21,1.1000000000000001,0]
[null,null,"20231117:1830","2023-11-18T00:59:59.998",0,0,20.18,1.03,0]
[null,null,"20231117:1930","2023-11-18T01:59:59.998",0,0,19.48,1.24,0]
[null,null,"20231117:2030","2023-11-18T02:59:59.998",0,0,19.62,1.1000000000000001,0]
[null,null,"20231117:2130","2023-11-18T03:59:59.998",0,0,19.59,1.24,0]
[null,null,"20231117:2230","2023-11-18T04:59:59.998",0,0,19.670000000000002,1.31,0]
[null,null,"20231117:2330","2023-11-18T05:59:59.998",26.9,5.5,19.739999999999998,1.17,0]
[null,null,"20231118:0030","2023-11-18T06:59:59.998",93.46,19.350000000000001,19.940000000000001,1.31,0]
[null,null,"20231118:0130","2023-11-18T07:59:59.998",205.77,32.93,20.58,1.45,0]
[null,null,"20231118:0230","2023-11-18T08:59:59.998",162.11000000000001,45.77,21.46,1.31,0]
[null,null,"20231118:0330","2023-11-18T09:59:59.998",277.61,57,21.68,1.45,0]
[null,null,"20231118:0430","2023-11-18T10:59:59.998",521.54999999999995,64.36,22.49,1.59,0]
[null,null,"20231118:0530","2023-11-18T11:59:59.998",306.58999999999997,64.260000000000005,23.75,1.93,0]
[null,null,"20231118:0630","2023-11-18T12:59:59.998",68.33,56.78,22.68,1.79,0]
[null,null,"20231118:0730","2023-11-18T13:59:59.998",122.63,45.5,20.92,0.83,0]
[null,null,"20231118:0830","2023-11-18T14:59:59.998",106.99,32.630000000000003,21.1,1.03,0]
[null,null,"20231118:0930","2023-11-18T15:59:59.998",86.36,19.04,21.15,1.1000000000000001,0]
[null,null,"20231118:1030","2023-11-18T16:59:59.998",14.82,5.0999999999999996,21.02,1.38,0]
[null,null,"20231118:1130","2023-11-18T17:59:59.998",0,0,20.54,1.24,0]
[null,null,"20231118:1230","2023-11-18T18:59:59.998",0,0,20.21,0.97,0]
[null,null,"20231118:1330","2023-11-18T19:59:59.998",0,0,20.12,0.76,0]
[null,null,"20231118:1430","2023-11-18T20:59:59.998",0,0,20.059999999999999,0.9,0]
[null,null,"20231118:1530","2023-11-18T21:59:59.998",0,0,19.98,0.97,0]
[null,null,"20231118:1630","2023-11-18T22:59:59.998",0,0,19.86,0.83,0]
[null,null,"20231118:1730","2023-11-18T23:59:59.998",0,0,19.78,0.69,0]
[null,null,"20231118:1830","2023-11-19T00:59:59.998",0,0,19.8,0.69,0]
[null,null,"20231118:1930","2023-11-19T01:59:59.998",0,0,19.260000000000002,0.62,0]
[null,null,"20231118:2030","2023-11-19T02:59:59.998",0,0,19.260000000000002,0.48,0]
[null,null,"20231118:2130","2023-11-19T03:59:59.998",0,0,19.329999999999998,0.48,0]
[null,null,"20231118:2230","2023-11-19T04:59:59.998",0,0,19.329999999999998,0.62,0]
[null,null,"20231118:2330","2023-11-19T05:59:59.998",7.64,5.42,19.309999999999999,0.97,0]
[null,null,"20231119:0030","2023-11-19T06:59:59.998",52.3,19.239999999999998,19.47,0.9,0]
[null,null,"20231119:0130","2023-11-19T07:59:59.998",123.82,32.79,19.829999999999998,0.9,0]
[null,null,"20231119:0230","2023-11-19T08:59:59.998",184.6,45.61,20.59,1.03,0]
[null,null,"20231119:0330","2023-11-19T09:59:59.998",204.74,56.79,21.08,0.9,0]
[null,null,"20231119:0430","2023-11-19T10:59:59.998",260.16000000000003,64.12,21.69,1.31,0]
[null,null,"20231119:0530","2023-11-19T11:59:59.998",222.57,64.06,21.68,1.52,0]
[null,null,"20231119:0630","2023-11-19T12:59:59.998",283.08,56.65,21.47,1.59,0]
[null,null,"20231119:0730","2023-11-19T13:59:59.998",182.53,45.43,21.74,1.93,0]
[null,null,"20231119:0830","2023-11-19T14:59:59.998",171.27,32.6,21.4,1.52,0]
[null,null,"20231119:0930","2023-11-19T15:59:59.998",119.63,19.04,21.09,1.45,0]
[null,null,"20231119:1030","2023-11-19T16:59:59.998",22.36,5.13,20.7,1.59,0]
[null,null,"20231119:1130","2023-11-19T17:59:59.998",0,0,20.260000000000002,1.17,0]
[null,null,"20231119:1230","2023-11-19T18:59:59.998",0,0,19.87,1.03,0]
[null,null,"20231119:1330","2023-11-19T19:59:59.998",0,0,19.53,0.83,0]
[null,null,"20231119:1430","2023-11-19T20:59:59.998",0,0,19.399999999999999,0.76,0]
[null,null,"20231119:1530","2023-11-19T21:59:59.998",0,0,19.22,0.55000000000000004,0]
[null,null,"20231119:1630","2023-11-19T22:59:59.998",0,0,19.34,0.41,0]
[null,null,"20231119:1730","2023-11-19T23:59:59.998",0,0,19.36,0.48,0]
[null,null,"20231119:1830",{"$f":"D7755+1/24","v":"2023-11-20T00:59:59.998"},0,0,19.36,0.48,0]
[null,null,"20231119:1930","2023-11-20T01:59:59.998",0,0,19.89,0.41,0]
[null,null,"20231119:2030","2023-11-20T02:59:59.998",0,0,19.899999999999999,0.62,0]
[null,null,"20231119:2130","2023-11-20T03:59:59.998",0,0,19.86,0.83,0]
[null,null,"20231119:2230","2023-11-20T04:59:59.998",0,0,19.8,0.76,0]
[null,null,"20231119:2330","2023-11-20T05:59:59.998",7.49,5.33,19.68,0.62,0]
[null,null,"20231120:0030","2023-11-20T06:59:59.998",48.66,19.13,19.739999999999998,0.69,0]
[null,null,"20231120:0130","2023-11-20T07:59:59.998",48.01,32.65,20.03,0.76,0]
[null,null,"20231120:0230","2023-11-20T08:59:59.998",111.59,45.44,20.100000000000001,0.83,0]
[null,null,"20231120:0330","2023-11-20T09:59:59.998",119.97,56.58,20.78,0.69,0]
[null,null,"20231120:0430","2023-11-20T10:59:59.998",119.91,63.88,21.05,1.31,0]
[null,null,"20231120:0530","2023-11-20T11:59:59.998",266.02,63.85,21.02,1.24,0]
[null,null,"20231120:0630","2023-11-20T12:59:59.998",190.43,56.53,21.89,1.24,0]
[null,null,"20231120:0730","2023-11-20T13:59:59.998",206.25,45.37,21.34,1.66,0]
[null,null,"20231120:0830","2023-11-20T14:59:59.998",85.4,32.57,21.31,1.79,0]
[null,null,"20231120:0930","2023-11-20T15:59:59.998",29.06,19.05,20.88,1.38,0]
[null,null,"20231120:1030","2023-11-20T16:59:59.998",15.62,5.16,20.54,1.1000000000000001,0]
[null,null,"20231120:1130","2023-11-20T17:59:59.998",0,0,20.3,0.9,0]
[null,null,"20231120:1230","2023-11-20T18:59:59.998",0,0,20.079999999999998,0.76,0]
[null,null,"20231120:1330","2023-11-20T19:59:59.998",0,0,19.91,0.69,0]
[null,null,"20231120:1430","2023-11-20T20:59:59.998",0,0,19.72,0.69,0]
[null,null,"20231120:1530","2023-11-20T21:59:59.998",0,0,19.47,0.69,0]
[null,null,"20231120:1630","2023-11-20T22:59:59.998",0,0,19.440000000000001,0.69,0]
[null,null,"20231120:1730","2023-11-20T23:59:59.998",0,0,19.25,0.69,0]
[null,null,"20231120:1830","2023-11-21T00:59:59.998",0,0,19.34,0.55000000000000004,0]
[null,null,"20231120:1930","2023-11-21T01:59:59.998",0,0,19.510000000000002,0.76,0]
[null,null,"20231120:2030","2023-11-21T02:59:59.998",0,0,19.62,0.83,0]
[null,null,"20231120:2130","2023-11-21T03:59:59.998",0,0,19.489999999999998,0.76,0]
[null,null,"20231120:2230","2023-11-21T04:59:59.998",0,0,19.46,0.76,0]
[null,null,"20231120:2330","2023-11-21T05:59:59.998",13.67,5.24,19.46,0.76,0]
[null,null,"20231121:0030","2023-11-21T06:59:59.998",115.17,19.02,19.66,1.1000000000000001,0]
[null,null,"20231121:0130","2023-11-21T07:59:59.998",227.17,32.520000000000003,20.440000000000001,1.24,0]
[null,null,"20231121:0230","2023-11-21T08:59:59.998",332.22,45.27,20.92,1.24,0]
[null,null,"20231121:0330","2023-11-21T09:59:59.998",326.13,56.38,22.16,1.1000000000000001,0]
[null,null,"20231121:0430","2023-11-21T10:59:59.998",340.03,63.64,22.53,1.45,0]
[null,null,"20231121:0530","2023-11-21T11:59:59.998",314.69,63.66,22.68,1.31,0]
[null,null,"20231121:0630","2023-11-21T12:59:59.998",212.56,56.41,22.06,1.59,0]
[null,null,"20231121:0730","2023-11-21T13:59:59.998",228.65,45.3,21.96,1.45,0]
[null,null,"20231121:0830","2023-11-21T14:59:59.998",102.89,32.549999999999997,21.54,1.52,0]
[null,null,"20231121:0930","2023-11-21T15:59:59.998",42.16,19.059999999999999,20.97,1.24,0]
[null,null,"20231121:1030","2023-11-21T16:59:59.998",12.13,5.19,20.61,1.03,0]
[null,null,"20231121:1130","2023-11-21T17:59:59.998",0,0,20.32,1.03,0]
[null,null,"20231121:1230","2023-11-21T18:59:59.998",0,0,20.100000000000001,0.97,0]
[null,null,"20231121:1330","2023-11-21T19:59:59.998",0,0,20.04,0.9,0]
[null,null,"20231121:1430","2023-11-21T20:59:59.998",0,0,19.97,0.76,0]
[null,null,"20231121:1530","2023-11-21T21:59:59.998",0,0,19.75,0.48,0]
[null,null,"20231121:1630","2023-11-21T22:59:59.998",0,0,19.55,0.48,0]
[null,null,"20231121:1730","2023-11-21T23:59:59.998",0,0,19.37,0.41,0]
[null,null,"20231121:1830","2023-11-22T00:59:59.998",0,0,19.38,0.34,0]
[null,null,"20231121:1930","2023-11-22T01:59:59.998",0,0,19.62,0.55000000000000004,0]
[null,null,"20231121:2030","2023-11-22T02:59:59.998",0,0,19.55,0.48,0]
[null,null,"20231121:2130","2023-11-22T03:59:59.998",0,0,19.32,0.48,0]
[null,null,"20231121:2230","2023-11-22T04:59:59.998",0,0,19.239999999999998,0.55000000000000004,0]
[null,null,"20231121:2330","2023-11-22T05:59:59.998",21.12,5.15,19.2,0.55000000000000004,0]
[null,null,"20231122:0030","2023-11-22T06:59:59.998",99.07,18.899999999999999,19.579999999999998,0.76,0]
[null,null,"20231122:0130","2023-11-22T07:59:59.998",173.23,32.380000000000003,20.49,0.97,0]
[null,null,"20231122:0230","2023-11-22T08:59:59.998",291.79000000000002,45.1,21.22,0.97,0]
[null,null,"20231122:0330","2023-11-22T09:59:59.998",308.95999999999998,56.18,22.43,1.1000000000000001,0]
[null,null,"20231122:0430","2023-11-22T10:59:59.998",333.52,63.42,22.62,1.24,0]
[null,null,"20231122:0530","2023-11-22T11:59:59.998",419.37,63.47,21.85,1.03,0]
[null,null,"20231122:0630","2023-11-22T12:59:59.998",145.36000000000001,56.29,22.6,1.1000000000000001,0]
[null,null,"20231122:0730","2023-11-22T13:59:59.998",145.36000000000001,45.25,21.51,0.76,0]
[null,null,"20231122:0830","2023-11-22T14:59:59.998",108.88,32.54,21.56,0.69,0]
[null,null,"20231122:0930","2023-11-22T15:59:59.998",36.909999999999997,19.07,21.3,0.83,0]
[null,null,"20231122:1030",{"$f":"D7819+1/24","v":"2023-11-22T16:59:59.998"},9.48,5.22,20.83,0.76,0]
[null,null,"20231122:1130","2023-11-22T17:59:59.998",0,0,20.6,0.76,0]
[null,null,"20231122:1230","2023-11-22T18:59:59.998",0,0,20.36,0.83,0]
[null,null,"20231122:1330","2023-11-22T19:59:59.998",0,0,20.18,0.62,0]
[null,null,"20231122:1430","2023-11-22T20:59:59.998",0,0,20.079999999999998,0.62,0]
[null,null,"20231122:1530","2023-11-22T21:59:59.998",0,0,20,0.48,0]
[null,null,"20231122:1630","2023-11-22T22:59:59.998",0,0,19.920000000000002,0.48,0]
[null,null,"20231122:1730","2023-11-22T23:59:59.998",0,0,19.84,0.34,0]
[null,null,"20231122:1830","2023-11-23T00:59:59.998",0,0,19.690000000000001,7.0000000000000007E-2,0]
[null,null,"20231122:1930","2023-11-23T01:59:59.998",0,0,19.809999999999999,0.48,0]
[null,null,"20231122:2030","2023-11-23T02:59:59.998",0,0,19.7,0.34,0]
[null,null,"20231122:2130","2023-11-23T03:59:59.998",0,0,19.78,0.48,0]
[null,null,"20231122:2230","2023-11-23T04:59:59.998",0,0,19.579999999999998,0.62,0]
[null,null,"20231122:2330","2023-11-23T05:59:59.998",13.71,5.0599999999999996,19.61,0.62,0]
[null,null,"20231123:0030","2023-11-23T06:59:59.998",81.069999999999993,18.79,19.73,0.48,0]
[null,null,"20231123:0130","2023-11-23T07:59:59.998",186.75,32.24,20.29,0.83,0]
[null,null,"20231123:0230","2023-11-23T08:59:59.998",261.16000000000003,44.94,21.26,0.83,0]
[null,null,"20231123:0330","2023-11-23T09:59:59.998",467.89,55.97,21.79,0.83,0]
[null,null,"20231123:0430","2023-11-23T10:59:59.998",485.56,63.19,22.75,0.76,0]
[null,null,"20231123:0530","2023-11-23T11:59:59.998",472.53,63.28,23.07,1.17,0]
[null,null,"20231123:0630","2023-11-23T12:59:59.998",560.96,56.18,22.98,1.17,0]
[null,null,"20231123:0730","2023-11-23T13:59:59.998",423.57,45.2,23.39,1.17,0]
[null,null,"20231123:0830","2023-11-23T14:59:59.998",180.21,32.53,22.13,1.17,0]
[null,null,"20231123:0930","2023-11-23T15:59:59.998",57.41,19.079999999999998,21.58,1.1000000000000001,0]
[null,null,"20231123:1030","2023-11-23T16:59:59.998",16.97,5.26,20.81,0.97,0]
[null,null,"20231123:1130","2023-11-23T17:59:59.998",0,0,20.34,0.83,0]
[null,null,"20231123:1230","2023-11-23T18:59:59.998",0,0,20.03,1.03,0]
[null,null,"20231123:1330","2023-11-23T19:59:59.998",0,0,19.88,0.83,0]
[null,null,"20231123:1430","2023-11-23T20:59:59.998",0,0,19.809999999999999,0.83,0]
[null,null,"20231123:1530","2023-11-23T21:59:59.998",0,0,19.78,0.69,0]
[null,null,"20231123:1630","2023-11-23T22:59:59.998",0,0,19.670000000000002,0.55000000000000004,0]
[null,null,"20231123:1730","2023-11-23T23:59:59.998",0,0,19.649999999999999,0.48,0]
[null,null,"20231123:1830","2023-11-24T00:59:59.998",0,0,19.579999999999998,0.48,0]
[null,null,"20231123:1930","2023-11-24T01:59:59.998",0,0,19.829999999999998,0.76,0]
[null,null,"20231123:2030","2023-11-24T02:59:59.998",0,0,19.920000000000002,0.62,0]
[null,null,"20231123:2130","2023-11-24T03:59:59.998",0,0,19.899999999999999,0.76,0]
[null,null,"20231123:2230","2023-11-24T04:59:59.998",0,0,19.82,0.76,0]
[null,null,"20231123:2330","2023-11-24T05:59:59.998",23.76,4.96,19.670000000000002,0.48,0]
[null,null,"20231124:0030","2023-11-24T06:59:59.998",141.38999999999999,18.670000000000002,19.88,0.41,0]
[null,null,"20231124:0130","2023-11-24T07:59:59.998",277.16000000000003,32.1,20.6,0.97,0]
[null,null,"20231124:0230","2023-11-24T08:59:59.998",407.16,44.77,21.7,0.83,0]
[null,null,"20231124:0330","2023-11-24T09:59:59.998",524.07000000000005,55.78,22.66,0.83,0]
[null,null,"20231124:0430","2023-11-24T10:59:59.998",563.61,62.98,23.54,0.97,0]
[null,null,"20231124:0530","2023-11-24T11:59:59.998",531.11,63.1,23.04,1.45,0]
[null,null,"20231124:0630","2023-11-24T12:59:59.998",265.27999999999997,56.08,23.53,1.52,0]
[null,null,"20231124:0730","2023-11-24T13:59:59.998",164.22,45.15,21.82,1.1000000000000001,0]
[null,null,"20231124:0830","2023-11-24T14:59:59.998",101.45,32.520000000000003,21.55,1.17,0]
[null,null,"20231124:0930","2023-11-24T15:59:59.998",43.17,19.100000000000001,20.87,0.97,0]
[null,null,"20231124:1030","2023-11-24T16:59:59.998",16.82,5.3,20.5,0.97,0]
[null,null,"20231124:1130","2023-11-24T17:59:59.998",0,0,20.16,0.83,0]
[null,null,"20231124:1230","2023-11-24T18:59:59.998",0,0,19.86,0.97,0]
[null,null,"20231124:1330","2023-11-24T19:59:59.998",0,0,19.649999999999999,0.97,0]
[null,null,"20231124:1430","2023-11-24T20:59:59.998",0,0,19.420000000000002,0.9,0]
[null,null,"20231124:1530","2023-11-24T21:59:59.998",0,0,19.3,0.76,0]
[null,null,"20231124:1630","2023-11-24T22:59:59.998",0,0,19.09,0.55000000000000004,0]
[null,null,"20231124:1730","2023-11-24T23:59:59.998",0,0,19.059999999999999,0.48,0]
[null,null,"20231124:1830","2023-11-25T00:59:59.998",0,0,18.95,0.48,0]
[null,null,"20231124:1930","2023-11-25T01:59:59.998",0,0,19.39,0.97,0]
[null,null,"20231124:2030","2023-11-25T02:59:59.998",0,0,19.34,0.97,0]
[null,null,"20231124:2130","2023-11-25T03:59:59.998",0,0,19.23,0.76,0]
[null,null,"20231124:2230","2023-11-25T04:59:59.998",0,0,19,0.69,0]
[null,null,"20231124:2330","2023-11-25T05:59:59.998",35.25,4.87,19.02,0.55000000000000004,0]
[null,null,"20231125:0030","2023-11-25T06:59:59.998",179.54,18.559999999999999,19.260000000000002,0.62,0]
[null,null,"20231125:0130","2023-11-25T07:59:59.998",384.04,31.97,20.41,0.62,0]
[null,null,"20231125:0230",{"$f":"D7883+1/24","v":"2023-11-25T08:59:59.998"},493.53,44.61,21.84,0.9,0]
[null,null,"20231125:0330","2023-11-25T09:59:59.998",579.33000000000004,55.58,22.9,1.66,0]
[null,null,"20231125:0430","2023-11-25T10:59:59.998",671.16,62.76,23.49,1.38,0]
[null,null,"20231125:0530","2023-11-25T11:59:59.998",564.22,62.93,24.18,1.79,0]
[null,null,"20231125:0630","2023-11-25T12:59:59.998",210.31,55.98,21.63,2.34,0]
[null,null,"20231125:0730","2023-11-25T13:59:59.998",141.83000000000001,45.11,21.68,1.1000000000000001,0]
[null,null,"20231125:0830","2023-11-25T14:59:59.998",86.81,32.51,21.17,1.38,0]
[null,null,"20231125:0930","2023-11-25T15:59:59.998",39.51,19.13,20.66,0.69,0]
[null,null,"20231125:1030","2023-11-25T16:59:59.998",10.93,5.35,20.45,0.14000000000000001,0]
[null,null,"20231125:1130","2023-11-25T17:59:59.998",0,0,20.16,0.21,0]
[null,null,"20231125:1230","2023-11-25T18:59:59.998",0,0,19.98,0.28000000000000003,0]
[null,null,"20231125:1330","2023-11-25T19:59:59.998",0,0,19.760000000000002,0.34,0]
[null,null,"20231125:1430","2023-11-25T20:59:59.998",0,0,19.649999999999999,0.21,0]
[null,null,"20231125:1530","2023-11-25T21:59:59.998",0,0,19.649999999999999,0.48,0]
[null,null,"20231125:1630","2023-11-25T22:59:59.998",0,0,19.61,0.62,0]
[null,null,"20231125:1730","2023-11-25T23:59:59.998",0,0,19.670000000000002,0.62,0]
[null,null,"20231125:1830","2023-11-26T00:59:59.998",0,0,19.510000000000002,0.62,0]
[null,null,"20231125:1930","2023-11-26T01:59:59.998",0,0,19.38,0.62,0]
[null,null,"20231125:2030","2023-11-26T02:59:59.998",0,0,19.23,0.69,0]
[null,null,"20231125:2130","2023-11-26T03:59:59.998",0,0,19.059999999999999,0.55000000000000004,0]
[null,null,"20231125:2230","2023-11-26T04:59:59.998",0,0,18.97,0.55000000000000004,0]
[null,null,"20231125:2330","2023-11-26T05:59:59.998",24.24,4.7699999999999996,18.93,0.55000000000000004,0]
[null,null,"20231126:0030","2023-11-26T06:59:59.998",166.5,18.440000000000001,19.21,0.69,0]
[null,null,"20231126:0130","2023-11-26T07:59:59.998",283.79000000000002,31.83,20.36,0.76,0]
[null,null,"20231126:0230","2023-11-26T08:59:59.998",460.17,44.44,21.24,0.55000000000000004,0]
[null,null,"20231126:0330","2023-11-26T09:59:59.998",432.72,55.39,22.54,0.28000000000000003,0]
[null,null,"20231126:0430","2023-11-26T10:59:59.998",535.46,62.56,23.12,0.34,0]
[null,null,"20231126:0530","2023-11-26T11:59:59.998",493.37,62.76,23.86,0.48,0]
[null,null,"20231126:0630","2023-11-26T12:59:59.998",436.16,55.88,23.59,0.9,0]
[null,null,"20231126:0730","2023-11-26T13:59:59.998",280.74,45.07,23.11,0.69,0]
[null,null,"20231126:0830","2023-11-26T14:59:59.998",297.75,32.51,22.54,0.48,0]
[null,null,"20231126:0930","2023-11-26T15:59:59.998",104.99,19.149999999999999,22.27,0.76,0]
[null,null,"20231126:1030","2023-11-26T16:59:59.998",14.37,5.39,21.54,0.62,0]
[null,null,"20231126:1130","2023-11-26T17:59:59.998",0,0,20.93,0.55000000000000004,0]
[null,null,"20231126:1230","2023-11-26T18:59:59.998",0,0,20.47,0.41,0]
[null,null,"20231126:1330","2023-11-26T19:59:59.998",0,0,20.12,0.55000000000000004,0]
[null,null,"20231126:1430","2023-11-26T20:59:59.998",0,0,20.04,0.83,0]
[null,null,"20231126:1530","2023-11-26T21:59:59.998",0,0,19.72,0.62,0]
[null,null,"20231126:1630","2023-11-26T22:59:59.998",0,0,19.739999999999998,0.55000000000000004,0]
[null,null,"20231126:1730","2023-11-26T23:59:59.998",0,0,19.600000000000001,0.48,0]
[null,null,"20231126:1830","2023-11-27T00:59:59.998",0,0,19.28,0.41,0]
[null,null,"20231126:1930","2023-11-27T01:59:59.998",0,0,19.37,0.62,0]
[null,null,"20231126:2030","2023-11-27T02:59:59.998",0,0,19.3,0.55000000000000004,0]
[null,null,"20231126:2130","2023-11-27T03:59:59.998",0,0,19.29,0.55000000000000004,0]
[null,null,"20231126:2230","2023-11-27T04:59:59.998",0,0,19.18,0.69,0]
[null,null,"20231126:2330","2023-11-27T05:59:59.998",21.96,4.67,19.190000000000001,0.62,0]
[null,null,"20231127:0030","2023-11-27T06:59:59.998",120.26,18.32,19.5,0.55000000000000004,0]
[null,null,"20231127:0130","2023-11-27T07:59:59.998",340.35,31.69,20.49,0.83,0]
[null,null,"20231127:0230","2023-11-27T08:59:59.998",583.32000000000005,44.28,21.91,0.97,0]
[null,null,"20231127:0330","2023-11-27T09:59:59.998",605.78,55.2,23.33,0.97,0]
[null,null,"20231127:0430","2023-11-27T10:59:59.998",646.4,62.35,24.15,1.24,0]
[null,null,"20231127:0530","2023-11-27T11:59:59.998",348.86,62.6,23.47,1.17,0]
[null,null,"20231127:0630","2023-11-27T12:59:59.998",439.07,55.8,22.45,0.97,0]
[null,null,"20231127:0730","2023-11-27T13:59:59.998",319.82,45.04,22.75,1.24,0]
[null,null,"20231127:0830","2023-11-27T14:59:59.998",167.18,32.520000000000003,22.49,1.17,0]
[null,null,"20231127:0930","2023-11-27T15:59:59.998",40.11,19.18,21.6,1.1000000000000001,0]
[null,null,"20231127:1030","2023-11-27T16:59:59.998",7.64,5.45,20.079999999999998,0.76,0]
[null,null,"20231127:1130","2023-11-27T17:59:59.998",0,0,19.75,0.9,0]
[null,null,"20231127:1230","2023-11-27T18:59:59.998",0,0,19.57,0.69,0]
[null,null,"20231127:1330","2023-11-27T19:59:59.998",0,0,19.63,0.83,0]
[null,null,"20231127:1430","2023-11-27T20:59:59.998",0,0,19.7,1.03,0]
[null,null,"20231127:1530","2023-11-27T21:59:59.998",0,0,19.64,0.69,0]
[null,null,"20231127:1630","2023-11-27T22:59:59.998",0,0,19.59,0.69,0]
[null,null,"20231127:1730","2023-11-27T23:59:59.998",0,0,19.59,0.55000000000000004,0]
[null,null,"20231127:1830",{"$f":"D7947+1/24","v":"2023-11-28T00:59:59.998"},0,0,19.48,0.55000000000000004,0]
[null,null,"20231127:1930","2023-11-28T01:59:59.998",0,0,19.38,0.83,0]
[null,null,"20231127:2030","2023-11-28T02:59:59.998",0,0,19.28,0.9,0]
[null,null,"20231127:2130","2023-11-28T03:59:59.998",0,0,19.25,0.9,0]
[null,null,"20231127:2230","2023-11-28T04:59:59.998",0,0,19.18,0.9,0]
[null,null,"20231127:2330","2023-11-28T05:59:59.998",22.6,4.57,19.14,0.9,0]
[null,null,"20231128:0030","2023-11-28T06:59:59.998",86.48,18.2,19.329999999999998,1.31,0]
[null,null,"20231128:0130","2023-11-28T07:59:59.998",139.97999999999999,31.55,20.07,1.86,0]
[null,null,"20231128:0230","2023-11-28T08:59:59.998",180.67,44.12,20.71,1.31,0]
[null,null,"20231128:0330","2023-11-28T09:59:59.998",246.79,55.01,21.54,1.31,0]
[null,null,"20231128:0430","2023-11-28T10:59:59.998",257.89,62.16,22.22,1.52,0]
[null,null,"20231128:0530","2023-11-28T11:59:59.998",189.83,62.45,21.55,1.66,0]
[null,null,"20231128:0630","2023-11-28T12:59:59.998",424.42,55.71,21.01,1.93,0]
[null,null,"20231128:0730","2023-11-28T13:59:59.998",318.95999999999998,45.01,22.27,2.0699999999999998,0]
[null,null,"20231128:0830","2023-11-28T14:59:59.998",228.23,32.520000000000003,21.85,2.14,0]
[null,null,"20231128:0930","2023-11-28T15:59:59.998",80.78,19.21,21.28,2.0699999999999998,0]
[null,null,"20231128:1030","2023-11-28T16:59:59.998",17.32,5.5,20.75,1.59,0]
[null,null,"20231128:1130","2023-11-28T17:59:59.998",0,0,20.21,1.1000000000000001,0]
[null,null,"20231128:1230","2023-11-28T18:59:59.998",0,0,20.010000000000002,1.03,0]
[null,null,"20231128:1330","2023-11-28T19:59:59.998",0,0,19.86,0.83,0]
[null,null,"20231128:1430","2023-11-28T20:59:59.998",0,0,19.84,0.69,0]
[null,null,"20231128:1530","2023-11-28T21:59:59.998",0,0,19.75,0.62,0]
[null,null,"20231128:1630","2023-11-28T22:59:59.998",0,0,19.75,0.76,0]
[null,null,"20231128:1730","2023-11-28T23:59:59.998",0,0,19.66,0.76,0]
[null,null,"20231128:1830","2023-11-29T00:59:59.998",0,0,19.59,0.62,0]
[null,null,"20231128:1930","2023-11-29T01:59:59.998",0,0,19.62,0.62,0]
[null,null,"20231128:2030","2023-11-29T02:59:59.998",0,0,19.55,0.76,0]
[null,null,"20231128:2130","2023-11-29T03:59:59.998",0,0,19.600000000000001,0.62,0]
[null,null,"20231128:2230","2023-11-29T04:59:59.998",0,0,19.440000000000001,0.62,0]
[null,null,"20231128:2330","2023-11-29T05:59:59.998",26.93,4.46,19.39,0.55000000000000004,0]
[null,null,"20231129:0030","2023-11-29T06:59:59.998",122.79,18.079999999999998,19.809999999999999,0.34,0]
[null,null,"20231129:0130","2023-11-29T07:59:59.998",236.79,31.41,20.92,0.62,0]
[null,null,"20231129:0230","2023-11-29T08:59:59.998",248.07,43.96,21.99,1.17,0]
[null,null,"20231129:0330","2023-11-29T09:59:59.998",505.52,54.83,22.43,1.24,0]
[null,null,"20231129:0430","2023-11-29T10:59:59.998",603.88,61.97,23.85,1.45,0]
[null,null,"20231129:0530","2023-11-29T11:59:59.998",639.03,62.3,24.49,1.03,0]
[null,null,"20231129:0630","2023-11-29T12:59:59.998",467.33,55.63,24.78,1.1000000000000001,0]
[null,null,"20231129:0730","2023-11-29T13:59:59.998",446.74,44.98,23.63,1.17,0]
[null,null,"20231129:0830","2023-11-29T14:59:59.998",234.76,32.53,23.86,0.9,0]
[null,null,"20231129:0930","2023-11-29T15:59:59.998",93.57,19.25,22.93,0.9,0]
[null,null,"20231129:1030","2023-11-29T16:59:59.998",14.17,5.55,21.85,1.17,0]
[null,null,"20231129:1130","2023-11-29T17:59:59.998",0,0,21.01,0.55000000000000004,0]
[null,null,"20231129:1230","2023-11-29T18:59:59.998",0,0,20.55,0.9,0]
[null,null,"20231129:1330","2023-11-29T19:59:59.998",0,0,20.28,0.9,0]
[null,null,"20231129:1430","2023-11-29T20:59:59.998",0,0,20.28,0.69,0]
[null,null,"20231129:1530","2023-11-29T21:59:59.998",0,0,20.13,1.03,0]
[null,null,"20231129:1630","2023-11-29T22:59:59.998",0,0,20.02,0.62,0]
[null,null,"20231129:1730","2023-11-29T23:59:59.998",0,0,19.989999999999998,0.76,0]
[null,null,"20231129:1830","2023-11-30T00:59:59.998",0,0,19.940000000000001,0.55000000000000004,0]
[null,null,"20231129:1930","2023-11-30T01:59:59.998",0,0,20,0.34,0]
[null,null,"20231129:2030","2023-11-30T02:59:59.998",0,0,19.989999999999998,0.48,0]
[null,null,"20231129:2130","2023-11-30T03:59:59.998",0,0,19.940000000000001,0.62,0]
[null,null,"20231129:2230","2023-11-30T04:59:59.998",0,0,19.920000000000002,0.69,0]
[null,null,"20231129:2330","2023-11-30T05:59:59.998",21.22,4.3600000000000003,19.93,0.48,0]
[null,null,"20231130:0030","2023-11-30T06:59:59.998",107.38,17.96,20.07,0.9,0]
[null,null,"20231130:0130","2023-11-30T07:59:59.998",284.42,31.27,20.67,1.66,0]
[null,null,"20231130:0230","2023-11-30T08:59:59.998",420.77,43.8,21.87,1.38,0]
[null,null,"20231130:0330","2023-11-30T09:59:59.998",444.67,54.65,22.87,1.24,0]
[null,null,"20231130:0430","2023-11-30T10:59:59.998",588.49,61.78,23.38,1.31,0]
[null,null,"20231130:0530","2023-11-30T11:59:59.998",553.14,62.16,24.07,1.17,0]
[null,null,"20231130:0630","2023-11-30T12:59:59.998",530.01,55.56,24.32,1.52,0]
[null,null,"20231130:0730","2023-11-30T13:59:59.998",494.6,44.96,24.96,1.86,0]
[null,null,"20231130:0830","2023-11-30T14:59:59.998",294.14999999999998,32.549999999999997,24.64,2.0699999999999998,0]
[null,null,"20231130:0930","2023-11-30T15:59:59.998",107.46,19.29,23.11,1.38,0]
[null,null,"20231130:1030",{"$f":"D8011+1/24","v":"2023-11-30T16:59:59.998"},20.16,5.61,22.46,0.97,0]
[null,null,"20231130:1130","2023-11-30T17:59:59.998",0,0,21.76,0.97,0]
[null,null,"20231130:1230","2023-11-30T18:59:59.998",0,0,21.2,0.9,0]
[null,null,"20231130:1330","2023-11-30T19:59:59.998",0,0,20.71,0.83,0]
[null,null,"20231130:1430","2023-11-30T20:59:59.998",0,0,20.54,0.76,0]
[null,null,"20231130:1530","2023-11-30T21:59:59.998",0,0,20.21,0.69,0]
[null,null,"20231130:1630","2023-11-30T22:59:59.998",0,0,20.02,0.76,0]
[null,null,"20231130:1730","2023-11-30T23:59:59.998",0,0,19.8,0.62,0]
[null,null,"20231130:1830","2023-12-01T00:59:59.998",0,0,19.66,0.76,0]
[null,null,"20231130:1930","2023-12-01T01:59:59.998",0,0,19.8,0.69,0]
[null,null,"20231130:2030","2023-12-01T02:59:59.998",0,0,19.62,0.9,0]
[null,null,"20231130:2130","2023-12-01T03:59:59.998",0,0,19.57,0.83,0]
[null,null,"20231130:2230","2023-12-01T04:59:59.998",0,0,19.760000000000002,0.9,0]
[null,null,"20231130:2330","2023-12-01T05:59:59.998",27.3,4.26,19.89,0.83,0]
[null,null,"20231201:0030","2023-12-01T06:59:59.998",151.66999999999999,17.84,20.079999999999998,1.24,0]
[null,null,"20231201:0130","2023-12-01T07:59:59.998",393.79,31.14,21.19,1.38,0]
[null,null,"20231201:0230","2023-12-01T08:59:59.998",491.29,43.64,22.33,1.86,0]
[null,null,"20231201:0330","2023-12-01T09:59:59.998",527.49,54.47,23.01,2,0]
[null,null,"20231201:0430","2023-12-01T10:59:59.998",794.49,61.6,23.52,2,0]
[null,null,"20231201:0530","2023-12-01T11:59:59.998",708.64,62.03,24.65,2,0]
[null,null,"20231201:0630","2023-12-01T12:59:59.998",525.14,55.5,25.14,2,0]
[null,null,"20231201:0730","2023-12-01T13:59:59.998",263.89999999999998,44.95,24.98,1.72,0]
[null,null,"20231201:0830","2023-12-01T14:59:59.998",190.98,32.57,22.74,1.93,0]
[null,null,"20231201:0930","2023-12-01T15:59:59.998",58.1,19.329999999999998,21.74,1.45,0]
[null,null,"20231201:1030","2023-12-01T16:59:59.998",16.12,5.68,20.29,1.1000000000000001,0]
[null,null,"20231201:1130","2023-12-01T17:59:59.998",0,0,20.170000000000002,0.76,0]
[null,null,"20231201:1230","2023-12-01T18:59:59.998",0,0,20.11,0.97,0]
[null,null,"20231201:1330","2023-12-01T19:59:59.998",0,0,19.97,0.9,0]
[null,null,"20231201:1430","2023-12-01T20:59:59.998",0,0,19.84,0.83,0]
[null,null,"20231201:1530","2023-12-01T21:59:59.998",0,0,19.75,0.62,0]
[null,null,"20231201:1630","2023-12-01T22:59:59.998",0,0,19.690000000000001,0.69,0]
[null,null,"20231201:1730","2023-12-01T23:59:59.998",0,0,19.7,0.69,0]
[null,null,"20231201:1830","2023-12-02T00:59:59.998",0,0,19.66,0.76,0]
[null,null,"20231201:1930","2023-12-02T01:59:59.998",0,0,19.12,0.69,0]
[null,null,"20231201:2030","2023-12-02T02:59:59.998",0,0,19.09,0.55000000000000004,0]
[null,null,"20231201:2130","2023-12-02T03:59:59.998",0,0,19.07,0.69,0]
[null,null,"20231201:2230","2023-12-02T04:59:59.998",0,0,18.989999999999998,0.55000000000000004,0]
[null,null,"20231201:2330","2023-12-02T05:59:59.998",22.71,4.1500000000000004,19.010000000000002,0.62,0]
[null,null,"20231202:0030","2023-12-02T06:59:59.998",143.58000000000001,17.72,19.27,0.62,0]
[null,null,"20231202:0130","2023-12-02T07:59:59.998",213.54,31,20.309999999999999,1.24,0]
[null,null,"20231202:0230","2023-12-02T08:59:59.998",192.35,43.49,21.02,1.24,0]
[null,null,"20231202:0330","2023-12-02T09:59:59.998",313.8,54.3,21.28,1.1000000000000001,0]
[null,null,"20231202:0430","2023-12-02T10:59:59.998",501.95,61.43,21.5,1.38,0]
[null,null,"20231202:0530","2023-12-02T11:59:59.998",255.97,61.9,22.44,1.45,0]
[null,null,"20231202:0630","2023-12-02T12:59:59.998",301.08999999999997,55.44,21.18,1.24,0]
[null,null,"20231202:0730","2023-12-02T13:59:59.998",202.64,44.94,21.37,1.1000000000000001,0]
[null,null,"20231202:0830","2023-12-02T14:59:59.998",149.9,32.590000000000003,21.05,0.97,0]
[null,null,"20231202:0930","2023-12-02T15:59:59.998",121.79,19.38,20.81,1.24,0]
[null,null,"20231202:1030","2023-12-02T16:59:59.998",21.71,5.74,20.49,1.24,0]
[null,null,"20231202:1130","2023-12-02T17:59:59.998",0,0,19.940000000000001,1.24,0]
[null,null,"20231202:1230","2023-12-02T18:59:59.998",0,0,19.59,1.03,0]
[null,null,"20231202:1330","2023-12-02T19:59:59.998",0,0,19.399999999999999,0.83,0]
[null,null,"20231202:1430","2023-12-02T20:59:59.998",0,0,19.36,0.83,0]
[null,null,"20231202:1530","2023-12-02T21:59:59.998",0,0,19.239999999999998,0.83,0]
[null,null,"20231202:1630","2023-12-02T22:59:59.998",0,0,19.34,0.69,0]
[null,null,"20231202:1730","2023-12-02T23:59:59.998",0,0,19.34,0.55000000000000004,0]
[null,null,"20231202:1830","2023-12-03T00:59:59.998",0,0,19.36,0.41,0]
[null,null,"20231202:1930","2023-12-03T01:59:59.998",0,0,19.54,0.41,0]
[null,null,"20231202:2030","2023-12-03T02:59:59.998",0,0,19.64,0.62,0]
[null,null,"20231202:2130","2023-12-03T03:59:59.998",0,0,19.690000000000001,0.69,0]
[null,null,"20231202:2230","2023-12-03T04:59:59.998",0,0,19.63,0.76,0]
[null,null,"20231202:2330","2023-12-03T05:59:59.998",16.899999999999999,4.04,19.649999999999999,0.76,0]
[null,null,"20231203:0030","2023-12-03T06:59:59.998",82.98,17.600000000000001,19.8,0.48,0]
[null,null,"20231203:0130","2023-12-03T07:59:59.998",185.25,30.86,20.38,0.55000000000000004,0]
[null,null,"20231203:0230",{"$f":"D8075+1/24","v":"2023-12-03T08:59:59.998"},382.94,43.34,21.07,0.69,0]
[null,null,"20231203:0330","2023-12-03T09:59:59.998",289.79000000000002,54.13,22.41,1.03,0]
[null,null,"20231203:0430","2023-12-03T10:59:59.998",392.51,61.27,21.38,1.17,0]
[null,null,"20231203:0530","2023-12-03T11:59:59.998",358.55,61.78,22.58,1.17,0]
[null,null,"20231203:0630","2023-12-03T12:59:59.998",365.02,55.38,22.59,1.03,0]
[null,null,"20231203:0730","2023-12-03T13:59:59.998",314.60000000000002,44.93,22.7,1.03,0]
[null,null,"20231203:0830","2023-12-03T14:59:59.998",182.81,32.619999999999997,22.89,0.76,0]
[null,null,"20231203:0930","2023-12-03T15:59:59.998",106.68,19.43,21.8,0.69,0]
[null,null,"20231203:1030","2023-12-03T16:59:59.998",23.41,5.81,21.15,0.21,0]
[null,null,"20231203:1130","2023-12-03T17:59:59.998",0,0,20.67,0.55000000000000004,0]
[null,null,"20231203:1230","2023-12-03T18:59:59.998",0,0,20.329999999999998,0.76,0]
[null,null,"20231203:1330","2023-12-03T19:59:59.998",0,0,20.100000000000001,0.62,0]
[null,null,"20231203:1430","2023-12-03T20:59:59.998",0,0,19.97,0.55000000000000004,0]
[null,null,"20231203:1530","2023-12-03T21:59:59.998",0,0,19.82,0.55000000000000004,0]
[null,null,"20231203:1630","2023-12-03T22:59:59.998",0,0,19.63,0.48,0]
[null,null,"20231203:1730","2023-12-03T23:59:59.998",0,0,19.46,0.34,0]
[null,null,"20231203:1830","2023-12-04T00:59:59.998",0,0,19.25,0.48,0]
[null,null,"20231203:1930","2023-12-04T01:59:59.998",0,0,19.12,0.34,0]
[null,null,"20231203:2030","2023-12-04T02:59:59.998",0,0,19.12,0.41,0]
[null,null,"20231203:2130","2023-12-04T03:59:59.998",0,0,19.05,0.62,0]
[null,null,"20231203:2230","2023-12-04T04:59:59.998",0,0,18.899999999999999,0.76,0]
[null,null,"20231203:2330","2023-12-04T05:59:59.998",28.6,3.94,18.91,0.62,0]
[null,null,"20231204:0030","2023-12-04T06:59:59.998",111.62,17.48,19.350000000000001,0.62,0]
[null,null,"20231204:0130","2023-12-04T07:59:59.998",298.48,30.73,20.45,1.1000000000000001,0]
[null,null,"20231204:0230","2023-12-04T08:59:59.998",488.98,43.19,21.81,1.03,0]
[null,null,"20231204:0330","2023-12-04T09:59:59.998",425.84,53.97,23.33,0.83,0]
[null,null,"20231204:0430","2023-12-04T10:59:59.998",602.25,61.11,23.98,0.69,0]
[null,null,"20231204:0530","2023-12-04T11:59:59.998",788.62,61.67,25.2,0.48,0]
[null,null,"20231204:0630","2023-12-04T12:59:59.998",698.36,55.33,25.94,0.55000000000000004,0]
[null,null,"20231204:0730","2023-12-04T13:59:59.998",222.9,44.93,23.69,1.03,0]
[null,null,"20231204:0830","2023-12-04T14:59:59.998",236.37,32.65,22.1,0.48,0]
[null,null,"20231204:0930","2023-12-04T15:59:59.998",221.71,19.48,22.39,0.69,0]
[null,null,"20231204:1030","2023-12-04T16:59:59.998",25.6,5.88,22.24,0.48,0]
[null,null,"20231204:1130","2023-12-04T17:59:59.998",0,0,21.74,0.69,0]
[null,null,"20231204:1230","2023-12-04T18:59:59.998",0,0,21.16,0.76,0]
[null,null,"20231204:1330","2023-12-04T19:59:59.998",0,0,20.58,0.69,0]
[null,null,"20231204:1430","2023-12-04T20:59:59.998",0,0,20.440000000000001,0.83,0]
[null,null,"20231204:1530","2023-12-04T21:59:59.998",0,0,20.239999999999998,0.76,0]
[null,null,"20231204:1630","2023-12-04T22:59:59.998",0,0,20.18,0.48,0]
[null,null,"20231204:1730","2023-12-04T23:59:59.998",0,0,19.88,0.55000000000000004,0]
[null,null,"20231204:1830","2023-12-05T00:59:59.998",0,0,19.84,0.55000000000000004,0]
[null,null,"20231204:1930","2023-12-05T01:59:59.998",0,0,19.79,0.48,0]
[null,null,"20231204:2030","2023-12-05T02:59:59.998",0,0,19.53,0.21,0]
[null,null,"20231204:2130","2023-12-05T03:59:59.998",0,0,19.53,0.41,0]
[null,null,"20231204:2230","2023-12-05T04:59:59.998",0,0,19.440000000000001,0.55000000000000004,0]
[null,null,"20231204:2330","2023-12-05T05:59:59.998",37.369999999999997,3.83,19.510000000000002,0.48,0]
[null,null,"20231205:0030","2023-12-05T06:59:59.998",148.93,17.350000000000001,19.72,0.34,0]
[null,null,"20231205:0130","2023-12-05T07:59:59.998",323.72000000000003,30.59,20.87,0.48,0]
[null,null,"20231205:0230","2023-12-05T08:59:59.998",538.07000000000005,43.04,22.24,0.76,0]
[null,null,"20231205:0330","2023-12-05T09:59:59.998",795.39,53.81,23.72,0.97,0]
[null,null,"20231205:0430","2023-12-05T10:59:59.998",824.5,60.95,25.17,1.03,0]
[null,null,"20231205:0530","2023-12-05T11:59:59.998",749.04,61.56,26.08,1.1000000000000001,0]
[null,null,"20231205:0630","2023-12-05T12:59:59.998",340.49,55.29,23.54,1.72,0]
[null,null,"20231205:0730","2023-12-05T13:59:59.998",350.77,44.94,23.35,1.38,0]
[null,null,"20231205:0830","2023-12-05T14:59:59.998",296.54000000000002,32.69,22.59,0.62,0]
[null,null,"20231205:0930","2023-12-05T15:59:59.998",182.12,19.54,22.71,0.83,0]
[null,null,"20231205:1030","2023-12-05T16:59:59.998",27.05,5.95,22.57,1.03,0]
[null,null,"20231205:1130","2023-12-05T17:59:59.998",0,0,21.76,0.76,0]
[null,null,"20231205:1230","2023-12-05T18:59:59.998",0,0,21.2,0.9,0]
[null,null,"20231205:1330","2023-12-05T19:59:59.998",0,0,20.66,0.69,0]
[null,null,"20231205:1430","2023-12-05T20:59:59.998",0,0,20.2,0.55000000000000004,0]
[null,null,"20231205:1530","2023-12-05T21:59:59.998",0,0,19.95,0.48,0]
[null,null,"20231205:1630","2023-12-05T22:59:59.998",0,0,19.73,0.55000000000000004,0]
[null,null,"20231205:1730","2023-12-05T23:59:59.998",0,0,19.420000000000002,0.55000000000000004,0]
[null,null,"20231205:1830",{"$f":"D8139+1/24","v":"2023-12-06T00:59:59.998"},0,0,19.16,0.62,0]
[null,null,"20231205:1930","2023-12-06T01:59:59.998",0,0,19.489999999999998,0.62,0]
[null,null,"20231205:2030","2023-12-06T02:59:59.998",0,0,19.41,0.62,0]
[null,null,"20231205:2130","2023-12-06T03:59:59.998",0,0,19.53,0.55000000000000004,0]
[null,null,"20231205:2230","2023-12-06T04:59:59.998",0,0,19.55,0.48,0]
[null,null,"20231205:2330","2023-12-06T05:59:59.998",44.31,3.72,19.48,0.55000000000000004,0]
[null,null,"20231206:0030","2023-12-06T06:59:59.998",207.13,17.23,19.79,0.97,0]
[null,null,"20231206:0130","2023-12-06T07:59:59.998",449.44,30.46,21.15,1.1000000000000001,0]
[null,null,"20231206:0230","2023-12-06T08:59:59.998",585.51,42.89,22.8,1.66,0]
[null,null,"20231206:0330","2023-12-06T09:59:59.998",680.64,53.66,24.02,2,0]
[null,null,"20231206:0430","2023-12-06T10:59:59.998",689.29,60.8,24.72,2.14,0]
[null,null,"20231206:0530","2023-12-06T11:59:59.998",786.21,61.46,24.86,2.0699999999999998,0]
[null,null,"20231206:0630","2023-12-06T12:59:59.998",728.73,55.25,24.96,1.86,0]
[null,null,"20231206:0730","2023-12-06T13:59:59.998",551.9,44.95,25.42,1.79,0]
[null,null,"20231206:0830","2023-12-06T14:59:59.998",319.37,32.72,24.4,1.86,0]
[null,null,"20231206:0930","2023-12-06T15:59:59.998",105.2,19.600000000000001,23.88,1.03,0]
[null,null,"20231206:1030","2023-12-06T16:59:59.998",19.510000000000002,6.03,23.04,0.55000000000000004,0]
[null,null,"20231206:1130","2023-12-06T17:59:59.998",0,0,22,0.76,0]
[null,null,"20231206:1230","2023-12-06T18:59:59.998",0,0,21.66,0.62,0]
[null,null,"20231206:1330","2023-12-06T19:59:59.998",0,0,20.95,0.28000000000000003,0]
[null,null,"20231206:1430","2023-12-06T20:59:59.998",0,0,20.5,0.34,0]
[null,null,"20231206:1530","2023-12-06T21:59:59.998",0,0,20.22,0.28000000000000003,0]
[null,null,"20231206:1630","2023-12-06T22:59:59.998",0,0,20.100000000000001,0.48,0]
[null,null,"20231206:1730","2023-12-06T23:59:59.998",0,0,19.84,0.55000000000000004,0]
[null,null,"20231206:1830","2023-12-07T00:59:59.998",0,0,19.559999999999999,0.34,0]
[null,null,"20231206:1930","2023-12-07T01:59:59.998",0,0,20.03,0.9,0]
[null,null,"20231206:2030","2023-12-07T02:59:59.998",0,0,20.010000000000002,0.83,0]
[null,null,"20231206:2130","2023-12-07T03:59:59.998",0,0,19.95,0.62,0]
[null,null,"20231206:2230","2023-12-07T04:59:59.998",0,0,19.84,0.69,0]
[null,null,"20231206:2330","2023-12-07T05:59:59.998",15.88,3.61,19.670000000000002,0.69,0]
[null,null,"20231207:0030","2023-12-07T06:59:59.998",114.48,17.11,19.77,0.69,0]
[null,null,"20231207:0130","2023-12-07T07:59:59.998",176.33,30.33,20.51,0.97,0]
[null,null,"20231207:0230","2023-12-07T08:59:59.998",234.04,42.75,21.13,0.97,0]
[null,null,"20231207:0330","2023-12-07T09:59:59.998",546.79,53.5,21.47,0.97,0]
[null,null,"20231207:0430","2023-12-07T10:59:59.998",562.70000000000005,60.66,23.24,1.31,0]
[null,null,"20231207:0530","2023-12-07T11:59:59.998",451.31,61.37,23.36,1.86,0]
[null,null,"20231207:0630","2023-12-07T12:59:59.998",351.82,55.22,22.37,1.93,0]
[null,null,"20231207:0730","2023-12-07T13:59:59.998",303.77,44.96,22.52,1.31,0]
[null,null,"20231207:0830","2023-12-07T14:59:59.998",159.06,32.770000000000003,22.55,1.52,0]
[null,null,"20231207:0930","2023-12-07T15:59:59.998",97.95,19.66,22.12,1.38,0]
[null,null,"20231207:1030","2023-12-07T16:59:59.998",19.809999999999999,6.1,21.63,1.31,0]
[null,null,"20231207:1130","2023-12-07T17:59:59.998",0,0,20.84,1.1000000000000001,0]
[null,null,"20231207:1230","2023-12-07T18:59:59.998",0,0,20.239999999999998,0.9,0]
[null,null,"20231207:1330","2023-12-07T19:59:59.998",0,0,19.920000000000002,0.69,0]
[null,null,"20231207:1430","2023-12-07T20:59:59.998",0,0,19.71,0.69,0]
[null,null,"20231207:1530","2023-12-07T21:59:59.998",0,0,19.579999999999998,0.69,0]
[null,null,"20231207:1630","2023-12-07T22:59:59.998",0,0,19.38,0.62,0]
[null,null,"20231207:1730","2023-12-07T23:59:59.998",0,0,19.21,0.62,0]
[null,null,"20231207:1830","2023-12-08T00:59:59.998",0,0,19.03,0.62,0]
[null,null,"20231207:1930","2023-12-08T01:59:59.998",0,0,18.87,0.55000000000000004,0]
[null,null,"20231207:2030","2023-12-08T02:59:59.998",0,0,18.57,0.55000000000000004,0]
[null,null,"20231207:2130","2023-12-08T03:59:59.998",0,0,18.440000000000001,0.55000000000000004,0]
[null,null,"20231207:2230","2023-12-08T04:59:59.998",0,0,18.38,0.55000000000000004,0]
[null,null,"20231207:2330","2023-12-08T05:59:59.998",33.909999999999997,3.5,18.21,0.55000000000000004,0]
[null,null,"20231208:0030","2023-12-08T06:59:59.998",197.84,16.989999999999998,18.63,0.48,0]
[null,null,"20231208:0130","2023-12-08T07:59:59.998",410.3,30.2,20.46,0.62,0]
[null,null,"20231208:0230","2023-12-08T08:59:59.998",583.03,42.61,21.88,1.1000000000000001,0]
[null,null,"20231208:0330","2023-12-08T09:59:59.998",728.15,53.36,23.15,1.66,0]
[null,null,"20231208:0430","2023-12-08T10:59:59.998",754.71,60.53,24.41,2.34,0]
[null,null,"20231208:0530","2023-12-08T11:59:59.998",663.19,61.28,24.99,2.14,0]
[null,null,"20231208:0630","2023-12-08T12:59:59.998",354.26,55.2,24.86,2.14,0]
[null,null,"20231208:0730","2023-12-08T13:59:59.998",290.08,44.98,24.06,2.41,0]
[null,null,"20231208:0830","2023-12-08T14:59:59.998",194.54,32.81,23.58,2,0]
[null,null,"20231208:0930","2023-12-08T15:59:59.998",190.85,19.73,22.96,1.72,0]
[null,null,"20231208:1030",{"$f":"D8203+1/24","v":"2023-12-08T16:59:59.998"},27.85,6.18,22.64,1.66,0]
[null,null,"20231208:1130","2023-12-08T17:59:59.998",0,0,21.97,1.17,0]
[null,null,"20231208:1230","2023-12-08T18:59:59.998",0,0,21.22,1.03,0]
[null,null,"20231208:1330","2023-12-08T19:59:59.998",0,0,20.76,0.9,0]
[null,null,"20231208:1430","2023-12-08T20:59:59.998",0,0,20.3,0.76,0]
[null,null,"20231208:1530","2023-12-08T21:59:59.998",0,0,20.02,0.76,0]
[null,null,"20231208:1630","2023-12-08T22:59:59.998",0,0,19.739999999999998,0.62,0]
[null,null,"20231208:1730","2023-12-08T23:59:59.998",0,0,19.34,0.62,0]
[null,null,"20231208:1830","2023-12-09T00:59:59.998",0,0,19.16,0.69,0]
[null,null,"20231208:1930","2023-12-09T01:59:59.998",0,0,19.399999999999999,0.62,0]
[null,null,"20231208:2030","2023-12-09T02:59:59.998",0,0,19.21,0.62,0]
[null,null,"20231208:2130","2023-12-09T03:59:59.998",0,0,19.2,0.48,0]
[null,null,"20231208:2230","2023-12-09T04:59:59.998",0,0,19.11,0.48,0]
[null,null,"20231208:2330","2023-12-09T05:59:59.998",30.82,3.39,18.84,0.48,0]
[null,null,"20231209:0030","2023-12-09T06:59:59.998",213.58,16.87,19.34,0.48,0]
[null,null,"20231209:0130","2023-12-09T07:59:59.998",281.97000000000003,30.07,21.32,0.83,0]
[null,null,"20231209:0230","2023-12-09T08:59:59.998",518.16,42.47,22.11,0.83,0]
[null,null,"20231209:0330","2023-12-09T09:59:59.998",739.32,53.22,23.45,1.1000000000000001,0]
[null,null,"20231209:0430","2023-12-09T10:59:59.998",708.45,60.4,24.82,1.17,0]
[null,null,"20231209:0530","2023-12-09T11:59:59.998",687.99,61.2,25.16,1.38,0]
[null,null,"20231209:0630","2023-12-09T12:59:59.998",684.94,55.18,23.89,1.52,0]
[null,null,"20231209:0730","2023-12-09T13:59:59.998",595.1,45,25.16,1.45,0]
[null,null,"20231209:0830","2023-12-09T14:59:59.998",392,32.86,25.05,1.66,0]
[null,null,"20231209:0930","2023-12-09T15:59:59.998",150.59,19.8,24.13,1.93,0]
[null,null,"20231209:1030","2023-12-09T16:59:59.998",22.26,6.27,22.81,1.17,0]
[null,null,"20231209:1130","2023-12-09T17:59:59.998",0,0,21.99,0.9,0]
[null,null,"20231209:1230","2023-12-09T18:59:59.998",0,0,21.36,0.48,0]
[null,null,"20231209:1330","2023-12-09T19:59:59.998",0,0,20.89,0.34,0]
[null,null,"20231209:1430","2023-12-09T20:59:59.998",0,0,20.49,0.41,0]
[null,null,"20231209:1530","2023-12-09T21:59:59.998",0,0,20.25,0.48,0]
[null,null,"20231209:1630","2023-12-09T22:59:59.998",0,0,19.95,0.62,0]
[null,null,"20231209:1730","2023-12-09T23:59:59.998",0,0,19.64,0.48,0]
[null,null,"20231209:1830","2023-12-10T00:59:59.998",0,0,19.53,0.41,0]
[null,null,"20231209:1930","2023-12-10T01:59:59.998",0,0,19.54,0.62,0]
[null,null,"20231209:2030","2023-12-10T02:59:59.998",0,0,19.53,0.62,0]
[null,null,"20231209:2130","2023-12-10T03:59:59.998",0,0,19.5,0.55000000000000004,0]
[null,null,"20231209:2230","2023-12-10T04:59:59.998",0,0,19.29,0.55000000000000004,0]
[null,null,"20231209:2330","2023-12-10T05:59:59.998",44.25,3.28,19.27,0.55000000000000004,0]
[null,null,"20231210:0030","2023-12-10T06:59:59.998",249.25,16.75,19.809999999999999,0.83,0]
[null,null,"20231210:0130","2023-12-10T07:59:59.998",432.23,29.94,21.12,0.97,0]
[null,null,"20231210:0230","2023-12-10T08:59:59.998",602.12,42.34,22.48,1.03,0]
[null,null,"20231210:0330","2023-12-10T09:59:59.998",784.81,53.08,23.61,1.1000000000000001,0]
[null,null,"20231210:0430","2023-12-10T10:59:59.998",872.12,60.28,24.77,1.24,0]
[null,null,"20231210:0530","2023-12-10T11:59:59.998",773.12,61.13,25.46,1.66,0]
[null,null,"20231210:0630","2023-12-10T12:59:59.998",685.24,55.17,25.46,1.93,0]
[null,null,"20231210:0730","2023-12-10T13:59:59.998",595.41,45.03,25.47,2,0]
[null,null,"20231210:0830","2023-12-10T14:59:59.998",493.92,32.92,25.1,2.14,0]
[null,null,"20231210:0930","2023-12-10T15:59:59.998",206.89,19.87,24.64,2.0699999999999998,0]
[null,null,"20231210:1030","2023-12-10T16:59:59.998",25.55,6.35,23.69,1.38,0]
[null,null,"20231210:1130","2023-12-10T17:59:59.998",0,0,22.65,1.03,0]
[null,null,"20231210:1230","2023-12-10T18:59:59.998",0,0,21.77,0.83,0]
[null,null,"20231210:1330","2023-12-10T19:59:59.998",0,0,21.15,0.62,0]
[null,null,"20231210:1430","2023-12-10T20:59:59.998",0,0,20.5,0.62,0]
[null,null,"20231210:1530","2023-12-10T21:59:59.998",0,0,19.95,0.55000000000000004,0]
[null,null,"20231210:1630","2023-12-10T22:59:59.998",0,0,19.579999999999998,0.48,0]
[null,null,"20231210:1730","2023-12-10T23:59:59.998",0,0,19.37,0.34,0]
[null,null,"20231210:1830","2023-12-11T00:59:59.998",0,0,19.32,0.48,0]
[null,null,"20231210:1930","2023-12-11T01:59:59.998",0,0,19.77,0.34,0]
[null,null,"20231210:2030","2023-12-11T02:59:59.998",0,0,19.62,0.28000000000000003,0]
[null,null,"20231210:2130","2023-12-11T03:59:59.998",0,0,19.239999999999998,0.41,0]
[null,null,"20231210:2230","2023-12-11T04:59:59.998",0,0,19.02,0.48,0]
[null,null,"20231210:2330","2023-12-11T05:59:59.998",38.19,3.17,18.920000000000002,0.55000000000000004,0]
[null,null,"20231211:0030","2023-12-11T06:59:59.998",196.37,16.63,19.41,0.34,0]
[null,null,"20231211:0130","2023-12-11T07:59:59.998",411.19,29.82,21.35,0.62,0]
[null,null,"20231211:0230",{"$f":"D8267+1/24","v":"2023-12-11T08:59:59.998"},476.45,42.21,22.84,1.1000000000000001,0]
[null,null,"20231211:0330","2023-12-11T09:59:59.998",702.8,52.94,23.46,1.17,0]
[null,null,"20231211:0430","2023-12-11T10:59:59.998",735.7,60.16,24.66,1.31,0]
[null,null,"20231211:0530","2023-12-11T11:59:59.998",448.03,61.06,25.34,1.59,0]
[null,null,"20231211:0630","2023-12-11T12:59:59.998",674.43,55.16,22.92,1.86,0]
[null,null,"20231211:0730","2023-12-11T13:59:59.998",533.75,45.06,24.84,2.14,0]
[null,null,"20231211:0830","2023-12-11T14:59:59.998",198.51,32.979999999999997,23.54,2.2799999999999998,0]
[null,null,"20231211:0930","2023-12-11T15:59:59.998",154.22999999999999,19.940000000000001,22.37,1.45,0]
[null,null,"20231211:1030","2023-12-11T16:59:59.998",24.7,6.44,22.12,1.03,0]
[null,null,"20231211:1130","2023-12-11T17:59:59.998",0,0,21.49,1.1000000000000001,0]
[null,null,"20231211:1230","2023-12-11T18:59:59.998",0,0,20.95,0.83,0]
[null,null,"20231211:1330","2023-12-11T19:59:59.998",0,0,20.72,0.9,0]
[null,null,"20231211:1430","2023-12-11T20:59:59.998",0,0,20.190000000000001,0.9,0]
[null,null,"20231211:1530","2023-12-11T21:59:59.998",0,0,19.88,0.69,0]
[null,null,"20231211:1630","2023-12-11T22:59:59.998",0,0,19.559999999999999,0.62,0]
[null,null,"20231211:1730","2023-12-11T23:59:59.998",0,0,19.48,0.55000000000000004,0]
[null,null,"20231211:1830","2023-12-12T00:59:59.998",0,0,19.22,0.55000000000000004,0]
[null,null,"20231211:1930","2023-12-12T01:59:59.998",0,0,19.71,0.69,0]
[null,null,"20231211:2030","2023-12-12T02:59:59.998",0,0,19.48,0.55000000000000004,0]
[null,null,"20231211:2130","2023-12-12T03:59:59.998",0,0,19.47,0.48,0]
[null,null,"20231211:2230","2023-12-12T04:59:59.998",0,0,19.29,0.48,0]
[null,null,"20231211:2330","2023-12-12T05:59:59.998",34.36,3.05,19.14,0.55000000000000004,0]
[null,null,"20231212:0030","2023-12-12T06:59:59.998",143.13999999999999,16.52,19.559999999999999,0.69,0]
[null,null,"20231212:0130","2023-12-12T07:59:59.998",376.18,29.69,20.52,0.83,0]
[null,null,"20231212:0230","2023-12-12T08:59:59.998",425.79,42.08,21.93,0.9,0]
[null,null,"20231212:0330","2023-12-12T09:59:59.998",506.91,52.82,22.83,1.17,0]
[null,null,"20231212:0430","2023-12-12T10:59:59.998",500.18,60.05,23.69,1.59,0]
[null,null,"20231212:0530","2023-12-12T11:59:59.998",478.99,61.01,23.17,1.52,0]
[null,null,"20231212:0630","2023-12-12T12:59:59.998",344.25,55.16,23.59,1.59,0]
[null,null,"20231212:0730","2023-12-12T13:59:59.998",350.88,45.1,22.57,1.45,0]
[null,null,"20231212:0830","2023-12-12T14:59:59.998",290.38,33.04,22.82,1.1000000000000001,0]
[null,null,"20231212:0930","2023-12-12T15:59:59.998",127.68,20.02,22.74,1.31,0]
[null,null,"20231212:1030","2023-12-12T16:59:59.998",28.55,6.53,21.7,0.9,0]
[null,null,"20231212:1130","2023-12-12T17:59:59.998",0,0,21.24,0.83,0]
[null,null,"20231212:1230","2023-12-12T18:59:59.998",0,0,20.6,0.9,0]
[null,null,"20231212:1330","2023-12-12T19:59:59.998",0,0,20.239999999999998,0.76,0]
[null,null,"20231212:1430","2023-12-12T20:59:59.998",0,0,20.12,0.69,0]
[null,null,"20231212:1530","2023-12-12T21:59:59.998",0,0,19.940000000000001,0.69,0]
[null,null,"20231212:1630","2023-12-12T22:59:59.998",0,0,19.77,0.62,0]
[null,null,"20231212:1730","2023-12-12T23:59:59.998",0,0,19.57,0.55000000000000004,0]
[null,null,"20231212:1830","2023-12-13T00:59:59.998",0,0,19.239999999999998,0.48,0]
[null,null,"20231212:1930","2023-12-13T01:59:59.998",0,0,19.05,0.41,0]
[null,null,"20231212:2030","2023-12-13T02:59:59.998",0,0,18.91,0.48,0]
[null,null,"20231212:2130","2023-12-13T03:59:59.998",0,0,18.920000000000002,0.48,0]
[null,null,"20231212:2230","2023-12-13T04:59:59.998",0,0,18.97,0.55000000000000004,0]
[null,null,"20231212:2330","2023-12-13T05:59:59.998",21.36,2.94,18.93,0.41,0]
[null,null,"20231213:0030","2023-12-13T06:59:59.998",120.34,16.399999999999999,19.21,0.48,0]
[null,null,"20231213:0130","2023-12-13T07:59:59.998",193.45,29.57,20.39,1.1000000000000001,0]
[null,null,"20231213:0230","2023-12-13T08:59:59.998",397.94,41.95,21.15,0.9,0]
[null,null,"20231213:0330","2023-12-13T09:59:59.998",434.41,52.69,22.5,1.24,0]
[null,null,"20231213:0430","2023-12-13T10:59:59.998",483.74,59.95,23.12,1.52,0]
[null,null,"20231213:0530","2023-12-13T11:59:59.998",357.42,60.96,23.05,1.45,0]
[null,null,"20231213:0630","2023-12-13T12:59:59.998",508.51,55.17,22.86,1.17,0]
[null,null,"20231213:0730","2023-12-13T13:59:59.998",444.84,45.15,23.4,1.93,0]
[null,null,"20231213:0830","2023-12-13T14:59:59.998",189.99,33.1,22.86,1.59,0]
[null,null,"20231213:0930","2023-12-13T15:59:59.998",49.45,20.100000000000001,21.33,1.17,0]
[null,null,"20231213:1030","2023-12-13T16:59:59.998",7.54,6.62,20.84,1.17,0]
[null,null,"20231213:1130","2023-12-13T17:59:59.998",0,0,20.49,1.24,0]
[null,null,"20231213:1230","2023-12-13T18:59:59.998",0,0,20.170000000000002,0.83,0]
[null,null,"20231213:1330","2023-12-13T19:59:59.998",0,0,20.05,0.76,0]
[null,null,"20231213:1430","2023-12-13T20:59:59.998",0,0,20.100000000000001,0.83,0]
[null,null,"20231213:1530","2023-12-13T21:59:59.998",0,0,19.940000000000001,0.83,0]
[null,null,"20231213:1630","2023-12-13T22:59:59.998",0,0,19.920000000000002,0.83,0]
[null,null,"20231213:1730","2023-12-13T23:59:59.998",0,0,19.989999999999998,0.83,0]
[null,null,"20231213:1830",{"$f":"D8331+1/24","v":"2023-12-14T00:59:59.998"},0,0,19.95,0.69,0]
[null,null,"20231213:1930","2023-12-14T01:59:59.998",0,0,19.920000000000002,0.34,0]
[null,null,"20231213:2030","2023-12-14T02:59:59.998",0,0,19.93,0.55000000000000004,0]
[null,null,"20231213:2130","2023-12-14T03:59:59.998",0,0,19.920000000000002,0.69,0]
[null,null,"20231213:2230","2023-12-14T04:59:59.998",0,0,19.91,0.69,0]
[null,null,"20231213:2330","2023-12-14T05:59:59.998",5.44,2.83,19.97,0.83,0]
[null,null,"20231214:0030","2023-12-14T06:59:59.998",42.76,16.28,19.97,0.9,0]
[null,null,"20231214:0130","2023-12-14T07:59:59.998",108.35,29.45,20.27,0.97,0]
[null,null,"20231214:0230","2023-12-14T08:59:59.998",224.58,41.83,20.87,1.1000000000000001,0]
[null,null,"20231214:0330","2023-12-14T09:59:59.998",359.69,52.58,21.57,1.52,0]
[null,null,"20231214:0430","2023-12-14T10:59:59.998",366.07,59.85,22.47,1.38,0]
[null,null,"20231214:0530","2023-12-14T11:59:59.998",423.2,60.91,22.61,1.72,0]
[null,null,"20231214:0630","2023-12-14T12:59:59.998",143.87,55.18,22.9,1.52,0]
[null,null,"20231214:0730","2023-12-14T13:59:59.998",119.68,45.19,21.28,0.76,0]
[null,null,"20231214:0830","2023-12-14T14:59:59.998",79.319999999999993,33.17,21.12,0.83,0]
[null,null,"20231214:0930","2023-12-14T15:59:59.998",26.07,20.18,21.09,1.03,0]
[null,null,"20231214:1030","2023-12-14T16:59:59.998",6.49,6.71,20.7,0.9,0]
[null,null,"20231214:1130","2023-12-14T17:59:59.998",0,0,20.5,0.76,0]
[null,null,"20231214:1230","2023-12-14T18:59:59.998",0,0,20.29,0.83,0]
[null,null,"20231214:1330","2023-12-14T19:59:59.998",0,0,20.28,0.76,0]
[null,null,"20231214:1430","2023-12-14T20:59:59.998",0,0,20.27,0.69,0]
[null,null,"20231214:1530","2023-12-14T21:59:59.998",0,0,20.27,0.62,0]
[null,null,"20231214:1630","2023-12-14T22:59:59.998",0,0,20.28,0.69,0]
[null,null,"20231214:1730","2023-12-14T23:59:59.998",0,0,20.309999999999999,0.69,0]
[null,null,"20231214:1830","2023-12-15T00:59:59.998",0,0,20.23,0.69,0]
[null,null,"20231214:1930","2023-12-15T01:59:59.998",0,0,20.170000000000002,0.55000000000000004,0]
[null,null,"20231214:2030","2023-12-15T02:59:59.998",0,0,20.09,0.48,0]
[null,null,"20231214:2130","2023-12-15T03:59:59.998",0,0,20.13,0.76,0]
[null,null,"20231214:2230","2023-12-15T04:59:59.998",0,0,20.14,0.69,0]
[null,null,"20231214:2330","2023-12-15T05:59:59.998",11.38,2.72,20.079999999999998,0.62,0]
[null,null,"20231215:0030","2023-12-15T06:59:59.998",83.44,16.170000000000002,20.239999999999998,0.69,0]
[null,null,"20231215:0130","2023-12-15T07:59:59.998",183.72,29.33,20.73,0.83,0]
[null,null,"20231215:0230","2023-12-15T08:59:59.998",193.01,41.71,21.54,0.69,0]
[null,null,"20231215:0330","2023-12-15T09:59:59.998",363.64,52.46,21.83,0.83,0]
[null,null,"20231215:0430","2023-12-15T10:59:59.998",332.29,59.77,22.52,0.97,0]
[null,null,"20231215:0530","2023-12-15T11:59:59.998",406.98,60.88,22.2,1.24,0]
[null,null,"20231215:0630","2023-12-15T12:59:59.998",393.97,55.2,23.41,1.52,0]
[null,null,"20231215:0730","2023-12-15T13:59:59.998",346.75,45.25,22.67,1.17,0]
[null,null,"20231215:0830","2023-12-15T14:59:59.998",233.42,33.25,22.76,1.38,0]
[null,null,"20231215:0930","2023-12-15T15:59:59.998",124.48,20.27,21.63,1.03,0]
[null,null,"20231215:1030","2023-12-15T16:59:59.998",24.55,6.8,21.13,0.97,0]
[null,null,"20231215:1130","2023-12-15T17:59:59.998",0,0,20.61,1.03,0]
[null,null,"20231215:1230","2023-12-15T18:59:59.998",0,0,20.32,0.9,0]
[null,null,"20231215:1330","2023-12-15T19:59:59.998",0,0,20.16,0.97,0]
[null,null,"20231215:1430","2023-12-15T20:59:59.998",0,0,20.079999999999998,0.9,0]
[null,null,"20231215:1530","2023-12-15T21:59:59.998",0,0,20.12,0.83,0]
[null,null,"20231215:1630","2023-12-15T22:59:59.998",0,0,20,0.69,0]
[null,null,"20231215:1730","2023-12-15T23:59:59.998",0,0,19.920000000000002,0.62,0]
[null,null,"20231215:1830","2023-12-16T00:59:59.998",0,0,19.829999999999998,0.55000000000000004,0]
[null,null,"20231215:1930","2023-12-16T01:59:59.998",0,0,19.97,0.9,0]
[null,null,"20231215:2030","2023-12-16T02:59:59.998",0,0,19.95,0.83,0]
[null,null,"20231215:2130","2023-12-16T03:59:59.998",0,0,19.96,0.97,0]
[null,null,"20231215:2230","2023-12-16T04:59:59.998",0,0,19.86,0.76,0]
[null,null,"20231215:2330","2023-12-16T05:59:59.998",19.39,2.61,19.93,0.76,0]
[null,null,"20231216:0030","2023-12-16T06:59:59.998",160,16.05,20.14,0.9,0]
[null,null,"20231216:0130","2023-12-16T07:59:59.998",279.92,29.22,20.96,1.17,0]
[null,null,"20231216:0230","2023-12-16T08:59:59.998",407.99,41.59,21.85,1.45,0]
[null,null,"20231216:0330","2023-12-16T09:59:59.998",637.99,52.35,23.06,1.66,0]
[null,null,"20231216:0430","2023-12-16T10:59:59.998",711.81,59.68,24.14,1.72,0]
[null,null,"20231216:0530","2023-12-16T11:59:59.998",601.83000000000004,60.85,24.8,2.21,0]
[null,null,"20231216:0630","2023-12-16T12:59:59.998",635.75,55.22,24.21,1.45,0]
[null,null,"20231216:0730","2023-12-16T13:59:59.998",429.75,45.3,24.55,1.31,0]
[null,null,"20231216:0830","2023-12-16T14:59:59.998",280.68,33.32,23.14,1.31,0]
[null,null,"20231216:0930","2023-12-16T15:59:59.998",134.79,20.36,22.47,1.03,0]
[null,null,"20231216:1030",{"$f":"D8395+1/24","v":"2023-12-16T16:59:59.998"},29.24,6.9,22.03,1.45,0]
[null,null,"20231216:1130","2023-12-16T17:59:59.998",0,0,21.07,1.1000000000000001,0]
[null,null,"20231216:1230","2023-12-16T18:59:59.998",0,0,20.66,0.9,0]
[null,null,"20231216:1330","2023-12-16T19:59:59.998",0,0,20.43,0.9,0]
[null,null,"20231216:1430","2023-12-16T20:59:59.998",0,0,20.12,0.76,0]
[null,null,"20231216:1530","2023-12-16T21:59:59.998",0,0,20.059999999999999,0.83,0]
[null,null,"20231216:1630","2023-12-16T22:59:59.998",0,0,19.82,0.83,0]
[null,null,"20231216:1730","2023-12-16T23:59:59.998",0,0,19.63,0.76,0]
[null,null,"20231216:1830","2023-12-17T00:59:59.998",0,0,19.45,0.62,0]
[null,null,"20231216:1930","2023-12-17T01:59:59.998",0,0,19.72,0.83,0]
[null,null,"20231216:2030","2023-12-17T02:59:59.998",0,0,19.47,0.76,0]
[null,null,"20231216:2130","2023-12-17T03:59:59.998",0,0,19.32,0.62,0]
[null,null,"20231216:2230","2023-12-17T04:59:59.998",0,0,19.239999999999998,0.55000000000000004,0]
[null,null,"20231216:2330","2023-12-17T05:59:59.998",28.46,2.5,19.25,0.48,0]
[null,null,"20231217:0030","2023-12-17T06:59:59.998",167.01,15.94,19.54,0.69,0]
[null,null,"20231217:0130","2023-12-17T07:59:59.998",425.99,29.1,20.7,0.97,0]
[null,null,"20231217:0230","2023-12-17T08:59:59.998",493.2,41.48,22.31,1.52,0]
[null,null,"20231217:0330","2023-12-17T09:59:59.998",596.37,52.25,23.34,2.34,0]
[null,null,"20231217:0430","2023-12-17T10:59:59.998",862.27,59.61,23.91,2.62,0]
[null,null,"20231217:0530","2023-12-17T11:59:59.998",617.97,60.83,24.89,2.48,0]
[null,null,"20231217:0630","2023-12-17T12:59:59.998",532.29999999999995,55.25,25.02,2.41,0]
[null,null,"20231217:0730","2023-12-17T13:59:59.998",475.5,45.37,24.66,2.2799999999999998,0]
[null,null,"20231217:0830","2023-12-17T14:59:59.998",312.54000000000002,33.4,24.34,2.5499999999999998,0]
[null,null,"20231217:0930","2023-12-17T15:59:59.998",202.94,20.45,23.35,2.21,0]
[null,null,"20231217:1030","2023-12-17T16:59:59.998",33.39,7,22.76,1.72,0]
[null,null,"20231217:1130","2023-12-17T17:59:59.998",0,0,21.79,1.45,0]
[null,null,"20231217:1230","2023-12-17T18:59:59.998",0,0,21.2,1.1000000000000001,0]
[null,null,"20231217:1330","2023-12-17T19:59:59.998",0,0,20.74,0.76,0]
[null,null,"20231217:1430","2023-12-17T20:59:59.998",0,0,20.37,0.62,0]
[null,null,"20231217:1530","2023-12-17T21:59:59.998",0,0,20.170000000000002,0.62,0]
[null,null,"20231217:1630","2023-12-17T22:59:59.998",0,0,20.03,0.69,0]
[null,null,"20231217:1730","2023-12-17T23:59:59.998",0,0,19.78,0.62,0]
[null,null,"20231217:1830","2023-12-18T00:59:59.998",0,0,19.64,0.69,0]
[null,null,"20231217:1930","2023-12-18T01:59:59.998",0,0,19.45,0.62,0]
[null,null,"20231217:2030","2023-12-18T02:59:59.998",0,0,19.39,0.76,0]
[null,null,"20231217:2130","2023-12-18T03:59:59.998",0,0,19.260000000000002,0.97,0]
[null,null,"20231217:2230","2023-12-18T04:59:59.998",0,0,19.329999999999998,0.97,0]
[null,null,"20231217:2330","2023-12-18T05:59:59.998",33.22,2.39,19.21,0.97,0]
[null,null,"20231218:0030","2023-12-18T06:59:59.998",211.01,15.83,19.489999999999998,1.1000000000000001,0]
[null,null,"20231218:0130","2023-12-18T07:59:59.998",300.72000000000003,28.99,20.82,1.59,0]
[null,null,"20231218:0230","2023-12-18T08:59:59.998",439.09,41.37,21.92,1.79,0]
[null,null,"20231218:0330","2023-12-18T09:59:59.998",680.65,52.15,22.6,2.14,0]
[null,null,"20231218:0430","2023-12-18T10:59:59.998",840.75,59.54,23.84,2.41,0]
[null,null,"20231218:0530","2023-12-18T11:59:59.998",743.48,60.81,24.57,2.48,0]
[null,null,"20231218:0630","2023-12-18T12:59:59.998",741.4,55.29,24.69,2.5499999999999998,0]
[null,null,"20231218:0730","2023-12-18T13:59:59.998",638.71,45.43,25.28,2.5499999999999998,0]
[null,null,"20231218:0830","2023-12-18T14:59:59.998",314.83,33.49,24.97,2.62,0]
[null,null,"20231218:0930","2023-12-18T15:59:59.998",207.64,20.54,24.02,2.2799999999999998,0]
[null,null,"20231218:1030","2023-12-18T16:59:59.998",23.95,7.1,23.3,1.93,0]
[null,null,"20231218:1130","2023-12-18T17:59:59.998",0,0,22.11,1.45,0]
[null,null,"20231218:1230","2023-12-18T18:59:59.998",0,0,21.27,1.1000000000000001,0]
[null,null,"20231218:1330","2023-12-18T19:59:59.998",0,0,20.7,0.97,0]
[null,null,"20231218:1430","2023-12-18T20:59:59.998",0,0,20.25,0.83,0]
[null,null,"20231218:1530","2023-12-18T21:59:59.998",0,0,19.71,0.69,0]
[null,null,"20231218:1630","2023-12-18T22:59:59.998",0,0,19.29,0.69,0]
[null,null,"20231218:1730","2023-12-18T23:59:59.998",0,0,18.989999999999998,0.69,0]
[null,null,"20231218:1830","2023-12-19T00:59:59.998",0,0,18.940000000000001,0.69,0]
[null,null,"20231218:1930","2023-12-19T01:59:59.998",0,0,19.28,0.76,0]
[null,null,"20231218:2030","2023-12-19T02:59:59.998",0,0,19.53,0.76,0]
[null,null,"20231218:2130","2023-12-19T03:59:59.998",0,0,19.34,0.69,0]
[null,null,"20231218:2230","2023-12-19T04:59:59.998",0,0,19.5,0.76,0]
[null,null,"20231218:2330","2023-12-19T05:59:59.998",9.24,2.2799999999999998,19.420000000000002,0.62,0]
[null,null,"20231219:0030","2023-12-19T06:59:59.998",118.06,15.72,19.64,1.17,0]
[null,null,"20231219:0130","2023-12-19T07:59:59.998",235.4,28.88,20.72,1.52,0]
[null,null,"20231219:0230",{"$f":"D8459+1/24","v":"2023-12-19T08:59:59.998"},399.2,41.27,21.73,1.86,0]
[null,null,"20231219:0330","2023-12-19T09:59:59.998",512.51,52.06,22.32,2.21,0]
[null,null,"20231219:0430","2023-12-19T10:59:59.998",524.55999999999995,59.48,22.83,2.14,0]
[null,null,"20231219:0530","2023-12-19T11:59:59.998",488.51,60.81,23.92,1.79,0]
[null,null,"20231219:0630","2023-12-19T12:59:59.998",778.81,55.33,23.98,1.93,0]
[null,null,"20231219:0730","2023-12-19T13:59:59.998",553.25,45.5,24.74,2,0]
[null,null,"20231219:0830","2023-12-19T14:59:59.998",216.89,33.57,23.51,2.21,0]
[null,null,"20231219:0930","2023-12-19T15:59:59.998",184.94,20.64,22.67,1.66,0]
[null,null,"20231219:1030","2023-12-19T16:59:59.998",22.86,7.2,22.23,1.38,0]
[null,null,"20231219:1130","2023-12-19T17:59:59.998",0,0,21.75,1.24,0]
[null,null,"20231219:1230","2023-12-19T18:59:59.998",0,0,21.14,1.03,0]
[null,null,"20231219:1330","2023-12-19T19:59:59.998",0,0,20.57,0.9,0]
[null,null,"20231219:1430","2023-12-19T20:59:59.998",0,0,20.39,0.83,0]
[null,null,"20231219:1530","2023-12-19T21:59:59.998",0,0,19.97,0.69,0]
[null,null,"20231219:1630","2023-12-19T22:59:59.998",0,0,19.760000000000002,0.62,0]
[null,null,"20231219:1730","2023-12-19T23:59:59.998",0,0,19.53,0.69,0]
[null,null,"20231219:1830","2023-12-20T00:59:59.998",0,0,19.2,0.83,0]
[null,null,"20231219:1930","2023-12-20T01:59:59.998",0,0,18.97,0.69,0]
[null,null,"20231219:2030","2023-12-20T02:59:59.998",0,0,18.760000000000002,0.76,0]
[null,null,"20231219:2130","2023-12-20T03:59:59.998",0,0,18.63,0.76,0]
[null,null,"20231219:2230","2023-12-20T04:59:59.998",0,0,18.68,0.76,0]
[null,null,"20231219:2330","2023-12-20T05:59:59.998",14.12,2.17,18.78,0.69,0]
[null,null,"20231220:0030","2023-12-20T06:59:59.998",189.66,15.61,19.079999999999998,1.03,0]
[null,null,"20231220:0130","2023-12-20T07:59:59.998",338,28.77,20.27,1.52,0]
[null,null,"20231220:0230","2023-12-20T08:59:59.998",564.9,41.17,21.76,1.93,0]
[null,null,"20231220:0330","2023-12-20T09:59:59.998",566.88,51.97,23.21,2.41,0]
[null,null,"20231220:0430","2023-12-20T10:59:59.998",606.91999999999996,59.43,23.55,2.62,0]
[null,null,"20231220:0530","2023-12-20T11:59:59.998",780.48,60.81,23.93,2.48,0]
[null,null,"20231220:0630","2023-12-20T12:59:59.998",766.63,55.38,24.45,2.97,0]
[null,null,"20231220:0730","2023-12-20T13:59:59.998",488.5,45.58,24.69,2.41,0]
[null,null,"20231220:0830","2023-12-20T14:59:59.998",416.3,33.659999999999997,24.28,2.2799999999999998,0]
[null,null,"20231220:0930","2023-12-20T15:59:59.998",248.07,20.74,23.81,2,0]
[null,null,"20231220:1030","2023-12-20T16:59:59.998",26.8,7.3,23.08,1.93,0]
[null,null,"20231220:1130","2023-12-20T17:59:59.998",0,0,21.72,1.31,0]
[null,null,"20231220:1230","2023-12-20T18:59:59.998",0,0,21,1.1000000000000001,0]
[null,null,"20231220:1330","2023-12-20T19:59:59.998",0,0,20.6,1.1000000000000001,0]
[null,null,"20231220:1430","2023-12-20T20:59:59.998",0,0,20.25,0.9,0]
[null,null,"20231220:1530","2023-12-20T21:59:59.998",0,0,19.920000000000002,0.76,0]
[null,null,"20231220:1630","2023-12-20T22:59:59.998",0,0,19.559999999999999,0.62,0]
[null,null,"20231220:1730","2023-12-20T23:59:59.998",0,0,19.34,0.62,0]
[null,null,"20231220:1830","2023-12-21T00:59:59.998",0,0,19.010000000000002,0.55000000000000004,0]
[null,null,"20231220:1930","2023-12-21T01:59:59.998",0,0,19.170000000000002,0.62,0]
[null,null,"20231220:2030","2023-12-21T02:59:59.998",0,0,19.079999999999998,0.69,0]
[null,null,"20231220:2130","2023-12-21T03:59:59.998",0,0,18.95,0.76,0]
[null,null,"20231220:2230","2023-12-21T04:59:59.998",0,0,18.93,0.76,0]
[null,null,"20231220:2330","2023-12-21T05:59:59.998",12.78,2.06,18.97,0.69,0]
[null,null,"20231221:0030","2023-12-21T06:59:59.998",205.25,15.5,19.079999999999998,0.76,0]
[null,null,"20231221:0130","2023-12-21T07:59:59.998",391.95,28.67,20.54,0.97,0]
[null,null,"20231221:0230","2023-12-21T08:59:59.998",616.11,41.07,22.33,1.59,0]
[null,null,"20231221:0330","2023-12-21T09:59:59.998",513.23,51.89,23.58,2.34,0]
[null,null,"20231221:0430","2023-12-21T10:59:59.998",717.88,59.38,23.85,2.14,0]
[null,null,"20231221:0530","2023-12-21T11:59:59.998",659.37,60.81,24.49,2.62,0]
[null,null,"20231221:0630","2023-12-21T12:59:59.998",651.94000000000005,55.43,24.45,2.21,0]
[null,null,"20231221:0730","2023-12-21T13:59:59.998",676.9,45.66,24.89,2.14,0]
[null,null,"20231221:0830","2023-12-21T14:59:59.998",438.95,33.76,24.99,2.34,0]
[null,null,"20231221:0930","2023-12-21T15:59:59.998",218.98,20.84,23.59,2.34,0]
[null,null,"20231221:1030","2023-12-21T16:59:59.998",29.49,7.41,22.73,1.45,0]
[null,null,"20231221:1130","2023-12-21T17:59:59.998",0,0,22.11,1.03,0]
[null,null,"20231221:1230","2023-12-21T18:59:59.998",0,0,21.31,0.9,0]
[null,null,"20231221:1330","2023-12-21T19:59:59.998",0,0,20.72,0.69,0]
[null,null,"20231221:1430","2023-12-21T20:59:59.998",0,0,20.14,0.48,0]
[null,null,"20231221:1530","2023-12-21T21:59:59.998",0,0,19.760000000000002,0.55000000000000004,0]
[null,null,"20231221:1630","2023-12-21T22:59:59.998",0,0,19.45,0.55000000000000004,0]
[null,null,"20231221:1730","2023-12-21T23:59:59.998",0,0,19.14,0.41,0]
[null,null,"20231221:1830",{"$f":"D8523+1/24","v":"2023-12-22T00:59:59.998"},0,0,19.37,0.34,0]
[null,null,"20231221:1930","2023-12-22T01:59:59.998",0,0,19.73,0.62,0]
[null,null,"20231221:2030","2023-12-22T02:59:59.998",0,0,19.43,0.55000000000000004,0]
[null,null,"20231221:2130","2023-12-22T03:59:59.998",0,0,19.32,0.41,0]
[null,null,"20231221:2230","2023-12-22T04:59:59.998",0,0,19.13,0.41,0]
[null,null,"20231221:2330","2023-12-22T05:59:59.998",18.510000000000002,1.95,18.739999999999998,0.55000000000000004,0]
[null,null,"20231222:0030","2023-12-22T06:59:59.998",182.26,15.4,19.11,0.62,0]
[null,null,"20231222:0130","2023-12-22T07:59:59.998",393.48,28.57,20.76,0.83,0]
[null,null,"20231222:0230","2023-12-22T08:59:59.998",584.46,40.98,22.36,1.45,0]
[null,null,"20231222:0330","2023-12-22T09:59:59.998",637.28,51.82,23.56,2.2799999999999998,0]
[null,null,"20231222:0430","2023-12-22T10:59:59.998",580.21,59.34,24.07,2.41,0]
[null,null,"20231222:0530","2023-12-22T11:59:59.998",627.13,60.83,24.04,2.48,0]
[null,null,"20231222:0630","2023-12-22T12:59:59.998",533.21,55.5,24.15,2.5499999999999998,0]
[null,null,"20231222:0730","2023-12-22T13:59:59.998",265.47000000000003,45.75,23.86,2.48,0]
[null,null,"20231222:0830","2023-12-22T14:59:59.998",315.24,33.86,23.19,2.21,0]
[null,null,"20231222:0930","2023-12-22T15:59:59.998",146.38,20.94,22.66,2.2799999999999998,0]
[null,null,"20231222:1030","2023-12-22T16:59:59.998",30.24,7.51,21.72,2.14,0]
[null,null,"20231222:1130","2023-12-22T17:59:59.998",0,0,20.8,1.72,0]
[null,null,"20231222:1230","2023-12-22T18:59:59.998",0,0,20.29,1.17,0]
[null,null,"20231222:1330","2023-12-22T19:59:59.998",0,0,20.13,1.03,0]
[null,null,"20231222:1430","2023-12-22T20:59:59.998",0,0,19.829999999999998,1.1000000000000001,0]
[null,null,"20231222:1530","2023-12-22T21:59:59.998",0,0,19.809999999999999,0.97,0]
[null,null,"20231222:1630","2023-12-22T22:59:59.998",0,0,19.8,0.76,0]
[null,null,"20231222:1730","2023-12-22T23:59:59.998",0,0,19.88,0.9,0]
[null,null,"20231222:1830","2023-12-23T00:59:59.998",0,0,19.850000000000001,0.97,0]
[null,null,"20231222:1930","2023-12-23T01:59:59.998",0,0,19.61,0.9,0]
[null,null,"20231222:2030","2023-12-23T02:59:59.998",0,0,19.37,0.9,0]
[null,null,"20231222:2130","2023-12-23T03:59:59.998",0,0,19.39,0.9,0]
[null,null,"20231222:2230","2023-12-23T04:59:59.998",0,0,19.36,0.9,0]
[null,null,"20231222:2330","2023-12-23T05:59:59.998",13.12,1.85,19.37,1.03,0]
[null,null,"20231223:0030","2023-12-23T06:59:59.998",89.41,15.3,19.48,1.24,0]
[null,null,"20231223:0130","2023-12-23T07:59:59.998",179.69,28.47,19.940000000000001,1.59,0]
[null,null,"20231223:0230","2023-12-23T08:59:59.998",321.70999999999998,40.89,20.58,1.59,0]
[null,null,"20231223:0330","2023-12-23T09:59:59.998",268.89999999999998,51.75,21.65,2.0699999999999998,0]
[null,null,"20231223:0430","2023-12-23T10:59:59.998",536.37,59.3,21.76,1.72,0]
[null,null,"20231223:0530","2023-12-23T11:59:59.998",402.51,60.85,23.06,2.21,0]
[null,null,"20231223:0630","2023-12-23T12:59:59.998",197.59,55.56,22.66,2.2799999999999998,0]
[null,null,"20231223:0730","2023-12-23T13:59:59.998",51.9,45.84,21.24,1.72,0]
[null,null,"20231223:0830","2023-12-23T14:59:59.998",36.57,33.96,20.59,1.59,0]
[null,null,"20231223:0930","2023-12-23T15:59:59.998",14.09,21.05,20.079999999999998,1.38,0]
[null,null,"20231223:1030","2023-12-23T16:59:59.998",5.59,7.62,19.649999999999999,1.03,0]
[null,null,"20231223:1130","2023-12-23T17:59:59.998",0,0,19.59,0.83,0]
[null,null,"20231223:1230","2023-12-23T18:59:59.998",0,0,19.510000000000002,0.62,0]
[null,null,"20231223:1330","2023-12-23T19:59:59.998",0,0,19.43,0.41,0]
[null,null,"20231223:1430","2023-12-23T20:59:59.998",0,0,19.41,0.34,0]
[null,null,"20231223:1530","2023-12-23T21:59:59.998",0,0,19.420000000000002,0.21,0]
[null,null,"20231223:1630","2023-12-23T22:59:59.998",0,0,19.38,7.0000000000000007E-2,0]
[null,null,"20231223:1730","2023-12-23T23:59:59.998",0,0,19.350000000000001,0.21,0]
[null,null,"20231223:1830","2023-12-24T00:59:59.998",0,0,19.37,0.34,0]
[null,null,"20231223:1930","2023-12-24T01:59:59.998",0,0,19.25,0.9,0]
[null,null,"20231223:2030","2023-12-24T02:59:59.998",0,0,19.28,0.83,0]
[null,null,"20231223:2130","2023-12-24T03:59:59.998",0,0,19.37,1.03,0]
[null,null,"20231223:2230","2023-12-24T04:59:59.998",0,0,19.36,0.69,0]
[null,null,"20231223:2330","2023-12-24T05:59:59.998",3.64,1.74,19.43,0.62,0]
[null,null,"20231224:0030","2023-12-24T06:59:59.998",19.54,15.19,19.510000000000002,0.76,0]
[null,null,"20231224:0130","2023-12-24T07:59:59.998",24.38,28.37,19.899999999999999,0.97,0]
[null,null,"20231224:0230","2023-12-24T08:59:59.998",42.61,40.799999999999997,20.100000000000001,1.1000000000000001,0]
[null,null,"20231224:0330","2023-12-24T09:59:59.998",32.82,51.68,20.41,1.03,0]
[null,null,"20231224:0430","2023-12-24T10:59:59.998",44.66,59.28,20.309999999999999,0.97,0]
[null,null,"20231224:0530","2023-12-24T11:59:59.998",16.43,60.88,20.52,0.9,0]
[null,null,"20231224:0630","2023-12-24T12:59:59.998",101,55.64,20.23,0.9,0]
[null,null,"20231224:0730","2023-12-24T13:59:59.998",115.35,45.93,21.06,1.03,0]
[null,null,"20231224:0830","2023-12-24T14:59:59.998",138.43,34.06,21.11,1.24,0]
[null,null,"20231224:0930","2023-12-24T15:59:59.998",62.51,21.15,21.2,0.9,0]
[null,null,"20231224:1030",{"$f":"D8587+1/24","v":"2023-12-24T16:59:59.998"},10.38,7.73,20.65,0.69,0]
[null,null,"20231224:1130","2023-12-24T17:59:59.998",0,0,20.14,0.83,0]
[null,null,"20231224:1230","2023-12-24T18:59:59.998",0,0,19.96,0.83,0]
[null,null,"20231224:1330","2023-12-24T19:59:59.998",0,0,19.920000000000002,0.9,0]
[null,null,"20231224:1430","2023-12-24T20:59:59.998",0,0,19.96,1.03,0]
[null,null,"20231224:1530","2023-12-24T21:59:59.998",0,0,19.89,1.03,0]
[null,null,"20231224:1630","2023-12-24T22:59:59.998",0,0,19.89,1.03,0]
[null,null,"20231224:1730","2023-12-24T23:59:59.998",0,0,19.850000000000001,0.9,0]
[null,null,"20231224:1830","2023-12-25T00:59:59.998",0,0,19.84,0.9,0]
[null,null,"20231224:1930","2023-12-25T01:59:59.998",0,0,19.63,0.76,0]
[null,null,"20231224:2030","2023-12-25T02:59:59.998",0,0,19.61,0.97,0]
[null,null,"20231224:2130","2023-12-25T03:59:59.998",0,0,19.57,0.97,0]
[null,null,"20231224:2230","2023-12-25T04:59:59.998",0,0,19.420000000000002,0.97,0]
[null,null,"20231224:2330","2023-12-25T05:59:59.998",3.64,1.63,19.440000000000001,0.97,0]
[null,null,"20231225:0030","2023-12-25T06:59:59.998",25.79,15.09,19.48,1.1000000000000001,0]
[null,null,"20231225:0130","2023-12-25T07:59:59.998",58.57,28.28,19.71,0.97,0]
[null,null,"20231225:0230","2023-12-25T08:59:59.998",89.97,40.72,20.05,0.9,0]
[null,null,"20231225:0330","2023-12-25T09:59:59.998",68.83,51.62,20.420000000000002,0.76,0]
[null,null,"20231225:0430","2023-12-25T10:59:59.998",125.19,59.26,20.74,1.1000000000000001,0]
[null,null,"20231225:0530","2023-12-25T11:59:59.998",93.41,60.92,20.93,1.38,0]
[null,null,"20231225:0630","2023-12-25T12:59:59.998",296.39,55.72,20.309999999999999,1.31,0]
[null,null,"20231225:0730","2023-12-25T13:59:59.998",241.27,46.03,21.18,1.72,0]
[null,null,"20231225:0830","2023-12-25T14:59:59.998",94.69,34.17,20.96,1.17,0]
[null,null,"20231225:0930","2023-12-25T15:59:59.998",35.92,21.26,20.16,1.1000000000000001,0]
[null,null,"20231225:1030","2023-12-25T16:59:59.998",16.12,7.84,19.989999999999998,1.52,0]
[null,null,"20231225:1130","2023-12-25T17:59:59.998",0,0,19.739999999999998,1.38,0]
[null,null,"20231225:1230","2023-12-25T18:59:59.998",0,0,19.59,1.38,0]
[null,null,"20231225:1330","2023-12-25T19:59:59.998",0,0,19.600000000000001,1.31,0]
[null,null,"20231225:1430","2023-12-25T20:59:59.998",0,0,19.64,1.38,0]
[null,null,"20231225:1530","2023-12-25T21:59:59.998",0,0,19.600000000000001,1.24,0]
[null,null,"20231225:1630","2023-12-25T22:59:59.998",0,0,19.62,1.17,0]
[null,null,"20231225:1730","2023-12-25T23:59:59.998",0,0,19.600000000000001,1.03,0]
[null,null,"20231225:1830","2023-12-26T00:59:59.998",0,0,19.600000000000001,0.83,0]
[null,null,"20231225:1930","2023-12-26T01:59:59.998",0,0,19.510000000000002,0.83,0]
[null,null,"20231225:2030","2023-12-26T02:59:59.998",0,0,19.489999999999998,0.9,0]
[null,null,"20231225:2130","2023-12-26T03:59:59.998",0,0,19.48,1.17,0]
[null,null,"20231225:2230","2023-12-26T04:59:59.998",0,0,19.420000000000002,1.17,0]
[null,null,"20231225:2330","2023-12-26T05:59:59.998",2.94,1.53,19.39,1.31,0]
[null,null,"20231226:0030","2023-12-26T06:59:59.998",23.67,15,19.37,1.24,0]
[null,null,"20231226:0130","2023-12-26T07:59:59.998",45.56,28.19,19.62,1.24,0]
[null,null,"20231226:0230","2023-12-26T08:59:59.998",121.92,40.64,19.79,1.31,0]
[null,null,"20231226:0330","2023-12-26T09:59:59.998",155,51.57,20.18,1.66,0]
[null,null,"20231226:0430","2023-12-26T10:59:59.998",374.13,59.25,20.25,1.93,0]
[null,null,"20231226:0530","2023-12-26T11:59:59.998",215.28,60.96,21.74,1.72,0]
[null,null,"20231226:0630","2023-12-26T12:59:59.998",221.03,55.8,21.37,2,0]
[null,null,"20231226:0730","2023-12-26T13:59:59.998",151.53,46.14,21.2,1.1000000000000001,0]
[null,null,"20231226:0830","2023-12-26T14:59:59.998",98.86,34.28,21.1,1.52,0]
[null,null,"20231226:0930","2023-12-26T15:59:59.998",65.150000000000006,21.37,20.67,1.52,0]
[null,null,"20231226:1030","2023-12-26T16:59:59.998",17.47,7.95,20.45,1.31,0]
[null,null,"20231226:1130","2023-12-26T17:59:59.998",0,0,19.899999999999999,0.97,0]
[null,null,"20231226:1230","2023-12-26T18:59:59.998",0,0,19.739999999999998,1.03,0]
[null,null,"20231226:1330","2023-12-26T19:59:59.998",0,0,19.62,1.17,0]
[null,null,"20231226:1430","2023-12-26T20:59:59.998",0,0,19.579999999999998,1.03,0]
[null,null,"20231226:1530","2023-12-26T21:59:59.998",0,0,19.59,1.17,0]
[null,null,"20231226:1630","2023-12-26T22:59:59.998",0,0,19.649999999999999,1.17,0]
[null,null,"20231226:1730","2023-12-26T23:59:59.998",0,0,19.68,0.97,0]
[null,null,"20231226:1830","2023-12-27T00:59:59.998",0,0,19.809999999999999,1.03,0]
[null,null,"20231226:1930","2023-12-27T01:59:59.998",0,0,19.64,1.1000000000000001,0]
[null,null,"20231226:2030","2023-12-27T02:59:59.998",0,0,19.52,0.97,0]
[null,null,"20231226:2130","2023-12-27T03:59:59.998",0,0,19.47,0.97,0]
[null,null,"20231226:2230","2023-12-27T04:59:59.998",0,0,19.47,1.03,0]
[null,null,"20231226:2330","2023-12-27T05:59:59.998",11.83,1.43,19.350000000000001,0.97,0]
[null,null,"20231227:0030","2023-12-27T06:59:59.998",125.81,14.9,19.41,1.31,0]
[null,null,"20231227:0130","2023-12-27T07:59:59.998",260.08999999999997,28.1,19.989999999999998,2.2799999999999998,0]
[null,null,"20231227:0230",{"$f":"D8651+1/24","v":"2023-12-27T08:59:59.998"},491.48,40.57,21.04,2.41,0]
[null,null,"20231227:0330","2023-12-27T09:59:59.998",422.36,51.52,22.2,3.24,0]
[null,null,"20231227:0430","2023-12-27T10:59:59.998",585.54999999999995,59.24,22.6,3.1,0]
[null,null,"20231227:0530","2023-12-27T11:59:59.998",578.73,61.01,23.43,3.17,0]
[null,null,"20231227:0630","2023-12-27T12:59:59.998",692.12,55.89,23.62,3.24,0]
[null,null,"20231227:0730","2023-12-27T13:59:59.998",473.3,46.24,23.64,3.17,0]
[null,null,"20231227:0830","2023-12-27T14:59:59.998",340.04,34.39,22.87,2.97,0]
[null,null,"20231227:0930","2023-12-27T15:59:59.998",143.24,21.49,22.34,2.76,0]
[null,null,"20231227:1030","2023-12-27T16:59:59.998",32.04,8.06,21.67,1.93,0]
[null,null,"20231227:1130","2023-12-27T17:59:59.998",0,-5.62,21.11,1.52,0]
[null,null,"20231227:1230","2023-12-27T18:59:59.998",0,0,20.350000000000001,1.24,0]
[null,null,"20231227:1330","2023-12-27T19:59:59.998",0,0,20.059999999999999,1.1000000000000001,0]
[null,null,"20231227:1430","2023-12-27T20:59:59.998",0,0,19.8,1.1000000000000001,0]
[null,null,"20231227:1530","2023-12-27T21:59:59.998",0,0,19.649999999999999,0.97,0]
[null,null,"20231227:1630","2023-12-27T22:59:59.998",0,0,19.84,1.45,0]
[null,null,"20231227:1730","2023-12-27T23:59:59.998",0,0,19.75,1.45,0]
[null,null,"20231227:1830","2023-12-28T00:59:59.998",0,0,19.809999999999999,1.52,0]
[null,null,"20231227:1930","2023-12-28T01:59:59.998",0,0,19.86,1.52,0]
[null,null,"20231227:2030","2023-12-28T02:59:59.998",0,0,19.95,1.59,0]
[null,null,"20231227:2130","2023-12-28T03:59:59.998",0,0,19.95,1.38,0]
[null,null,"20231227:2230","2023-12-28T04:59:59.998",0,0,19.96,1.24,0]
[null,null,"20231227:2330","2023-12-28T05:59:59.998",4.29,1.32,19.97,1.1000000000000001,0]
[null,null,"20231228:0030","2023-12-28T06:59:59.998",22.94,14.81,19.97,0.83,0]
[null,null,"20231228:0130","2023-12-28T07:59:59.998",204.28,28.02,20.03,0.97,0]
[null,null,"20231228:0230","2023-12-28T08:59:59.998",141.72,40.5,21.12,1.03,0]
[null,null,"20231228:0330","2023-12-28T09:59:59.998",280.45,51.47,21.14,1.38,0]
[null,null,"20231228:0430","2023-12-28T10:59:59.998",407.8,59.24,22.37,1.38,0]
[null,null,"20231228:0530","2023-12-28T11:59:59.998",269.06,61.07,23.36,1.45,0]
[null,null,"20231228:0630","2023-12-28T12:59:59.998",364.54,55.99,21.98,1.1000000000000001,0]
[null,null,"20231228:0730","2023-12-28T13:59:59.998",500.13,46.36,22.14,1.72,0]
[null,null,"20231228:0830","2023-12-28T14:59:59.998",132.85,34.5,22.98,1.72,0]
[null,null,"20231228:0930","2023-12-28T15:59:59.998",125.59,21.6,21.83,1.45,0]
[null,null,"20231228:1030","2023-12-28T16:59:59.998",33.64,8.18,21.28,1.45,0]
[null,null,"20231228:1130","2023-12-28T17:59:59.998",0,-5.51,20.63,1.24,0]
[null,null,"20231228:1230","2023-12-28T18:59:59.998",0,0,20.22,1.03,0]
[null,null,"20231228:1330","2023-12-28T19:59:59.998",0,0,19.96,0.97,0]
[null,null,"20231228:1430","2023-12-28T20:59:59.998",0,0,19.920000000000002,0.97,0]
[null,null,"20231228:1530","2023-12-28T21:59:59.998",0,0,19.93,0.97,0]
[null,null,"20231228:1630","2023-12-28T22:59:59.998",0,0,20.04,0.83,0]
[null,null,"20231228:1730","2023-12-28T23:59:59.998",0,0,20.02,0.76,0]
[null,null,"20231228:1830","2023-12-29T00:59:59.998",0,0,19.82,0.62,0]
[null,null,"20231228:1930","2023-12-29T01:59:59.998",0,0,20.22,1.45,0]
[null,null,"20231228:2030","2023-12-29T02:59:59.998",0,0,20.02,1.17,0]
[null,null,"20231228:2130","2023-12-29T03:59:59.998",0,0,19.739999999999998,0.97,0]
[null,null,"20231228:2230","2023-12-29T04:59:59.998",0,0,19.7,1.03,0]
[null,null,"20231228:2330","2023-12-29T05:59:59.998",5.99,1.22,19.62,0.97,0]
[null,null,"20231229:0030","2023-12-29T06:59:59.998",85.18,14.71,19.78,1.31,0]
[null,null,"20231229:0130","2023-12-29T07:59:59.998",215.83,27.94,20.2,2,0]
[null,null,"20231229:0230","2023-12-29T08:59:59.998",487.63,40.43,21.21,2.0699999999999998,0]
[null,null,"20231229:0330","2023-12-29T09:59:59.998",541.52,51.43,22.6,2.41,0]
[null,null,"20231229:0430","2023-12-29T10:59:59.998",666.78,59.25,23.04,2.5499999999999998,0]
[null,null,"20231229:0530","2023-12-29T11:59:59.998",790.76,61.14,23.97,2.69,0]
[null,null,"20231229:0630","2023-12-29T12:59:59.998",529.28,56.1,24.7,2.76,0]
[null,null,"20231229:0730","2023-12-29T13:59:59.998",238.11,46.47,24.11,2,0]
[null,null,"20231229:0830","2023-12-29T14:59:59.998",169.68,34.619999999999997,21.7,1.1000000000000001,0]
[null,null,"20231229:0930","2023-12-29T15:59:59.998",71.11,21.72,21.56,1.38,0]
[null,null,"20231229:1030","2023-12-29T16:59:59.998",24.45,8.2899999999999991,20.88,1.1000000000000001,0]
[null,null,"20231229:1130","2023-12-29T17:59:59.998",0,-5.4,20.39,0.9,0]
[null,null,"20231229:1230","2023-12-29T18:59:59.998",0,0,20.03,0.9,0]
[null,null,"20231229:1330","2023-12-29T19:59:59.998",0,0,19.98,0.83,0]
[null,null,"20231229:1430","2023-12-29T20:59:59.998",0,0,19.98,0.76,0]
[null,null,"20231229:1530","2023-12-29T21:59:59.998",0,0,20.059999999999999,0.69,0]
[null,null,"20231229:1630","2023-12-29T22:59:59.998",0,0,20.13,0.69,0]
[null,null,"20231229:1730","2023-12-29T23:59:59.998",0,0,20.05,0.48,0]
[null,null,"20231229:1830",{"$f":"D8715+1/24","v":"2023-12-30T00:59:59.998"},0,0,20.02,0.55000000000000004,0]
[null,null,"20231229:1930","2023-12-30T01:59:59.998",0,0,20.09,0.83,0]
[null,null,"20231229:2030","2023-12-30T02:59:59.998",0,0,20.04,0.69,0]
[null,null,"20231229:2130","2023-12-30T03:59:59.998",0,0,19.93,0.97,0]
[null,null,"20231229:2230","2023-12-30T04:59:59.998",0,0,19.63,1.03,0]
[null,null,"20231229:2330","2023-12-30T05:59:59.998",7.29,1.1200000000000001,19.53,0.9,0]
[null,null,"20231230:0030","2023-12-30T06:59:59.998",85.8,14.62,19.66,1.03,0]
[null,null,"20231230:0130","2023-12-30T07:59:59.998",165.48,27.86,20.22,1.45,0]
[null,null,"20231230:0230","2023-12-30T08:59:59.998",334.61,40.369999999999997,20.88,1.72,0]
[null,null,"20231230:0330","2023-12-30T09:59:59.998",348.5,51.4,21.8,1.86,0]
[null,null,"20231230:0430","2023-12-30T10:59:59.998",411.63,59.26,22.39,1.72,0]
[null,null,"20231230:0530","2023-12-30T11:59:59.998",534.37,61.21,22.89,1.59,0]
[null,null,"20231230:0630","2023-12-30T12:59:59.998",285.79000000000002,56.21,23.57,1.45,0]
[null,null,"20231230:0730","2023-12-30T13:59:59.998",361.83,46.59,22.43,0.97,0]
[null,null,"20231230:0830","2023-12-30T14:59:59.998",185.37,34.74,22.69,1.31,0]
[null,null,"20231230:0930","2023-12-30T15:59:59.998",133.66,21.84,22,1.66,0]
[null,null,"20231230:1030","2023-12-30T16:59:59.998",26.7,8.4,21.37,1.45,0]
[null,null,"20231230:1130","2023-12-30T17:59:59.998",0,-5.29,20.329999999999998,1.1000000000000001,0]
[null,null,"20231230:1230","2023-12-30T18:59:59.998",0,0,20.05,0.62,0]
[null,null,"20231230:1330","2023-12-30T19:59:59.998",0,0,20.100000000000001,0.76,0]
[null,null,"20231230:1430","2023-12-30T20:59:59.998",0,0,19.96,0.69,0]
[null,null,"20231230:1530","2023-12-30T21:59:59.998",0,0,19.809999999999999,0.69,0]
[null,null,"20231230:1630","2023-12-30T22:59:59.998",0,0,19.66,0.62,0]
[null,null,"20231230:1730","2023-12-30T23:59:59.998",0,0,19.559999999999999,0.62,0]
[null,null,"20231230:1830","2023-12-31T00:59:59.998",0,0,19.5,0.62,0]
[null,null,"20231230:1930","2023-12-31T01:59:59.998",0,0,19.489999999999998,0.55000000000000004,0]
[null,null,"20231230:2030","2023-12-31T02:59:59.998",0,0,19.420000000000002,0.69,0]
[null,null,"20231230:2130","2023-12-31T03:59:59.998",0,0,19.34,0.69,0]
[null,null,"20231230:2230","2023-12-31T04:59:59.998",0,0,19.309999999999999,0.76,0]
[null,null,"20231230:2330","2023-12-31T05:59:59.998",12.58,1.03,19.170000000000002,0.83,0]
[null,null,"20231231:0030","2023-12-31T06:59:59.998",120.85,14.54,19.25,0.83,0]
[null,null,"20231231:0130","2023-12-31T07:59:59.998",293.60000000000002,27.78,20.22,1.24,0]
[null,null,"20231231:0230","2023-12-31T08:59:59.998",423.48,40.32,21.34,1.52,0]
[null,null,"20231231:0330","2023-12-31T09:59:59.998",603.54999999999995,51.38,22.47,1.59,0]
[null,null,"20231231:0430","2023-12-31T10:59:59.998",595.16,59.29,23.5,2.14,0]
[null,null,"20231231:0530","2023-12-31T11:59:59.998",763.75,61.29,23.95,2.2799999999999998,0]
[null,null,"20231231:0630","2023-12-31T12:59:59.998",687.77,56.32,24.54,2.21,0]
[null,null,"20231231:0730","2023-12-31T13:59:59.998",479.33,46.72,24.78,1.93,0]
[null,null,"20231231:0830","2023-12-31T14:59:59.998",391.48,34.869999999999997,24.18,2.21,0]
[null,null,"20231231:0930","2023-12-31T15:59:59.998",231.84,21.96,23.74,2.34,0]
[null,null,"20231231:1030","2023-12-31T16:59:59.998",37.479999999999997,8.52,23,2.0699999999999998,0]
[null,null,"20231231:1130","2023-12-31T17:59:59.998",0,-5.18,22.13,1.31,0]
[null,null,"20231231:1230","2023-12-31T18:59:59.998",0,0,21.35,1.03,0]
[null,null,"20231231:1330","2023-12-31T19:59:59.998",0,0,20.69,0.97,0]
[null,null,"20231231:1430","2023-12-31T20:59:59.998",0,0,20.190000000000001,0.9,0]
[null,null,"20231231:1530","2023-12-31T21:59:59.998",0,0,19.739999999999998,0.76,0]
[null,null,"20231231:1630","2023-12-31T22:59:59.998",0,0,19.34,0.55000000000000004,0]
[null,null,"20231231:1730","2023-12-31T23:59:59.998",0,0,19.149999999999999,0.55000000000000004,0]
[null,null,"20231231:1830","2024-01-01T00:59:59.998",0,0,18.87,0.69,0]
[null,null,"20231231:1930","2024-01-01T01:59:59.998",0,0,18.91,0.62,0]
[null,null,"20231231:2030","2024-01-01T02:59:59.998",0,0,18.899999999999999,0.62,0]
[null,null,"20231231:2130","2024-01-01T03:59:59.998",0,0,18.760000000000002,0.62,0]
[null,null,"20231231:2230","2024-01-01T04:59:59.998",0,0,18.47,0.69,0]
[null,null,"20231231:2330","2024-01-01T05:59:59.998",0,0,18.420000000000002,0.69,0]
[]
[null,null,"G(i): Global irradiance on the inclined plane (plane of the array) (W/m2)"]
[null,null,"H_sun: Sun height (degree)"]
[null,null,"T2m: 2-m air temperature (degree Celsius)"]
[null,null,"WS10m: 10-m total wind speed (m/s)"]
[null,null,"Int: 1 means solar radiation values are reconstructed"]
[]
[]
[]
[null,null,"PVGIS (c) European Union",null," 2001-2026"]

{"sheet":"Solar+Battery Analysis","index":19,"n_rows":173,"n_cols":38,"rows_kept":173,"cut":false,"hidden":false,"merged":[]}
[null,null,null,null,null,null,null,null,null,null,null,null,{"$f":"M5/L5","v":6.3874694512330592},null,null,{"$f":"P5/L5","v":17.829371250833148}]
[]
[null,null,null,"dateTime",null,"megawatt","Flat","Solar","Capacity Factor At STC","Performance Ratio","Capacity After Performance Ratio","Solar Capacity For Load","Solar Capacity For Charging","Total Solar Capacity","Load","Battery Capacity (MWh)","Surplus Solar To Charge Battery (MW)","Required Discharge of Battery","Maximum Charge","Minimum Stat of Charge","Maximum Amount of Discharge","Opening Balance in Battery","Add the Charge","Less losses RTE","Less the Discharge","Closing Balance","Electricity From Solar (Day)","Electricity From Discharge","Unserved Energy","Total Electricity"]
[null,null,null,null,null,{"$f":"AVERAGE(F6:F173)","v":18003.916199434469},2,null,{"$f":"AVERAGE(I6:I173)","v":0.23005160714285702},null,{"$f":"AVERAGE(K6:K173)","v":0.16793767321428568},null,115,null,null,321,null,null,null,0.2,null,null,null,0.15,null,null,null,null,{"$f":"SUM(AC13:AC173)","v":0},null,{"$f":"M3","v":"Solar Capacity For Charging"},null,null,{"$f":"M5","v":115000},{"$f":"P3","v":"Battery Capacity (MWh)"},null,null,{"$f":"P5","v":321000}]
[null,null,null,null,null,{"$f":"MAX(F6:F173)","v":21554.163768204999},null,null,{"$f":"I4*24","v":5.5212385714285688},0.73,{"$f":"K4*24","v":4.0305041571428566},18004,{"$f":"M4*1000","v":115000},{"$f":"M5/F4","v":6.38749918218417},null,{"$f":"P4*1000","v":321000}]
[null,null,null,"2026-05-01T00:00:00+08:00","2023-05-01",18876.533402827499,{"$f":"$F$4","v":18003.916199434469},{"$f":"LOOKUP(E6,Timeseries!D:D,Timeseries!E:E)","v":0},{"$f":"H6/1000","v":0},{"$f":"$J$5","v":0.73},{"$f":"I6*J6","v":0},{"$f":"$L$5*K6","v":0},{"$f":"$M$5*K6","v":0},{"$f":"L6+M6","v":0},{"$f":"IF($G$4=1,F6,G6)","v":18003.916199434469},{"$f":"$P$5","v":321000},{"$f":"MAX(N6-O6,0)","v":0},{"$f":"MAX(O6-N6,0)","v":18003.916199434469},{"$f":"P6-V6","v":321000},{"$f":"P6*$T$4","v":64200},{"$f":"MAX(V6-T6,0)","v":0},{"$f":"Z5","v":0},{"$f":"MIN(Q6,S6)","v":0},{"$f":"W6*$X$4","v":0},{"$f":"MIN(R6,V6,U6)","v":0},{"$f":"V6+W6-Y6-X6","v":0},{"$f":"N6-Q6","v":0},{"$f":"Y6","v":0},{"$f":"O6-AD6","v":18003.916199434469},{"$f":"AA6+AB6","v":0}]
[null,null,null,"2026-05-01T01:00:00+08:00",{"$f":"E6+1/24","v":"2023-05-01T01:00:00"},18002.429266520499,{"$f":"$F$4","v":18003.916199434469},{"$f":"LOOKUP(E7,Timeseries!D:D,Timeseries!E:E)","v":0},{"$f":"H7/1000","v":0},{"$f":"$J$5","v":0.73},{"$f":"I7*J7","v":0},{"$f":"$L$5*K7","v":0},{"$f":"$M$5*K7","v":0},{"$f":"L7+M7","v":0},{"$f":"IF($G$4=1,F7,G7)","v":18003.916199434469},{"$f":"$P$5","v":321000},{"$f":"MAX(N7-O7,0)","v":0},{"$f":"MAX(O7-N7,0)","v":18003.916199434469},321000,{"$f":"P7*$T$4","v":64200},{"$f":"MAX(V7-T7,0)","v":0},{"$f":"Z6","v":0},0,{"$f":"W7*$X$4","v":0},{"$f":"MIN(R7,V7,U7)","v":0},{"$f":"V7+W7-Y7-X7","v":0},0,{"$f":"Y7","v":0},18003.916199434469,0]
[null,null,null,"2026-05-01T02:00:00+08:00",{"$f":"E7+1/24","v":"2023-05-01T02:00:00"},17372.666955388198,18003.916199434469,{"$f":"LOOKUP(E8,Timeseries!D:D,Timeseries!E:E)","v":0},0,0.73,0,0,0,0,18003.916199434469,321000,0,18003.916199434469,321000,64200,0,0,0,0,0,0,0,0,18003.916199434469,0]
[null,null,null,"2026-05-01T03:00:00+08:00","2023-05-01T03:00:00",16780.034167156002,18003.916199434469,{"$f":"LOOKUP(E9,Timeseries!D:D,Timeseries!E:E)","v":0},0,0.73,0,0,0,0,18003.916199434469,321000,0,18003.916199434469,321000,64200,0,0,0,0,0,0,0,0,18003.916199434469,0]
[null,null,null,"2026-05-01T04:00:00+08:00","2023-05-01T04:00:00",16505.963603505199,18003.916199434469,{"$f":"LOOKUP(E10,Timeseries!D:D,Timeseries!E:E)","v":0},0,0.73,0,0,0,0,18003.916199434469,321000,0,18003.916199434469,321000,64200,0,0,0,0,0,0,0,0,18003.916199434469,0]
[null,null,null,"2026-05-01T05:00:00+08:00","2023-05-01T05:00:00",16155.720997557901,18003.916199434469,{"$f":"LOOKUP(E11,Timeseries!D:D,Timeseries!E:E)","v":0},0,0.73,0,0,0,0,18003.916199434469,321000,0,18003.916199434469,321000,64200,0,0,0,0,0,0,0,0,18003.916199434469,0]
[null,null,null,"2026-05-01T06:00:00+08:00","2023-05-01T06:00:00",16005.2222782717,18003.916199434469,{"$f":"LOOKUP(E12,Timeseries!D:D,Timeseries!E:E)","v":22.26},2.2260000000000002E-2,0.73,1.6249800000000002E-2,292.56139920000004,1868.7270000000001,2161.2883992000002,18003.916199434469,321000,0,15842.627800234468,321000,64200,0,0,0,0,0,0,2161.2883992000002,0,15842.627800234468,2161.2883992000002]
[null,null,null,"2026-05-01T07:00:00+08:00","2023-05-01T07:00:00",15676.0806033715,18003.916199434469,{"$f":"LOOKUP(E13,Timeseries!D:D,Timeseries!E:E)","v":234.99},0.23499,0.73,0.17154269999999999,3088.4547708,19727.410499999998,22815.865270799997,18003.916199434469,321000,4811.9490713655287,0,321000,64200,0,0,4811.9490713655287,721.79236070482932,0,4090.1567106606994,18003.916199434469,0,0,18003.916199434469]
[null,null,null,"2026-05-01T08:00:00+08:00","2023-05-01T08:00:00",14658.453421869999,18003.916199434469,{"$f":"LOOKUP(E14,Timeseries!D:D,Timeseries!E:E)","v":496.72},0.49672000000000005,0.73,0.36260560000000003,6528.3512224000006,41699.644,48227.995222400001,18003.916199434469,321000,30224.079022965532,0,316909.84328933927,64200,0,4090.1567106606994,30224.079022965532,4533.6118534448296,0,29780.6238801814,18003.916199434469,0,0,18003.916199434469]
[null,null,null,"2026-05-01T09:00:00+08:00","2023-05-01T09:00:00",14785.503441682,18003.916199434469,{"$f":"LOOKUP(E15,Timeseries!D:D,Timeseries!E:E)","v":697.8},0.69779999999999998,0.73,0.50939400000000001,9171.1295759999994,58580.310000000005,67751.439576000004,18003.916199434469,321000,49747.523376565536,0,291219.3761198186,64200,0,29780.6238801814,49747.523376565536,7462.1285064848298,0,72066.018750262097,18003.916199434469,0,0,18003.916199434469]
[null,null,null,"2026-05-01T10:00:00+08:00","2023-05-01T10:00:00",15026.2994602201,18003.916199434469,{"$f":"LOOKUP(E16,Timeseries!D:D,Timeseries!E:E)","v":855.36},0.85536000000000001,0.73,0.62441279999999999,11241.9280512,71807.471999999994,83049.400051199991,18003.916199434469,321000,65045.483851765523,0,248933.9812497379,64200,7866.0187502620975,72066.018750262097,65045.483851765523,9756.8225777648277,0,127354.68002426278,18003.916199434469,0,0,18003.916199434469]
[null,null,null,"2026-05-01T11:00:00+08:00","2023-05-01T11:00:00",15281.1047965322,18003.916199434469,{"$f":"LOOKUP(E17,Timeseries!D:D,Timeseries!E:E)","v":890.3},0.89029999999999998,0.73,0.64991900000000002,11701.141676000001,74740.684999999998,86441.826675999997,18003.916199434469,321000,68437.910476565536,0,193645.31997573722,64200,63154.68002426278,127354.68002426278,68437.910476565536,10265.68657148483,0,185526.90392934348,18003.916199434461,0,0,18003.916199434461]
[null,null,null,"2026-05-01T12:00:00+08:00","2023-05-01T12:00:00",15427.236473312199,18003.916199434469,{"$f":"LOOKUP(E18,Timeseries!D:D,Timeseries!E:E)","v":785.18},0.78517999999999999,0.73,0.57318139999999995,10319.557925599998,65915.86099999999,76235.418925599981,18003.916199434469,321000,58231.502726165512,0,135473.09607065652,64200,121326.90392934348,185526.90392934348,58231.502726165512,8734.7254089248272,0,235023.68124658416,18003.916199434469,0,0,18003.916199434469]
[null,null,null,"2026-05-01T13:00:00+08:00","2023-05-01T13:00:00",15598.9327396301,18003.916199434469,{"$f":"LOOKUP(E19,Timeseries!D:D,Timeseries!E:E)","v":644.59},0.64459,0.73,0.47055069999999999,8471.7948027999992,54113.330499999996,62585.125302799992,18003.916199434469,321000,44581.209103365523,0,85976.318753415835,64200,170823.68124658416,235023.68124658416,44581.209103365523,6687.1813655048281,0,272917.70898444491,18003.916199434469,0,0,18003.916199434469]
[null,null,null,"2026-05-01T14:00:00+08:00","2023-05-01T14:00:00",15695.5004162858,18003.916199434469,{"$f":"LOOKUP(E20,Timeseries!D:D,Timeseries!E:E)","v":602.23},0.60223000000000004,0.73,0.43962790000000002,7915.0607116000001,50557.208500000001,58472.269211600003,18003.916199434469,321000,40468.353012165535,0,48082.291015555093,64200,208717.70898444491,272917.70898444491,40468.353012165535,6070.2529518248302,0,307315.80904478562,18003.916199434469,0,0,18003.916199434469]
[null,null,null,"2026-05-01T15:00:00+08:00","2023-05-01T15:00:00",16458.6410942246,18003.916199434469,{"$f":"LOOKUP(E21,Timeseries!D:D,Timeseries!E:E)","v":511.7},0.51170000000000004,0.73,0.37354100000000001,6725.232164,42957.215000000004,49682.447164000005,18003.916199434469,321000,31678.530964565536,0,13684.190955214377,64200,243115.80904478562,307315.80904478562,13684.190955214377,2052.6286432821566,0,318947.37135671783,18003.916199434469,0,0,18003.916199434469]
[null,null,null,"2026-05-01T16:00:00+08:00","2023-05-01T16:00:00",16921.286736711401,18003.916199434469,{"$f":"LOOKUP(E22,Timeseries!D:D,Timeseries!E:E)","v":221.43},0.22143000000000002,0.73,0.16164390000000001,2910.2367756000003,18589.048500000001,21499.285275599999,18003.916199434469,321000,3495.3690761655307,0,2052.6286432821653,64200,254747.37135671783,318947.37135671783,2052.6286432821653,307.89429649232477,0,320692.10570350767,18003.916199434469,0,0,18003.916199434469]
[null,null,null,"2026-05-01T17:00:00+08:00","2023-05-01T17:00:00",17204.1203701698,18003.916199434469,{"$f":"LOOKUP(E23,Timeseries!D:D,Timeseries!E:E)","v":43.82},4.3819999999999998E-2,0.73,3.1988599999999999E-2,575.92275440000003,3678.6889999999999,4254.6117543999999,18003.916199434469,321000,0,13749.304445034468,307.89429649233352,64200,256492.10570350767,320692.10570350767,0,0,13749.304445034468,306942.80125847319,4254.6117543999999,13749.304445034468,0,18003.916199434469]
[null,null,null,"2026-05-01T18:00:00+08:00","2023-05-01T18:00:00",17185.048374800299,18003.916199434469,{"$f":"LOOKUP(E24,Timeseries!D:D,Timeseries!E:E)","v":0},0,0.73,0,0,0,0,18003.916199434469,321000,0,18003.916199434469,14057.198741526809,64200,242742.80125847319,306942.80125847319,0,0,18003.916199434469,288938.8850590387,0,18003.916199434469,0,18003.916199434469]
[null,null,null,"2026-05-01T19:00:00+08:00","2023-05-01T19:00:00",17869.176500493999,18003.916199434469,{"$f":"LOOKUP(E25,Timeseries!D:D,Timeseries!E:E)","v":0},0,0.73,0,0,0,0,18003.916199434469,321000,0,18003.916199434469,32061.114940961299,64200,224738.8850590387,288938.8850590387,0,0,18003.916199434469,270934.96885960421,0,18003.916199434469,0,18003.916199434469]
[null,null,null,"2026-05-01T20:00:00+08:00","2023-05-01T20:00:00",19411.1386306801,18003.916199434469,{"$f":"LOOKUP(E26,Timeseries!D:D,Timeseries!E:E)","v":0},0,0.73,0,0,0,0,18003.916199434469,321000,0,18003.916199434469,50065.031140395789,64200,206734.96885960421,270934.96885960421,0,0,18003.916199434469,252931.05266016975,0,18003.916199434469,0,18003.916199434469]
[null,null,null,"2026-05-01T21:00:00+08:00","2023-05-01T21:00:00",19234.621226728199,18003.916199434469,{"$f":"LOOKUP(E27,Timeseries!D:D,Timeseries!E:E)","v":0},0,0.73,0,0,0,0,18003.916199434469,321000,0,18003.916199434469,68068.947339830251,64200,188731.05266016975,252931.05266016975,0,0,18003.916199434469,234927.13646073529,0,18003.916199434469,0,18003.916199434469]
[null,null,null,"2026-05-01T22:00:00+08:00","2023-05-01T22:00:00",18800.670531681899,18003.916199434469,{"$f":"LOOKUP(E28,Timeseries!D:D,Timeseries!E:E)","v":0},0,0.73,0,0,0,0,18003.916199434469,321000,0,18003.916199434469,86072.863539264712,64200,170727.13646073529,234927.13646073529,0,0,18003.916199434469,216923.22026130083,0,18003.916199434469,0,18003.916199434469]
[null,null,null,"2026-05-01T23:00:00+08:00","2023-05-01T23:00:00",18669.340423749902,18003.916199434469,{"$f":"LOOKUP(E29,Timeseries!D:D,Timeseries!E:E)","v":0},0,0.73,0,0,0,0,18003.916199434469,321000,0,18003.916199434469,104076.77973869917,64200,152723.22026130083,216923.22026130083,0,0,18003.916199434469,198919.30406186637,0,18003.916199434469,0,18003.916199434469]
[null,null,null,"2026-05-02T00:00:00+08:00","2023-05-02",18177.941864232002,18003.916199434469,{"$f":"LOOKUP(E30,Timeseries!D:D,Timeseries!E:E)","v":0},0,0.73,0,0,0,0,18003.916199434469,321000,0,18003.916199434469,122080.69593813363,64200,134719.30406186637,198919.30406186637,0,0,18003.916199434469,180915.3878624319,0,18003.916199434469,0,18003.916199434469]
[null,null,null,"2026-05-02T01:00:00+08:00","2023-05-02T01:00:00",18013.018378437901,18003.916199434469,{"$f":"LOOKUP(E31,Timeseries!D:D,Timeseries!E:E)","v":0},0,0.73,0,0,0,0,18003.916199434469,321000,0,18003.916199434469,140084.6121375681,64200,116715.3878624319,180915.3878624319,0,0,18003.916199434469,162911.47166299744,0,18003.916199434469,0,18003.916199434469]
[null,null,null,"2026-05-02T02:00:00+08:00","2023-05-02T02:00:00",17384.772938264501,18003.916199434469,{"$f":"LOOKUP(E32,Timeseries!D:D,Timeseries!E:E)","v":0},0,0.73,0,0,0,0,18003.916199434469,321000,0,18003.916199434469,158088.52833700256,64200,98711.471662997443,162911.47166299744,0,0,18003.916199434469,144907.55546356298,0,18003.916199434469,0,18003.916199434469]
[null,null,null,"2026-05-02T03:00:00+08:00","2023-05-02T03:00:00",16823.124896309,18003.916199434469,{"$f":"LOOKUP(E33,Timeseries!D:D,Timeseries!E:E)","v":0},0,0.73,0,0,0,0,18003.916199434469,321000,0,18003.916199434469,176092.44453643702,64200,80707.555463562981,144907.55546356298,0,0,18003.916199434469,126903.63926412852,0,18003.916199434469,0,18003.916199434469]
[null,null,null,"2026-05-02T04:00:00+08:00","2023-05-02T04:00:00",16356.034918528499,18003.916199434469,{"$f":"LOOKUP(E34,Timeseries!D:D,Timeseries!E:E)","v":0},0,0.73,0,0,0,0,18003.916199434469,321000,0,18003.916199434469,194096.36073587148,64200,62703.63926412852,126903.63926412852,0,0,18003.916199434469,108899.72306469406,0,18003.916199434469,0,18003.916199434469]
[null,null,null,"2026-05-02T05:00:00+08:00","2023-05-02T05:00:00",16067.9936834975,18003.916199434469,{"$f":"LOOKUP(E35,Timeseries!D:D,Timeseries!E:E)","v":0},0,0.73,0,0,0,0,18003.916199434469,321000,0,18003.916199434469,212100.27693530594,64200,44699.723064694059,108899.72306469406,0,0,18003.916199434469,90895.806865259598,0,18003.916199434469,0,18003.916199434469]
[null,null,null,"2026-05-02T06:00:00+08:00","2023-05-02T06:00:00",15977.010410754499,18003.916199434469,{"$f":"LOOKUP(E36,Timeseries!D:D,Timeseries!E:E)","v":28.89},2.8889999999999999E-2,0.73,2.1089699999999999E-2,379.69895880000001,2425.3155000000002,2805.0144588000003,18003.916199434469,321000,0,15198.901740634468,230104.1931347404,64200,26695.806865259598,90895.806865259598,0,0,15198.901740634468,75696.905124625133,2805.0144588000003,15198.901740634468,0,18003.916199434469]
[null,null,null,"2026-05-02T07:00:00+08:00","2023-05-02T07:00:00",15686.4474985242,18003.916199434469,{"$f":"LOOKUP(E37,Timeseries!D:D,Timeseries!E:E)","v":206.28},0.20627999999999999,0.73,0.15058439999999998,2711.1215375999996,17317.205999999998,20028.327537599998,18003.916199434469,321000,2024.4113381655297,0,245303.09487537487,64200,11496.905124625133,75696.905124625133,2024.4113381655297,303.66170072482947,0,77417.654762065838,18003.916199434469,0,0,18003.916199434469]
[null,null,null,"2026-05-02T08:00:00+08:00","2023-05-02T08:00:00",15254.351830383201,18003.916199434469,{"$f":"LOOKUP(E38,Timeseries!D:D,Timeseries!E:E)","v":450.13},0.45012999999999997,0.73,0.32859489999999997,5916.0225795999995,37788.413499999995,43704.436079599996,18003.916199434469,321000,25700.519880165528,0,{"$f":"P38-V38","v":243582.34523793415},64200,13217.654762065838,77417.654762065838,{"$f":"MIN(Q38,S38)","v":25700.519880165528},3855.077982024829,0,99263.096660206545,{"$f":"N38-Q38","v":18003.916199434469},0,{"$f":"O38-AD38","v":0},18003.916199434469]
[null,null,null,"2026-05-02T09:00:00+08:00","2023-05-02T09:00:00",16070.438067909099,18003.916199434469,{"$f":"LOOKUP(E39,Timeseries!D:D,Timeseries!E:E)","v":704.28},0.70428000000000002,0.73,0.51412440000000004,9256.2956976000005,59124.306000000004,68380.60169760001,18003.916199434469,321000,50376.685498165542,0,221736.90333979344,64200,35063.096660206545,99263.096660206545,50376.685498165542,7556.502824724831,0,142083.27933364725,18003.916199434469,0,0,18003.916199434469]
[null,null,null,"2026-05-02T10:00:00+08:00","2023-05-02T10:00:00",16645.9311804647,18003.916199434469,{"$f":"LOOKUP(E40,Timeseries!D:D,Timeseries!E:E)","v":742.68},0.7426799999999999,0.73,0.54215639999999987,9760.9838255999985,62347.985999999983,72108.969825599983,18003.916199434469,321000,54105.053626165514,0,178916.72066635275,64200,77883.279333647253,142083.27933364725,54105.053626165514,8115.7580439248268,0,188072.57491588796,18003.916199434469,0,0,18003.916199434469]
[null,null,null,"2026-05-02T11:00:00+08:00","2023-05-02T11:00:00",16996.241417601199,18003.916199434469,{"$f":"LOOKUP(E41,Timeseries!D:D,Timeseries!E:E)","v":684},0.68400000000000005,0.73,0.49932000000000004,8989.7572800000016,57421.8,66411.557280000008,18003.916199434469,321000,48407.64108056554,0,132927.42508411204,64200,123872.57491588796,188072.57491588796,48407.64108056554,7261.1461620848304,0,229219.06983436868,18003.916199434469,0,0,18003.916199434469]
[null,null,null,"2026-05-02T12:00:00+08:00","2023-05-02T12:00:00",16964.705960212101,18003.916199434469,{"$f":"LOOKUP(E42,Timeseries!D:D,Timeseries!E:E)","v":602.94000000000005},0.60294000000000003,0.73,0.44014619999999999,7924.3921848,50616.813000000002,58541.205184800005,18003.916199434469,321000,40537.288985365536,0,91780.930165631318,64200,165019.06983436868,229219.06983436868,40537.288985365536,6080.59334780483,0,263675.76547192934,18003.916199434469,0,0,18003.916199434469]
[null,null,null,"2026-05-02T13:00:00+08:00","2023-05-02T13:00:00",16869.3653065615,18003.916199434469,{"$f":"LOOKUP(E43,Timeseries!D:D,Timeseries!E:E)","v":649.09},0.64909000000000006,0.73,0.47383570000000003,8530.9379428000011,54491.105500000005,63022.043442800008,18003.916199434469,321000,45018.127243365539,0,57324.234528070665,64200,199475.76547192934,263675.76547192934,45018.127243365539,6752.7190865048306,0,301941.17362879001,18003.916199434469,0,0,18003.916199434469]
[null,null,null,"2026-05-02T14:00:00+08:00","2023-05-02T14:00:00",17508.682938575599,18003.916199434469,{"$f":"LOOKUP(E44,Timeseries!D:D,Timeseries!E:E)","v":207.23},0.20723,0.73,0.15127789999999999,2723.6073115999998,17396.958500000001,20120.565811600001,18003.916199434469,321000,2116.6496121655327,0,19058.826371209987,64200,237741.17362879001,301941.17362879001,2116.6496121655327,317.49744182482988,0,303740.32579913072,18003.916199434469,0,0,18003.916199434469]
[null,null,null,"2026-05-02T15:00:00+08:00","2023-05-02T15:00:00",17961.531720219002,18003.916199434469,{"$f":"LOOKUP(E45,Timeseries!D:D,Timeseries!E:E)","v":357.69},0.35769000000000001,0.73,0.2611137,4701.0910548000002,30028.075499999999,34729.166554800002,18003.916199434469,321000,16725.250355365533,0,17259.674200869282,64200,239540.32579913072,303740.32579913072,16725.250355365533,2508.78755330483,0,317956.78860119142,18003.916199434469,0,0,18003.916199434469]
[null,null,null,"2026-05-02T16:00:00+08:00","2023-05-02T16:00:00",18359.657208157802,18003.916199434469,{"$f":"LOOKUP(E46,Timeseries!D:D,Timeseries!E:E)","v":161.94},0.16194,0.73,0.11821619999999999,2128.3644648,13594.862999999999,15723.227464799998,18003.916199434469,321000,0,2280.6887346344702,3043.2113988085766,64200,253756.78860119142,317956.78860119142,0,0,2280.6887346344702,315676.09986655694,15723.227464799998,2280.6887346344702,0,18003.916199434469]
[null,null,null,"2026-05-02T17:00:00+08:00","2023-05-02T17:00:00",18531.846215997401,18003.916199434469,{"$f":"LOOKUP(E47,Timeseries!D:D,Timeseries!E:E)","v":26.95},2.6949999999999998E-2,0.73,1.9673499999999997E-2,354.20169399999992,2262.4524999999994,2616.6541939999993,18003.916199434469,321000,0,15387.26200543447,5323.900133443065,64200,251476.09986655694,315676.09986655694,0,0,15387.26200543447,300288.83786112245,2616.6541939999993,15387.26200543447,0,18003.916199434469]
[null,null,null,"2026-05-02T18:00:00+08:00","2023-05-02T18:00:00",18282.7508843781,18003.916199434469,{"$f":"LOOKUP(E48,Timeseries!D:D,Timeseries!E:E)","v":0},0,0.73,0,0,0,0,18003.916199434469,321000,0,18003.916199434469,20711.162138877553,64200,236088.83786112245,300288.83786112245,0,0,18003.916199434469,282284.92166168796,0,18003.916199434469,0,18003.916199434469]
[null,null,null,"2026-05-02T19:00:00+08:00","2023-05-02T19:00:00",18759.222274267901,18003.916199434469,{"$f":"LOOKUP(E49,Timeseries!D:D,Timeseries!E:E)","v":0},0,0.73,0,0,0,0,18003.916199434469,321000,0,18003.916199434469,38715.078338312043,64200,218084.92166168796,282284.92166168796,0,0,18003.916199434469,264281.00546225347,0,18003.916199434469,0,18003.916199434469]
[null,null,null,"2026-05-02T20:00:00+08:00","2023-05-02T20:00:00",20097.121783278999,18003.916199434469,{"$f":"LOOKUP(E50,Timeseries!D:D,Timeseries!E:E)","v":0},0,0.73,0,0,0,0,18003.916199434469,321000,0,18003.916199434469,56718.994537746534,64200,200081.00546225347,264281.00546225347,0,0,18003.916199434469,246277.089262819,0,18003.916199434469,0,18003.916199434469]
[null,null,null,"2026-05-02T21:00:00+08:00","2023-05-02T21:00:00",19981.057000921399,18003.916199434469,{"$f":"LOOKUP(E51,Timeseries!D:D,Timeseries!E:E)","v":0},0,0.73,0,0,0,0,18003.916199434469,321000,0,18003.916199434469,74722.910737180995,64200,182077.089262819,246277.089262819,0,0,18003.916199434469,228273.17306338454,0,18003.916199434469,0,18003.916199434469]
[null,null,null,"2026-05-02T22:00:00+08:00","2023-05-02T22:00:00",19478.422002388899,18003.916199434469,{"$f":"LOOKUP(E52,Timeseries!D:D,Timeseries!E:E)","v":0},0,0.73,0,0,0,0,18003.916199434469,321000,0,18003.916199434469,92726.826936615456,64200,164073.17306338454,228273.17306338454,0,0,18003.916199434469,210269.25686395008,0,18003.916199434469,0,18003.916199434469]
[null,null,null,"2026-05-02T23:00:00+08:00","2023-05-02T23:00:00",18943.942375316401,18003.916199434469,{"$f":"LOOKUP(E53,Timeseries!D:D,Timeseries!E:E)","v":0},0,0.73,0,0,0,0,18003.916199434469,321000,0,18003.916199434469,110730.74313604992,64200,146069.25686395008,210269.25686395008,0,0,18003.916199434469,192265.34066451562,0,18003.916199434469,0,18003.916199434469]
[null,null,null,"2026-05-03T00:00:00+08:00","2023-05-03",17836.124172145901,18003.916199434469,{"$f":"LOOKUP(E54,Timeseries!D:D,Timeseries!E:E)","v":0},0,0.73,0,0,0,0,18003.916199434469,321000,0,18003.916199434469,128734.65933548438,64200,128065.34066451562,192265.34066451562,0,0,18003.916199434469,174261.42446508116,0,18003.916199434469,0,18003.916199434469]
[null,null,null,"2026-05-03T01:00:00+08:00","2023-05-03T01:00:00",17978.082038389199,18003.916199434469,{"$f":"LOOKUP(E55,Timeseries!D:D,Timeseries!E:E)","v":0},0,0.73,0,0,0,0,18003.916199434469,321000,0,18003.916199434469,146738.57553491884,64200,110061.42446508116,174261.42446508116,0,0,18003.916199434469,156257.5082656467,0,18003.916199434469,0,18003.916199434469]
[null,null,null,"2026-05-03T02:00:00+08:00","2023-05-03T02:00:00",17291.4322354961,18003.916199434469,{"$f":"LOOKUP(E56,Timeseries!D:D,Timeseries!E:E)","v":0},0,0.73,0,0,0,0,18003.916199434469,321000,0,18003.916199434469,164742.4917343533,64200,92057.508265646698,156257.5082656467,0,0,18003.916199434469,138253.59206621224,0,18003.916199434469,0,18003.916199434469]
[null,null,null,"2026-05-03T03:00:00+08:00","2023-05-03T03:00:00",16723.368892160001,18003.916199434469,{"$f":"LOOKUP(E57,Timeseries!D:D,Timeseries!E:E)","v":0},0,0.73,0,0,0,0,18003.916199434469,321000,0,18003.916199434469,182746.40793378776,64200,74053.592066212237,138253.59206621224,0,0,18003.916199434469,120249.67586677778,0,18003.916199434469,0,18003.916199434469]
[null,null,null,"2026-05-03T04:00:00+08:00","2023-05-03T04:00:00",16198.937327490899,18003.916199434469,{"$f":"LOOKUP(E58,Timeseries!D:D,Timeseries!E:E)","v":0},0,0.73,0,0,0,0,18003.916199434469,321000,0,18003.916199434469,200750.32413322222,64200,56049.675866777776,120249.67586677778,0,0,18003.916199434469,102245.75966734331,0,18003.916199434469,0,18003.916199434469]
[null,null,null,"2026-05-03T05:00:00+08:00","2023-05-03T05:00:00",15841.3229219149,18003.916199434469,{"$f":"LOOKUP(E59,Timeseries!D:D,Timeseries!E:E)","v":0},0,0.73,0,0,0,0,18003.916199434469,321000,0,18003.916199434469,218754.24033265669,64200,38045.759667343315,102245.75966734331,0,0,18003.916199434469,84241.843467908853,0,18003.916199434469,0,18003.916199434469]
[null,null,null,"2026-05-03T06:00:00+08:00","2023-05-03T06:00:00",15706.176482589401,18003.916199434469,{"$f":"LOOKUP(E60,Timeseries!D:D,Timeseries!E:E)","v":34.130000000000003},3.4130000000000001E-2,0.73,2.49149E-2,448.56785960000002,2865.2134999999998,3313.7813595999996,18003.916199434469,321000,0,14690.134839834469,236758.15653209115,64200,20041.843467908853,84241.843467908853,0,0,14690.134839834469,69551.708628074382,3313.7813595999996,14690.134839834469,0,18003.916199434469]
[null,null,null,"2026-05-03T07:00:00+08:00","2023-05-03T07:00:00",15235.550359770699,18003.916199434469,{"$f":"LOOKUP(E61,Timeseries!D:D,Timeseries!E:E)","v":229.48},0.22947999999999999,0.73,0.16752039999999999,3016.0372815999999,19264.845999999998,22280.883281599999,18003.916199434469,321000,4276.9670821655309,0,251448.29137192562,64200,5351.7086280743824,69551.708628074382,4276.9670821655309,641.54506232482959,0,73187.130647915081,18003.916199434469,0,0,18003.916199434469]
[null,null,null,"2026-05-03T08:00:00+08:00","2023-05-03T08:00:00",14446.130134007601,18003.916199434469,{"$f":"LOOKUP(E62,Timeseries!D:D,Timeseries!E:E)","v":437.54},0.43754000000000004,0.73,0.31940420000000003,5750.5532168000009,36731.483,42482.036216799999,18003.916199434469,321000,24478.120017365531,0,247812.86935208493,64200,8987.1306479150808,73187.130647915081,24478.120017365531,3671.7180026048295,0,93993.532662675789,18003.916199434469,0,0,18003.916199434469]
[null,null,null,"2026-05-03T09:00:00+08:00","2023-05-03T09:00:00",14661.4775021894,18003.916199434469,{"$f":"LOOKUP(E63,Timeseries!D:D,Timeseries!E:E)","v":676.55},0.67654999999999998,0.73,0.49388149999999997,8891.8425260000004,56796.372499999998,65688.215025999991,18003.916199434469,321000,47684.298826565522,0,227006.46733732423,64200,29793.532662675789,93993.532662675789,47684.298826565522,7152.6448239848278,0,134525.18666525648,18003.916199434469,0,0,18003.916199434469]
[null,null,null,"2026-05-03T10:00:00+08:00","2023-05-03T10:00:00",14988.406671041201,18003.916199434469,{"$f":"LOOKUP(E64,Timeseries!D:D,Timeseries!E:E)","v":785.55},0.78554999999999997,0.73,0.5734515,10324.420806,65946.922500000001,76271.343305999995,18003.916199434469,321000,58267.427106565527,0,186474.81333474352,64200,70325.186665256479,134525.18666525648,58267.427106565527,8740.1140659848279,0,184052.4997058372,18003.916199434469,0,0,18003.916199434469]
[null,null,null,"2026-05-03T11:00:00+08:00","2023-05-03T11:00:00",15247.617696253201,18003.916199434469,{"$f":"LOOKUP(E65,Timeseries!D:D,Timeseries!E:E)","v":683.02},0.68301999999999996,0.73,0.49860459999999995,8976.877218399999,57339.528999999995,66316.406218399992,18003.916199434469,321000,48312.490018965524,0,136947.5002941628,64200,119852.4997058372,184052.4997058372,48312.490018965524,7246.8735028448282,0,225118.1162219579,18003.916199434469,0,0,18003.916199434469]
[null,null,null,"2026-05-03T12:00:00+08:00","2023-05-03T12:00:00",15307.915732272,18003.916199434469,{"$f":"LOOKUP(E66,Timeseries!D:D,Timeseries!E:E)","v":795.13},0.79513,0.73,0.58044490000000004,10450.329979600001,66751.16350000001,77201.493479600016,18003.916199434469,321000,59197.577280165548,0,95881.883778042102,64200,160918.1162219579,225118.1162219579,59197.577280165548,8879.6365920248318,0,275436.05691009865,18003.916199434469,0,0,18003.916199434469]
[null,null,null,"2026-05-03T13:00:00+08:00","2023-05-03T13:00:00",15480.143386505501,18003.916199434469,{"$f":"LOOKUP(E67,Timeseries!D:D,Timeseries!E:E)","v":681.01},0.68101,0.73,0.4971373,8950.4599491999998,57170.789499999999,66121.249449199997,18003.916199434469,321000,48117.333249765528,0,45563.943089901353,64200,211236.05691009865,275436.05691009865,45563.943089901353,6834.5914634852024,0,314165.40853651479,18003.916199434469,0,0,18003.916199434469]
[null,null,null,"2026-05-03T14:00:00+08:00","2023-05-03T14:00:00",16009.115902453001,18003.916199434469,{"$f":"LOOKUP(E68,Timeseries!D:D,Timeseries!E:E)","v":509.85},0.50985000000000003,0.73,0.37219050000000004,6700.9177620000009,42801.907500000001,49502.825261999998,18003.916199434469,321000,31498.90906256553,0,6834.5914634852088,64200,249965.40853651479,314165.40853651479,6834.5914634852088,1025.1887195227812,0,319974.81128047721,18003.916199434469,0,0,18003.916199434469]
[null,null,null,"2026-05-03T15:00:00+08:00","2023-05-03T15:00:00",16591.565365903301,18003.916199434469,{"$f":"LOOKUP(E69,Timeseries!D:D,Timeseries!E:E)","v":268.12},0.26812000000000002,0.73,0.1957276,3523.8797104,22508.673999999999,26032.5537104,18003.916199434469,321000,8028.637510965531,0,1025.1887195227901,64200,255774.81128047721,319974.81128047721,1025.1887195227901,153.77830792841851,0,320846.22169207159,18003.916199434469,0,0,18003.916199434469]
[null,null,null,"2026-05-03T16:00:00+08:00","2023-05-03T16:00:00",17177.5702975885,18003.916199434469,{"$f":"LOOKUP(E70,Timeseries!D:D,Timeseries!E:E)","v":94.69},9.4689999999999996E-2,0.73,6.9123699999999996E-2,1244.5030947999999,7949.2254999999996,9193.728594799999,18003.916199434469,321000,0,8810.1876046344696,{"$f":"P70-V70","v":153.77830792841269},64200,256646.22169207159,320846.22169207159,{"$f":"MIN(Q70,S70)","v":0},0,8810.1876046344696,312036.03408743709,{"$f":"N70-Q70","v":9193.728594799999},8810.1876046344696,{"$f":"O70-AD70","v":0},{"$f":"AA70+AB70","v":18003.916199434469}]
[null,null,null,"2026-05-03T17:00:00+08:00","2023-05-03T17:00:00",17365.3821101457,{"$f":"$F$4","v":18003.916199434469},{"$f":"LOOKUP(E71,Timeseries!D:D,Timeseries!E:E)","v":33.14},{"$f":"H71/1000","v":3.3140000000000003E-2},{"$f":"$J$5","v":0.73},{"$f":"I71*J71","v":2.4192200000000001E-2},{"$f":"$L$5*K71","v":435.55636880000003},{"$f":"$M$5*K71","v":2782.1030000000001},{"$f":"L71+M71","v":3217.6593688000003},{"$f":"IF($G$4=1,F71,G71)","v":18003.916199434469},{"$f":"$P$5","v":321000},{"$f":"MAX(N71-O71,0)","v":0},{"$f":"MAX(O71-N71,0)","v":14786.256830634469},8963.9659125629114,{"$f":"P71*$T$4","v":64200},{"$f":"MAX(V71-T71,0)","v":247836.03408743709},{"$f":"Z70","v":312036.03408743709},0,{"$f":"W71*$X$4","v":0},{"$f":"MIN(R71,V71,U71)","v":14786.256830634469},{"$f":"V71+W71-Y71-X71","v":297249.7772568026},3217.6593688000003,{"$f":"Y71","v":14786.256830634469},0,18003.916199434469]
[null,null,null,"2026-05-03T18:00:00+08:00",{"$f":"E71+1/24","v":"2023-05-03T18:00:00"},17247.955042404599,18003.916199434469,{"$f":"LOOKUP(E72,Timeseries!D:D,Timeseries!E:E)","v":0},0,0.73,0,0,0,0,18003.916199434469,321000,0,18003.916199434469,23750.222743197402,64200,233049.7772568026,297249.7772568026,0,0,18003.916199434469,279245.86105736811,0,18003.916199434469,0,18003.916199434469]
[null,null,null,"2026-05-03T19:00:00+08:00","2023-05-03T19:00:00",18026.100182759201,18003.916199434469,{"$f":"LOOKUP(E73,Timeseries!D:D,Timeseries!E:E)","v":0},0,0.73,0,0,0,0,18003.916199434469,321000,0,18003.916199434469,41754.138942631893,64200,215045.86105736811,279245.86105736811,0,0,18003.916199434469,261241.94485793365,0,18003.916199434469,0,18003.916199434469]
[null,null,null,"2026-05-03T20:00:00+08:00","2023-05-03T20:00:00",19440.191057263699,18003.916199434469,{"$f":"LOOKUP(E74,Timeseries!D:D,Timeseries!E:E)","v":0},0,0.73,0,0,0,0,18003.916199434469,321000,0,18003.916199434469,59758.055142066354,64200,197041.94485793365,261241.94485793365,0,0,18003.916199434469,243238.02865849918,0,18003.916199434469,0,18003.916199434469]
[null,null,null,"2026-05-03T21:00:00+08:00","2023-05-03T21:00:00",19597.346617892101,18003.916199434469,{"$f":"LOOKUP(E75,Timeseries!D:D,Timeseries!E:E)","v":0},0,0.73,0,0,0,0,18003.916199434469,321000,0,18003.916199434469,77761.971341500815,64200,179038.02865849918,243238.02865849918,0,0,18003.916199434469,225234.11245906472,0,18003.916199434469,0,18003.916199434469]
[null,null,null,"2026-05-03T22:00:00+08:00","2023-05-03T22:00:00",19347.922791924899,18003.916199434469,{"$f":"LOOKUP(E76,Timeseries!D:D,Timeseries!E:E)","v":0},0,0.73,0,0,0,0,18003.916199434469,321000,0,18003.916199434469,95765.887540935277,64200,161034.11245906472,225234.11245906472,0,0,18003.916199434469,207230.19625963026,0,18003.916199434469,0,18003.916199434469]
[null,null,null,"2026-05-03T23:00:00+08:00","2023-05-03T23:00:00",19004.404658509098,18003.916199434469,{"$f":"LOOKUP(E77,Timeseries!D:D,Timeseries!E:E)","v":0},0,0.73,0,0,0,0,18003.916199434469,321000,0,18003.916199434469,113769.80374036974,64200,143030.19625963026,207230.19625963026,0,0,18003.916199434469,189226.2800601958,0,18003.916199434469,0,18003.916199434469]
[null,null,null,"2026-05-04T00:00:00+08:00","2023-05-04",17696.485033452402,18003.916199434469,{"$f":"LOOKUP(E78,Timeseries!D:D,Timeseries!E:E)","v":0},0,0.73,0,0,0,0,18003.916199434469,321000,0,18003.916199434469,131773.7199398042,64200,125026.2800601958,189226.2800601958,0,0,18003.916199434469,171222.36386076134,0,18003.916199434469,0,18003.916199434469]
[null,null,null,"2026-05-04T01:00:00+08:00","2023-05-04T01:00:00",17417.185050265802,18003.916199434469,{"$f":"LOOKUP(E79,Timeseries!D:D,Timeseries!E:E)","v":0},0,0.73,0,0,0,0,18003.916199434469,321000,0,18003.916199434469,149777.63613923866,64200,107022.36386076134,171222.36386076134,0,0,18003.916199434469,153218.44766132688,0,18003.916199434469,0,18003.916199434469]
[null,null,null,"2026-05-04T02:00:00+08:00","2023-05-04T02:00:00",16744.5794997796,18003.916199434469,{"$f":"LOOKUP(E80,Timeseries!D:D,Timeseries!E:E)","v":0},0,0.73,0,0,0,0,18003.916199434469,321000,0,18003.916199434469,167781.55233867312,64200,89018.447661326878,153218.44766132688,0,0,18003.916199434469,135214.53146189242,0,18003.916199434469,0,18003.916199434469]
[null,null,null,"2026-05-04T03:00:00+08:00","2023-05-04T03:00:00",16201.5364231025,18003.916199434469,{"$f":"LOOKUP(E81,Timeseries!D:D,Timeseries!E:E)","v":0},0,0.73,0,0,0,0,18003.916199434469,321000,0,18003.916199434469,185785.46853810758,64200,71014.531461892417,135214.53146189242,0,0,18003.916199434469,117210.61526245796,0,18003.916199434469,0,18003.916199434469]
[null,null,null,"2026-05-04T04:00:00+08:00","2023-05-04T04:00:00",15738.2052837554,18003.916199434469,{"$f":"LOOKUP(E82,Timeseries!D:D,Timeseries!E:E)","v":0},0,0.73,0,0,0,0,18003.916199434469,321000,0,18003.916199434469,203789.38473754204,64200,53010.615262457955,117210.61526245796,0,0,18003.916199434469,99206.699063023494,0,18003.916199434469,0,18003.916199434469]
[null,null,null,"2026-05-04T05:00:00+08:00","2023-05-04T05:00:00",15506.710937710601,18003.916199434469,{"$f":"LOOKUP(E83,Timeseries!D:D,Timeseries!E:E)","v":0},0,0.73,0,0,0,0,18003.916199434469,321000,0,18003.916199434469,221793.30093697651,64200,35006.699063023494,99206.699063023494,0,0,18003.916199434469,81202.782863589033,0,18003.916199434469,0,18003.916199434469]
[null,null,null,"2026-05-04T06:00:00+08:00","2023-05-04T06:00:00",15762.616881108899,18003.916199434469,{"$f":"LOOKUP(E84,Timeseries!D:D,Timeseries!E:E)","v":23.55},2.3550000000000001E-2,0.73,1.7191500000000002E-2,309.51576600000004,1977.0225000000003,2286.5382660000005,18003.916199434469,321000,0,15717.377933434469,239797.21713641097,64200,17002.782863589033,81202.782863589033,0,0,15717.377933434469,65485.40493015456,2286.5382660000005,15717.377933434469,0,18003.916199434469]
[null,null,null,"2026-05-04T07:00:00+08:00","2023-05-04T07:00:00",15724.331277724499,18003.916199434469,{"$f":"LOOKUP(E85,Timeseries!D:D,Timeseries!E:E)","v":243.53},0.24353,0.73,0.17777689999999999,3200.6953076,20444.343499999999,23645.038807599998,18003.916199434469,321000,5641.1226081655295,0,255514.59506984544,64200,1285.4049301545601,65485.40493015456,5641.1226081655295,846.16839122482941,0,70280.359147095267,18003.916199434469,0,0,18003.916199434469]
[null,null,null,"2026-05-04T08:00:00+08:00","2023-05-04T08:00:00",16159.288215738999,18003.916199434469,{"$f":"LOOKUP(E86,Timeseries!D:D,Timeseries!E:E)","v":493.46},0.49345999999999995,0.73,0.36022579999999998,6485.5053031999996,41425.966999999997,47911.472303199997,18003.916199434469,321000,29907.556103765528,0,250719.64085290473,64200,6080.359147095267,70280.359147095267,29907.556103765528,4486.1334155648292,0,95701.781835295958,18003.916199434469,0,0,18003.916199434469]
[null,null,null,"2026-05-04T09:00:00+08:00","2023-05-04T09:00:00",17583.271970135302,18003.916199434469,{"$f":"LOOKUP(E87,Timeseries!D:D,Timeseries!E:E)","v":693.56},0.69355999999999995,0.73,0.50629879999999994,9115.4035951999995,58224.361999999994,67339.765595199991,18003.916199434469,321000,49335.849395765523,0,225298.21816470404,64200,31501.781835295958,95701.781835295958,49335.849395765523,7400.3774093648281,0,137637.25382169665,18003.916199434469,0,0,18003.916199434469]
[null,null,null,"2026-05-04T10:00:00+08:00","2023-05-04T10:00:00",18209.382967265399,18003.916199434469,{"$f":"LOOKUP(E88,Timeseries!D:D,Timeseries!E:E)","v":842},0.84199999999999997,0.73,0.61465999999999998,11066.33864,70685.899999999994,81752.238639999996,18003.916199434469,321000,63748.322440565527,0,183362.74617830335,64200,73437.25382169665,137637.25382169665,63748.322440565527,9562.2483660848284,0,191823.32789617736,18003.916199434469,0,0,18003.916199434469]
[null,null,null,"2026-05-04T11:00:00+08:00","2023-05-04T11:00:00",18566.643514665298,18003.916199434469,{"$f":"LOOKUP(E89,Timeseries!D:D,Timeseries!E:E)","v":910.44},0.91044000000000003,0.73,0.66462120000000002,11965.8400848,76431.438000000009,88397.278084800011,18003.916199434469,321000,70393.361885365535,0,129176.67210382264,64200,127623.32789617736,191823.32789617736,70393.361885365535,10559.00428280483,0,251657.68549873805,18003.916199434476,0,0,18003.916199434476]
[null,null,null,"2026-05-04T12:00:00+08:00","2023-05-04T12:00:00",18433.754410354999,18003.916199434469,{"$f":"LOOKUP(E90,Timeseries!D:D,Timeseries!E:E)","v":857.53},0.85753000000000001,0.73,0.62599689999999997,11270.448187599999,71989.643499999991,83260.091687599983,18003.916199434469,321000,65256.175488165514,0,69342.31450126195,64200,187457.68549873805,251657.68549873805,65256.175488165514,9788.4263232248268,0,307125.43466367869,18003.916199434469,0,0,18003.916199434469]
[null,null,null,"2026-05-04T13:00:00+08:00","2023-05-04T13:00:00",18309.093824431198,18003.916199434469,{"$f":"LOOKUP(E91,Timeseries!D:D,Timeseries!E:E)","v":796.72},0.79671999999999998,0.73,0.58160559999999994,10471.227222399999,66884.644,77355.871222400005,18003.916199434469,321000,59351.955022965536,0,13874.565336321306,64200,242925.43466367869,307125.43466367869,13874.565336321306,2081.1848004481958,0,318918.81519955181,18003.916199434469,0,0,18003.916199434469]
[null,null,null,"2026-05-04T14:00:00+08:00","2023-05-04T14:00:00",19093.376317679798,18003.916199434469,{"$f":"LOOKUP(E92,Timeseries!D:D,Timeseries!E:E)","v":554.62},0.55462,0.73,0.40487259999999997,7289.3262903999994,46560.348999999995,53849.675290399995,18003.916199434469,321000,35845.759090965526,0,2081.1848004481872,64200,254718.81519955181,318918.81519955181,2081.1848004481872,312.17772006722805,0,320687.82227993279,18003.916199434469,0,0,18003.916199434469]
[null,null,null,"2026-05-04T15:00:00+08:00","2023-05-04T15:00:00",19855.859596938899,18003.916199434469,{"$f":"LOOKUP(E93,Timeseries!D:D,Timeseries!E:E)","v":264.31},0.26430999999999999,0.73,0.19294629999999999,3473.8051851999999,22188.824499999999,25662.629685199998,18003.916199434469,321000,7658.7134857655292,0,312.1777200672077,64200,256487.82227993279,320687.82227993279,312.1777200672077,46.826658010081154,0,320953.17334198992,18003.916199434469,0,0,18003.916199434469]
[null,null,null,"2026-05-04T16:00:00+08:00","2023-05-04T16:00:00",20347.437742923001,18003.916199434469,{"$f":"LOOKUP(E94,Timeseries!D:D,Timeseries!E:E)","v":178.35},0.17834999999999998,0.73,0.13019549999999999,2344.0397819999998,14972.482499999998,17316.522281999998,18003.916199434469,321000,0,687.3939174344705,46.826658010075334,64200,256753.17334198992,320953.17334198992,0,0,687.3939174344705,320265.77942455548,17316.522281999998,687.3939174344705,0,18003.916199434469]
[null,null,null,"2026-05-04T17:00:00+08:00","2023-05-04T17:00:00",20297.7535379689,18003.916199434469,{"$f":"LOOKUP(E95,Timeseries!D:D,Timeseries!E:E)","v":50.8},5.0799999999999998E-2,0.73,3.7083999999999999E-2,667.66033600000003,4264.66,4932.3203359999998,18003.916199434469,321000,0,13071.595863434468,734.22057544451673,64200,256065.77942455548,320265.77942455548,0,0,13071.595863434468,307194.183561121,4932.3203359999998,13071.595863434468,0,18003.916199434469]
[null,null,null,"2026-05-04T18:00:00+08:00","2023-05-04T18:00:00",19444.531519689401,18003.916199434469,{"$f":"LOOKUP(E96,Timeseries!D:D,Timeseries!E:E)","v":0},0,0.73,0,0,0,0,18003.916199434469,321000,0,18003.916199434469,13805.816438879003,64200,242994.183561121,307194.183561121,0,0,18003.916199434469,289190.26736168651,0,18003.916199434469,0,18003.916199434469]
[null,null,null,"2026-05-04T19:00:00+08:00","2023-05-04T19:00:00",19681.514806061001,18003.916199434469,{"$f":"LOOKUP(E97,Timeseries!D:D,Timeseries!E:E)","v":0},0,0.73,0,0,0,0,18003.916199434469,321000,0,18003.916199434469,31809.732638313493,64200,224990.26736168651,289190.26736168651,0,0,18003.916199434469,271186.35116225202,0,18003.916199434469,0,18003.916199434469]
[null,null,null,"2026-05-04T20:00:00+08:00","2023-05-04T20:00:00",21111.477306379202,18003.916199434469,{"$f":"LOOKUP(E98,Timeseries!D:D,Timeseries!E:E)","v":0},0,0.73,0,0,0,0,18003.916199434469,321000,0,18003.916199434469,49813.648837747984,64200,206986.35116225202,271186.35116225202,0,0,18003.916199434469,253182.43496281756,0,18003.916199434469,0,18003.916199434469]
[null,null,null,"2026-05-04T21:00:00+08:00","2023-05-04T21:00:00",20973.2652956536,18003.916199434469,{"$f":"LOOKUP(E99,Timeseries!D:D,Timeseries!E:E)","v":0},0,0.73,0,0,0,0,18003.916199434469,321000,0,18003.916199434469,67817.565037182445,64200,188982.43496281756,253182.43496281756,0,0,18003.916199434469,235178.51876338309,0,18003.916199434469,0,18003.916199434469]
[null,null,null,"2026-05-04T22:00:00+08:00","2023-05-04T22:00:00",20451.209343755301,18003.916199434469,{"$f":"LOOKUP(E100,Timeseries!D:D,Timeseries!E:E)","v":0},0,0.73,0,0,0,0,18003.916199434469,321000,0,18003.916199434469,85821.481236616906,64200,170978.51876338309,235178.51876338309,0,0,18003.916199434469,217174.60256394863,0,18003.916199434469,0,18003.916199434469]
[null,null,null,"2026-05-04T23:00:00+08:00","2023-05-04T23:00:00",19997.7602538379,18003.916199434469,{"$f":"LOOKUP(E101,Timeseries!D:D,Timeseries!E:E)","v":0},0,0.73,0,0,0,0,18003.916199434469,321000,0,18003.916199434469,103825.39743605137,64200,152974.60256394863,217174.60256394863,0,0,18003.916199434469,199170.68636451417,0,18003.916199434469,0,18003.916199434469]
[null,null,null,"2026-05-05T00:00:00+08:00","2023-05-05",18902.028922934602,18003.916199434469,{"$f":"LOOKUP(E102,Timeseries!D:D,Timeseries!E:E)","v":0},0,0.73,0,0,0,0,18003.916199434469,321000,0,18003.916199434469,{"$f":"P102-V102","v":121829.31363548583},64200,134970.68636451417,199170.68636451417,{"$f":"MIN(Q102,S102)","v":0},0,18003.916199434469,181166.77016507971,{"$f":"N102-Q102","v":0},18003.916199434469,{"$f":"O102-AD102","v":0},18003.916199434469]
[null,null,null,"2026-05-05T01:00:00+08:00","2023-05-05T01:00:00",18388.6883512729,18003.916199434469,{"$f":"LOOKUP(E103,Timeseries!D:D,Timeseries!E:E)","v":0},0,0.73,0,0,0,0,18003.916199434469,321000,0,18003.916199434469,139833.22983492029,64200,116966.77016507971,181166.77016507971,0,0,18003.916199434469,163162.85396564525,0,18003.916199434469,0,18003.916199434469]
[null,null,null,"2026-05-05T02:00:00+08:00","2023-05-05T02:00:00",17691.4657350788,18003.916199434469,{"$f":"LOOKUP(E104,Timeseries!D:D,Timeseries!E:E)","v":0},0,0.73,0,0,0,0,18003.916199434469,321000,0,18003.916199434469,157837.14603435475,64200,98962.853965645249,163162.85396564525,0,0,18003.916199434469,145158.93776621079,0,18003.916199434469,0,18003.916199434469]
[null,null,null,"2026-05-05T03:00:00+08:00","2023-05-05T03:00:00",17141.877023680499,18003.916199434469,{"$f":"LOOKUP(E105,Timeseries!D:D,Timeseries!E:E)","v":0},0,0.73,0,0,0,0,18003.916199434469,321000,0,18003.916199434469,175841.06223378921,64200,80958.937766210787,145158.93776621079,0,0,18003.916199434469,127155.02156677633,0,18003.916199434469,0,18003.916199434469]
[null,null,null,"2026-05-05T04:00:00+08:00","2023-05-05T04:00:00",16645.4556950552,18003.916199434469,{"$f":"LOOKUP(E106,Timeseries!D:D,Timeseries!E:E)","v":0},0,0.73,0,0,0,0,18003.916199434469,321000,0,18003.916199434469,193844.97843322367,64200,62955.021566776326,127155.02156677633,0,0,18003.916199434469,109151.10536734186,0,18003.916199434469,0,18003.916199434469]
[null,null,null,"2026-05-05T05:00:00+08:00","2023-05-05T05:00:00",16362.3594394144,18003.916199434469,{"$f":"LOOKUP(E107,Timeseries!D:D,Timeseries!E:E)","v":0},0,0.73,0,0,0,0,18003.916199434469,321000,0,18003.916199434469,211848.89463265814,64200,44951.105367341865,109151.10536734186,0,0,18003.916199434469,91147.189167907403,0,18003.916199434469,0,18003.916199434469]
[null,null,null,"2026-05-05T06:00:00+08:00","2023-05-05T06:00:00",16538.2990560914,18003.916199434469,{"$f":"LOOKUP(E108,Timeseries!D:D,Timeseries!E:E)","v":24.1},2.41E-2,0.73,1.7593000000000001E-2,316.744372,2023.1950000000002,2339.9393720000003,18003.916199434469,321000,0,15663.976827434468,229852.8108320926,64200,26947.189167907403,91147.189167907403,0,0,15663.976827434468,75483.212340472935,2339.9393720000003,15663.976827434468,0,18003.916199434469]
[null,null,null,"2026-05-05T07:00:00+08:00","2023-05-05T07:00:00",16381.164685952799,18003.916199434469,{"$f":"LOOKUP(E109,Timeseries!D:D,Timeseries!E:E)","v":249.33},0.24933000000000002,0.73,0.1820109,3276.9242436,20931.253499999999,24208.177743599997,18003.916199434469,321000,6204.2615441655289,0,245516.78765952706,64200,11283.212340472935,75483.212340472935,6204.2615441655289,930.63923162482934,0,80756.834653013633,18003.916199434469,0,0,18003.916199434469]
[null,null,null,"2026-05-05T08:00:00+08:00","2023-05-05T08:00:00",16606.9059180722,18003.916199434469,{"$f":"LOOKUP(E110,Timeseries!D:D,Timeseries!E:E)","v":474.07},0.47406999999999999,0.73,0.34607109999999996,6230.6640843999994,39798.176499999994,46028.840584399994,18003.916199434469,321000,28024.924384965525,0,240243.16534698638,64200,16556.834653013633,80756.834653013633,28024.924384965525,4203.7386577448287,0,104578.02038023432,18003.916199434469,0,0,18003.916199434469]
[null,null,null,"2026-05-05T09:00:00+08:00","2023-05-05T09:00:00",17937.2156712414,18003.916199434469,{"$f":"LOOKUP(E111,Timeseries!D:D,Timeseries!E:E)","v":651.22},0.65122000000000002,0.73,0.4753906,8558.9323624000008,54669.919000000002,63228.851362400004,18003.916199434469,321000,45224.935162965536,0,216421.97961976568,64200,40378.020380234317,104578.02038023432,45224.935162965536,6783.74027444483,0,143019.21526875501,18003.916199434469,0,0,18003.916199434469]
[null,null,null,"2026-05-05T10:00:00+08:00","2023-05-05T10:00:00",18480.3076689552,18003.916199434469,{"$f":"LOOKUP(E112,Timeseries!D:D,Timeseries!E:E)","v":822.66},0.82265999999999995,0.73,0.6005417999999999,10812.154567199997,69062.306999999986,79874.461567199978,18003.916199434469,321000,61870.54536776551,0,177980.78473124499,64200,78819.215268755011,143019.21526875501,61870.54536776551,9280.5818051648257,0,195609.17883135568,18003.916199434469,0,0,18003.916199434469]
[null,null,null,"2026-05-05T11:00:00+08:00","2023-05-05T11:00:00",18804.742200675399,18003.916199434469,{"$f":"LOOKUP(E113,Timeseries!D:D,Timeseries!E:E)","v":821.53},0.82152999999999998,0.73,0.5997169,10797.3030676,68967.443499999994,79764.746567599999,18003.916199434469,321000,61760.830368165531,0,125390.82116864432,64200,131409.17883135568,195609.17883135568,61760.830368165531,9264.1245552248292,0,248105.88464429637,18003.916199434469,0,0,18003.916199434469]
[null,null,null,"2026-05-05T12:00:00+08:00","2023-05-05T12:00:00",18673.242453809798,18003.916199434469,{"$f":"LOOKUP(E114,Timeseries!D:D,Timeseries!E:E)","v":729.67},0.72966999999999993,0.73,0.53265909999999994,9589.9944363999984,61255.796499999997,70845.790936399993,18003.916199434469,321000,52841.874736965525,0,72894.11535570363,64200,183905.88464429637,248105.88464429637,52841.874736965525,7926.2812105448284,0,293021.47817071708,18003.916199434469,0,0,18003.916199434469]
[null,null,null,"2026-05-05T13:00:00+08:00","2023-05-05T13:00:00",18570.420218704701,18003.916199434469,{"$f":"LOOKUP(E115,Timeseries!D:D,Timeseries!E:E)","v":549.71},0.54971000000000003,0.73,0.40128829999999999,7224.7945531999994,46148.154499999997,53372.949053199998,18003.916199434469,321000,35369.03285376553,0,27978.521829282923,64200,228821.47817071708,293021.47817071708,27978.521829282923,4196.7782743924381,0,316803.22172560758,18003.916199434469,0,0,18003.916199434469]
[null,null,null,"2026-05-05T14:00:00+08:00","2023-05-05T14:00:00",19381.364676998601,18003.916199434469,{"$f":"LOOKUP(E116,Timeseries!D:D,Timeseries!E:E)","v":427.23},0.42723,0.73,0.31187789999999999,5615.0497115999997,35865.958500000001,41481.008211599998,18003.916199434469,321000,23477.092012165529,0,4196.7782743924181,64200,252603.22172560758,316803.22172560758,4196.7782743924181,629.51674115886271,0,320370.48325884115,18003.916199434469,0,0,18003.916199434469]
[null,null,null,"2026-05-05T15:00:00+08:00","2023-05-05T15:00:00",20115.6498706575,18003.916199434469,{"$f":"LOOKUP(E117,Timeseries!D:D,Timeseries!E:E)","v":206.42},0.20641999999999999,0.73,0.1506866,2712.9615463999999,17328.958999999999,20041.920546399997,18003.916199434469,321000,2038.0043469655284,0,629.51674115884816,64200,256170.48325884115,320370.48325884115,629.51674115884816,94.427511173827227,0,320905.57248882618,18003.916199434469,0,0,18003.916199434469]
[null,null,null,"2026-05-05T16:00:00+08:00","2023-05-05T16:00:00",20562.523973231699,18003.916199434469,{"$f":"LOOKUP(E118,Timeseries!D:D,Timeseries!E:E)","v":133.44},0.13344,0.73,9.7411200000000003E-2,1753.7912448,11202.288,12956.079244800001,18003.916199434469,321000,0,5047.8369546344675,94.427511173824314,64200,256705.57248882618,320905.57248882618,0,0,5047.8369546344675,315857.73553419171,12956.079244800001,5047.8369546344675,0,18003.916199434469]
[null,null,null,"2026-05-05T17:00:00+08:00","2023-05-05T17:00:00",20497.370936447602,18003.916199434469,{"$f":"LOOKUP(E119,Timeseries!D:D,Timeseries!E:E)","v":49.46},4.9460000000000004E-2,0.73,3.61058E-2,650.04882320000002,4152.1670000000004,4802.2158232000002,18003.916199434469,321000,0,13201.700376234468,5142.2644658082863,64200,251657.73553419171,315857.73553419171,0,0,13201.700376234468,302656.03515795723,4802.2158232000002,13201.700376234468,0,18003.916199434469]
[null,null,null,"2026-05-05T18:00:00+08:00","2023-05-05T18:00:00",19668.472457655302,18003.916199434469,{"$f":"LOOKUP(E120,Timeseries!D:D,Timeseries!E:E)","v":0},0,0.73,0,0,0,0,18003.916199434469,321000,0,18003.916199434469,18343.964842042769,64200,238456.03515795723,302656.03515795723,0,0,18003.916199434469,284652.11895852274,0,18003.916199434469,0,18003.916199434469]
[null,null,null,"2026-05-05T19:00:00+08:00","2023-05-05T19:00:00",19867.1897090573,18003.916199434469,{"$f":"LOOKUP(E121,Timeseries!D:D,Timeseries!E:E)","v":0},0,0.73,0,0,0,0,18003.916199434469,321000,0,18003.916199434469,36347.88104147726,64200,220452.11895852274,284652.11895852274,0,0,18003.916199434469,266648.20275908825,0,18003.916199434469,0,18003.916199434469]
[null,null,null,"2026-05-05T20:00:00+08:00","2023-05-05T20:00:00",21311.124057479999,18003.916199434469,{"$f":"LOOKUP(E122,Timeseries!D:D,Timeseries!E:E)","v":0},0,0.73,0,0,0,0,18003.916199434469,321000,0,18003.916199434469,54351.79724091175,64200,202448.20275908825,266648.20275908825,0,0,18003.916199434469,248644.28655965379,0,18003.916199434469,0,18003.916199434469]
[null,null,null,"2026-05-05T21:00:00+08:00","2023-05-05T21:00:00",21140.8883360779,18003.916199434469,{"$f":"LOOKUP(E123,Timeseries!D:D,Timeseries!E:E)","v":0},0,0.73,0,0,0,0,18003.916199434469,321000,0,18003.916199434469,72355.713440346211,64200,184444.28655965379,248644.28655965379,0,0,18003.916199434469,230640.37036021933,0,18003.916199434469,0,18003.916199434469]
[null,null,null,"2026-05-05T22:00:00+08:00","2023-05-05T22:00:00",20599.743395627898,18003.916199434469,{"$f":"LOOKUP(E124,Timeseries!D:D,Timeseries!E:E)","v":0},0,0.73,0,0,0,0,18003.916199434469,321000,0,18003.916199434469,90359.629639780673,64200,166440.37036021933,230640.37036021933,0,0,18003.916199434469,212636.45416078487,0,18003.916199434469,0,18003.916199434469]
[null,null,null,"2026-05-05T23:00:00+08:00","2023-05-05T23:00:00",20206.036675826701,18003.916199434469,{"$f":"LOOKUP(E125,Timeseries!D:D,Timeseries!E:E)","v":0},0,0.73,0,0,0,0,18003.916199434469,321000,0,18003.916199434469,108363.54583921513,64200,148436.45416078487,212636.45416078487,0,0,18003.916199434469,194632.5379613504,0,18003.916199434469,0,18003.916199434469]
[null,null,null,"2026-05-06T00:00:00+08:00","2023-05-06",19193.905682311401,18003.916199434469,{"$f":"LOOKUP(E126,Timeseries!D:D,Timeseries!E:E)","v":0},0,0.73,0,0,0,0,18003.916199434469,321000,0,18003.916199434469,126367.4620386496,64200,130432.5379613504,194632.5379613504,0,0,18003.916199434469,176628.62176191594,0,18003.916199434469,0,18003.916199434469]
[null,null,null,"2026-05-06T01:00:00+08:00","2023-05-06T01:00:00",18645.543362784701,18003.916199434469,{"$f":"LOOKUP(E127,Timeseries!D:D,Timeseries!E:E)","v":0},0,0.73,0,0,0,0,18003.916199434469,321000,0,18003.916199434469,144371.37823808406,64200,112428.62176191594,176628.62176191594,0,0,18003.916199434469,158624.70556248148,0,18003.916199434469,0,18003.916199434469]
[null,null,null,"2026-05-06T02:00:00+08:00","2023-05-06T02:00:00",17952.156155874101,18003.916199434469,{"$f":"LOOKUP(E128,Timeseries!D:D,Timeseries!E:E)","v":0},0,0.73,0,0,0,0,18003.916199434469,321000,0,18003.916199434469,162375.29443751852,64200,94424.705562481482,158624.70556248148,0,0,18003.916199434469,140620.78936304702,0,18003.916199434469,0,18003.916199434469]
[null,null,null,"2026-05-06T03:00:00+08:00","2023-05-06T03:00:00",17404.406875458801,18003.916199434469,{"$f":"LOOKUP(E129,Timeseries!D:D,Timeseries!E:E)","v":0},0,0.73,0,0,0,0,18003.916199434469,321000,0,18003.916199434469,180379.21063695298,64200,76420.789363047021,140620.78936304702,0,0,18003.916199434469,122616.87316361256,0,18003.916199434469,0,18003.916199434469]
[null,null,null,"2026-05-06T04:00:00+08:00","2023-05-06T04:00:00",16896.029245444301,18003.916199434469,{"$f":"LOOKUP(E130,Timeseries!D:D,Timeseries!E:E)","v":0},0,0.73,0,0,0,0,18003.916199434469,321000,0,18003.916199434469,198383.12683638744,64200,58416.873163612559,122616.87316361256,0,0,18003.916199434469,104612.9569641781,0,18003.916199434469,0,18003.916199434469]
[null,null,null,"2026-05-06T05:00:00+08:00","2023-05-06T05:00:00",16602.571514213501,18003.916199434469,{"$f":"LOOKUP(E131,Timeseries!D:D,Timeseries!E:E)","v":0},0,0.73,0,0,0,0,18003.916199434469,321000,0,18003.916199434469,216387.0430358219,64200,40412.956964178098,104612.9569641781,0,0,18003.916199434469,86609.040764743637,0,18003.916199434469,0,18003.916199434469]
[null,null,null,"2026-05-06T06:00:00+08:00","2023-05-06T06:00:00",16776.045510636701,18003.916199434469,{"$f":"LOOKUP(E132,Timeseries!D:D,Timeseries!E:E)","v":28.89},2.8889999999999999E-2,0.73,2.1089699999999999E-2,379.69895880000001,2425.3155000000002,2805.0144588000003,18003.916199434469,321000,0,15198.901740634468,234390.95923525636,64200,22409.040764743637,86609.040764743637,0,0,15198.901740634468,71410.139024109172,2805.0144588000003,15198.901740634468,0,18003.916199434469]
[null,null,null,"2026-05-06T07:00:00+08:00","2023-05-06T07:00:00",16599.665604628699,18003.916199434469,{"$f":"LOOKUP(E133,Timeseries!D:D,Timeseries!E:E)","v":251.92},0.25191999999999998,0.73,0.18390159999999997,3310.9644063999995,21148.683999999997,24459.648406399996,18003.916199434469,321000,6455.7322069655274,0,249589.86097589083,64200,7210.1390241091722,71410.139024109172,6455.7322069655274,968.35983104482909,0,76897.511400029878,18003.916199434469,0,0,18003.916199434469]
[null,null,null,"2026-05-06T08:00:00+08:00","2023-05-06T08:00:00",16819.780917518401,18003.916199434469,{"$f":"LOOKUP(E134,Timeseries!D:D,Timeseries!E:E)","v":489.22},0.48922000000000004,0.73,0.35713060000000002,6429.7793224000006,41070.019,47499.798322399998,18003.916199434469,321000,29495.88212296553,0,{"$f":"P134-V134","v":244102.48859997012},64200,12697.511400029878,76897.511400029878,{"$f":"MIN(Q134,S134)","v":29495.88212296553},4424.3823184448293,0,101969.01120455058,{"$f":"N134-Q134","v":18003.916199434469},0,{"$f":"O134-AD134","v":0},{"$f":"AA134+AB134","v":18003.916199434469}]
[null,null,null,"2026-05-06T09:00:00+08:00","2023-05-06T09:00:00",18129.025272250001,{"$f":"$F$4","v":18003.916199434469},{"$f":"LOOKUP(E135,Timeseries!D:D,Timeseries!E:E)","v":638.07000000000005},{"$f":"H135/1000","v":0.63807000000000003},{"$f":"$J$5","v":0.73},{"$f":"I135*J135","v":0.46579110000000001},{"$f":"$L$5*K135","v":8386.1029644000009},{"$f":"$M$5*K135","v":53565.976500000004},{"$f":"L135+M135","v":61952.079464400005},{"$f":"IF($G$4=1,F135,G135)","v":18003.916199434469},{"$f":"$P$5","v":321000},{"$f":"MAX(N135-O135,0)","v":43948.163264965537},{"$f":"MAX(O135-N135,0)","v":0},219030.98879544943,{"$f":"P135*$T$4","v":64200},{"$f":"MAX(V135-T135,0)","v":37769.011204550581},{"$f":"Z134","v":101969.01120455058},43948.163264965537,{"$f":"W135*$X$4","v":6592.22448974483},{"$f":"MIN(R135,V135,U135)","v":0},{"$f":"V135+W135-Y135-X135","v":139324.94997977128},18003.916199434469,{"$f":"Y135","v":0},0,18003.916199434469]
[null,null,null,"2026-05-06T10:00:00+08:00",{"$f":"E135+1/24","v":"2023-05-06T10:00:00"},18653.566412816701,18003.916199434469,{"$f":"LOOKUP(E136,Timeseries!D:D,Timeseries!E:E)","v":713.75},0.71375,0.73,0.52103749999999993,9380.759149999998,59919.312499999993,69300.071649999998,18003.916199434469,321000,51296.155450565529,0,181675.05002022872,64200,75124.949979771278,139324.94997977128,51296.155450565529,7694.4233175848294,0,182926.68211275199,18003.916199434469,0,0,18003.916199434469]
[null,null,null,"2026-05-06T11:00:00+08:00","2023-05-06T11:00:00",18963.442043990999,18003.916199434469,{"$f":"LOOKUP(E137,Timeseries!D:D,Timeseries!E:E)","v":928.67},0.92867,0.73,0.67792909999999995,12205.435516399999,77961.8465,90167.2820164,18003.916199434469,321000,72163.365816965525,0,138073.31788724801,64200,118726.68211275199,182926.68211275199,72163.365816965525,10824.504872544829,0,244265.54305717268,18003.916199434476,0,0,18003.916199434476]
[null,null,null,"2026-05-06T12:00:00+08:00","2023-05-06T12:00:00",18828.449335099202,18003.916199434469,{"$f":"LOOKUP(E138,Timeseries!D:D,Timeseries!E:E)","v":896.52},0.89651999999999998,0.73,0.65445959999999992,11782.890638399998,75262.853999999992,87045.744638399992,18003.916199434469,321000,69041.828438965516,0,76734.456942827324,64200,180065.54305717268,244265.54305717268,69041.828438965516,10356.274265844828,0,302951.09723029332,18003.916199434476,0,0,18003.916199434476]
[null,null,null,"2026-05-06T13:00:00+08:00","2023-05-06T13:00:00",18712.721730491499,18003.916199434469,{"$f":"LOOKUP(E139,Timeseries!D:D,Timeseries!E:E)","v":590.41999999999996},0.59041999999999994,0.73,0.43100659999999996,7759.8428263999995,49565.758999999998,57325.601826400001,18003.916199434469,321000,39321.685626965533,0,18048.902769706678,64200,238751.09723029332,302951.09723029332,18048.902769706678,2707.3354154560016,0,318292.66458454402,18003.916199434469,0,0,18003.916199434469]
[null,null,null,"2026-05-06T14:00:00+08:00","2023-05-06T14:00:00",19551.9523322518,18003.916199434469,{"$f":"LOOKUP(E140,Timeseries!D:D,Timeseries!E:E)","v":606.91},0.60690999999999995,0.73,0.44304429999999995,7976.569577199999,50950.094499999992,58926.664077199988,18003.916199434469,321000,40922.74787776552,0,2707.3354154559784,64200,254092.66458454402,318292.66458454402,2707.3354154559784,406.10031231839673,0,320593.89968768158,18003.916199434469,0,0,18003.916199434469]
[null,null,null,"2026-05-06T15:00:00+08:00","2023-05-06T15:00:00",20274.8878453777,18003.916199434469,{"$f":"LOOKUP(E141,Timeseries!D:D,Timeseries!E:E)","v":264.25},0.26424999999999998,0.73,0.19290249999999998,3473.0166099999997,22183.787499999999,25656.804109999997,18003.916199434469,321000,7652.8879105655287,0,406.10031231842004,64200,256393.89968768158,320593.89968768158,406.10031231842004,60.915046847763001,0,320939.08495315223,18003.916199434469,0,0,18003.916199434469]
[null,null,null,"2026-05-06T16:00:00+08:00","2023-05-06T16:00:00",20747.739018482302,18003.916199434469,{"$f":"LOOKUP(E142,Timeseries!D:D,Timeseries!E:E)","v":257.85000000000002},0.25785000000000002,0.73,0.18823050000000002,3388.9019220000005,21646.507500000003,25035.409422000004,18003.916199434469,321000,7031.4932225655357,0,60.915046847774647,64200,256739.08495315223,320939.08495315223,60.915046847774647,9.1372570271661964,0,320990.86274297285,18003.916199434469,0,0,18003.916199434469]
[null,null,null,"2026-05-06T17:00:00+08:00","2023-05-06T17:00:00",20709.120752047798,18003.916199434469,{"$f":"LOOKUP(E143,Timeseries!D:D,Timeseries!E:E)","v":39.03},3.9030000000000002E-2,0.73,2.8491900000000001E-2,512.96816760000002,3276.5684999999999,3789.5366675999999,18003.916199434469,321000,0,14214.379531834469,9.1372570271487348,64200,256790.86274297285,320990.86274297285,0,0,14214.379531834469,306776.4832111384,3789.5366675999999,14214.379531834469,0,18003.916199434469]
[null,null,null,"2026-05-06T18:00:00+08:00","2023-05-06T18:00:00",19882.384583081301,18003.916199434469,{"$f":"LOOKUP(E144,Timeseries!D:D,Timeseries!E:E)","v":0},0,0.73,0,0,0,0,18003.916199434469,321000,0,18003.916199434469,14223.516788861598,64200,242576.4832111384,306776.4832111384,0,0,18003.916199434469,288772.56701170391,0,18003.916199434469,0,18003.916199434469]
[null,null,null,"2026-05-06T19:00:00+08:00","2023-05-06T19:00:00",20055.0758429161,18003.916199434469,{"$f":"LOOKUP(E145,Timeseries!D:D,Timeseries!E:E)","v":0},0,0.73,0,0,0,0,18003.916199434469,321000,0,18003.916199434469,32227.432988296088,64200,224572.56701170391,288772.56701170391,0,0,18003.916199434469,270768.65081226942,0,18003.916199434469,0,18003.916199434469]
[null,null,null,"2026-05-06T20:00:00+08:00","2023-05-06T20:00:00",21554.163768204999,18003.916199434469,{"$f":"LOOKUP(E146,Timeseries!D:D,Timeseries!E:E)","v":0},0,0.73,0,0,0,0,18003.916199434469,321000,0,18003.916199434469,50231.349187730579,64200,206568.65081226942,270768.65081226942,0,0,18003.916199434469,252764.73461283496,0,18003.916199434469,0,18003.916199434469]
[null,null,null,"2026-05-06T21:00:00+08:00","2023-05-06T21:00:00",21385.131504307701,18003.916199434469,{"$f":"LOOKUP(E147,Timeseries!D:D,Timeseries!E:E)","v":0},0,0.73,0,0,0,0,18003.916199434469,321000,0,18003.916199434469,68235.26538716504,64200,188564.73461283496,252764.73461283496,0,0,18003.916199434469,234760.8184134005,0,18003.916199434469,0,18003.916199434469]
[null,null,null,"2026-05-06T22:00:00+08:00","2023-05-06T22:00:00",20847.068589174902,18003.916199434469,{"$f":"LOOKUP(E148,Timeseries!D:D,Timeseries!E:E)","v":0},0,0.73,0,0,0,0,18003.916199434469,321000,0,18003.916199434469,86239.181586599501,64200,170560.8184134005,234760.8184134005,0,0,18003.916199434469,216756.90221396604,0,18003.916199434469,0,18003.916199434469]
[null,null,null,"2026-05-06T23:00:00+08:00","2023-05-06T23:00:00",20469.349264193501,18003.916199434469,{"$f":"LOOKUP(E149,Timeseries!D:D,Timeseries!E:E)","v":0},0,0.73,0,0,0,0,18003.916199434469,321000,0,18003.916199434469,104243.09778603396,64200,152556.90221396604,216756.90221396604,0,0,18003.916199434469,198752.98601453158,0,18003.916199434469,0,18003.916199434469]
[null,null,null,"2026-05-07T00:00:00+08:00","2023-05-07",19244.440095871101,18003.916199434469,{"$f":"LOOKUP(E150,Timeseries!D:D,Timeseries!E:E)","v":0},0,0.73,0,0,0,0,18003.916199434469,321000,0,18003.916199434469,122247.01398546842,64200,134552.98601453158,198752.98601453158,0,0,18003.916199434469,180749.06981509711,0,18003.916199434469,0,18003.916199434469]
[null,null,null,"2026-05-07T01:00:00+08:00","2023-05-07T01:00:00",18364.1984802607,18003.916199434469,{"$f":"LOOKUP(E151,Timeseries!D:D,Timeseries!E:E)","v":0},0,0.73,0,0,0,0,18003.916199434469,321000,0,18003.916199434469,140250.93018490289,64200,116549.06981509711,180749.06981509711,0,0,18003.916199434469,162745.15361566265,0,18003.916199434469,0,18003.916199434469]
[null,null,null,"2026-05-07T02:00:00+08:00","2023-05-07T02:00:00",17693.050776670501,18003.916199434469,{"$f":"LOOKUP(E152,Timeseries!D:D,Timeseries!E:E)","v":0},0,0.73,0,0,0,0,18003.916199434469,321000,0,18003.916199434469,158254.84638433735,64200,98545.153615662653,162745.15361566265,0,0,18003.916199434469,144741.23741622819,0,18003.916199434469,0,18003.916199434469]
[null,null,null,"2026-05-07T03:00:00+08:00","2023-05-07T03:00:00",17149.5380580403,18003.916199434469,{"$f":"LOOKUP(E153,Timeseries!D:D,Timeseries!E:E)","v":0},0,0.73,0,0,0,0,18003.916199434469,321000,0,18003.916199434469,176258.76258377181,64200,80541.237416228192,144741.23741622819,0,0,18003.916199434469,126737.32121679373,0,18003.916199434469,0,18003.916199434469]
[null,null,null,"2026-05-07T04:00:00+08:00","2023-05-07T04:00:00",16631.650178475698,18003.916199434469,{"$f":"LOOKUP(E154,Timeseries!D:D,Timeseries!E:E)","v":0},0,0.73,0,0,0,0,18003.916199434469,321000,0,18003.916199434469,194262.67878320627,64200,62537.321216793731,126737.32121679373,0,0,18003.916199434469,108733.40501735927,0,18003.916199434469,0,18003.916199434469]
[null,null,null,"2026-05-07T05:00:00+08:00","2023-05-07T05:00:00",16362.701886671801,18003.916199434469,{"$f":"LOOKUP(E155,Timeseries!D:D,Timeseries!E:E)","v":0},0,0.73,0,0,0,0,18003.916199434469,321000,0,18003.916199434469,212266.59498264073,64200,44533.40501735927,108733.40501735927,0,0,18003.916199434469,90729.488817924808,0,18003.916199434469,0,18003.916199434469]
[null,null,null,"2026-05-07T06:00:00+08:00","2023-05-07T06:00:00",16593.8537854592,18003.916199434469,{"$f":"LOOKUP(E156,Timeseries!D:D,Timeseries!E:E)","v":28.05},2.8050000000000002E-2,0.73,2.0476500000000002E-2,368.658906,2354.7975000000001,2723.4564060000002,18003.916199434469,321000,0,15280.459793434467,230270.51118207519,64200,26529.488817924808,90729.488817924808,0,0,15280.459793434467,75449.029024490344,2723.4564060000002,15280.459793434467,0,18003.916199434469]
[null,null,null,"2026-05-07T07:00:00+08:00","2023-05-07T07:00:00",16438.637119962401,18003.916199434469,{"$f":"LOOKUP(E157,Timeseries!D:D,Timeseries!E:E)","v":199.02},0.19902,0.73,0.14528459999999999,2615.7039384,16707.728999999999,19323.432938400001,18003.916199434469,321000,1319.5167389655326,0,245550.97097550967,64200,11249.029024490344,75449.029024490344,1319.5167389655326,197.92751084482987,0,76570.61825261105,18003.916199434469,0,0,18003.916199434469]
[null,null,null,"2026-05-07T08:00:00+08:00","2023-05-07T08:00:00",16639.712365337102,18003.916199434469,{"$f":"LOOKUP(E158,Timeseries!D:D,Timeseries!E:E)","v":429.02},0.42901999999999996,0.73,0.31318459999999998,5638.5755383999995,36016.228999999999,41654.8045384,18003.916199434469,321000,23650.888338965531,0,244429.38174738895,64200,12370.61825261105,76570.61825261105,23650.888338965531,3547.6332508448295,0,96673.873340731763,18003.916199434469,0,0,18003.916199434469]
[null,null,null,"2026-05-07T09:00:00+08:00","2023-05-07T09:00:00",17966.372609162499,18003.916199434469,{"$f":"LOOKUP(E159,Timeseries!D:D,Timeseries!E:E)","v":593.37},0.59336999999999995,0.73,0.43316009999999994,7798.6144403999988,49813.411499999995,57612.025940399995,18003.916199434469,321000,39608.109740965527,0,224326.12665926822,64200,32473.873340731763,96673.873340731763,39608.109740965527,5941.2164611448288,0,130340.76662055246,18003.916199434469,0,0,18003.916199434469]
[null,null,null,"2026-05-07T10:00:00+08:00","2023-05-07T10:00:00",18550.7246092969,18003.916199434469,{"$f":"LOOKUP(E160,Timeseries!D:D,Timeseries!E:E)","v":818.43},0.81842999999999999,0.73,0.59745389999999998,10756.5600156,68707.198499999999,79463.758515599999,18003.916199434469,321000,61459.84231616553,0,190659.23337944754,64200,66140.766620552458,130340.76662055246,61459.84231616553,9218.9763474248284,0,182581.63258929318,18003.916199434469,0,0,18003.916199434469]
[null,null,null,"2026-05-07T11:00:00+08:00","2023-05-07T11:00:00",18845.816303156302,18003.916199434469,{"$f":"LOOKUP(E161,Timeseries!D:D,Timeseries!E:E)","v":870.34},0.87034,0.73,0.63534820000000003,11438.808992800001,73065.043000000005,84503.851992800002,18003.916199434469,321000,66499.935793365526,0,138418.36741070682,64200,118381.63258929318,182581.63258929318,66499.935793365526,9974.9903690048286,0,239106.57801365387,18003.916199434476,0,0,18003.916199434476]
[null,null,null,"2026-05-07T12:00:00+08:00","2023-05-07T12:00:00",18703.612633443001,18003.916199434469,{"$f":"LOOKUP(E162,Timeseries!D:D,Timeseries!E:E)","v":868.29},0.86829000000000001,0.73,0.63385170000000002,11411.866006800001,72892.945500000002,84304.811506800004,18003.916199434469,321000,66300.895307365543,0,81893.421986346133,64200,174906.57801365387,239106.57801365387,66300.895307365543,9945.1342961048304,0,295462.3390249146,18003.916199434461,0,0,18003.916199434461]
[null,null,null,"2026-05-07T13:00:00+08:00","2023-05-07T13:00:00",18564.588831120502,18003.916199434469,{"$f":"LOOKUP(E163,Timeseries!D:D,Timeseries!E:E)","v":769.72},0.76972000000000007,0.73,0.56189560000000005,10116.368382400002,64617.994000000006,74734.36238240001,18003.916199434469,321000,56730.446182965541,0,25537.660975085397,64200,231262.3390249146,295462.3390249146,25537.660975085397,3830.6491462628092,0,317169.35085373721,18003.916199434469,0,0,18003.916199434469]
[null,null,null,"2026-05-07T14:00:00+08:00","2023-05-07T14:00:00",19403.506338245399,18003.916199434469,{"$f":"LOOKUP(E164,Timeseries!D:D,Timeseries!E:E)","v":558.95000000000005},0.55895000000000006,0.73,0.40803350000000005,7346.2351340000005,46923.852500000008,54270.08763400001,18003.916199434469,321000,36266.171434565542,0,3830.6491462627891,64200,252969.35085373721,317169.35085373721,3830.6491462627891,574.59737193941839,0,320425.4026280606,18003.916199434469,0,0,18003.916199434469]
[null,null,null,"2026-05-07T15:00:00+08:00","2023-05-07T15:00:00",20120.003842931001,18003.916199434469,{"$f":"LOOKUP(E165,Timeseries!D:D,Timeseries!E:E)","v":410.46},0.41045999999999999,0.73,0.29963580000000001,5394.6429432000004,34458.116999999998,39852.759943199999,18003.916199434469,321000,21848.84374376553,0,574.59737193939509,64200,256225.4026280606,320425.4026280606,574.59737193939509,86.189605790909255,0,320913.81039420911,18003.916199434469,0,0,18003.916199434469]
[null,null,null,"2026-05-07T16:00:00+08:00","2023-05-07T16:00:00",20575.801142613898,18003.916199434469,{"$f":"LOOKUP(E166,Timeseries!D:D,Timeseries!E:E)","v":238.62},0.23862,0.73,0.1741926,3136.1635704,20032.149000000001,23168.312570400001,18003.916199434469,321000,5164.3963709655327,0,{"$f":"P166-V166","v":86.189605790888891},64200,256713.81039420911,320913.81039420911,{"$f":"MIN(Q166,S166)","v":86.189605790888891},12.928440868633333,0,320987.07155913138,{"$f":"N166-Q166","v":18003.916199434469},0,{"$f":"O166-AD166","v":0},18003.916199434469]
[null,null,null,"2026-05-07T17:00:00+08:00","2023-05-07T17:00:00",20523.230596489699,18003.916199434469,{"$f":"LOOKUP(E167,Timeseries!D:D,Timeseries!E:E)","v":54.5},5.45E-2,0.73,3.9785000000000001E-2,716.28913999999997,4575.2750000000005,5291.5641400000004,18003.916199434469,321000,0,12712.352059434468,12.928440868621692,64200,256787.07155913138,320987.07155913138,0,0,12712.352059434468,308274.71949969692,5291.5641400000004,12712.352059434468,0,18003.916199434469]
[null,null,null,"2026-05-07T18:00:00+08:00","2023-05-07T18:00:00",19686.044894066901,18003.916199434469,{"$f":"LOOKUP(E168,Timeseries!D:D,Timeseries!E:E)","v":0},0,0.73,0,0,0,0,18003.916199434469,321000,0,18003.916199434469,12725.280500303081,64200,244074.71949969692,308274.71949969692,0,0,18003.916199434469,290270.80330026243,0,18003.916199434469,0,18003.916199434469]
[null,null,null,"2026-05-07T19:00:00+08:00","2023-05-07T19:00:00",19869.303097846201,18003.916199434469,{"$f":"LOOKUP(E169,Timeseries!D:D,Timeseries!E:E)","v":0},0,0.73,0,0,0,0,18003.916199434469,321000,0,18003.916199434469,30729.196699737571,64200,226070.80330026243,290270.80330026243,0,0,18003.916199434469,272266.88710082794,0,18003.916199434469,0,18003.916199434469]
[null,null,null,"2026-05-07T20:00:00+08:00","2023-05-07T20:00:00",21437.2968121575,18003.916199434469,{"$f":"LOOKUP(E170,Timeseries!D:D,Timeseries!E:E)","v":0},0,0.73,0,0,0,0,18003.916199434469,321000,0,18003.916199434469,48733.112899172062,64200,208066.88710082794,272266.88710082794,0,0,18003.916199434469,254262.97090139348,0,18003.916199434469,0,18003.916199434469]
[null,null,null,"2026-05-07T21:00:00+08:00","2023-05-07T21:00:00",21252.316290269799,18003.916199434469,{"$f":"LOOKUP(E171,Timeseries!D:D,Timeseries!E:E)","v":0},0,0.73,0,0,0,0,18003.916199434469,321000,0,18003.916199434469,66737.029098606523,64200,190062.97090139348,254262.97090139348,0,0,18003.916199434469,236259.05470195902,0,18003.916199434469,0,18003.916199434469]
[null,null,null,"2026-05-07T22:00:00+08:00","2023-05-07T22:00:00",20723.205924867802,18003.916199434469,{"$f":"LOOKUP(E172,Timeseries!D:D,Timeseries!E:E)","v":0},0,0.73,0,0,0,0,18003.916199434469,321000,0,18003.916199434469,84740.945298040984,64200,172059.05470195902,236259.05470195902,0,0,18003.916199434469,218255.13850252455,0,18003.916199434469,0,18003.916199434469]
[null,null,null,"2026-05-07T23:00:00+08:00","2023-05-07T23:00:00",20338.745281018098,18003.916199434469,{"$f":"LOOKUP(E173,Timeseries!D:D,Timeseries!E:E)","v":0},0,0.73,0,0,0,0,18003.916199434469,321000,0,18003.916199434469,102744.86149747545,64200,154055.13850252455,218255.13850252455,0,0,18003.916199434469,200251.22230309009,0,18003.916199434469,0,18003.916199434469]

{"sheet":"Simple Battery and Solar","index":20,"n_rows":9,"n_cols":7,"rows_kept":9,"cut":false,"hidden":false,"merged":[]}
[]
[]
[null,null,null,null,"Solar Capacity Factor",null,{"$f":"'Solar+Battery Analysis'!K4","v":0.16793767321428568}]
[null,null,null,null,"Hours",null,{"$f":"G3*24","v":4.0305041571428566}]
[null,null,null,null,"Total hours",null,24]
[null,null,null,null,"Battery Hours",null,{"$f":"G5-G4","v":19.969495842857143}]
[]
[null,null,null,null,"Capacity","MW",{"$f":"'Solar+Battery Analysis'!F4","v":18003.916199434469}]
[null,null,null,null,"Battery Capacity","MWH",{"$f":"G8*G6","v":359529.12969975499}]

{"sheet":"Hydrogen","index":21,"n_rows":17,"n_cols":7,"rows_kept":17,"cut":false,"hidden":false,"merged":[]}
[]
[]
[]
[null,null,"Solar No Storage",null,"USD/kWh",0.03,{"$f":"F4*4","v":0.12}]
[null,null,"Solar with Storage",null,"USD/kWh",0.09,{"$f":"F5*4","v":0.36}]
[]
[null,null,"Efficiency",null,"%",{"$f":"33/55","v":0.6}]
[null,null,"Conversion of kWh/kg",null,"kWh/kg",33]
[null,null,"Electrolizer Efficiency",null,"kWh/kg",{"$f":"F8/F7","v":55}]
[]
[null,null,"Cost of Energy",null,"USD/kg",{"$f":"F5*F9","v":4.95}]
[]
[null,null,"Conversion",null,"kg/MMBTU",21.5]
[]
[null,null,"Cost of Gas",null,"USD/MMBTU",{"$f":"F11*F13","v":106.425}]
[]
[null,null,"Market Price",null,"USD/MMBTU",{"$f":"'Monthly Prices'!Q804","v":11.67366143722}]